## Legend
LoadMAPTM Equipment File - Description of Tabs
Category | Tab Label | Description | Notes | Font Color Key - within tabs
Controls, Viewers & Notes | Control Panel | Controls for LoadMAP runs, and a viewer for select run results |  | User input, common | Red Font | User inputs that are often modified
| Market Profiles | Viewer for detailed market profiles by segment and fuel type |  | User input, uncommon | Blue Font | User inputs that have been preset by AEG and should rarely, if ever, be changed
| Notes | A space for user or analyst notes during project development and runs |  | Standard | Black Font | Text labels or calculated values; no input required
| System Log | Used by LoadMAP for system messages to document run times, errors, etc
| Forecast Summary | Pivot table and chart showing high-level results for equipment runs only
Equipment Inputs | Variables | Global variables used in the analysis, such as the forecast start & stop years and economic discount rates
| Market Size | The projected population over the length of the study, by segment and vintage. This is in LoadMAP units, which vary by customer sector (e.g. Households for Residential, or Square Feet for commercial).
| Saturations | The projected saturation of each technology, expressed as a percentage of the LoadMAP market units for which the technology applies.
| UECs & EUIs | Gives the average Unit Energy Consumption (UEC) or Energy Use Index (EUI) for each technology, including the Existing market, expected average Replacement for existing market customers, and the expected value for a New Construction customer. | This tab also includes the Peak Factors that translate Energy into instantaneous demand at the hour of summer and/or winter system peak; the minimum and maximum lifetimes for already existing (or "Vintage") units; and some other LoadMAP parameter control flags.
| Vintage Data | Contains the distribution of the existing market units from New to the Max Vintage Age, expressed as a percentage of the existing market, and holds the calculated UECs for these aged units as calculated in the Calibration step | Any units older than the Max Vintage Age will be turned over into more efficient units in the first year of the study. Vintage expiration is a major driver of most early-year potential savings.
| Avoided Costs | Holds annual values of avoided cost of energy and capacity; as well as retail rates if needed, line loss factors, and indicator of whether system peak is summer or winter.
| Utilization | Contains a set of exogenous variable datastreams that can be used to vary or normalize the forecast, such as weather degree days, household income, or average home size. | Each technology is assigned its own elasticity value that describes the sensitivity to each exogenous variable. For example, lighting consupmtion may have a -20% elasticity with respect to retail rate, so if the price increases by 100%, lighting usage would go down by 20%.
| Tech Data | Holds the relative efficiency of all technology efficiency options, as well as material and O&M costs, lifetimes for each efficiency option, and on- and off-market years to support standards changes. | Additional information including the conversion between LoadMAP units (e.g. per sq ft) and other units (e.g. per ton of cooling capacity) is also available in the right side of this tab for transparency, although this information is not used by LoadMAP
| Purchase Shares | This tab allocates all purchase decisions for a technology category among the various efficiency options available in any given year. This is a part of each year's equipment stock turnover, and is done for each potential case. Shares of a given technology for any single year should always sum to 100% | Only the Baseline Forecast is required as an input, the other potential cases are calculated by the Tech Economics engine.
| Potential Factors | The assumed portion of an eligible population in a given year that will move from their purchase decision in the baseline case to the unit identified as the economic or efficient option. LoadMAP has the ability to model two such cases, dubbed the "Maximum Achievable Potential" (or MAP) and "Realistic Achievable Potential" (or RAP) cases, respectively. | The percentage given is relative to both the baseline purchase share and the Economic or Technical limit. Eg, if one has a base purchase share of 5%, a technical limit of 30%, and a potential factor of 40%, the final achievable purchase share would be: 5% + (30%-5%) x 40% = 15%
| Program Costs | Defines Incentive and Program Administrative costs for each technology as a percentage of the incremental measure cost. Used for cost-effectiveness tests and the economic screen.
Forecast Engine | Calibration | Creates distribution of annual energy consumption for the various equipment options based on the vintage/age of existing equipment. This information lays the foundation for energy consupmtion in future years as equipment stock turns over. | This is a two step process: 1) Newest unit's UEC must equal the Replacement UEC defined in the market profile while the weighted average UEC must equal the Existing Unit UEC. 2) The weighted average UEC across new efficiency options (weighted by the base year purchase shares) must be equal to the New Unit UEC defined in the market profile.
| Tech Economics | Calculates the costs of operation and material/installation for all technology efficiency options, then performs the cost-benefit analysis and determines the purchase shares for each scenario.
| Tech Forecast | Steps through each year of the study, using a stock accounting model to calculate total energy consumption (and peak demand, if applicable) for each technology in each year.
| Savings | Compares the Baseline and scenario forecasts for each technology, calculating savings as the delta between them.
Cache | Technology Cache | An index of row numbers for internal, runtime lookups of the inputs and outputs of each technology | This index organizes and expedites LoadMAP's runs, and should generally not be edited by the user.
Forecast Results | Technology Costs | Costs of operation and equipment from both the Utility and Program Participant perspectives, as calculated by the Tech Economics tab. Also includes consumption in kBTU terms, for use by the optional System model if it is active (see below).
| Technology Economics | Provides the option that was selected by the Economic screen for each year in each technology set. Also provides the Levelized Cost of Conserved Energy (CCE) and the calculated Benefit/Cost ratios from each of the 4 tests - TRC, PACT, PCT, and RIM | Levelized CCE is provided from the perspective of total resource costs (TRC)
| Equipment Results | The main results by technology, including total annual consumption, peak demand, number of units, and average replacement use. | If Systems are active, these results will include any System switching
| Equipment Purchases | Stores the total number of units newly purchased each year, broken out by each technology efficiency option. | If Systems are active, these results will include any System switching
| Equipment Stock | Shows the total stock existing in each year by efficiency option, including Vintage units and the effects of lifetime decay. | If Systems are active, these results will include any System switching
| Equipment Savings | Stores the results of the Savings calculation tab for each technology. | If Systems are active, these results will include any System switching
| LoadMAPTM System Module (Optional) |  | These tabs are Area Lightingden if the system module is not in use. Can be used for fuel switching or technology switching.
Category | Tab Label | Description | Notes
System Inputs | Building Systems | Lists each grouping of interrelated technologies under friendly labels, and defines several high level values for each, including starting saturation, annual growth, costs to switch (above and beyond component material costs, such as needing to install ducting if installing a central system for the first time), and control flags to enforce directionality (ie, preventing customers from backsliding into Room ACs even if they are cheaper)
| System Data | Defines the component technologies of each System using exact LoadMAP terminology, and defines the end uses necessary for any two systems to be considered a match for evaluation
| Sys Program Costs | As in Equipment Program Costs, factors to determine Incentive and Administrative costs, expressed as a percentage of Incremental material costs
| System Purchase Shares | Similar to Equipment purchase shares, the potion of customers who will opt fo each related system in each year
| System Potential Factors | The fraction of the eligible market that will make the transition from their baseline choice to the economic or technical option if incentivized.
Systems Engine | Sys Costs | Calculates the aggregate costs and kBTU consumption of each system, calculated from their component technologies
| Sys Economics | Calculates System Purchase Shares by comparing related systems
| Sys Forecast | Calculates a stock-accounting forecast of the system units only to determine any switching
| System Results | Applies the System forecast as a modification to the original forecast, adjusting unit counts and consumption to reach the final forecast
Cache | System Cache | An index of row numbers for the inputs and outputs of each system
Forecast Results | System Costs | The stored results of the Sys Costs calculation tab
| System Stock | The number of system units existing in each year | The system stock will not necessarily include all of the total units from their component technologies, as not all LoadMAP units are considered within the switching-eligible universe.
| Raw Equipment Results | As Equipment Results above, but will not include any subsequent System switching
| Raw Equipment Purchases | As Equipment Purchases above, but will not include any subsequent System switching
| Raw Equipment Stock | As Equipment Stock above, but will not include any subsequent System switching
| Raw Equipment Savings | As Equipment Savings above, but will not include any subsequent System switching

## Variables
Name | Value | Description | Affects
Equipment File Name | TBD | The filename of the Equipment module. | Measures
Measures File Name | TBD | The filename of the Measures module. | Measures
Results File Name | TBD | The file name for the Results file. | Final Results
Base Year | 2019 | The base year of the study. | Calibration, Tech Economics, Sys Economics
Forecast Start Year | 2024 | The first year potentials differ from the baseline. | Tech Economics, SysEconomics
Forecast End Year | 2051 | The last year of the forecast. | Tech Economics, Sys Economics
Max Systems | 5 | The maximum number of systems to compare at once | Sys Economics, Sys Forecast
Equipment Levels | 10 | The maximum number of options for equipment | Calibration, Tech Economics, Sys Economics
Equipment Components | 5 | The maximum number of components for systems | Tech Economics, Sys Economics
Max Vintage Age | 35 | The maximum age of vintaged equipment | Calibration
Max Equipment Age | 32 | The maximum age of modeled equipment | Tech Economics, Sys Economics
Economic Test | PACT | The economic test to use (TRC, PAC, PC, or RIM) | Tech Economics
Economic Criteria | Max Savings | Whether the economic screen should optimize for "Max NPV" or "Max Savings" | Tech Economics
Discount Rate | 3.389% | The utility's internal discount rate for economic analysis. | Tech Economics
Owner Discount Rate (Existing) | 3.389% | Discount rate used for Replacement scenario in economic analysis | Tech Economics, Sys Costs
Builder Discount Rate (New Construction) | 3.389% | Discount rate used for New Construction scenario in economic analysis | Tech Economics, Sys Costs
Minimum BC Ratio | 1 | The minimum BC ratio required for a measure to pass. | Tech Economics
Electric kBTUs | 3.412 | The amount of kBTUs contained in one unit of electricity. | Tech Economics
Natural Gas kBTUs | 1 | The amount of kBTUs contained in one unit of natural gas. | Tech Economics
Run Systems | FALSE | Determines whether or not the System Forecast is run. | Sys Forecast
Run Codes & Standards Forecast | FALSE | Determines whether or not the Codes and Standards Forecast is run. | Tech Economics, Sys Economics
Run Realistic Achievable Potential | FALSE | Determines whether or not the Realistic Achievable Potential is run. | Tech Economics, Sys Economics
Run Maximum Achievable Potential | FALSE | Determines whether or not the Maximum Achievable Potential is run. | Tech Economics, Sys Economics
Run Economic Potential | FALSE | Determines whether or not the Economic Potential is run. | Tech Economics, Sys Economics
Run Technical Potential | FALSE | Determines whether or not the Technical Potential is run. | Tech Economics, Sys Economics
Base Case | Baseline Forecast | The study's base case potential. Typically the Baseline, though possibly Codes & Standards. | Savings
Achievable Case | Economic Potential | Whether the study should use the Economic Potential or the Technical Potential to determine Achievable Potential | Savings
Force Creation | FALSE | Whether or not the system should create entries for keys it cannot find. | Setup
Residential Setup | Households;HH;UEC | Labels for the sector market units used by the Market Profile tab | Setup
Commercial Setup | Square Feet ;SqFt.;EUI | Labels for the sector market units used by the Market Profile tab | Setup
Industrial Setup | Employees;Emp;EUI | Labels for the sector market units used by the Market Profile tab | Setup
Electric Setup | kWh;MWh;GWh;KW;MW;GW | Labels for the fuel units used by the Market Profile tab | Setup
Natural Gas Setup | kBTU;MBTU;bBTU;N/A;N/A;N/A | Labels for the fuel units used by the Market Profile tab | Setup
Sheets Should Hide | FALSE | If TRUE, Hides the engine and cache worksheets when the file is opened. | Setup
Uses Measures | FALSE | Whether or not the Measures module is included in the study. | Final Results
Font Color Key
User input, common | Red Font | User inputs that are often modified
User input, uncommon | Blue Font | User inputs that have been preset by EnerNOC and should rarely, if ever, be changed
Standard | Black Font | Text labels or calculated values; no input required

## Market Size
Key | Sector | Segment | Vintage | 2019 | 2020 | 2021 | 2022 | 2023 | 2024 | 2025 | 2026 | 2027 | 2028 | 2029 | 2030 | 2031 | 2032 | 2033 | 2034 | 2035 | 2036 | 2037 | 2038 | 2039 | 2040 | 2041 | 2042 | 2043 | 2044 | 2045 | 2046 | 2047 | 2048 | 2049 | 2050 | 2051
Residential_Single Family Regular Income_Existing | Residential | Single Family Regular Income | Existing | 37940.7296 | 38237.4413 | 38534.153 | 37968.1754 | 37098.7585 | 36619.9583 | 36173.9546 | 35746.5738 | 35344.3093 | 34957.7895 | 34577.6716 | 34204.1314 | 33835.1309 | 33468.6605 | 33106.0801 | 32746.6356 | 32389.9476 | 32033.8281 | 31678.4633 | 31326.0592 | 30976.6549 | 30630.3539 | 30285.9818 | 29943.7978 | 29605.1317 | 29270.0359 | 28938.5259 | 28610.1801 | 28285.0696 | 27963.7284 | 27646.1249 | 27332.291 | 27022.0197
Residential_Single Family Regular Income_New | Residential | Single Family Regular Income | New | 0 | 1080.8892 | 2715.5136 | 4256.8104 | 5704.1215 | 7052.5689 | 8381.2383 | 9690.6332 | 10974.1376 | 12241.4071 | 13501.8707 | 14755.3588 | 16004.0597 | 17250.1254 | 18491.9695 | 19730.2821 | 20965.3751 | 22199.527 | 23432.5103 | 24662.0589 | 25888.0555 | 27110.4108 | 28330.2962 | 29547.5445 | 30760.7339 | 31969.7996 | 33174.6564 | 34375.8237 | 35573.2224 | 36766.3142 | 37955.0421 | 39139.4489 | 40360.8157
Residential_Single Family Moderate Income_Existing | Residential | Single Family Moderate Income | Existing | 31374.5073 | 31619.8685 | 31865.2297 | 31397.2032 | 30678.2522 | 30282.3157 | 29913.4997 | 29560.0837 | 29227.4371 | 28907.8105 | 28593.4779 | 28284.5844 | 27979.4451 | 27676.398 | 27376.5677 | 27079.3306 | 26784.3728 | 26489.8853 | 26196.0218 | 25904.6066 | 25615.672 | 25329.3037 | 25044.5305 | 24761.5666 | 24481.5118 | 24204.4095 | 23930.2723 | 23658.7518 | 23389.9066 | 23124.1784 | 22861.5411 | 22602.0209 | 22345.4468
Residential_Single Family Moderate Income_New | Residential | Single Family Moderate Income | New | 0 | 893.8248 | 2245.5525 | 3520.1044 | 4716.9362 | 5832.0142 | 6930.7371 | 8013.5212 | 9074.8956 | 10122.8448 | 11165.1659 | 12201.7188 | 13234.3129 | 14264.7279 | 15291.652 | 16315.6557 | 17336.997 | 18357.56 | 19377.1567 | 20393.9132 | 21407.7324 | 22418.5404 | 23427.3061 | 24433.891 | 25437.1194 | 26436.9379 | 27433.2758 | 28426.5628 | 29416.7334 | 30403.3424 | 31386.3428 | 32365.7699 | 33375.7606
Residential_Single Family Low Income_Existing | Residential | Single Family Low Income | Existing | 1007.7649 | 1015.6461 | 1023.5272 | 1008.4939 | 985.4009 | 972.6832 | 960.8366 | 949.4847 | 938.8 | 928.5334 | 918.4369 | 908.5151 | 898.7138 | 888.9798 | 879.3491 | 869.8017 | 860.3275 | 850.8684 | 841.4294 | 832.069 | 822.7883 | 813.59 | 804.4429 | 795.354 | 786.3585 | 777.4578 | 768.6524 | 759.931 | 751.2956 | 742.7602 | 734.3242 | 725.9883 | 717.747
Residential_Single Family Low Income_New | Residential | Single Family Low Income | New | 0 | 28.7101 | 72.1283 | 113.0675 | 151.5104 | 187.3272 | 222.6188 | 257.3983 | 291.4902 | 325.1509 | 358.6307 | 391.9253 | 425.0928 | 458.1902 | 491.1755 | 524.0671 | 556.8731 | 589.6541 | 622.404 | 655.0627 | 687.6271 | 720.0948 | 752.4968 | 784.8289 | 817.0531 | 849.1677 | 881.1706 | 913.0755 | 944.8803 | 976.5706 | 1008.1451 | 1039.6048 | 1072.0462
Residential_Multi-Family Regular Income_Existing | Residential | Multi-Family Regular Income | Existing | 2825.7108 | 2847.809 | 2869.9072 | 2827.7549 | 2763.0034 | 2727.3438 | 2694.1268 | 2662.2967 | 2632.3373 | 2603.5505 | 2575.2404 | 2547.4203 | 2519.9382 | 2492.6446 | 2465.6407 | 2438.8704 | 2412.3054 | 2385.7827 | 2359.3162 | 2333.0702 | 2307.0476 | 2281.2561 | 2255.6084 | 2230.1235 | 2204.9007 | 2179.9438 | 2155.2539 | 2130.7997 | 2106.5865 | 2082.6539 | 2058.9998 | 2035.6264 | 2012.5183
Residential_Multi-Family Regular Income_New | Residential | Multi-Family Regular Income | New | 0 | 59.4201 | 146.0756 | 228.9723 | 306.8049 | 379.3177 | 450.7632 | 521.1685 | 590.1789 | 658.3131 | 726.0777 | 793.4639 | 860.5892 | 927.5696 | 994.3199 | 1060.8774 | 1127.2591 | 1193.5873 | 1259.85 | 1325.9257 | 1391.8082 | 1457.4929 | 1523.0427 | 1588.4489 | 1653.6351 | 1718.5981 | 1783.3333 | 1847.8687 | 1912.2002 | 1976.299 | 2040.162 | 2103.7917 | 2169.4059
Residential_Multi-Family Moderate Income_Existing | Residential | Multi-Family Moderate Income | Existing | 4744.2574 | 4781.3594 | 4818.4614 | 4747.6894 | 4638.9741 | 4579.103 | 4523.333 | 4469.8916 | 4419.5909 | 4371.2589 | 4323.7275 | 4277.0186 | 4230.8773 | 4185.0524 | 4139.7139 | 4094.7676 | 4050.1659 | 4005.6353 | 3961.1991 | 3917.1331 | 3873.4423 | 3830.1394 | 3787.0778 | 3744.2898 | 3701.9416 | 3660.0399 | 3618.5866 | 3577.529 | 3536.8759 | 3496.6941 | 3456.9797 | 3417.7367 | 3378.9392
Residential_Multi-Family Moderate Income_New | Residential | Multi-Family Moderate Income | New | 0 | 99.7641 | 245.2553 | 384.4355 | 515.1134 | 636.8595 | 756.8136 | 875.0215 | 990.8872 | 1105.2818 | 1219.056 | 1332.1946 | 1444.8955 | 1557.3529 | 1669.4241 | 1781.1715 | 1892.6237 | 2003.9861 | 2115.2386 | 2226.1771 | 2336.7913 | 2447.0733 | 2557.1289 | 2666.9433 | 2776.3884 | 2885.4586 | 2994.1465 | 3102.4989 | 3210.509 | 3318.1283 | 3425.3518 | 3532.1836 | 3642.3473
Residential_Multi-Family Low Income_Existing | Residential | Multi-Family Low Income | Existing | 475.3729 | 479.0905 | 482.8082 | 475.7168 | 464.8236 | 458.8245 | 453.2364 | 447.8816 | 442.8415 | 437.9986 | 433.236 | 428.5558 | 423.9324 | 419.3408 | 414.7979 | 410.2943 | 405.8252 | 401.3633 | 396.9108 | 392.4954 | 388.1176 | 383.7786 | 379.4639 | 375.1765 | 370.9333 | 366.7347 | 362.5811 | 358.4672 | 354.3937 | 350.3675 | 346.3882 | 342.456 | 338.5685
Residential_Multi-Family Low Income_New | Residential | Multi-Family Low Income | New | 0 | 9.9963 | 24.5745 | 38.5203 | 51.6142 | 63.8131 | 75.8325 | 87.6768 | 99.2865 | 110.7489 | 122.149 | 133.4854 | 144.778 | 156.0462 | 167.2757 | 178.4728 | 189.6402 | 200.7987 | 211.9462 | 223.0622 | 234.1457 | 245.1959 | 256.2234 | 267.2268 | 278.1931 | 289.122 | 300.0124 | 310.8693 | 321.6919 | 332.4753 | 343.2191 | 353.9236 | 364.9619
Residential_Manufactured Home Regular Income_Existing | Residential | Manufactured Home Regular Income | Existing | 153.4262 | 154.6261 | 155.826 | 153.5372 | 150.0215 | 148.0853 | 146.2817 | 144.5534 | 142.9267 | 141.3637 | 139.8266 | 138.316 | 136.8239 | 135.3419 | 133.8757 | 132.4222 | 130.9798 | 129.5397 | 128.1026 | 126.6776 | 125.2646 | 123.8643 | 122.4717 | 121.0879 | 119.7184 | 118.3633 | 117.0228 | 115.695 | 114.3803 | 113.0808 | 111.7965 | 110.5274 | 109.2727
Residential_Manufactured Home Regular Income_New | Residential | Manufactured Home Regular Income | New | 0 | 4.3709 | 10.9811 | 17.2139 | 23.0666 | 28.5195 | 33.8924 | 39.1874 | 44.3777 | 49.5023 | 54.5994 | 59.6683 | 64.7179 | 69.7568 | 74.7786 | 79.7861 | 84.7806 | 89.7713 | 94.7573 | 99.7294 | 104.6872 | 109.6302 | 114.5632 | 119.4855 | 124.3915 | 129.2808 | 134.153 | 139.0103 | 143.8524 | 148.6771 | 153.4841 | 158.2737 | 163.2127
Residential_Manufactured Home Moderate Income_Existing | Residential | Manufactured Home Moderate Income | Existing | 236.4941 | 238.3436 | 240.193 | 236.6652 | 231.2459 | 228.2614 | 225.4813 | 222.8174 | 220.3099 | 217.9007 | 215.5313 | 213.2029 | 210.9029 | 208.6186 | 206.3585 | 204.118 | 201.8947 | 199.6749 | 197.4598 | 195.2632 | 193.0853 | 190.9267 | 188.7801 | 186.6472 | 184.5362 | 182.4475 | 180.3811 | 178.3344 | 176.3079 | 174.3049 | 172.3252 | 170.369 | 168.435
Residential_Manufactured Home Moderate Income_New | Residential | Manufactured Home Moderate Income | New | 0 | 6.7375 | 16.9265 | 26.5338 | 35.5552 | 43.9604 | 52.2424 | 60.4041 | 68.4046 | 76.3038 | 84.1605 | 91.9739 | 99.7573 | 107.5244 | 115.2651 | 122.9838 | 130.6824 | 138.3752 | 146.0607 | 153.7248 | 161.3667 | 168.986 | 176.5898 | 184.1773 | 191.7394 | 199.2758 | 206.786 | 214.2731 | 221.7368 | 229.1737 | 236.5833 | 243.966 | 251.5791
Residential_Manufactured Home Low Income_Existing | Residential | Manufactured Home Low Income | Existing | 5.4865 | 5.5294 | 5.5723 | 5.4905 | 5.3648 | 5.2955 | 5.231 | 5.1692 | 5.1111 | 5.0552 | 5.0002 | 4.9462 | 4.8928 | 4.8398 | 4.7874 | 4.7354 | 4.6838 | 4.6323 | 4.581 | 4.53 | 4.4795 | 4.4294 | 4.3796 | 4.3301 | 4.2811 | 4.2327 | 4.1847 | 4.1373 | 4.0902 | 4.0438 | 3.9978 | 3.9525 | 3.9076
Residential_Manufactured Home Low Income_New | Residential | Manufactured Home Low Income | New | 0 | 0.15631 | 0.39268 | 0.61557 | 0.82486 | 1.0199 | 1.212 | 1.4013 | 1.5869 | 1.7702 | 1.9525 | 2.1337 | 2.3143 | 2.4945 | 2.6741 | 2.8532 | 3.0318 | 3.2102 | 3.3885 | 3.5663 | 3.7436 | 3.9204 | 4.0968 | 4.2728 | 4.4482 | 4.6231 | 4.7973 | 4.971 | 5.1442 | 5.3167 | 5.4886 | 5.6599 | 5.8365

## Saturations
Key | Sector | Segment | Vintage | End Use | Fuel | Technology | 2019 | 2020 | 2021 | 2022 | 2023 | 2024 | 2025 | 2026 | 2027 | 2028 | 2029 | 2030 | 2031 | 2032 | 2033 | 2034 | 2035 | 2036 | 2037 | 2038 | 2039 | 2040 | 2041 | 2042 | 2043 | 2044 | 2045 | 2046 | 2047 | 2048 | 2049 | 2050 | 2051
Residential_Single Family Regular Income_Existing_Space Heating_Natural Gas_Furnace | Residential | Single Family Regular Income | Existing | Space Heating | Natural Gas | Furnace | 90.81% | 91.51% | 92.21% | 92.92% | 93.63% | 94.35% | 95.07% | 95.8% | 96.54% | 97.28% | 98.02% | 98.78% | 99.54% | 100% | 100% | 100% | 100% | 100% | 100% | 100% | 100% | 100% | 100% | 100% | 100% | 100% | 100% | 100% | 100% | 100% | 100% | 100% | 100%
Residential_Single Family Regular Income_Existing_Space Heating_Natural Gas_Boiler | Residential | Single Family Regular Income | Existing | Space Heating | Natural Gas | Boiler | 3.513% | 3.54% | 3.567% | 3.595% | 3.622% | 3.65% | 3.678% | 3.706% | 3.735% | 3.764% | 3.792% | 3.822% | 3.851% | 3.88% | 3.91% | 3.94% | 3.97% | 4.001% | 4.032% | 4.063% | 4.094% | 4.125% | 4.157% | 4.189% | 4.221% | 4.253% | 4.286% | 4.319% | 4.352% | 4.385% | 4.419% | 4.453% | 4.487%
Residential_Single Family Regular Income_Existing_Secondary Heating_Natural Gas_Fireplace | Residential | Single Family Regular Income | Existing | Secondary Heating | Natural Gas | Fireplace | 19.47% | 19.47% | 19.47% | 19.47% | 19.47% | 19.47% | 19.47% | 19.47% | 19.47% | 19.47% | 19.47% | 19.47% | 19.47% | 19.47% | 19.47% | 19.47% | 19.47% | 19.47% | 19.47% | 19.47% | 19.47% | 19.47% | 19.47% | 19.47% | 19.47% | 19.47% | 19.47% | 19.47% | 19.47% | 19.47% | 19.47% | 19.47% | 19.47%
Residential_Single Family Regular Income_Existing_Water Heating_Natural Gas_Water Heater (<= 55 gal) | Residential | Single Family Regular Income | Existing | Water Heating | Natural Gas | Water Heater (<= 55 gal) | 83.24% | 83.73% | 84.23% | 84.73% | 85.23% | 85.73% | 86.24% | 86.75% | 87.26% | 87.78% | 88.3% | 88.82% | 89.35% | 89.88% | 90.41% | 90.95% | 91.49% | 92.03% | 92.57% | 93.12% | 93.67% | 94.23% | 94.79% | 95.35% | 95.91% | 96.48% | 97.05% | 97.63% | 98.21% | 98.79% | 99.37% | 99.96% | 100%
Residential_Single Family Regular Income_Existing_Water Heating_Natural Gas_Water Heater (> 55 gal) | Residential | Single Family Regular Income | Existing | Water Heating | Natural Gas | Water Heater (> 55 gal) | 2.603% | 2.619% | 2.634% | 2.65% | 2.666% | 2.681% | 2.697% | 2.713% | 2.729% | 2.746% | 2.762% | 2.778% | 2.795% | 2.811% | 2.828% | 2.845% | 2.861% | 2.878% | 2.895% | 2.913% | 2.93% | 2.947% | 2.965% | 2.982% | 3% | 3.018% | 3.036% | 3.054% | 3.072% | 3.09% | 3.108% | 3.127% | 3.145%
Residential_Single Family Regular Income_Existing_Appliances_Natural Gas_Clothes Dryer | Residential | Single Family Regular Income | Existing | Appliances | Natural Gas | Clothes Dryer | 15.62% | 15.76% | 15.89% | 16.03% | 16.17% | 16.32% | 16.46% | 16.6% | 16.75% | 16.89% | 17.04% | 17.19% | 17.34% | 17.49% | 17.65% | 17.8% | 17.96% | 18.12% | 18.28% | 18.44% | 18.6% | 18.76% | 18.92% | 19.09% | 19.26% | 19.43% | 19.6% | 19.77% | 19.94% | 20.12% | 20.29% | 20.47% | 20.65%
Residential_Single Family Regular Income_Existing_Appliances_Natural Gas_Stove/Oven | Residential | Single Family Regular Income | Existing | Appliances | Natural Gas | Stove/Oven | 40.15% | 40.23% | 40.3% | 40.38% | 40.46% | 40.54% | 40.62% | 40.7% | 40.78% | 40.86% | 40.93% | 41.01% | 41.09% | 41.17% | 41.25% | 41.33% | 41.41% | 41.49% | 41.58% | 41.66% | 41.74% | 41.82% | 41.9% | 41.98% | 42.06% | 42.14% | 42.23% | 42.31% | 42.39% | 42.47% | 42.55% | 42.64% | 42.72%
Residential_Single Family Regular Income_Existing_Miscellaneous_Natural Gas_Pool Heater | Residential | Single Family Regular Income | Existing | Miscellaneous | Natural Gas | Pool Heater | 0.3907% | 0.3907% | 0.3907% | 0.3907% | 0.3907% | 0.3907% | 0.3907% | 0.3907% | 0.3907% | 0.3907% | 0.3907% | 0.3907% | 0.3907% | 0.3907% | 0.3907% | 0.3907% | 0.3907% | 0.3907% | 0.3907% | 0.3907% | 0.3907% | 0.3907% | 0.3907% | 0.3907% | 0.3907% | 0.3907% | 0.3907% | 0.3907% | 0.3907% | 0.3907% | 0.3907% | 0.3907% | 0.3907%
Residential_Single Family Regular Income_Existing_Miscellaneous_Natural Gas_Miscellaneous | Residential | Single Family Regular Income | Existing | Miscellaneous | Natural Gas | Miscellaneous | 100% | 100% | 100% | 100% | 100% | 100% | 100% | 100% | 100% | 100% | 100% | 100% | 100% | 100% | 100% | 100% | 100% | 100% | 100% | 100% | 100% | 100% | 100% | 100% | 100% | 100% | 100% | 100% | 100% | 100% | 100% | 100% | 100%
Residential_Single Family Regular Income_New_Space Heating_Natural Gas_Furnace | Residential | Single Family Regular Income | New | Space Heating | Natural Gas | Furnace | 20% | 20% | 20% | 20% | 20% | 20% | 20% | 20% | 20% | 20% | 20% | 20% | 20% | 20% | 20% | 20% | 20% | 20% | 20% | 20% | 20% | 20% | 20% | 20% | 20% | 20% | 20% | 20% | 20% | 20% | 20% | 20% | 20%
Residential_Single Family Regular Income_New_Space Heating_Natural Gas_Boiler | Residential | Single Family Regular Income | New | Space Heating | Natural Gas | Boiler | bar: 2019 to 2051
Residential_Single Family Regular Income_New_Secondary Heating_Natural Gas_Fireplace | Residential | Single Family Regular Income | New | Secondary Heating | Natural Gas | Fireplace | 45% | 45% | 45% | 45% | 45% | 45% | 45% | 45% | 45% | 45% | 45% | 45% | 45% | 45% | 45% | 45% | 45% | 45% | 45% | 45% | 45% | 45% | 45% | 45% | 45% | 45% | 45% | 45% | 45% | 45% | 45% | 45% | 45%
Residential_Single Family Regular Income_New_Water Heating_Natural Gas_Water Heater (<= 55 gal) | Residential | Single Family Regular Income | New | Water Heating | Natural Gas | Water Heater (<= 55 gal) | bar: 2019 to 2051
Residential_Single Family Regular Income_New_Water Heating_Natural Gas_Water Heater (> 55 gal) | Residential | Single Family Regular Income | New | Water Heating | Natural Gas | Water Heater (> 55 gal) | bar: 2019 to 2051
Residential_Single Family Regular Income_New_Appliances_Natural Gas_Clothes Dryer | Residential | Single Family Regular Income | New | Appliances | Natural Gas | Clothes Dryer | 45% | 45.39% | 45.79% | 46.19% | 46.6% | 47.01% | 47.42% | 47.83% | 48.25% | 48.68% | 49.1% | 49.53% | 49.97% | 50.41% | 50.85% | 51.29% | 51.74% | 52.2% | 52.65% | 53.11% | 53.58% | 54.05% | 54.52% | 55% | 55.48% | 55.97% | 56.46% | 56.96% | 57.45% | 57.96% | 58.47% | 58.98% | 59.5%
Residential_Single Family Regular Income_New_Appliances_Natural Gas_Stove/Oven | Residential | Single Family Regular Income | New | Appliances | Natural Gas | Stove/Oven | 40% | 40.08% | 40.16% | 40.23% | 40.31% | 40.39% | 40.47% | 40.55% | 40.63% | 40.7% | 40.78% | 40.86% | 40.94% | 41.02% | 41.1% | 41.18% | 41.26% | 41.34% | 41.42% | 41.5% | 41.58% | 41.66% | 41.74% | 41.83% | 41.91% | 41.99% | 42.07% | 42.15% | 42.23% | 42.32% | 42.4% | 42.48% | 42.56%
Residential_Single Family Regular Income_New_Miscellaneous_Natural Gas_Pool Heater | Residential | Single Family Regular Income | New | Miscellaneous | Natural Gas | Pool Heater | bar: 2019 to 2051
Residential_Single Family Regular Income_New_Miscellaneous_Natural Gas_Miscellaneous | Residential | Single Family Regular Income | New | Miscellaneous | Natural Gas | Miscellaneous | 100% | 100% | 100% | 100% | 100% | 100% | 100% | 100% | 100% | 100% | 100% | 100% | 100% | 100% | 100% | 100% | 100% | 100% | 100% | 100% | 100% | 100% | 100% | 100% | 100% | 100% | 100% | 100% | 100% | 100% | 100% | 100% | 100%
Residential_Single Family Moderate Income_Existing_Space Heating_Natural Gas_Furnace | Residential | Single Family Moderate Income | Existing | Space Heating | Natural Gas | Furnace | 84.95% | 85.6% | 86.26% | 86.92% | 87.59% | 88.26% | 88.94% | 89.62% | 90.31% | 91% | 91.7% | 92.4% | 93.11% | 93.83% | 94.55% | 95.27% | 96.01% | 96.74% | 97.49% | 98.23% | 98.99% | 99.75% | 100% | 100% | 100% | 100% | 100% | 100% | 100% | 100% | 100% | 100% | 100%
Residential_Single Family Moderate Income_Existing_Space Heating_Natural Gas_Boiler | Residential | Single Family Moderate Income | Existing | Space Heating | Natural Gas | Boiler | 3.287% | 3.312% | 3.337% | 3.363% | 3.389% | 3.415% | 3.441% | 3.467% | 3.494% | 3.521% | 3.548% | 3.575% | 3.602% | 3.63% | 3.658% | 3.686% | 3.714% | 3.743% | 3.772% | 3.801% | 3.83% | 3.859% | 3.889% | 3.919% | 3.949% | 3.979% | 4.009% | 4.04% | 4.071% | 4.103% | 4.134% | 4.166% | 4.198%
Residential_Single Family Moderate Income_Existing_Secondary Heating_Natural Gas_Fireplace | Residential | Single Family Moderate Income | Existing | Secondary Heating | Natural Gas | Fireplace | 18.21% | 18.21% | 18.21% | 18.21% | 18.21% | 18.21% | 18.21% | 18.21% | 18.21% | 18.21% | 18.21% | 18.21% | 18.21% | 18.21% | 18.21% | 18.21% | 18.21% | 18.21% | 18.21% | 18.21% | 18.21% | 18.21% | 18.21% | 18.21% | 18.21% | 18.21% | 18.21% | 18.21% | 18.21% | 18.21% | 18.21% | 18.21% | 18.21%
Residential_Single Family Moderate Income_Existing_Water Heating_Natural Gas_Water Heater (<= 55 gal) | Residential | Single Family Moderate Income | Existing | Water Heating | Natural Gas | Water Heater (<= 55 gal) | 80.23% | 80.7% | 81.18% | 81.66% | 82.15% | 82.63% | 83.12% | 83.62% | 84.11% | 84.61% | 85.11% | 85.61% | 86.12% | 86.63% | 87.14% | 87.66% | 88.18% | 88.7% | 89.23% | 89.76% | 90.29% | 90.82% | 91.36% | 91.9% | 92.45% | 92.99% | 93.55% | 94.1% | 94.66% | 95.22% | 95.78% | 96.35% | 96.92%
Residential_Single Family Moderate Income_Existing_Water Heating_Natural Gas_Water Heater (> 55 gal) | Residential | Single Family Moderate Income | Existing | Water Heating | Natural Gas | Water Heater (> 55 gal) | 2.509% | 2.524% | 2.539% | 2.554% | 2.569% | 2.585% | 2.6% | 2.615% | 2.631% | 2.646% | 2.662% | 2.678% | 2.694% | 2.71% | 2.726% | 2.742% | 2.758% | 2.774% | 2.791% | 2.807% | 2.824% | 2.841% | 2.858% | 2.874% | 2.891% | 2.909% | 2.926% | 2.943% | 2.961% | 2.978% | 2.996% | 3.014% | 3.031%
Residential_Single Family Moderate Income_Existing_Appliances_Natural Gas_Clothes Dryer | Residential | Single Family Moderate Income | Existing | Appliances | Natural Gas | Clothes Dryer | 15.62% | 15.76% | 15.89% | 16.03% | 16.17% | 16.32% | 16.46% | 16.6% | 16.75% | 16.89% | 17.04% | 17.19% | 17.34% | 17.49% | 17.65% | 17.8% | 17.96% | 18.12% | 18.28% | 18.44% | 18.6% | 18.76% | 18.92% | 19.09% | 19.26% | 19.43% | 19.6% | 19.77% | 19.94% | 20.12% | 20.29% | 20.47% | 20.65%
Residential_Single Family Moderate Income_Existing_Appliances_Natural Gas_Stove/Oven | Residential | Single Family Moderate Income | Existing | Appliances | Natural Gas | Stove/Oven | 40.15% | 40.23% | 40.3% | 40.38% | 40.46% | 40.54% | 40.62% | 40.7% | 40.78% | 40.86% | 40.93% | 41.01% | 41.09% | 41.17% | 41.25% | 41.33% | 41.41% | 41.49% | 41.58% | 41.66% | 41.74% | 41.82% | 41.9% | 41.98% | 42.06% | 42.14% | 42.23% | 42.31% | 42.39% | 42.47% | 42.55% | 42.64% | 42.72%
Residential_Single Family Moderate Income_Existing_Miscellaneous_Natural Gas_Pool Heater | Residential | Single Family Moderate Income | Existing | Miscellaneous | Natural Gas | Pool Heater | 0.3907% | 0.3907% | 0.3907% | 0.3907% | 0.3907% | 0.3907% | 0.3907% | 0.3907% | 0.3907% | 0.3907% | 0.3907% | 0.3907% | 0.3907% | 0.3907% | 0.3907% | 0.3907% | 0.3907% | 0.3907% | 0.3907% | 0.3907% | 0.3907% | 0.3907% | 0.3907% | 0.3907% | 0.3907% | 0.3907% | 0.3907% | 0.3907% | 0.3907% | 0.3907% | 0.3907% | 0.3907% | 0.3907%
Residential_Single Family Moderate Income_Existing_Miscellaneous_Natural Gas_Miscellaneous | Residential | Single Family Moderate Income | Existing | Miscellaneous | Natural Gas | Miscellaneous | 100% | 100% | 100% | 100% | 100% | 100% | 100% | 100% | 100% | 100% | 100% | 100% | 100% | 100% | 100% | 100% | 100% | 100% | 100% | 100% | 100% | 100% | 100% | 100% | 100% | 100% | 100% | 100% | 100% | 100% | 100% | 100% | 100%
Residential_Single Family Moderate Income_New_Space Heating_Natural Gas_Furnace | Residential | Single Family Moderate Income | New | Space Heating | Natural Gas | Furnace | 20% | 20% | 20% | 20% | 20% | 20% | 20% | 20% | 20% | 20% | 20% | 20% | 20% | 20% | 20% | 20% | 20% | 20% | 20% | 20% | 20% | 20% | 20% | 20% | 20% | 20% | 20% | 20% | 20% | 20% | 20% | 20% | 20%
Residential_Single Family Moderate Income_New_Space Heating_Natural Gas_Boiler | Residential | Single Family Moderate Income | New | Space Heating | Natural Gas | Boiler | bar: 2019 to 2051
Residential_Single Family Moderate Income_New_Secondary Heating_Natural Gas_Fireplace | Residential | Single Family Moderate Income | New | Secondary Heating | Natural Gas | Fireplace | 45% | 45% | 45% | 45% | 45% | 45% | 45% | 45% | 45% | 45% | 45% | 45% | 45% | 45% | 45% | 45% | 45% | 45% | 45% | 45% | 45% | 45% | 45% | 45% | 45% | 45% | 45% | 45% | 45% | 45% | 45% | 45% | 45%
Residential_Single Family Moderate Income_New_Water Heating_Natural Gas_Water Heater (<= 55 gal) | Residential | Single Family Moderate Income | New | Water Heating | Natural Gas | Water Heater (<= 55 gal) | bar: 2019 to 2051
Residential_Single Family Moderate Income_New_Water Heating_Natural Gas_Water Heater (> 55 gal) | Residential | Single Family Moderate Income | New | Water Heating | Natural Gas | Water Heater (> 55 gal) | bar: 2019 to 2051
Residential_Single Family Moderate Income_New_Appliances_Natural Gas_Clothes Dryer | Residential | Single Family Moderate Income | New | Appliances | Natural Gas | Clothes Dryer | 45% | 45.39% | 45.79% | 46.19% | 46.6% | 47.01% | 47.42% | 47.83% | 48.25% | 48.68% | 49.1% | 49.53% | 49.97% | 50.41% | 50.85% | 51.29% | 51.74% | 52.2% | 52.65% | 53.11% | 53.58% | 54.05% | 54.52% | 55% | 55.48% | 55.97% | 56.46% | 56.96% | 57.45% | 57.96% | 58.47% | 58.98% | 59.5%
Residential_Single Family Moderate Income_New_Appliances_Natural Gas_Stove/Oven | Residential | Single Family Moderate Income | New | Appliances | Natural Gas | Stove/Oven | 40% | 40.08% | 40.16% | 40.23% | 40.31% | 40.39% | 40.47% | 40.55% | 40.63% | 40.7% | 40.78% | 40.86% | 40.94% | 41.02% | 41.1% | 41.18% | 41.26% | 41.34% | 41.42% | 41.5% | 41.58% | 41.66% | 41.74% | 41.83% | 41.91% | 41.99% | 42.07% | 42.15% | 42.23% | 42.32% | 42.4% | 42.48% | 42.56%
Residential_Single Family Moderate Income_New_Miscellaneous_Natural Gas_Pool Heater | Residential | Single Family Moderate Income | New | Miscellaneous | Natural Gas | Pool Heater | bar: 2019 to 2051
Residential_Single Family Moderate Income_New_Miscellaneous_Natural Gas_Miscellaneous | Residential | Single Family Moderate Income | New | Miscellaneous | Natural Gas | Miscellaneous | 100% | 100% | 100% | 100% | 100% | 100% | 100% | 100% | 100% | 100% | 100% | 100% | 100% | 100% | 100% | 100% | 100% | 100% | 100% | 100% | 100% | 100% | 100% | 100% | 100% | 100% | 100% | 100% | 100% | 100% | 100% | 100% | 100%
Residential_Single Family Low Income_Existing_Space Heating_Natural Gas_Furnace | Residential | Single Family Low Income | Existing | Space Heating | Natural Gas | Furnace | 93.31% | 94.03% | 94.75% | 95.48% | 96.21% | 96.95% | 97.69% | 98.44% | 99.2% | 99.96% | 100% | 100% | 100% | 100% | 100% | 100% | 100% | 100% | 100% | 100% | 100% | 100% | 100% | 100% | 100% | 100% | 100% | 100% | 100% | 100% | 100% | 100% | 100%
Residential_Single Family Low Income_Existing_Space Heating_Natural Gas_Boiler | Residential | Single Family Low Income | Existing | Space Heating | Natural Gas | Boiler | 3.91% | 3.94% | 3.97% | 4.001% | 4.031% | 4.062% | 4.093% | 4.125% | 4.157% | 4.188% | 4.221% | 4.253% | 4.286% | 4.319% | 4.352% | 4.385% | 4.419% | 4.453% | 4.487% | 4.521% | 4.556% | 4.591% | 4.626% | 4.662% | 4.698% | 4.734% | 4.77% | 4.807% | 4.843% | 4.881% | 4.918% | 4.956% | 4.994%
Residential_Single Family Low Income_Existing_Secondary Heating_Natural Gas_Fireplace | Residential | Single Family Low Income | Existing | Secondary Heating | Natural Gas | Fireplace | 21.67% | 21.67% | 21.67% | 21.67% | 21.67% | 21.67% | 21.67% | 21.67% | 21.67% | 21.67% | 21.67% | 21.67% | 21.67% | 21.67% | 21.67% | 21.67% | 21.67% | 21.67% | 21.67% | 21.67% | 21.67% | 21.67% | 21.67% | 21.67% | 21.67% | 21.67% | 21.67% | 21.67% | 21.67% | 21.67% | 21.67% | 21.67% | 21.67%
Residential_Single Family Low Income_Existing_Water Heating_Natural Gas_Water Heater (<= 55 gal) | Residential | Single Family Low Income | Existing | Water Heating | Natural Gas | Water Heater (<= 55 gal) | 74.21% | 74.65% | 75.09% | 75.54% | 75.99% | 76.44% | 76.89% | 77.34% | 77.8% | 78.26% | 78.73% | 79.19% | 79.66% | 80.13% | 80.61% | 81.09% | 81.57% | 82.05% | 82.54% | 83.03% | 83.52% | 84.01% | 84.51% | 85.01% | 85.51% | 86.02% | 86.53% | 87.04% | 87.56% | 88.08% | 88.6% | 89.12% | 89.65%
Residential_Single Family Low Income_Existing_Water Heating_Natural Gas_Water Heater (> 55 gal) | Residential | Single Family Low Income | Existing | Water Heating | Natural Gas | Water Heater (> 55 gal) | 2.321% | 2.335% | 2.349% | 2.363% | 2.377% | 2.391% | 2.405% | 2.419% | 2.433% | 2.448% | 2.462% | 2.477% | 2.492% | 2.506% | 2.521% | 2.536% | 2.551% | 2.566% | 2.581% | 2.597% | 2.612% | 2.628% | 2.643% | 2.659% | 2.675% | 2.69% | 2.706% | 2.722% | 2.739% | 2.755% | 2.771% | 2.788% | 2.804%
Residential_Single Family Low Income_Existing_Appliances_Natural Gas_Clothes Dryer | Residential | Single Family Low Income | Existing | Appliances | Natural Gas | Clothes Dryer | 15.62% | 15.76% | 15.89% | 16.03% | 16.17% | 16.32% | 16.46% | 16.6% | 16.75% | 16.89% | 17.04% | 17.19% | 17.34% | 17.49% | 17.65% | 17.8% | 17.96% | 18.12% | 18.28% | 18.44% | 18.6% | 18.76% | 18.92% | 19.09% | 19.26% | 19.43% | 19.6% | 19.77% | 19.94% | 20.12% | 20.29% | 20.47% | 20.65%
Residential_Single Family Low Income_Existing_Appliances_Natural Gas_Stove/Oven | Residential | Single Family Low Income | Existing | Appliances | Natural Gas | Stove/Oven | 40.15% | 40.23% | 40.3% | 40.38% | 40.46% | 40.54% | 40.62% | 40.7% | 40.78% | 40.86% | 40.93% | 41.01% | 41.09% | 41.17% | 41.25% | 41.33% | 41.41% | 41.49% | 41.58% | 41.66% | 41.74% | 41.82% | 41.9% | 41.98% | 42.06% | 42.14% | 42.23% | 42.31% | 42.39% | 42.47% | 42.55% | 42.64% | 42.72%
Residential_Single Family Low Income_Existing_Miscellaneous_Natural Gas_Pool Heater | Residential | Single Family Low Income | Existing | Miscellaneous | Natural Gas | Pool Heater | 0.3907% | 0.3907% | 0.3907% | 0.3907% | 0.3907% | 0.3907% | 0.3907% | 0.3907% | 0.3907% | 0.3907% | 0.3907% | 0.3907% | 0.3907% | 0.3907% | 0.3907% | 0.3907% | 0.3907% | 0.3907% | 0.3907% | 0.3907% | 0.3907% | 0.3907% | 0.3907% | 0.3907% | 0.3907% | 0.3907% | 0.3907% | 0.3907% | 0.3907% | 0.3907% | 0.3907% | 0.3907% | 0.3907%
Residential_Single Family Low Income_Existing_Miscellaneous_Natural Gas_Miscellaneous | Residential | Single Family Low Income | Existing | Miscellaneous | Natural Gas | Miscellaneous | 100% | 100% | 100% | 100% | 100% | 100% | 100% | 100% | 100% | 100% | 100% | 100% | 100% | 100% | 100% | 100% | 100% | 100% | 100% | 100% | 100% | 100% | 100% | 100% | 100% | 100% | 100% | 100% | 100% | 100% | 100% | 100% | 100%
Residential_Single Family Low Income_New_Space Heating_Natural Gas_Furnace | Residential | Single Family Low Income | New | Space Heating | Natural Gas | Furnace | 20% | 20% | 20% | 20% | 20% | 20% | 20% | 20% | 20% | 20% | 20% | 20% | 20% | 20% | 20% | 20% | 20% | 20% | 20% | 20% | 20% | 20% | 20% | 20% | 20% | 20% | 20% | 20% | 20% | 20% | 20% | 20% | 20%
Residential_Single Family Low Income_New_Space Heating_Natural Gas_Boiler | Residential | Single Family Low Income | New | Space Heating | Natural Gas | Boiler | bar: 2019 to 2051
Residential_Single Family Low Income_New_Secondary Heating_Natural Gas_Fireplace | Residential | Single Family Low Income | New | Secondary Heating | Natural Gas | Fireplace | 45% | 45% | 45% | 45% | 45% | 45% | 45% | 45% | 45% | 45% | 45% | 45% | 45% | 45% | 45% | 45% | 45% | 45% | 45% | 45% | 45% | 45% | 45% | 45% | 45% | 45% | 45% | 45% | 45% | 45% | 45% | 45% | 45%
Residential_Single Family Low Income_New_Water Heating_Natural Gas_Water Heater (<= 55 gal) | Residential | Single Family Low Income | New | Water Heating | Natural Gas | Water Heater (<= 55 gal) | bar: 2019 to 2051
Residential_Single Family Low Income_New_Water Heating_Natural Gas_Water Heater (> 55 gal) | Residential | Single Family Low Income | New | Water Heating | Natural Gas | Water Heater (> 55 gal) | bar: 2019 to 2051
Residential_Single Family Low Income_New_Appliances_Natural Gas_Clothes Dryer | Residential | Single Family Low Income | New | Appliances | Natural Gas | Clothes Dryer | 45% | 45.39% | 45.79% | 46.19% | 46.6% | 47.01% | 47.42% | 47.83% | 48.25% | 48.68% | 49.1% | 49.53% | 49.97% | 50.41% | 50.85% | 51.29% | 51.74% | 52.2% | 52.65% | 53.11% | 53.58% | 54.05% | 54.52% | 55% | 55.48% | 55.97% | 56.46% | 56.96% | 57.45% | 57.96% | 58.47% | 58.98% | 59.5%
Residential_Single Family Low Income_New_Appliances_Natural Gas_Stove/Oven | Residential | Single Family Low Income | New | Appliances | Natural Gas | Stove/Oven | 40% | 40.08% | 40.16% | 40.23% | 40.31% | 40.39% | 40.47% | 40.55% | 40.63% | 40.7% | 40.78% | 40.86% | 40.94% | 41.02% | 41.1% | 41.18% | 41.26% | 41.34% | 41.42% | 41.5% | 41.58% | 41.66% | 41.74% | 41.83% | 41.91% | 41.99% | 42.07% | 42.15% | 42.23% | 42.32% | 42.4% | 42.48% | 42.56%
Residential_Single Family Low Income_New_Miscellaneous_Natural Gas_Pool Heater | Residential | Single Family Low Income | New | Miscellaneous | Natural Gas | Pool Heater | bar: 2019 to 2051
Residential_Single Family Low Income_New_Miscellaneous_Natural Gas_Miscellaneous | Residential | Single Family Low Income | New | Miscellaneous | Natural Gas | Miscellaneous | 100% | 100% | 100% | 100% | 100% | 100% | 100% | 100% | 100% | 100% | 100% | 100% | 100% | 100% | 100% | 100% | 100% | 100% | 100% | 100% | 100% | 100% | 100% | 100% | 100% | 100% | 100% | 100% | 100% | 100% | 100% | 100% | 100%
Residential_Multi-Family Regular Income_Existing_Space Heating_Natural Gas_Furnace | Residential | Multi-Family Regular Income | Existing | Space Heating | Natural Gas | Furnace | 73.3% | 74.65% | 76.03% | 77.44% | 78.87% | 80.32% | 81.81% | 83.32% | 84.85% | 86.42% | 88.02% | 89.64% | 91.3% | 92.98% | 94.7% | 96.45% | 98.23% | 100% | 100% | 100% | 100% | 100% | 100% | 100% | 100% | 100% | 100% | 100% | 100% | 100% | 100% | 100% | 100%
Residential_Multi-Family Regular Income_Existing_Space Heating_Natural Gas_Boiler | Residential | Multi-Family Regular Income | Existing | Space Heating | Natural Gas | Boiler | 22.44% | 22.85% | 23.27% | 23.7% | 24.14% | 24.59% | 25.04% | 25.5% | 25.97% | 26.45% | 26.94% | 27.44% | 27.94% | 28.46% | 28.99% | 29.52% | 30.07% | 30.62% | 31.19% | 31.76% | 32.35% | 32.95% | 33.56% | 34.17% | 34.81% | 35.45% | 36.1% | 36.77% | 37.45% | 38.14% | 38.84% | 39.56% | 40.29%
Residential_Multi-Family Regular Income_Existing_Secondary Heating_Natural Gas_Fireplace | Residential | Multi-Family Regular Income | Existing | Secondary Heating | Natural Gas | Fireplace | 23.39% | 23.39% | 23.39% | 23.39% | 23.39% | 23.39% | 23.39% | 23.39% | 23.39% | 23.39% | 23.39% | 23.39% | 23.39% | 23.39% | 23.39% | 23.39% | 23.39% | 23.39% | 23.39% | 23.39% | 23.39% | 23.39% | 23.39% | 23.39% | 23.39% | 23.39% | 23.39% | 23.39% | 23.39% | 23.39% | 23.39% | 23.39% | 23.39%
Residential_Multi-Family Regular Income_Existing_Water Heating_Natural Gas_Water Heater (<= 55 gal) | Residential | Multi-Family Regular Income | Existing | Water Heating | Natural Gas | Water Heater (<= 55 gal) | 61.4% | 61.5% | 61.6% | 61.7% | 61.8% | 61.9% | 62% | 62.11% | 62.21% | 62.31% | 62.41% | 62.51% | 62.62% | 62.72% | 62.82% | 62.92% | 63.03% | 63.13% | 63.23% | 63.34% | 63.44% | 63.54% | 63.65% | 63.75% | 63.86% | 63.96% | 64.06% | 64.17% | 64.27% | 64.38% | 64.48% | 64.59% | 64.7%
Residential_Multi-Family Regular Income_Existing_Water Heating_Natural Gas_Water Heater (> 55 gal) | Residential | Multi-Family Regular Income | Existing | Water Heating | Natural Gas | Water Heater (> 55 gal) | bar: 2019 to 2051
Residential_Multi-Family Regular Income_Existing_Appliances_Natural Gas_Clothes Dryer | Residential | Multi-Family Regular Income | Existing | Appliances | Natural Gas | Clothes Dryer | bar: 2019 to 2051
Residential_Multi-Family Regular Income_Existing_Appliances_Natural Gas_Stove/Oven | Residential | Multi-Family Regular Income | Existing | Appliances | Natural Gas | Stove/Oven | 22.16% | 22.15% | 22.13% | 22.12% | 22.11% | 22.09% | 22.08% | 22.07% | 22.05% | 22.04% | 22.02% | 22.01% | 22% | 21.98% | 21.97% | 21.96% | 21.94% | 21.93% | 21.92% | 21.9% | 21.89% | 21.88% | 21.86% | 21.85% | 21.84% | 21.82% | 21.81% | 21.79% | 21.78% | 21.77% | 21.75% | 21.74% | 21.73%
Residential_Multi-Family Regular Income_Existing_Miscellaneous_Natural Gas_Pool Heater | Residential | Multi-Family Regular Income | Existing | Miscellaneous | Natural Gas | Pool Heater | bar: 2019 to 2051
Residential_Multi-Family Regular Income_Existing_Miscellaneous_Natural Gas_Miscellaneous | Residential | Multi-Family Regular Income | Existing | Miscellaneous | Natural Gas | Miscellaneous | 100% | 100% | 100% | 100% | 100% | 100% | 100% | 100% | 100% | 100% | 100% | 100% | 100% | 100% | 100% | 100% | 100% | 100% | 100% | 100% | 100% | 100% | 100% | 100% | 100% | 100% | 100% | 100% | 100% | 100% | 100% | 100% | 100%
Residential_Multi-Family Regular Income_New_Space Heating_Natural Gas_Furnace | Residential | Multi-Family Regular Income | New | Space Heating | Natural Gas | Furnace | bar: 2019 to 2051
Residential_Multi-Family Regular Income_New_Space Heating_Natural Gas_Boiler | Residential | Multi-Family Regular Income | New | Space Heating | Natural Gas | Boiler | bar: 2019 to 2051
Residential_Multi-Family Regular Income_New_Secondary Heating_Natural Gas_Fireplace | Residential | Multi-Family Regular Income | New | Secondary Heating | Natural Gas | Fireplace | bar: 2019 to 2051
Residential_Multi-Family Regular Income_New_Water Heating_Natural Gas_Water Heater (<= 55 gal) | Residential | Multi-Family Regular Income | New | Water Heating | Natural Gas | Water Heater (<= 55 gal) | bar: 2019 to 2051
Residential_Multi-Family Regular Income_New_Water Heating_Natural Gas_Water Heater (> 55 gal) | Residential | Multi-Family Regular Income | New | Water Heating | Natural Gas | Water Heater (> 55 gal) | bar: 2019 to 2051
Residential_Multi-Family Regular Income_New_Appliances_Natural Gas_Clothes Dryer | Residential | Multi-Family Regular Income | New | Appliances | Natural Gas | Clothes Dryer | bar: 2019 to 2051
Residential_Multi-Family Regular Income_New_Appliances_Natural Gas_Stove/Oven | Residential | Multi-Family Regular Income | New | Appliances | Natural Gas | Stove/Oven | bar: 2019 to 2051
Residential_Multi-Family Regular Income_New_Miscellaneous_Natural Gas_Pool Heater | Residential | Multi-Family Regular Income | New | Miscellaneous | Natural Gas | Pool Heater | bar: 2019 to 2051
Residential_Multi-Family Regular Income_New_Miscellaneous_Natural Gas_Miscellaneous | Residential | Multi-Family Regular Income | New | Miscellaneous | Natural Gas | Miscellaneous | 100% | 100% | 100% | 100% | 100% | 100% | 100% | 100% | 100% | 100% | 100% | 100% | 100% | 100% | 100% | 100% | 100% | 100% | 100% | 100% | 100% | 100% | 100% | 100% | 100% | 100% | 100% | 100% | 100% | 100% | 100% | 100% | 100%
Residential_Multi-Family Moderate Income_Existing_Space Heating_Natural Gas_Furnace | Residential | Multi-Family Moderate Income | Existing | Space Heating | Natural Gas | Furnace | 67.9% | 69.16% | 70.44% | 71.74% | 73.06% | 74.41% | 75.78% | 77.18% | 78.61% | 80.06% | 81.54% | 83.04% | 84.58% | 86.14% | 87.73% | 89.35% | 91% | 92.68% | 94.39% | 96.13% | 97.91% | 99.72% | 100% | 100% | 100% | 100% | 100% | 100% | 100% | 100% | 100% | 100% | 100%
Residential_Multi-Family Moderate Income_Existing_Space Heating_Natural Gas_Boiler | Residential | Multi-Family Moderate Income | Existing | Space Heating | Natural Gas | Boiler | 20.78% | 21.17% | 21.56% | 21.96% | 22.36% | 22.78% | 23.2% | 23.62% | 24.06% | 24.51% | 24.96% | 25.42% | 25.89% | 26.37% | 26.85% | 27.35% | 27.85% | 28.37% | 28.89% | 29.43% | 29.97% | 30.52% | 31.09% | 31.66% | 32.24% | 32.84% | 33.45% | 34.06% | 34.69% | 35.33% | 35.99% | 36.65% | 37.33%
Residential_Multi-Family Moderate Income_Existing_Secondary Heating_Natural Gas_Fireplace | Residential | Multi-Family Moderate Income | Existing | Secondary Heating | Natural Gas | Fireplace | 21.67% | 21.67% | 21.67% | 21.67% | 21.67% | 21.67% | 21.67% | 21.67% | 21.67% | 21.67% | 21.67% | 21.67% | 21.67% | 21.67% | 21.67% | 21.67% | 21.67% | 21.67% | 21.67% | 21.67% | 21.67% | 21.67% | 21.67% | 21.67% | 21.67% | 21.67% | 21.67% | 21.67% | 21.67% | 21.67% | 21.67% | 21.67% | 21.67%
Residential_Multi-Family Moderate Income_Existing_Water Heating_Natural Gas_Water Heater (<= 55 gal) | Residential | Multi-Family Moderate Income | Existing | Water Heating | Natural Gas | Water Heater (<= 55 gal) | 60.52% | 60.62% | 60.71% | 60.81% | 60.91% | 61.01% | 61.11% | 61.21% | 61.31% | 61.41% | 61.51% | 61.61% | 61.71% | 61.82% | 61.92% | 62.02% | 62.12% | 62.22% | 62.32% | 62.42% | 62.53% | 62.63% | 62.73% | 62.83% | 62.94% | 63.04% | 63.14% | 63.25% | 63.35% | 63.45% | 63.56% | 63.66% | 63.76%
Residential_Multi-Family Moderate Income_Existing_Water Heating_Natural Gas_Water Heater (> 55 gal) | Residential | Multi-Family Moderate Income | Existing | Water Heating | Natural Gas | Water Heater (> 55 gal) | bar: 60.52% to 63.76%
Residential_Multi-Family Moderate Income_Existing_Appliances_Natural Gas_Clothes Dryer | Residential | Multi-Family Moderate Income | Existing | Appliances | Natural Gas | Clothes Dryer | bar: 60.52% to 63.76%
Residential_Multi-Family Moderate Income_Existing_Appliances_Natural Gas_Stove/Oven | Residential | Multi-Family Moderate Income | Existing | Appliances | Natural Gas | Stove/Oven | 22.16% | 22.15% | 22.13% | 22.12% | 22.11% | 22.09% | 22.08% | 22.07% | 22.05% | 22.04% | 22.02% | 22.01% | 22% | 21.98% | 21.97% | 21.96% | 21.94% | 21.93% | 21.92% | 21.9% | 21.89% | 21.88% | 21.86% | 21.85% | 21.84% | 21.82% | 21.81% | 21.79% | 21.78% | 21.77% | 21.75% | 21.74% | 21.73%
Residential_Multi-Family Moderate Income_Existing_Miscellaneous_Natural Gas_Pool Heater | Residential | Multi-Family Moderate Income | Existing | Miscellaneous | Natural Gas | Pool Heater | bar: 60.52% to 63.76%
Residential_Multi-Family Moderate Income_Existing_Miscellaneous_Natural Gas_Miscellaneous | Residential | Multi-Family Moderate Income | Existing | Miscellaneous | Natural Gas | Miscellaneous | 100% | 100% | 100% | 100% | 100% | 100% | 100% | 100% | 100% | 100% | 100% | 100% | 100% | 100% | 100% | 100% | 100% | 100% | 100% | 100% | 100% | 100% | 100% | 100% | 100% | 100% | 100% | 100% | 100% | 100% | 100% | 100% | 100%
Residential_Multi-Family Moderate Income_New_Space Heating_Natural Gas_Furnace | Residential | Multi-Family Moderate Income | New | Space Heating | Natural Gas | Furnace | bar: 60.52% to 63.76%
Residential_Multi-Family Moderate Income_New_Space Heating_Natural Gas_Boiler | Residential | Multi-Family Moderate Income | New | Space Heating | Natural Gas | Boiler | bar: 60.52% to 63.76%
Residential_Multi-Family Moderate Income_New_Secondary Heating_Natural Gas_Fireplace | Residential | Multi-Family Moderate Income | New | Secondary Heating | Natural Gas | Fireplace | bar: 60.52% to 63.76%
Residential_Multi-Family Moderate Income_New_Water Heating_Natural Gas_Water Heater (<= 55 gal) | Residential | Multi-Family Moderate Income | New | Water Heating | Natural Gas | Water Heater (<= 55 gal) | bar: 60.52% to 63.76%
Residential_Multi-Family Moderate Income_New_Water Heating_Natural Gas_Water Heater (> 55 gal) | Residential | Multi-Family Moderate Income | New | Water Heating | Natural Gas | Water Heater (> 55 gal) | bar: 60.52% to 63.76%
Residential_Multi-Family Moderate Income_New_Appliances_Natural Gas_Clothes Dryer | Residential | Multi-Family Moderate Income | New | Appliances | Natural Gas | Clothes Dryer | bar: 60.52% to 63.76%
Residential_Multi-Family Moderate Income_New_Appliances_Natural Gas_Stove/Oven | Residential | Multi-Family Moderate Income | New | Appliances | Natural Gas | Stove/Oven | bar: 60.52% to 63.76%
Residential_Multi-Family Moderate Income_New_Miscellaneous_Natural Gas_Pool Heater | Residential | Multi-Family Moderate Income | New | Miscellaneous | Natural Gas | Pool Heater | bar: 60.52% to 63.76%
Residential_Multi-Family Moderate Income_New_Miscellaneous_Natural Gas_Miscellaneous | Residential | Multi-Family Moderate Income | New | Miscellaneous | Natural Gas | Miscellaneous | 100% | 100% | 100% | 100% | 100% | 100% | 100% | 100% | 100% | 100% | 100% | 100% | 100% | 100% | 100% | 100% | 100% | 100% | 100% | 100% | 100% | 100% | 100% | 100% | 100% | 100% | 100% | 100% | 100% | 100% | 100% | 100% | 100%
Residential_Multi-Family Low Income_Existing_Space Heating_Natural Gas_Furnace | Residential | Multi-Family Low Income | Existing | Space Heating | Natural Gas | Furnace | 80.78% | 82.27% | 83.79% | 85.34% | 86.92% | 88.52% | 90.16% | 91.82% | 93.52% | 95.24% | 97% | 98.79% | 100% | 100% | 100% | 100% | 100% | 100% | 100% | 100% | 100% | 100% | 100% | 100% | 100% | 100% | 100% | 100% | 100% | 100% | 100% | 100% | 100%
Residential_Multi-Family Low Income_Existing_Space Heating_Natural Gas_Boiler | Residential | Multi-Family Low Income | Existing | Space Heating | Natural Gas | Boiler | 24.73% | 25.18% | 25.65% | 26.12% | 26.6% | 27.1% | 27.6% | 28.11% | 28.62% | 29.15% | 29.69% | 30.24% | 30.8% | 31.37% | 31.95% | 32.54% | 33.14% | 33.75% | 34.37% | 35.01% | 35.65% | 36.31% | 36.98% | 37.66% | 38.36% | 39.07% | 39.79% | 40.52% | 41.27% | 42.03% | 42.81% | 43.6% | 44.41%
Residential_Multi-Family Low Income_Existing_Secondary Heating_Natural Gas_Fireplace | Residential | Multi-Family Low Income | Existing | Secondary Heating | Natural Gas | Fireplace | 25.77% | 25.77% | 25.77% | 25.77% | 25.77% | 25.77% | 25.77% | 25.77% | 25.77% | 25.77% | 25.77% | 25.77% | 25.77% | 25.77% | 25.77% | 25.77% | 25.77% | 25.77% | 25.77% | 25.77% | 25.77% | 25.77% | 25.77% | 25.77% | 25.77% | 25.77% | 25.77% | 25.77% | 25.77% | 25.77% | 25.77% | 25.77% | 25.77%
Residential_Multi-Family Low Income_Existing_Water Heating_Natural Gas_Water Heater (<= 55 gal) | Residential | Multi-Family Low Income | Existing | Water Heating | Natural Gas | Water Heater (<= 55 gal) | 55.98% | 56.07% | 56.16% | 56.25% | 56.34% | 56.44% | 56.53% | 56.62% | 56.71% | 56.81% | 56.9% | 56.99% | 57.09% | 57.18% | 57.27% | 57.37% | 57.46% | 57.55% | 57.65% | 57.74% | 57.84% | 57.93% | 58.03% | 58.12% | 58.22% | 58.31% | 58.41% | 58.5% | 58.6% | 58.69% | 58.79% | 58.89% | 58.98%
Residential_Multi-Family Low Income_Existing_Water Heating_Natural Gas_Water Heater (> 55 gal) | Residential | Multi-Family Low Income | Existing | Water Heating | Natural Gas | Water Heater (> 55 gal) | bar: 60.52% to 63.76%
Residential_Multi-Family Low Income_Existing_Appliances_Natural Gas_Clothes Dryer | Residential | Multi-Family Low Income | Existing | Appliances | Natural Gas | Clothes Dryer | bar: 60.52% to 63.76%
Residential_Multi-Family Low Income_Existing_Appliances_Natural Gas_Stove/Oven | Residential | Multi-Family Low Income | Existing | Appliances | Natural Gas | Stove/Oven | 22.16% | 22.15% | 22.13% | 22.12% | 22.11% | 22.09% | 22.08% | 22.07% | 22.05% | 22.04% | 22.02% | 22.01% | 22% | 21.98% | 21.97% | 21.96% | 21.94% | 21.93% | 21.92% | 21.9% | 21.89% | 21.88% | 21.86% | 21.85% | 21.84% | 21.82% | 21.81% | 21.79% | 21.78% | 21.77% | 21.75% | 21.74% | 21.73%
Residential_Multi-Family Low Income_Existing_Miscellaneous_Natural Gas_Pool Heater | Residential | Multi-Family Low Income | Existing | Miscellaneous | Natural Gas | Pool Heater | bar: 60.52% to 63.76%
Residential_Multi-Family Low Income_Existing_Miscellaneous_Natural Gas_Miscellaneous | Residential | Multi-Family Low Income | Existing | Miscellaneous | Natural Gas | Miscellaneous | 100% | 100% | 100% | 100% | 100% | 100% | 100% | 100% | 100% | 100% | 100% | 100% | 100% | 100% | 100% | 100% | 100% | 100% | 100% | 100% | 100% | 100% | 100% | 100% | 100% | 100% | 100% | 100% | 100% | 100% | 100% | 100% | 100%
Residential_Multi-Family Low Income_New_Space Heating_Natural Gas_Furnace | Residential | Multi-Family Low Income | New | Space Heating | Natural Gas | Furnace | bar: 60.52% to 63.76%
Residential_Multi-Family Low Income_New_Space Heating_Natural Gas_Boiler | Residential | Multi-Family Low Income | New | Space Heating | Natural Gas | Boiler | bar: 60.52% to 63.76%
Residential_Multi-Family Low Income_New_Secondary Heating_Natural Gas_Fireplace | Residential | Multi-Family Low Income | New | Secondary Heating | Natural Gas | Fireplace | bar: 60.52% to 63.76%
Residential_Multi-Family Low Income_New_Water Heating_Natural Gas_Water Heater (<= 55 gal) | Residential | Multi-Family Low Income | New | Water Heating | Natural Gas | Water Heater (<= 55 gal) | bar: 60.52% to 63.76%
Residential_Multi-Family Low Income_New_Water Heating_Natural Gas_Water Heater (> 55 gal) | Residential | Multi-Family Low Income | New | Water Heating | Natural Gas | Water Heater (> 55 gal) | bar: 60.52% to 63.76%
Residential_Multi-Family Low Income_New_Appliances_Natural Gas_Clothes Dryer | Residential | Multi-Family Low Income | New | Appliances | Natural Gas | Clothes Dryer | bar: 60.52% to 63.76%
Residential_Multi-Family Low Income_New_Appliances_Natural Gas_Stove/Oven | Residential | Multi-Family Low Income | New | Appliances | Natural Gas | Stove/Oven | bar: 60.52% to 63.76%
Residential_Multi-Family Low Income_New_Miscellaneous_Natural Gas_Pool Heater | Residential | Multi-Family Low Income | New | Miscellaneous | Natural Gas | Pool Heater | bar: 60.52% to 63.76%
Residential_Multi-Family Low Income_New_Miscellaneous_Natural Gas_Miscellaneous | Residential | Multi-Family Low Income | New | Miscellaneous | Natural Gas | Miscellaneous | 100% | 100% | 100% | 100% | 100% | 100% | 100% | 100% | 100% | 100% | 100% | 100% | 100% | 100% | 100% | 100% | 100% | 100% | 100% | 100% | 100% | 100% | 100% | 100% | 100% | 100% | 100% | 100% | 100% | 100% | 100% | 100% | 100%
Residential_Manufactured Home Regular Income_Existing_Space Heating_Natural Gas_Furnace | Residential | Manufactured Home Regular Income | Existing | Space Heating | Natural Gas | Furnace | 78.4% | 78.4% | 78.4% | 78.4% | 78.4% | 78.4% | 78.4% | 78.4% | 78.4% | 78.4% | 78.4% | 78.4% | 78.4% | 78.4% | 78.4% | 78.4% | 78.4% | 78.4% | 78.4% | 78.4% | 78.4% | 78.4% | 78.4% | 78.4% | 78.4% | 78.4% | 78.4% | 78.4% | 78.4% | 78.4% | 78.4% | 78.4% | 78.4%
Residential_Manufactured Home Regular Income_Existing_Space Heating_Natural Gas_Boiler | Residential | Manufactured Home Regular Income | Existing | Space Heating | Natural Gas | Boiler | bar: 60.52% to 63.76%
Residential_Manufactured Home Regular Income_Existing_Secondary Heating_Natural Gas_Fireplace | Residential | Manufactured Home Regular Income | Existing | Secondary Heating | Natural Gas | Fireplace | 13.1% | 13.1% | 13.1% | 13.1% | 13.1% | 13.1% | 13.1% | 13.1% | 13.1% | 13.1% | 13.1% | 13.1% | 13.1% | 13.1% | 13.1% | 13.1% | 13.1% | 13.1% | 13.1% | 13.1% | 13.1% | 13.1% | 13.1% | 13.1% | 13.1% | 13.1% | 13.1% | 13.1% | 13.1% | 13.1% | 13.1% | 13.1% | 13.1%
Residential_Manufactured Home Regular Income_Existing_Water Heating_Natural Gas_Water Heater (<= 55 gal) | Residential | Manufactured Home Regular Income | Existing | Water Heating | Natural Gas | Water Heater (<= 55 gal) | 72.89% | 72.89% | 72.89% | 72.89% | 72.89% | 72.89% | 72.89% | 72.89% | 72.89% | 72.89% | 72.89% | 72.89% | 72.89% | 72.89% | 72.89% | 72.89% | 72.89% | 72.89% | 72.89% | 72.89% | 72.89% | 72.89% | 72.89% | 72.89% | 72.89% | 72.89% | 72.89% | 72.89% | 72.89% | 72.89% | 72.89% | 72.89% | 72.89%
Residential_Manufactured Home Regular Income_Existing_Water Heating_Natural Gas_Water Heater (> 55 gal) | Residential | Manufactured Home Regular Income | Existing | Water Heating | Natural Gas | Water Heater (> 55 gal) | bar: 60.52% to 63.76%
Residential_Manufactured Home Regular Income_Existing_Appliances_Natural Gas_Clothes Dryer | Residential | Manufactured Home Regular Income | Existing | Appliances | Natural Gas | Clothes Dryer | 26.91% | 26.9% | 26.9% | 26.89% | 26.89% | 26.88% | 26.88% | 26.87% | 26.87% | 26.86% | 26.86% | 26.86% | 26.85% | 26.85% | 26.84% | 26.84% | 26.83% | 26.83% | 26.82% | 26.82% | 26.81% | 26.81% | 26.8% | 26.8% | 26.8% | 26.79% | 26.79% | 26.78% | 26.78% | 26.77% | 26.77% | 26.76% | 26.76%
Residential_Manufactured Home Regular Income_Existing_Appliances_Natural Gas_Stove/Oven | Residential | Manufactured Home Regular Income | Existing | Appliances | Natural Gas | Stove/Oven | 44.98% | 44.95% | 44.93% | 44.9% | 44.87% | 44.84% | 44.82% | 44.79% | 44.76% | 44.73% | 44.7% | 44.68% | 44.65% | 44.62% | 44.59% | 44.57% | 44.54% | 44.51% | 44.48% | 44.46% | 44.43% | 44.4% | 44.38% | 44.35% | 44.32% | 44.29% | 44.27% | 44.24% | 44.21% | 44.18% | 44.16% | 44.13% | 44.1%
Residential_Manufactured Home Regular Income_Existing_Miscellaneous_Natural Gas_Pool Heater | Residential | Manufactured Home Regular Income | Existing | Miscellaneous | Natural Gas | Pool Heater | bar: 60.52% to 63.76%
Residential_Manufactured Home Regular Income_Existing_Miscellaneous_Natural Gas_Miscellaneous | Residential | Manufactured Home Regular Income | Existing | Miscellaneous | Natural Gas | Miscellaneous | 100% | 100% | 100% | 100% | 100% | 100% | 100% | 100% | 100% | 100% | 100% | 100% | 100% | 100% | 100% | 100% | 100% | 100% | 100% | 100% | 100% | 100% | 100% | 100% | 100% | 100% | 100% | 100% | 100% | 100% | 100% | 100% | 100%
Residential_Manufactured Home Regular Income_New_Space Heating_Natural Gas_Furnace | Residential | Manufactured Home Regular Income | New | Space Heating | Natural Gas | Furnace | 20% | 20% | 20% | 20% | 20% | 20% | 20% | 20% | 20% | 20% | 20% | 20% | 20% | 20% | 20% | 20% | 20% | 20% | 20% | 20% | 20% | 20% | 20% | 20% | 20% | 20% | 20% | 20% | 20% | 20% | 20% | 20% | 20%
Residential_Manufactured Home Regular Income_New_Space Heating_Natural Gas_Boiler | Residential | Manufactured Home Regular Income | New | Space Heating | Natural Gas | Boiler | bar: 60.52% to 63.76%
Residential_Manufactured Home Regular Income_New_Secondary Heating_Natural Gas_Fireplace | Residential | Manufactured Home Regular Income | New | Secondary Heating | Natural Gas | Fireplace | 45% | 45% | 45% | 45% | 45% | 45% | 45% | 45% | 45% | 45% | 45% | 45% | 45% | 45% | 45% | 45% | 45% | 45% | 45% | 45% | 45% | 45% | 45% | 45% | 45% | 45% | 45% | 45% | 45% | 45% | 45% | 45% | 45%
Residential_Manufactured Home Regular Income_New_Water Heating_Natural Gas_Water Heater (<= 55 gal) | Residential | Manufactured Home Regular Income | New | Water Heating | Natural Gas | Water Heater (<= 55 gal) | bar: 60.52% to 63.76%
Residential_Manufactured Home Regular Income_New_Water Heating_Natural Gas_Water Heater (> 55 gal) | Residential | Manufactured Home Regular Income | New | Water Heating | Natural Gas | Water Heater (> 55 gal) | bar: 60.52% to 63.76%
Residential_Manufactured Home Regular Income_New_Appliances_Natural Gas_Clothes Dryer | Residential | Manufactured Home Regular Income | New | Appliances | Natural Gas | Clothes Dryer | 45% | 44.99% | 44.98% | 44.98% | 44.97% | 44.96% | 44.95% | 44.95% | 44.94% | 44.93% | 44.92% | 44.92% | 44.91% | 44.9% | 44.89% | 44.88% | 44.88% | 44.87% | 44.86% | 44.85% | 44.85% | 44.84% | 44.83% | 44.82% | 44.82% | 44.81% | 44.8% | 44.79% | 44.79% | 44.78% | 44.77% | 44.76% | 44.75%
Residential_Manufactured Home Regular Income_New_Appliances_Natural Gas_Stove/Oven | Residential | Manufactured Home Regular Income | New | Appliances | Natural Gas | Stove/Oven | 40% | 39.98% | 39.95% | 39.93% | 39.9% | 39.88% | 39.85% | 39.83% | 39.8% | 39.78% | 39.75% | 39.73% | 39.7% | 39.68% | 39.66% | 39.63% | 39.61% | 39.58% | 39.56% | 39.53% | 39.51% | 39.49% | 39.46% | 39.44% | 39.41% | 39.39% | 39.36% | 39.34% | 39.32% | 39.29% | 39.27% | 39.24% | 39.22%
Residential_Manufactured Home Regular Income_New_Miscellaneous_Natural Gas_Pool Heater | Residential | Manufactured Home Regular Income | New | Miscellaneous | Natural Gas | Pool Heater | bar: 60.52% to 63.76%
Residential_Manufactured Home Regular Income_New_Miscellaneous_Natural Gas_Miscellaneous | Residential | Manufactured Home Regular Income | New | Miscellaneous | Natural Gas | Miscellaneous | 100% | 100% | 100% | 100% | 100% | 100% | 100% | 100% | 100% | 100% | 100% | 100% | 100% | 100% | 100% | 100% | 100% | 100% | 100% | 100% | 100% | 100% | 100% | 100% | 100% | 100% | 100% | 100% | 100% | 100% | 100% | 100% | 100%
Residential_Manufactured Home Moderate Income_Existing_Space Heating_Natural Gas_Furnace | Residential | Manufactured Home Moderate Income | Existing | Space Heating | Natural Gas | Furnace | 72.63% | 72.63% | 72.63% | 72.63% | 72.63% | 72.63% | 72.63% | 72.63% | 72.63% | 72.63% | 72.63% | 72.63% | 72.63% | 72.63% | 72.63% | 72.63% | 72.63% | 72.63% | 72.63% | 72.63% | 72.63% | 72.63% | 72.63% | 72.63% | 72.63% | 72.63% | 72.63% | 72.63% | 72.63% | 72.63% | 72.63% | 72.63% | 72.63%
Residential_Manufactured Home Moderate Income_Existing_Space Heating_Natural Gas_Boiler | Residential | Manufactured Home Moderate Income | Existing | Space Heating | Natural Gas | Boiler | bar: 60.52% to 63.76%
Residential_Manufactured Home Moderate Income_Existing_Secondary Heating_Natural Gas_Fireplace | Residential | Manufactured Home Moderate Income | Existing | Secondary Heating | Natural Gas | Fireplace | 12.13% | 12.13% | 12.13% | 12.13% | 12.13% | 12.13% | 12.13% | 12.13% | 12.13% | 12.13% | 12.13% | 12.13% | 12.13% | 12.13% | 12.13% | 12.13% | 12.13% | 12.13% | 12.13% | 12.13% | 12.13% | 12.13% | 12.13% | 12.13% | 12.13% | 12.13% | 12.13% | 12.13% | 12.13% | 12.13% | 12.13% | 12.13% | 12.13%
Residential_Manufactured Home Moderate Income_Existing_Water Heating_Natural Gas_Water Heater (<= 55 gal) | Residential | Manufactured Home Moderate Income | Existing | Water Heating | Natural Gas | Water Heater (<= 55 gal) | 71.84% | 71.84% | 71.84% | 71.84% | 71.84% | 71.84% | 71.84% | 71.84% | 71.84% | 71.84% | 71.84% | 71.84% | 71.84% | 71.84% | 71.84% | 71.84% | 71.84% | 71.84% | 71.84% | 71.84% | 71.84% | 71.84% | 71.84% | 71.84% | 71.84% | 71.84% | 71.84% | 71.84% | 71.84% | 71.84% | 71.84% | 71.84% | 71.84%
Residential_Manufactured Home Moderate Income_Existing_Water Heating_Natural Gas_Water Heater (> 55 gal) | Residential | Manufactured Home Moderate Income | Existing | Water Heating | Natural Gas | Water Heater (> 55 gal) | bar: 60.52% to 63.76%
Residential_Manufactured Home Moderate Income_Existing_Appliances_Natural Gas_Clothes Dryer | Residential | Manufactured Home Moderate Income | Existing | Appliances | Natural Gas | Clothes Dryer | 26.91% | 26.9% | 26.9% | 26.89% | 26.89% | 26.88% | 26.88% | 26.87% | 26.87% | 26.86% | 26.86% | 26.86% | 26.85% | 26.85% | 26.84% | 26.84% | 26.83% | 26.83% | 26.82% | 26.82% | 26.81% | 26.81% | 26.8% | 26.8% | 26.8% | 26.79% | 26.79% | 26.78% | 26.78% | 26.77% | 26.77% | 26.76% | 26.76%
Residential_Manufactured Home Moderate Income_Existing_Appliances_Natural Gas_Stove/Oven | Residential | Manufactured Home Moderate Income | Existing | Appliances | Natural Gas | Stove/Oven | 44.98% | 44.95% | 44.93% | 44.9% | 44.87% | 44.84% | 44.82% | 44.79% | 44.76% | 44.73% | 44.7% | 44.68% | 44.65% | 44.62% | 44.59% | 44.57% | 44.54% | 44.51% | 44.48% | 44.46% | 44.43% | 44.4% | 44.38% | 44.35% | 44.32% | 44.29% | 44.27% | 44.24% | 44.21% | 44.18% | 44.16% | 44.13% | 44.1%
Residential_Manufactured Home Moderate Income_Existing_Miscellaneous_Natural Gas_Pool Heater | Residential | Manufactured Home Moderate Income | Existing | Miscellaneous | Natural Gas | Pool Heater | bar: 60.52% to 63.76%
Residential_Manufactured Home Moderate Income_Existing_Miscellaneous_Natural Gas_Miscellaneous | Residential | Manufactured Home Moderate Income | Existing | Miscellaneous | Natural Gas | Miscellaneous | 100% | 100% | 100% | 100% | 100% | 100% | 100% | 100% | 100% | 100% | 100% | 100% | 100% | 100% | 100% | 100% | 100% | 100% | 100% | 100% | 100% | 100% | 100% | 100% | 100% | 100% | 100% | 100% | 100% | 100% | 100% | 100% | 100%
Residential_Manufactured Home Moderate Income_New_Space Heating_Natural Gas_Furnace | Residential | Manufactured Home Moderate Income | New | Space Heating | Natural Gas | Furnace | 20% | 20% | 20% | 20% | 20% | 20% | 20% | 20% | 20% | 20% | 20% | 20% | 20% | 20% | 20% | 20% | 20% | 20% | 20% | 20% | 20% | 20% | 20% | 20% | 20% | 20% | 20% | 20% | 20% | 20% | 20% | 20% | 20%
Residential_Manufactured Home Moderate Income_New_Space Heating_Natural Gas_Boiler | Residential | Manufactured Home Moderate Income | New | Space Heating | Natural Gas | Boiler | bar: 60.52% to 63.76%
Residential_Manufactured Home Moderate Income_New_Secondary Heating_Natural Gas_Fireplace | Residential | Manufactured Home Moderate Income | New | Secondary Heating | Natural Gas | Fireplace | 45% | 45% | 45% | 45% | 45% | 45% | 45% | 45% | 45% | 45% | 45% | 45% | 45% | 45% | 45% | 45% | 45% | 45% | 45% | 45% | 45% | 45% | 45% | 45% | 45% | 45% | 45% | 45% | 45% | 45% | 45% | 45% | 45%
Residential_Manufactured Home Moderate Income_New_Water Heating_Natural Gas_Water Heater (<= 55 gal) | Residential | Manufactured Home Moderate Income | New | Water Heating | Natural Gas | Water Heater (<= 55 gal) | bar: 60.52% to 63.76%
Residential_Manufactured Home Moderate Income_New_Water Heating_Natural Gas_Water Heater (> 55 gal) | Residential | Manufactured Home Moderate Income | New | Water Heating | Natural Gas | Water Heater (> 55 gal) | bar: 60.52% to 63.76%
Residential_Manufactured Home Moderate Income_New_Appliances_Natural Gas_Clothes Dryer | Residential | Manufactured Home Moderate Income | New | Appliances | Natural Gas | Clothes Dryer | 45% | 44.99% | 44.98% | 44.98% | 44.97% | 44.96% | 44.95% | 44.95% | 44.94% | 44.93% | 44.92% | 44.92% | 44.91% | 44.9% | 44.89% | 44.88% | 44.88% | 44.87% | 44.86% | 44.85% | 44.85% | 44.84% | 44.83% | 44.82% | 44.82% | 44.81% | 44.8% | 44.79% | 44.79% | 44.78% | 44.77% | 44.76% | 44.75%
Residential_Manufactured Home Moderate Income_New_Appliances_Natural Gas_Stove/Oven | Residential | Manufactured Home Moderate Income | New | Appliances | Natural Gas | Stove/Oven | 40% | 39.98% | 39.95% | 39.93% | 39.9% | 39.88% | 39.85% | 39.83% | 39.8% | 39.78% | 39.75% | 39.73% | 39.7% | 39.68% | 39.66% | 39.63% | 39.61% | 39.58% | 39.56% | 39.53% | 39.51% | 39.49% | 39.46% | 39.44% | 39.41% | 39.39% | 39.36% | 39.34% | 39.32% | 39.29% | 39.27% | 39.24% | 39.22%
Residential_Manufactured Home Moderate Income_New_Miscellaneous_Natural Gas_Pool Heater | Residential | Manufactured Home Moderate Income | New | Miscellaneous | Natural Gas | Pool Heater | bar: 60.52% to 63.76%
Residential_Manufactured Home Moderate Income_New_Miscellaneous_Natural Gas_Miscellaneous | Residential | Manufactured Home Moderate Income | New | Miscellaneous | Natural Gas | Miscellaneous | 100% | 100% | 100% | 100% | 100% | 100% | 100% | 100% | 100% | 100% | 100% | 100% | 100% | 100% | 100% | 100% | 100% | 100% | 100% | 100% | 100% | 100% | 100% | 100% | 100% | 100% | 100% | 100% | 100% | 100% | 100% | 100% | 100%
Residential_Manufactured Home Low Income_Existing_Space Heating_Natural Gas_Furnace | Residential | Manufactured Home Low Income | Existing | Space Heating | Natural Gas | Furnace | 86.4% | 86.4% | 86.4% | 86.4% | 86.4% | 86.4% | 86.4% | 86.4% | 86.4% | 86.4% | 86.4% | 86.4% | 86.4% | 86.4% | 86.4% | 86.4% | 86.4% | 86.4% | 86.4% | 86.4% | 86.4% | 86.4% | 86.4% | 86.4% | 86.4% | 86.4% | 86.4% | 86.4% | 86.4% | 86.4% | 86.4% | 86.4% | 86.4%
Residential_Manufactured Home Low Income_Existing_Space Heating_Natural Gas_Boiler | Residential | Manufactured Home Low Income | Existing | Space Heating | Natural Gas | Boiler | bar: 60.52% to 63.76%
Residential_Manufactured Home Low Income_Existing_Secondary Heating_Natural Gas_Fireplace | Residential | Manufactured Home Low Income | Existing | Secondary Heating | Natural Gas | Fireplace | 14.43% | 14.43% | 14.43% | 14.43% | 14.43% | 14.43% | 14.43% | 14.43% | 14.43% | 14.43% | 14.43% | 14.43% | 14.43% | 14.43% | 14.43% | 14.43% | 14.43% | 14.43% | 14.43% | 14.43% | 14.43% | 14.43% | 14.43% | 14.43% | 14.43% | 14.43% | 14.43% | 14.43% | 14.43% | 14.43% | 14.43% | 14.43% | 14.43%
Residential_Manufactured Home Low Income_Existing_Water Heating_Natural Gas_Water Heater (<= 55 gal) | Residential | Manufactured Home Low Income | Existing | Water Heating | Natural Gas | Water Heater (<= 55 gal) | 66.45% | 66.45% | 66.45% | 66.45% | 66.45% | 66.45% | 66.45% | 66.45% | 66.45% | 66.45% | 66.45% | 66.45% | 66.45% | 66.45% | 66.45% | 66.45% | 66.45% | 66.45% | 66.45% | 66.45% | 66.45% | 66.45% | 66.45% | 66.45% | 66.45% | 66.45% | 66.45% | 66.45% | 66.45% | 66.45% | 66.45% | 66.45% | 66.45%
Residential_Manufactured Home Low Income_Existing_Water Heating_Natural Gas_Water Heater (> 55 gal) | Residential | Manufactured Home Low Income | Existing | Water Heating | Natural Gas | Water Heater (> 55 gal) | bar: 60.52% to 63.76%
Residential_Manufactured Home Low Income_Existing_Appliances_Natural Gas_Clothes Dryer | Residential | Manufactured Home Low Income | Existing | Appliances | Natural Gas | Clothes Dryer | 26.91% | 26.9% | 26.9% | 26.89% | 26.89% | 26.88% | 26.88% | 26.87% | 26.87% | 26.86% | 26.86% | 26.86% | 26.85% | 26.85% | 26.84% | 26.84% | 26.83% | 26.83% | 26.82% | 26.82% | 26.81% | 26.81% | 26.8% | 26.8% | 26.8% | 26.79% | 26.79% | 26.78% | 26.78% | 26.77% | 26.77% | 26.76% | 26.76%
Residential_Manufactured Home Low Income_Existing_Appliances_Natural Gas_Stove/Oven | Residential | Manufactured Home Low Income | Existing | Appliances | Natural Gas | Stove/Oven | 44.98% | 44.95% | 44.93% | 44.9% | 44.87% | 44.84% | 44.82% | 44.79% | 44.76% | 44.73% | 44.7% | 44.68% | 44.65% | 44.62% | 44.59% | 44.57% | 44.54% | 44.51% | 44.48% | 44.46% | 44.43% | 44.4% | 44.38% | 44.35% | 44.32% | 44.29% | 44.27% | 44.24% | 44.21% | 44.18% | 44.16% | 44.13% | 44.1%
Residential_Manufactured Home Low Income_Existing_Miscellaneous_Natural Gas_Pool Heater | Residential | Manufactured Home Low Income | Existing | Miscellaneous | Natural Gas | Pool Heater | bar: 60.52% to 63.76%
Residential_Manufactured Home Low Income_Existing_Miscellaneous_Natural Gas_Miscellaneous | Residential | Manufactured Home Low Income | Existing | Miscellaneous | Natural Gas | Miscellaneous | 100% | 100% | 100% | 100% | 100% | 100% | 100% | 100% | 100% | 100% | 100% | 100% | 100% | 100% | 100% | 100% | 100% | 100% | 100% | 100% | 100% | 100% | 100% | 100% | 100% | 100% | 100% | 100% | 100% | 100% | 100% | 100% | 100%
Residential_Manufactured Home Low Income_New_Space Heating_Natural Gas_Furnace | Residential | Manufactured Home Low Income | New | Space Heating | Natural Gas | Furnace | 20% | 20% | 20% | 20% | 20% | 20% | 20% | 20% | 20% | 20% | 20% | 20% | 20% | 20% | 20% | 20% | 20% | 20% | 20% | 20% | 20% | 20% | 20% | 20% | 20% | 20% | 20% | 20% | 20% | 20% | 20% | 20% | 20%
Residential_Manufactured Home Low Income_New_Space Heating_Natural Gas_Boiler | Residential | Manufactured Home Low Income | New | Space Heating | Natural Gas | Boiler | bar: 60.52% to 63.76%
Residential_Manufactured Home Low Income_New_Secondary Heating_Natural Gas_Fireplace | Residential | Manufactured Home Low Income | New | Secondary Heating | Natural Gas | Fireplace | 45% | 45% | 45% | 45% | 45% | 45% | 45% | 45% | 45% | 45% | 45% | 45% | 45% | 45% | 45% | 45% | 45% | 45% | 45% | 45% | 45% | 45% | 45% | 45% | 45% | 45% | 45% | 45% | 45% | 45% | 45% | 45% | 45%
Residential_Manufactured Home Low Income_New_Water Heating_Natural Gas_Water Heater (<= 55 gal) | Residential | Manufactured Home Low Income | New | Water Heating | Natural Gas | Water Heater (<= 55 gal) | bar: 60.52% to 63.76%
Residential_Manufactured Home Low Income_New_Water Heating_Natural Gas_Water Heater (> 55 gal) | Residential | Manufactured Home Low Income | New | Water Heating | Natural Gas | Water Heater (> 55 gal) | bar: 60.52% to 63.76%
Residential_Manufactured Home Low Income_New_Appliances_Natural Gas_Clothes Dryer | Residential | Manufactured Home Low Income | New | Appliances | Natural Gas | Clothes Dryer | 45% | 44.99% | 44.98% | 44.98% | 44.97% | 44.96% | 44.95% | 44.95% | 44.94% | 44.93% | 44.92% | 44.92% | 44.91% | 44.9% | 44.89% | 44.88% | 44.88% | 44.87% | 44.86% | 44.85% | 44.85% | 44.84% | 44.83% | 44.82% | 44.82% | 44.81% | 44.8% | 44.79% | 44.79% | 44.78% | 44.77% | 44.76% | 44.75%
Residential_Manufactured Home Low Income_New_Appliances_Natural Gas_Stove/Oven | Residential | Manufactured Home Low Income | New | Appliances | Natural Gas | Stove/Oven | 40% | 39.98% | 39.95% | 39.93% | 39.9% | 39.88% | 39.85% | 39.83% | 39.8% | 39.78% | 39.75% | 39.73% | 39.7% | 39.68% | 39.66% | 39.63% | 39.61% | 39.58% | 39.56% | 39.53% | 39.51% | 39.49% | 39.46% | 39.44% | 39.41% | 39.39% | 39.36% | 39.34% | 39.32% | 39.29% | 39.27% | 39.24% | 39.22%
Residential_Manufactured Home Low Income_New_Miscellaneous_Natural Gas_Pool Heater | Residential | Manufactured Home Low Income | New | Miscellaneous | Natural Gas | Pool Heater | bar: 60.52% to 63.76%
Residential_Manufactured Home Low Income_New_Miscellaneous_Natural Gas_Miscellaneous | Residential | Manufactured Home Low Income | New | Miscellaneous | Natural Gas | Miscellaneous | 100% | 100% | 100% | 100% | 100% | 100% | 100% | 100% | 100% | 100% | 100% | 100% | 100% | 100% | 100% | 100% | 100% | 100% | 100% | 100% | 100% | 100% | 100% | 100% | 100% | 100% | 100% | 100% | 100% | 100% | 100% | 100% | 100%

## UECs & EUIs
Key | Sector | Segment | Vintage | End Use | Fuel | Technology | Existing Unit Usage | New Unit Usage | Peak Factor (S) | Peak Factor (W) | Min. Lifetime | Max. Lifetime | Turnover | Group Enduses | Primary Enduse | Logit Model
Residential_Single Family Regular Income_Existing_Space Heating_Natural Gas_Furnace | Residential | Single Family Regular Income | Existing | Space Heating | Natural Gas | Furnace | 622.4649 | 607.0174 | 0.0176 | 0.00102 | 16 | 27 | Normal | FALSE | FALSE | 1
Residential_Single Family Regular Income_Existing_Space Heating_Natural Gas_Boiler | Residential | Single Family Regular Income | Existing | Space Heating | Natural Gas | Boiler | 545.7105 | 497.2352 | 0.0176 | 0.00102 | 20 | 30 | Normal | FALSE | FALSE | 1
Residential_Single Family Regular Income_Existing_Secondary Heating_Natural Gas_Fireplace | Residential | Single Family Regular Income | Existing | Secondary Heating | Natural Gas | Fireplace | 114.3567 | 114.3567 | 0.0088575 | 0.00051333 | 12 | 20 | Normal | FALSE | FALSE | 1
Residential_Single Family Regular Income_Existing_Water Heating_Natural Gas_Water Heater (<= 55 gal) | Residential | Single Family Regular Income | Existing | Water Heating | Natural Gas | Water Heater (<= 55 gal) | 148.985 | 135.8038 | 0.0033 | 0.00025975 | 10 | 16 | Normal | FALSE | FALSE | 0
Residential_Single Family Regular Income_Existing_Water Heating_Natural Gas_Water Heater (> 55 gal) | Residential | Single Family Regular Income | Existing | Water Heating | Natural Gas | Water Heater (> 55 gal) | 148.985 | 145.4748 | 0.0033 | 0.00025975 | 10 | 16 | Normal | FALSE | FALSE | 0
Residential_Single Family Regular Income_Existing_Appliances_Natural Gas_Clothes Dryer | Residential | Single Family Regular Income | Existing | Appliances | Natural Gas | Clothes Dryer | 18.3684 | 15.2319 | 0.0027397 | 0.00011416 | 9 | 15 | Normal | FALSE | FALSE | 1
Residential_Single Family Regular Income_Existing_Appliances_Natural Gas_Stove/Oven | Residential | Single Family Regular Income | Existing | Appliances | Natural Gas | Stove/Oven | 18.474 | 16.4914 | 0.0035616 | 0.00071233 | 9 | 15 | Normal | FALSE | FALSE | 1
Residential_Single Family Regular Income_Existing_Miscellaneous_Natural Gas_Pool Heater | Residential | Single Family Regular Income | Existing | Miscellaneous | Natural Gas | Pool Heater | 76.6466 | 76.5092 | 0.0027397 | 0.00011416 | 8 | 12 | Normal | FALSE | FALSE | 1
Residential_Single Family Regular Income_Existing_Miscellaneous_Natural Gas_Miscellaneous | Residential | Single Family Regular Income | Existing | Miscellaneous | Natural Gas | Miscellaneous | 2.7954 | 2.7954 | 0.0027397 | 0.00011416 | 5 | 10 | Normal | FALSE | FALSE | 1
Residential_Single Family Regular Income_New_Space Heating_Natural Gas_Furnace | Residential | Single Family Regular Income | New | Space Heating | Natural Gas | Furnace | 0 | 526.6693 | 0.0176 | 0.00102 | 16 | 27 | Normal | FALSE | FALSE | 1
Residential_Single Family Regular Income_New_Space Heating_Natural Gas_Boiler | Residential | Single Family Regular Income | New | Space Heating | Natural Gas | Boiler | 0 | 343.7727 | 0.0176 | 0.00102 | 20 | 30 | Normal | FALSE | FALSE | 1
Residential_Single Family Regular Income_New_Secondary Heating_Natural Gas_Fireplace | Residential | Single Family Regular Income | New | Secondary Heating | Natural Gas | Fireplace | 0 | 114.3567 | 0.0088575 | 0.00051333 | 12 | 20 | Normal | FALSE | FALSE | 1
Residential_Single Family Regular Income_New_Water Heating_Natural Gas_Water Heater (<= 55 gal) | Residential | Single Family Regular Income | New | Water Heating | Natural Gas | Water Heater (<= 55 gal) | 0 | 135.812 | 0.0033 | 0.00025975 | 10 | 16 | Normal | FALSE | FALSE | 0
Residential_Single Family Regular Income_New_Water Heating_Natural Gas_Water Heater (> 55 gal) | Residential | Single Family Regular Income | New | Water Heating | Natural Gas | Water Heater (> 55 gal) | 0 | 145.4771 | 0.0033 | 0.00025975 | 10 | 16 | Normal | FALSE | FALSE | 0
Residential_Single Family Regular Income_New_Appliances_Natural Gas_Clothes Dryer | Residential | Single Family Regular Income | New | Appliances | Natural Gas | Clothes Dryer | 0 | 15.2319 | 0.0027397 | 0.00011416 | 9 | 15 | Normal | FALSE | FALSE | 1
Residential_Single Family Regular Income_New_Appliances_Natural Gas_Stove/Oven | Residential | Single Family Regular Income | New | Appliances | Natural Gas | Stove/Oven | 0 | 16.4914 | 0.0035616 | 0.00071233 | 9 | 15 | Normal | FALSE | FALSE | 1
Residential_Single Family Regular Income_New_Miscellaneous_Natural Gas_Pool Heater | Residential | Single Family Regular Income | New | Miscellaneous | Natural Gas | Pool Heater | 0 | 76.5092 | 0.0027397 | 0.00011416 | 8 | 12 | Normal | FALSE | FALSE | 1
Residential_Single Family Regular Income_New_Miscellaneous_Natural Gas_Miscellaneous | Residential | Single Family Regular Income | New | Miscellaneous | Natural Gas | Miscellaneous | 0 | 2.7954 | 0.0027397 | 0.00011416 | 5 | 10 | Normal | FALSE | FALSE | 1
Residential_Single Family Moderate Income_Existing_Space Heating_Natural Gas_Furnace | Residential | Single Family Moderate Income | Existing | Space Heating | Natural Gas | Furnace | 562.3201 | 548.3652 | 0.0176 | 0.00102 | 16 | 27 | Normal | FALSE | FALSE | 1
Residential_Single Family Moderate Income_Existing_Space Heating_Natural Gas_Boiler | Residential | Single Family Moderate Income | Existing | Space Heating | Natural Gas | Boiler | 492.982 | 449.1905 | 0.0176 | 0.00102 | 20 | 30 | Normal | FALSE | FALSE | 1
Residential_Single Family Moderate Income_Existing_Secondary Heating_Natural Gas_Fireplace | Residential | Single Family Moderate Income | Existing | Secondary Heating | Natural Gas | Fireplace | 103.3071 | 103.3071 | 0.0088575 | 0.00051333 | 12 | 20 | Normal | FALSE | FALSE | 1
Residential_Single Family Moderate Income_Existing_Water Heating_Natural Gas_Water Heater (<= 55 gal) | Residential | Single Family Moderate Income | Existing | Water Heating | Natural Gas | Water Heater (<= 55 gal) | 161.55 | 147.2572 | 0.0033 | 0.00025975 | 10 | 16 | Normal | FALSE | FALSE | 0
Residential_Single Family Moderate Income_Existing_Water Heating_Natural Gas_Water Heater (> 55 gal) | Residential | Single Family Moderate Income | Existing | Water Heating | Natural Gas | Water Heater (> 55 gal) | 161.55 | 157.7438 | 0.0033 | 0.00025975 | 10 | 16 | Normal | FALSE | FALSE | 0
Residential_Single Family Moderate Income_Existing_Appliances_Natural Gas_Clothes Dryer | Residential | Single Family Moderate Income | Existing | Appliances | Natural Gas | Clothes Dryer | 18.3684 | 15.2319 | 0.0027397 | 0.00011416 | 9 | 15 | Normal | FALSE | FALSE | 1
Residential_Single Family Moderate Income_Existing_Appliances_Natural Gas_Stove/Oven | Residential | Single Family Moderate Income | Existing | Appliances | Natural Gas | Stove/Oven | 18.474 | 16.4914 | 0.0035616 | 0.00071233 | 9 | 15 | Normal | FALSE | FALSE | 1
Residential_Single Family Moderate Income_Existing_Miscellaneous_Natural Gas_Pool Heater | Residential | Single Family Moderate Income | Existing | Miscellaneous | Natural Gas | Pool Heater | 76.6466 | 76.5092 | 0.0027397 | 0.00011416 | 8 | 12 | Normal | FALSE | FALSE | 1
Residential_Single Family Moderate Income_Existing_Miscellaneous_Natural Gas_Miscellaneous | Residential | Single Family Moderate Income | Existing | Miscellaneous | Natural Gas | Miscellaneous | 6.1127 | 6.1127 | 0.0027397 | 0.00011416 | 5 | 10 | Normal | FALSE | FALSE | 1
Residential_Single Family Moderate Income_New_Space Heating_Natural Gas_Furnace | Residential | Single Family Moderate Income | New | Space Heating | Natural Gas | Furnace | 0 | 475.7806 | 0.0176 | 0.00102 | 16 | 27 | Normal | FALSE | FALSE | 1
Residential_Single Family Moderate Income_New_Space Heating_Natural Gas_Boiler | Residential | Single Family Moderate Income | New | Space Heating | Natural Gas | Boiler | 0 | 310.5561 | 0.0176 | 0.00102 | 20 | 30 | Normal | FALSE | FALSE | 1
Residential_Single Family Moderate Income_New_Secondary Heating_Natural Gas_Fireplace | Residential | Single Family Moderate Income | New | Secondary Heating | Natural Gas | Fireplace | 0 | 103.3071 | 0.0088575 | 0.00051333 | 12 | 20 | Normal | FALSE | FALSE | 1
Residential_Single Family Moderate Income_New_Water Heating_Natural Gas_Water Heater (<= 55 gal) | Residential | Single Family Moderate Income | New | Water Heating | Natural Gas | Water Heater (<= 55 gal) | 0 | 147.266 | 0.0033 | 0.00025975 | 10 | 16 | Normal | FALSE | FALSE | 0
Residential_Single Family Moderate Income_New_Water Heating_Natural Gas_Water Heater (> 55 gal) | Residential | Single Family Moderate Income | New | Water Heating | Natural Gas | Water Heater (> 55 gal) | 0 | 157.7462 | 0.0033 | 0.00025975 | 10 | 16 | Normal | FALSE | FALSE | 0
Residential_Single Family Moderate Income_New_Appliances_Natural Gas_Clothes Dryer | Residential | Single Family Moderate Income | New | Appliances | Natural Gas | Clothes Dryer | 0 | 15.2319 | 0.0027397 | 0.00011416 | 9 | 15 | Normal | FALSE | FALSE | 1
Residential_Single Family Moderate Income_New_Appliances_Natural Gas_Stove/Oven | Residential | Single Family Moderate Income | New | Appliances | Natural Gas | Stove/Oven | 0 | 16.4914 | 0.0035616 | 0.00071233 | 9 | 15 | Normal | FALSE | FALSE | 1
Residential_Single Family Moderate Income_New_Miscellaneous_Natural Gas_Pool Heater | Residential | Single Family Moderate Income | New | Miscellaneous | Natural Gas | Pool Heater | 0 | 76.5092 | 0.0027397 | 0.00011416 | 8 | 12 | Normal | FALSE | FALSE | 1
Residential_Single Family Moderate Income_New_Miscellaneous_Natural Gas_Miscellaneous | Residential | Single Family Moderate Income | New | Miscellaneous | Natural Gas | Miscellaneous | 0 | 6.1127 | 0.0027397 | 0.00011416 | 5 | 10 | Normal | FALSE | FALSE | 1
Residential_Single Family Low Income_Existing_Space Heating_Natural Gas_Furnace | Residential | Single Family Low Income | Existing | Space Heating | Natural Gas | Furnace | 417.0253 | 408.7019 | 0.0176 | 0.00102 | 16 | 27 | Normal | FALSE | FALSE | 1
Residential_Single Family Low Income_Existing_Space Heating_Natural Gas_Boiler | Residential | Single Family Low Income | Existing | Space Heating | Natural Gas | Boiler | 365.603 | 335.7269 | 0.0176 | 0.00102 | 20 | 30 | Normal | FALSE | FALSE | 1
Residential_Single Family Low Income_Existing_Secondary Heating_Natural Gas_Fireplace | Residential | Single Family Low Income | Existing | Secondary Heating | Natural Gas | Fireplace | 76.6141 | 76.6141 | 0.0088575 | 0.00051333 | 12 | 20 | Normal | FALSE | FALSE | 1
Residential_Single Family Low Income_Existing_Water Heating_Natural Gas_Water Heater (<= 55 gal) | Residential | Single Family Low Income | Existing | Water Heating | Natural Gas | Water Heater (<= 55 gal) | 136.42 | 124.7569 | 0.0033 | 0.00025975 | 10 | 16 | Normal | FALSE | FALSE | 0
Residential_Single Family Low Income_Existing_Water Heating_Natural Gas_Water Heater (> 55 gal) | Residential | Single Family Low Income | Existing | Water Heating | Natural Gas | Water Heater (> 55 gal) | 136.42 | 133.317 | 0.0033 | 0.00025975 | 10 | 16 | Normal | FALSE | FALSE | 0
Residential_Single Family Low Income_Existing_Appliances_Natural Gas_Clothes Dryer | Residential | Single Family Low Income | Existing | Appliances | Natural Gas | Clothes Dryer | 18.3684 | 15.2334 | 0.0027397 | 0.00011416 | 9 | 15 | Normal | FALSE | FALSE | 1
Residential_Single Family Low Income_Existing_Appliances_Natural Gas_Stove/Oven | Residential | Single Family Low Income | Existing | Appliances | Natural Gas | Stove/Oven | 18.474 | 16.5017 | 0.0035616 | 0.00071233 | 9 | 15 | Normal | FALSE | FALSE | 1
Residential_Single Family Low Income_Existing_Miscellaneous_Natural Gas_Pool Heater | Residential | Single Family Low Income | Existing | Miscellaneous | Natural Gas | Pool Heater | 76.6466 | 76.5092 | 0.0027397 | 0.00011416 | 8 | 12 | Normal | FALSE | FALSE | 1
Residential_Single Family Low Income_Existing_Miscellaneous_Natural Gas_Miscellaneous | Residential | Single Family Low Income | Existing | Miscellaneous | Natural Gas | Miscellaneous | 2.8959 | 2.8959 | 0.0027397 | 0.00011416 | 5 | 10 | Normal | FALSE | FALSE | 1
Residential_Single Family Low Income_New_Space Heating_Natural Gas_Furnace | Residential | Single Family Low Income | New | Space Heating | Natural Gas | Furnace | 0 | 352.8462 | 0.0176 | 0.00102 | 16 | 27 | Normal | FALSE | FALSE | 1
Residential_Single Family Low Income_New_Space Heating_Natural Gas_Boiler | Residential | Single Family Low Income | New | Space Heating | Natural Gas | Boiler | 0 | 230.3132 | 0.0176 | 0.00102 | 20 | 30 | Normal | FALSE | FALSE | 1
Residential_Single Family Low Income_New_Secondary Heating_Natural Gas_Fireplace | Residential | Single Family Low Income | New | Secondary Heating | Natural Gas | Fireplace | 0 | 76.6141 | 0.0088575 | 0.00051333 | 12 | 20 | Normal | FALSE | FALSE | 1
Residential_Single Family Low Income_New_Water Heating_Natural Gas_Water Heater (<= 55 gal) | Residential | Single Family Low Income | New | Water Heating | Natural Gas | Water Heater (<= 55 gal) | 0 | 124.7635 | 0.0033 | 0.00025975 | 10 | 16 | Normal | FALSE | FALSE | 0
Residential_Single Family Low Income_New_Water Heating_Natural Gas_Water Heater (> 55 gal) | Residential | Single Family Low Income | New | Water Heating | Natural Gas | Water Heater (> 55 gal) | 0 | 133.3188 | 0.0033 | 0.00025975 | 10 | 16 | Normal | FALSE | FALSE | 0
Residential_Single Family Low Income_New_Appliances_Natural Gas_Clothes Dryer | Residential | Single Family Low Income | New | Appliances | Natural Gas | Clothes Dryer | 0 | 15.2335 | 0.0027397 | 0.00011416 | 9 | 15 | Normal | FALSE | FALSE | 1
Residential_Single Family Low Income_New_Appliances_Natural Gas_Stove/Oven | Residential | Single Family Low Income | New | Appliances | Natural Gas | Stove/Oven | 0 | 16.5017 | 0.0035616 | 0.00071233 | 9 | 15 | Normal | FALSE | FALSE | 1
Residential_Single Family Low Income_New_Miscellaneous_Natural Gas_Pool Heater | Residential | Single Family Low Income | New | Miscellaneous | Natural Gas | Pool Heater | 0 | 76.5092 | 0.0027397 | 0.00011416 | 8 | 12 | Normal | FALSE | FALSE | 1
Residential_Single Family Low Income_New_Miscellaneous_Natural Gas_Miscellaneous | Residential | Single Family Low Income | New | Miscellaneous | Natural Gas | Miscellaneous | 0 | 2.8959 | 0.0027397 | 0.00011416 | 5 | 10 | Normal | FALSE | FALSE | 1
Residential_Multi-Family Regular Income_Existing_Space Heating_Natural Gas_Furnace | Residential | Multi-Family Regular Income | Existing | Space Heating | Natural Gas | Furnace | 345.4209 | 336.8487 | 0.0176 | 0.00102 | 16 | 27 | Normal | FALSE | FALSE | 1
Residential_Multi-Family Regular Income_Existing_Space Heating_Natural Gas_Boiler | Residential | Multi-Family Regular Income | Existing | Space Heating | Natural Gas | Boiler | 302.828 | 275.9278 | 0.0176 | 0.00102 | 20 | 30 | Normal | FALSE | FALSE | 1
Residential_Multi-Family Regular Income_Existing_Secondary Heating_Natural Gas_Fireplace | Residential | Multi-Family Regular Income | Existing | Secondary Heating | Natural Gas | Fireplace | 63.4593 | 63.4593 | 0.0088575 | 0.00051333 | 12 | 20 | Normal | FALSE | FALSE | 1
Residential_Multi-Family Regular Income_Existing_Water Heating_Natural Gas_Water Heater (<= 55 gal) | Residential | Multi-Family Regular Income | Existing | Water Heating | Natural Gas | Water Heater (<= 55 gal) | 124.1315 | 113.1492 | 0.0033 | 0.00025975 | 10 | 16 | Normal | FALSE | FALSE | 0
Residential_Multi-Family Regular Income_Existing_Water Heating_Natural Gas_Water Heater (> 55 gal) | Residential | Multi-Family Regular Income | Existing | Water Heating | Natural Gas | Water Heater (> 55 gal) | 124.1315 | 121.2069 | 0.0033 | 0.00025975 | 10 | 16 | Normal | FALSE | FALSE | 0
Residential_Multi-Family Regular Income_Existing_Appliances_Natural Gas_Clothes Dryer | Residential | Multi-Family Regular Income | Existing | Appliances | Natural Gas | Clothes Dryer | 14.5349 | 12.053 | 0.0027397 | 0.00011416 | 9 | 15 | Normal | FALSE | FALSE | 1
Residential_Multi-Family Regular Income_Existing_Appliances_Natural Gas_Stove/Oven | Residential | Multi-Family Regular Income | Existing | Appliances | Natural Gas | Stove/Oven | 16.1649 | 14.4301 | 0.0035616 | 0.00071233 | 9 | 15 | Normal | FALSE | FALSE | 1
Residential_Multi-Family Regular Income_Existing_Miscellaneous_Natural Gas_Pool Heater | Residential | Multi-Family Regular Income | Existing | Miscellaneous | Natural Gas | Pool Heater | 59.7844 | 59.6772 | 0.0027397 | 0.00011416 | 8 | 12 | Normal | FALSE | FALSE | 1
Residential_Multi-Family Regular Income_Existing_Miscellaneous_Natural Gas_Miscellaneous | Residential | Multi-Family Regular Income | Existing | Miscellaneous | Natural Gas | Miscellaneous | 3.7092 | 3.7092 | 0.0027397 | 0.00011416 | 5 | 10 | Normal | FALSE | FALSE | 1
Residential_Multi-Family Regular Income_New_Space Heating_Natural Gas_Furnace | Residential | Multi-Family Regular Income | New | Space Heating | Natural Gas | Furnace | 0 | 343.8703 | 0.0176 | 0.00102 | 16 | 27 | Normal | FALSE | FALSE | 1
Residential_Multi-Family Regular Income_New_Space Heating_Natural Gas_Boiler | Residential | Multi-Family Regular Income | New | Space Heating | Natural Gas | Boiler | 0 | 177.7912 | 0.0176 | 0.00102 | 20 | 30 | Normal | FALSE | FALSE | 1
Residential_Multi-Family Regular Income_New_Secondary Heating_Natural Gas_Fireplace | Residential | Multi-Family Regular Income | New | Secondary Heating | Natural Gas | Fireplace | 0 | 63.4593 | 0.0088575 | 0.00051333 | 12 | 20 | Normal | FALSE | FALSE | 1
Residential_Multi-Family Regular Income_New_Water Heating_Natural Gas_Water Heater (<= 55 gal) | Residential | Multi-Family Regular Income | New | Water Heating | Natural Gas | Water Heater (<= 55 gal) | 0 | 113.156 | 0.0033 | 0.00025975 | 10 | 16 | Normal | FALSE | FALSE | 0
Residential_Multi-Family Regular Income_New_Water Heating_Natural Gas_Water Heater (> 55 gal) | Residential | Multi-Family Regular Income | New | Water Heating | Natural Gas | Water Heater (> 55 gal) | 0 | 121.2087 | 0.0033 | 0.00025975 | 10 | 16 | Normal | FALSE | FALSE | 0
Residential_Multi-Family Regular Income_New_Appliances_Natural Gas_Clothes Dryer | Residential | Multi-Family Regular Income | New | Appliances | Natural Gas | Clothes Dryer | 0 | 12.053 | 0.0027397 | 0.00011416 | 9 | 15 | Normal | FALSE | FALSE | 1
Residential_Multi-Family Regular Income_New_Appliances_Natural Gas_Stove/Oven | Residential | Multi-Family Regular Income | New | Appliances | Natural Gas | Stove/Oven | 0 | 14.4301 | 0.0035616 | 0.00071233 | 9 | 15 | Normal | FALSE | FALSE | 1
Residential_Multi-Family Regular Income_New_Miscellaneous_Natural Gas_Pool Heater | Residential | Multi-Family Regular Income | New | Miscellaneous | Natural Gas | Pool Heater | 0 | 59.6772 | 0.0027397 | 0.00011416 | 8 | 12 | Normal | FALSE | FALSE | 1
Residential_Multi-Family Regular Income_New_Miscellaneous_Natural Gas_Miscellaneous | Residential | Multi-Family Regular Income | New | Miscellaneous | Natural Gas | Miscellaneous | 0 | 3.7092 | 0.0027397 | 0.00011416 | 5 | 10 | Normal | FALSE | FALSE | 1
Residential_Multi-Family Moderate Income_Existing_Space Heating_Natural Gas_Furnace | Residential | Multi-Family Moderate Income | Existing | Space Heating | Natural Gas | Furnace | 312.0451 | 305.817 | 0.0176 | 0.00102 | 16 | 27 | Normal | FALSE | FALSE | 1
Residential_Multi-Family Moderate Income_Existing_Space Heating_Natural Gas_Boiler | Residential | Multi-Family Moderate Income | Existing | Space Heating | Natural Gas | Boiler | 273.5677 | 251.2124 | 0.0176 | 0.00102 | 20 | 30 | Normal | FALSE | FALSE | 1
Residential_Multi-Family Moderate Income_Existing_Secondary Heating_Natural Gas_Fireplace | Residential | Multi-Family Moderate Income | Existing | Secondary Heating | Natural Gas | Fireplace | 57.3276 | 57.3276 | 0.0088575 | 0.00051333 | 12 | 20 | Normal | FALSE | FALSE | 1
Residential_Multi-Family Moderate Income_Existing_Water Heating_Natural Gas_Water Heater (<= 55 gal) | Residential | Multi-Family Moderate Income | Existing | Water Heating | Natural Gas | Water Heater (<= 55 gal) | 134.6004 | 123.0929 | 0.0033 | 0.00025975 | 10 | 16 | Normal | FALSE | FALSE | 0
Residential_Multi-Family Moderate Income_Existing_Water Heating_Natural Gas_Water Heater (> 55 gal) | Residential | Multi-Family Moderate Income | Existing | Water Heating | Natural Gas | Water Heater (> 55 gal) | 134.6004 | 131.5388 | 0.0033 | 0.00025975 | 10 | 16 | Normal | FALSE | FALSE | 0
Residential_Multi-Family Moderate Income_Existing_Appliances_Natural Gas_Clothes Dryer | Residential | Multi-Family Moderate Income | Existing | Appliances | Natural Gas | Clothes Dryer | 14.5349 | 12.0542 | 0.0027397 | 0.00011416 | 9 | 15 | Normal | FALSE | FALSE | 1
Residential_Multi-Family Moderate Income_Existing_Appliances_Natural Gas_Stove/Oven | Residential | Multi-Family Moderate Income | Existing | Appliances | Natural Gas | Stove/Oven | 16.1649 | 14.4391 | 0.0035616 | 0.00071233 | 9 | 15 | Normal | FALSE | FALSE | 1
Residential_Multi-Family Moderate Income_Existing_Miscellaneous_Natural Gas_Pool Heater | Residential | Multi-Family Moderate Income | Existing | Miscellaneous | Natural Gas | Pool Heater | 59.7844 | 59.6772 | 0.0027397 | 0.00011416 | 8 | 12 | Normal | FALSE | FALSE | 1
Residential_Multi-Family Moderate Income_Existing_Miscellaneous_Natural Gas_Miscellaneous | Residential | Multi-Family Moderate Income | Existing | Miscellaneous | Natural Gas | Miscellaneous | 5.6656 | 5.6656 | 0.0027397 | 0.00011416 | 5 | 10 | Normal | FALSE | FALSE | 1
Residential_Multi-Family Moderate Income_New_Space Heating_Natural Gas_Furnace | Residential | Multi-Family Moderate Income | New | Space Heating | Natural Gas | Furnace | 0 | 310.6443 | 0.0176 | 0.00102 | 16 | 27 | Normal | FALSE | FALSE | 1
Residential_Multi-Family Moderate Income_New_Space Heating_Natural Gas_Boiler | Residential | Multi-Family Moderate Income | New | Space Heating | Natural Gas | Boiler | 0 | 160.6124 | 0.0176 | 0.00102 | 20 | 30 | Normal | FALSE | FALSE | 1
Residential_Multi-Family Moderate Income_New_Secondary Heating_Natural Gas_Fireplace | Residential | Multi-Family Moderate Income | New | Secondary Heating | Natural Gas | Fireplace | 0 | 57.3276 | 0.0088575 | 0.00051333 | 12 | 20 | Normal | FALSE | FALSE | 1
Residential_Multi-Family Moderate Income_New_Water Heating_Natural Gas_Water Heater (<= 55 gal) | Residential | Multi-Family Moderate Income | New | Water Heating | Natural Gas | Water Heater (<= 55 gal) | 0 | 123.0994 | 0.0033 | 0.00025975 | 10 | 16 | Normal | FALSE | FALSE | 0
Residential_Multi-Family Moderate Income_New_Water Heating_Natural Gas_Water Heater (> 55 gal) | Residential | Multi-Family Moderate Income | New | Water Heating | Natural Gas | Water Heater (> 55 gal) | 0 | 131.5406 | 0.0033 | 0.00025975 | 10 | 16 | Normal | FALSE | FALSE | 0
Residential_Multi-Family Moderate Income_New_Appliances_Natural Gas_Clothes Dryer | Residential | Multi-Family Moderate Income | New | Appliances | Natural Gas | Clothes Dryer | 0 | 12.0543 | 0.0027397 | 0.00011416 | 9 | 15 | Normal | FALSE | FALSE | 1
Residential_Multi-Family Moderate Income_New_Appliances_Natural Gas_Stove/Oven | Residential | Multi-Family Moderate Income | New | Appliances | Natural Gas | Stove/Oven | 0 | 14.4391 | 0.0035616 | 0.00071233 | 9 | 15 | Normal | FALSE | FALSE | 1
Residential_Multi-Family Moderate Income_New_Miscellaneous_Natural Gas_Pool Heater | Residential | Multi-Family Moderate Income | New | Miscellaneous | Natural Gas | Pool Heater | 0 | 59.6772 | 0.0027397 | 0.00011416 | 8 | 12 | Normal | FALSE | FALSE | 1
Residential_Multi-Family Moderate Income_New_Miscellaneous_Natural Gas_Miscellaneous | Residential | Multi-Family Moderate Income | New | Miscellaneous | Natural Gas | Miscellaneous | 0 | 5.6656 | 0.0027397 | 0.00011416 | 5 | 10 | Normal | FALSE | FALSE | 1
Residential_Multi-Family Low Income_Existing_Space Heating_Natural Gas_Furnace | Residential | Multi-Family Low Income | Existing | Space Heating | Natural Gas | Furnace | 219.2376 | 214.8618 | 0.0176 | 0.00102 | 16 | 27 | Normal | FALSE | FALSE | 1
Residential_Multi-Family Low Income_Existing_Space Heating_Natural Gas_Boiler | Residential | Multi-Family Low Income | Existing | Space Heating | Natural Gas | Boiler | 192.204 | 176.4975 | 0.0176 | 0.00102 | 20 | 30 | Normal | FALSE | FALSE | 1
Residential_Multi-Family Low Income_Existing_Secondary Heating_Natural Gas_Fireplace | Residential | Multi-Family Low Income | Existing | Secondary Heating | Natural Gas | Fireplace | 40.2774 | 40.2774 | 0.0088575 | 0.00051333 | 12 | 20 | Normal | FALSE | FALSE | 1
Residential_Multi-Family Low Income_Existing_Water Heating_Natural Gas_Water Heater (<= 55 gal) | Residential | Multi-Family Low Income | Existing | Water Heating | Natural Gas | Water Heater (<= 55 gal) | 107.6803 | 98.4743 | 0.0033 | 0.00025975 | 10 | 16 | Normal | FALSE | FALSE | 0
Residential_Multi-Family Low Income_Existing_Water Heating_Natural Gas_Water Heater (> 55 gal) | Residential | Multi-Family Low Income | Existing | Water Heating | Natural Gas | Water Heater (> 55 gal) | 107.6803 | 105.2311 | 0.0033 | 0.00025975 | 10 | 16 | Normal | FALSE | FALSE | 0
Residential_Multi-Family Low Income_Existing_Appliances_Natural Gas_Clothes Dryer | Residential | Multi-Family Low Income | Existing | Appliances | Natural Gas | Clothes Dryer | 14.5349 | 12.0542 | 0.0027397 | 0.00011416 | 9 | 15 | Normal | FALSE | FALSE | 1
Residential_Multi-Family Low Income_Existing_Appliances_Natural Gas_Stove/Oven | Residential | Multi-Family Low Income | Existing | Appliances | Natural Gas | Stove/Oven | 16.1649 | 14.4391 | 0.0035616 | 0.00071233 | 9 | 15 | Normal | FALSE | FALSE | 1
Residential_Multi-Family Low Income_Existing_Miscellaneous_Natural Gas_Pool Heater | Residential | Multi-Family Low Income | Existing | Miscellaneous | Natural Gas | Pool Heater | 59.7844 | 59.6772 | 0.0027397 | 0.00011416 | 8 | 12 | Normal | FALSE | FALSE | 1
Residential_Multi-Family Low Income_Existing_Miscellaneous_Natural Gas_Miscellaneous | Residential | Multi-Family Low Income | Existing | Miscellaneous | Natural Gas | Miscellaneous | 2.8166 | 2.8166 | 0.0027397 | 0.00011416 | 5 | 10 | Normal | FALSE | FALSE | 1
Residential_Multi-Family Low Income_New_Space Heating_Natural Gas_Furnace | Residential | Multi-Family Low Income | New | Space Heating | Natural Gas | Furnace | 0 | 218.2534 | 0.0176 | 0.00102 | 16 | 27 | Normal | FALSE | FALSE | 1
Residential_Multi-Family Low Income_New_Space Heating_Natural Gas_Boiler | Residential | Multi-Family Low Income | New | Space Heating | Natural Gas | Boiler | 0 | 112.8435 | 0.0176 | 0.00102 | 20 | 30 | Normal | FALSE | FALSE | 1
Residential_Multi-Family Low Income_New_Secondary Heating_Natural Gas_Fireplace | Residential | Multi-Family Low Income | New | Secondary Heating | Natural Gas | Fireplace | 0 | 40.2774 | 0.0088575 | 0.00051333 | 12 | 20 | Normal | FALSE | FALSE | 1
Residential_Multi-Family Low Income_New_Water Heating_Natural Gas_Water Heater (<= 55 gal) | Residential | Multi-Family Low Income | New | Water Heating | Natural Gas | Water Heater (<= 55 gal) | 0 | 98.4795 | 0.0033 | 0.00025975 | 10 | 16 | Normal | FALSE | FALSE | 0
Residential_Multi-Family Low Income_New_Water Heating_Natural Gas_Water Heater (> 55 gal) | Residential | Multi-Family Low Income | New | Water Heating | Natural Gas | Water Heater (> 55 gal) | 0 | 105.2325 | 0.0033 | 0.00025975 | 10 | 16 | Normal | FALSE | FALSE | 0
Residential_Multi-Family Low Income_New_Appliances_Natural Gas_Clothes Dryer | Residential | Multi-Family Low Income | New | Appliances | Natural Gas | Clothes Dryer | 0 | 12.0543 | 0.0027397 | 0.00011416 | 9 | 15 | Normal | FALSE | FALSE | 1
Residential_Multi-Family Low Income_New_Appliances_Natural Gas_Stove/Oven | Residential | Multi-Family Low Income | New | Appliances | Natural Gas | Stove/Oven | 0 | 14.4391 | 0.0035616 | 0.00071233 | 9 | 15 | Normal | FALSE | FALSE | 1
Residential_Multi-Family Low Income_New_Miscellaneous_Natural Gas_Pool Heater | Residential | Multi-Family Low Income | New | Miscellaneous | Natural Gas | Pool Heater | 0 | 59.6772 | 0.0027397 | 0.00011416 | 8 | 12 | Normal | FALSE | FALSE | 1
Residential_Multi-Family Low Income_New_Miscellaneous_Natural Gas_Miscellaneous | Residential | Multi-Family Low Income | New | Miscellaneous | Natural Gas | Miscellaneous | 0 | 2.8166 | 0.0027397 | 0.00011416 | 5 | 10 | Normal | FALSE | FALSE | 1
Residential_Manufactured Home Regular Income_Existing_Space Heating_Natural Gas_Furnace | Residential | Manufactured Home Regular Income | Existing | Space Heating | Natural Gas | Furnace | 764.9569 | 745.9732 | 0.0176 | 0.00102 | 16 | 27 | Normal | FALSE | FALSE | 1
Residential_Manufactured Home Regular Income_Existing_Space Heating_Natural Gas_Boiler | Residential | Manufactured Home Regular Income | Existing | Space Heating | Natural Gas | Boiler | 670.6322 | 611.0601 | 0.0176 | 0.00102 | 20 | 30 | Normal | FALSE | FALSE | 1
Residential_Manufactured Home Regular Income_Existing_Secondary Heating_Natural Gas_Fireplace | Residential | Manufactured Home Regular Income | Existing | Secondary Heating | Natural Gas | Fireplace | 140.5347 | 140.5347 | 0.0088575 | 0.00051333 | 12 | 20 | Normal | FALSE | FALSE | 1
Residential_Manufactured Home Regular Income_Existing_Water Heating_Natural Gas_Water Heater (<= 55 gal) | Residential | Manufactured Home Regular Income | Existing | Water Heating | Natural Gas | Water Heater (<= 55 gal) | 179.0545 | 163.213 | 0.0033 | 0.00025975 | 10 | 16 | Normal | FALSE | FALSE | 0
Residential_Manufactured Home Regular Income_Existing_Water Heating_Natural Gas_Water Heater (> 55 gal) | Residential | Manufactured Home Regular Income | Existing | Water Heating | Natural Gas | Water Heater (> 55 gal) | 179.0545 | 174.8359 | 0.0033 | 0.00025975 | 10 | 16 | Normal | FALSE | FALSE | 0
Residential_Manufactured Home Regular Income_Existing_Appliances_Natural Gas_Clothes Dryer | Residential | Manufactured Home Regular Income | Existing | Appliances | Natural Gas | Clothes Dryer | 17.3652 | 14.4001 | 0.0027397 | 0.00011416 | 9 | 15 | Normal | FALSE | FALSE | 1
Residential_Manufactured Home Regular Income_Existing_Appliances_Natural Gas_Stove/Oven | Residential | Manufactured Home Regular Income | Existing | Appliances | Natural Gas | Stove/Oven | 14.6844 | 13.1084 | 0.0035616 | 0.00071233 | 9 | 15 | Normal | FALSE | FALSE | 1
Residential_Manufactured Home Regular Income_Existing_Miscellaneous_Natural Gas_Pool Heater | Residential | Manufactured Home Regular Income | Existing | Miscellaneous | Natural Gas | Pool Heater | 135.6222 | 135.3791 | 0.0027397 | 0.00011416 | 8 | 12 | Normal | FALSE | FALSE | 1
Residential_Manufactured Home Regular Income_Existing_Miscellaneous_Natural Gas_Miscellaneous | Residential | Manufactured Home Regular Income | Existing | Miscellaneous | Natural Gas | Miscellaneous | 2.3231 | 2.3231 | 0.0027397 | 0.00011416 | 5 | 10 | Normal | FALSE | FALSE | 1
Residential_Manufactured Home Regular Income_New_Space Heating_Natural Gas_Furnace | Residential | Manufactured Home Regular Income | New | Space Heating | Natural Gas | Furnace | 0 | 647.2321 | 0.0176 | 0.00102 | 16 | 27 | Normal | FALSE | FALSE | 1
Residential_Manufactured Home Regular Income_New_Space Heating_Natural Gas_Boiler | Residential | Manufactured Home Regular Income | New | Space Heating | Natural Gas | Boiler | 0 | 422.4677 | 0.0176 | 0.00102 | 20 | 30 | Normal | FALSE | FALSE | 1
Residential_Manufactured Home Regular Income_New_Secondary Heating_Natural Gas_Fireplace | Residential | Manufactured Home Regular Income | New | Secondary Heating | Natural Gas | Fireplace | 0 | 140.5347 | 0.0088575 | 0.00051333 | 12 | 20 | Normal | FALSE | FALSE | 1
Residential_Manufactured Home Regular Income_New_Water Heating_Natural Gas_Water Heater (<= 55 gal) | Residential | Manufactured Home Regular Income | New | Water Heating | Natural Gas | Water Heater (<= 55 gal) | 0 | 163.2228 | 0.0033 | 0.00025975 | 10 | 16 | Normal | FALSE | FALSE | 0
Residential_Manufactured Home Regular Income_New_Water Heating_Natural Gas_Water Heater (> 55 gal) | Residential | Manufactured Home Regular Income | New | Water Heating | Natural Gas | Water Heater (> 55 gal) | 0 | 174.8386 | 0.0033 | 0.00025975 | 10 | 16 | Normal | FALSE | FALSE | 0
Residential_Manufactured Home Regular Income_New_Appliances_Natural Gas_Clothes Dryer | Residential | Manufactured Home Regular Income | New | Appliances | Natural Gas | Clothes Dryer | 0 | 14.4001 | 0.0027397 | 0.00011416 | 9 | 15 | Normal | FALSE | FALSE | 1
Residential_Manufactured Home Regular Income_New_Appliances_Natural Gas_Stove/Oven | Residential | Manufactured Home Regular Income | New | Appliances | Natural Gas | Stove/Oven | 0 | 13.1085 | 0.0035616 | 0.00071233 | 9 | 15 | Normal | FALSE | FALSE | 1
Residential_Manufactured Home Regular Income_New_Miscellaneous_Natural Gas_Pool Heater | Residential | Manufactured Home Regular Income | New | Miscellaneous | Natural Gas | Pool Heater | 0 | 135.3791 | 0.0027397 | 0.00011416 | 8 | 12 | Normal | FALSE | FALSE | 1
Residential_Manufactured Home Regular Income_New_Miscellaneous_Natural Gas_Miscellaneous | Residential | Manufactured Home Regular Income | New | Miscellaneous | Natural Gas | Miscellaneous | 0 | 2.3231 | 0.0027397 | 0.00011416 | 5 | 10 | Normal | FALSE | FALSE | 1
Residential_Manufactured Home Moderate Income_Existing_Space Heating_Natural Gas_Furnace | Residential | Manufactured Home Moderate Income | Existing | Space Heating | Natural Gas | Furnace | 693.5281 | 676.317 | 0.0176 | 0.00102 | 16 | 27 | Normal | FALSE | FALSE | 1
Residential_Manufactured Home Moderate Income_Existing_Space Heating_Natural Gas_Boiler | Residential | Manufactured Home Moderate Income | Existing | Space Heating | Natural Gas | Boiler | 608.0111 | 554.0016 | 0.0176 | 0.00102 | 20 | 30 | Normal | FALSE | FALSE | 1
Residential_Manufactured Home Moderate Income_Existing_Secondary Heating_Natural Gas_Fireplace | Residential | Manufactured Home Moderate Income | Existing | Secondary Heating | Natural Gas | Fireplace | 127.4121 | 127.4121 | 0.0088575 | 0.00051333 | 12 | 20 | Normal | FALSE | FALSE | 1
Residential_Manufactured Home Moderate Income_Existing_Water Heating_Natural Gas_Water Heater (<= 55 gal) | Residential | Manufactured Home Moderate Income | Existing | Water Heating | Natural Gas | Water Heater (<= 55 gal) | 194.8534 | 177.6141 | 0.0033 | 0.00025975 | 10 | 16 | Normal | FALSE | FALSE | 0
Residential_Manufactured Home Moderate Income_Existing_Water Heating_Natural Gas_Water Heater (> 55 gal) | Residential | Manufactured Home Moderate Income | Existing | Water Heating | Natural Gas | Water Heater (> 55 gal) | 194.8534 | 190.2626 | 0.0033 | 0.00025975 | 10 | 16 | Normal | FALSE | FALSE | 0
Residential_Manufactured Home Moderate Income_Existing_Appliances_Natural Gas_Clothes Dryer | Residential | Manufactured Home Moderate Income | Existing | Appliances | Natural Gas | Clothes Dryer | 17.3652 | 14.4001 | 0.0027397 | 0.00011416 | 9 | 15 | Normal | FALSE | FALSE | 1
Residential_Manufactured Home Moderate Income_Existing_Appliances_Natural Gas_Stove/Oven | Residential | Manufactured Home Moderate Income | Existing | Appliances | Natural Gas | Stove/Oven | 14.6844 | 13.1084 | 0.0035616 | 0.00071233 | 9 | 15 | Normal | FALSE | FALSE | 1
Residential_Manufactured Home Moderate Income_Existing_Miscellaneous_Natural Gas_Pool Heater | Residential | Manufactured Home Moderate Income | Existing | Miscellaneous | Natural Gas | Pool Heater | 135.6222 | 135.3791 | 0.0027397 | 0.00011416 | 8 | 12 | Normal | FALSE | FALSE | 1
Residential_Manufactured Home Moderate Income_Existing_Miscellaneous_Natural Gas_Miscellaneous | Residential | Manufactured Home Moderate Income | Existing | Miscellaneous | Natural Gas | Miscellaneous | 5.3107 | 5.3107 | 0.0027397 | 0.00011416 | 5 | 10 | Normal | FALSE | FALSE | 1
Residential_Manufactured Home Moderate Income_New_Space Heating_Natural Gas_Furnace | Residential | Manufactured Home Moderate Income | New | Space Heating | Natural Gas | Furnace | 0 | 586.796 | 0.0176 | 0.00102 | 16 | 27 | Normal | FALSE | FALSE | 1
Residential_Manufactured Home Moderate Income_New_Space Heating_Natural Gas_Boiler | Residential | Manufactured Home Moderate Income | New | Space Heating | Natural Gas | Boiler | 0 | 383.0192 | 0.0176 | 0.00102 | 20 | 30 | Normal | FALSE | FALSE | 1
Residential_Manufactured Home Moderate Income_New_Secondary Heating_Natural Gas_Fireplace | Residential | Manufactured Home Moderate Income | New | Secondary Heating | Natural Gas | Fireplace | 0 | 127.4121 | 0.0088575 | 0.00051333 | 12 | 20 | Normal | FALSE | FALSE | 1
Residential_Manufactured Home Moderate Income_New_Water Heating_Natural Gas_Water Heater (<= 55 gal) | Residential | Manufactured Home Moderate Income | New | Water Heating | Natural Gas | Water Heater (<= 55 gal) | 0 | 177.6248 | 0.0033 | 0.00025975 | 10 | 16 | Normal | FALSE | FALSE | 0
Residential_Manufactured Home Moderate Income_New_Water Heating_Natural Gas_Water Heater (> 55 gal) | Residential | Manufactured Home Moderate Income | New | Water Heating | Natural Gas | Water Heater (> 55 gal) | 0 | 190.2655 | 0.0033 | 0.00025975 | 10 | 16 | Normal | FALSE | FALSE | 0
Residential_Manufactured Home Moderate Income_New_Appliances_Natural Gas_Clothes Dryer | Residential | Manufactured Home Moderate Income | New | Appliances | Natural Gas | Clothes Dryer | 0 | 14.4001 | 0.0027397 | 0.00011416 | 9 | 15 | Normal | FALSE | FALSE | 1
Residential_Manufactured Home Moderate Income_New_Appliances_Natural Gas_Stove/Oven | Residential | Manufactured Home Moderate Income | New | Appliances | Natural Gas | Stove/Oven | 0 | 13.1085 | 0.0035616 | 0.00071233 | 9 | 15 | Normal | FALSE | FALSE | 1
Residential_Manufactured Home Moderate Income_New_Miscellaneous_Natural Gas_Pool Heater | Residential | Manufactured Home Moderate Income | New | Miscellaneous | Natural Gas | Pool Heater | 0 | 135.3791 | 0.0027397 | 0.00011416 | 8 | 12 | Normal | FALSE | FALSE | 1
Residential_Manufactured Home Moderate Income_New_Miscellaneous_Natural Gas_Miscellaneous | Residential | Manufactured Home Moderate Income | New | Miscellaneous | Natural Gas | Miscellaneous | 0 | 5.3107 | 0.0027397 | 0.00011416 | 5 | 10 | Normal | FALSE | FALSE | 1
Residential_Manufactured Home Low Income_Existing_Space Heating_Natural Gas_Furnace | Residential | Manufactured Home Low Income | Existing | Space Heating | Natural Gas | Furnace | 482.8714 | 470.8881 | 0.0176 | 0.00102 | 16 | 27 | Normal | FALSE | FALSE | 1
Residential_Manufactured Home Low Income_Existing_Space Heating_Natural Gas_Boiler | Residential | Manufactured Home Low Income | Existing | Space Heating | Natural Gas | Boiler | 423.3298 | 385.7255 | 0.0176 | 0.00102 | 20 | 30 | Normal | FALSE | FALSE | 1
Residential_Manufactured Home Low Income_Existing_Secondary Heating_Natural Gas_Fireplace | Residential | Manufactured Home Low Income | Existing | Secondary Heating | Natural Gas | Fireplace | 88.7111 | 88.7111 | 0.0088575 | 0.00051333 | 12 | 20 | Normal | FALSE | FALSE | 1
Residential_Manufactured Home Low Income_Existing_Water Heating_Natural Gas_Water Heater (<= 55 gal) | Residential | Manufactured Home Low Income | Existing | Water Heating | Natural Gas | Water Heater (<= 55 gal) | 154.4784 | 140.8112 | 0.0033 | 0.00025975 | 10 | 16 | Normal | FALSE | FALSE | 0
Residential_Manufactured Home Low Income_Existing_Water Heating_Natural Gas_Water Heater (> 55 gal) | Residential | Manufactured Home Low Income | Existing | Water Heating | Natural Gas | Water Heater (> 55 gal) | 154.4784 | 150.8388 | 0.0033 | 0.00025975 | 10 | 16 | Normal | FALSE | FALSE | 0
Residential_Manufactured Home Low Income_Existing_Appliances_Natural Gas_Clothes Dryer | Residential | Manufactured Home Low Income | Existing | Appliances | Natural Gas | Clothes Dryer | 17.3652 | 14.4001 | 0.0027397 | 0.00011416 | 9 | 15 | Normal | FALSE | FALSE | 1
Residential_Manufactured Home Low Income_Existing_Appliances_Natural Gas_Stove/Oven | Residential | Manufactured Home Low Income | Existing | Appliances | Natural Gas | Stove/Oven | 14.6844 | 13.1084 | 0.0035616 | 0.00071233 | 9 | 15 | Normal | FALSE | FALSE | 1
Residential_Manufactured Home Low Income_Existing_Miscellaneous_Natural Gas_Pool Heater | Residential | Manufactured Home Low Income | Existing | Miscellaneous | Natural Gas | Pool Heater | 135.6222 | 135.3791 | 0.0027397 | 0.00011416 | 8 | 12 | Normal | FALSE | FALSE | 1
Residential_Manufactured Home Low Income_Existing_Miscellaneous_Natural Gas_Miscellaneous | Residential | Manufactured Home Low Income | Existing | Miscellaneous | Natural Gas | Miscellaneous | 4.2421 | 4.2421 | 0.0027397 | 0.00011416 | 5 | 10 | Normal | FALSE | FALSE | 1
Residential_Manufactured Home Low Income_New_Space Heating_Natural Gas_Furnace | Residential | Manufactured Home Low Income | New | Space Heating | Natural Gas | Furnace | 0 | 408.5588 | 0.0176 | 0.00102 | 16 | 27 | Normal | FALSE | FALSE | 1
Residential_Manufactured Home Low Income_New_Space Heating_Natural Gas_Boiler | Residential | Manufactured Home Low Income | New | Space Heating | Natural Gas | Boiler | 0 | 266.6785 | 0.0176 | 0.00102 | 20 | 30 | Normal | FALSE | FALSE | 1
Residential_Manufactured Home Low Income_New_Secondary Heating_Natural Gas_Fireplace | Residential | Manufactured Home Low Income | New | Secondary Heating | Natural Gas | Fireplace | 0 | 88.7111 | 0.0088575 | 0.00051333 | 12 | 20 | Normal | FALSE | FALSE | 1
Residential_Manufactured Home Low Income_New_Water Heating_Natural Gas_Water Heater (<= 55 gal) | Residential | Manufactured Home Low Income | New | Water Heating | Natural Gas | Water Heater (<= 55 gal) | 0 | 140.8197 | 0.0033 | 0.00025975 | 10 | 16 | Normal | FALSE | FALSE | 0
Residential_Manufactured Home Low Income_New_Water Heating_Natural Gas_Water Heater (> 55 gal) | Residential | Manufactured Home Low Income | New | Water Heating | Natural Gas | Water Heater (> 55 gal) | 0 | 150.8411 | 0.0033 | 0.00025975 | 10 | 16 | Normal | FALSE | FALSE | 0
Residential_Manufactured Home Low Income_New_Appliances_Natural Gas_Clothes Dryer | Residential | Manufactured Home Low Income | New | Appliances | Natural Gas | Clothes Dryer | 0 | 14.4001 | 0.0027397 | 0.00011416 | 9 | 15 | Normal | FALSE | FALSE | 1
Residential_Manufactured Home Low Income_New_Appliances_Natural Gas_Stove/Oven | Residential | Manufactured Home Low Income | New | Appliances | Natural Gas | Stove/Oven | 0 | 13.1085 | 0.0035616 | 0.00071233 | 9 | 15 | Normal | FALSE | FALSE | 1
Residential_Manufactured Home Low Income_New_Miscellaneous_Natural Gas_Pool Heater | Residential | Manufactured Home Low Income | New | Miscellaneous | Natural Gas | Pool Heater | 0 | 135.3791 | 0.0027397 | 0.00011416 | 8 | 12 | Normal | FALSE | FALSE | 1
Residential_Manufactured Home Low Income_New_Miscellaneous_Natural Gas_Miscellaneous | Residential | Manufactured Home Low Income | New | Miscellaneous | Natural Gas | Miscellaneous | 0 | 4.2421 | 0.0027397 | 0.00011416 | 5 | 10 | Normal | FALSE | FALSE | 1
Residential_Single Family Regular Income_Existing_Space Heating_Natural Gas_All | Residential | Single Family Regular Income | Existing | Space Heating | Natural Gas | All | 619.606 | 600.2653 | 0.0176 | 0.00102
Residential_Single Family Regular Income_Existing_Secondary Heating_Natural Gas_All | Residential | Single Family Regular Income | Existing | Secondary Heating | Natural Gas | All | 114.3567 | 110.943 | 0.0088575 | 0.00051333
Residential_Single Family Regular Income_Existing_Water Heating_Natural Gas_All | Residential | Single Family Regular Income | Existing | Water Heating | Natural Gas | All | 148.985 | 143.6229 | 0.0033 | 0.00025975
Residential_Single Family Regular Income_Existing_Appliances_Natural Gas_All | Residential | Single Family Regular Income | Existing | Appliances | Natural Gas | All | 18.4444 | 17.7227 | 0.0033324 | 0.00054549
Residential_Single Family Regular Income_Existing_Miscellaneous_Natural Gas_All | Residential | Single Family Regular Income | Existing | Miscellaneous | Natural Gas | All | 3.0827 | 2.9907 | 0.0027397 | 0.00011416
Residential_Single Family Regular Income_Existing_Space Heating_Natural Gas_Market | Residential | Single Family Regular Income | Existing | Space Heating | Natural Gas | Market | 584.4252 | 570.5286 | 0.0176 | 0.00102
Residential_Single Family Regular Income_Existing_Secondary Heating_Natural Gas_Market | Residential | Single Family Regular Income | Existing | Secondary Heating | Natural Gas | Market | 22.2625 | 21.5979 | 0.0088575 | 0.00051333
Residential_Single Family Regular Income_Existing_Water Heating_Natural Gas_Market | Residential | Single Family Regular Income | Existing | Water Heating | Natural Gas | Market | 127.8901 | 124.0176 | 0.0033 | 0.00025975
Residential_Single Family Regular Income_Existing_Appliances_Natural Gas_Market | Residential | Single Family Regular Income | Existing | Appliances | Natural Gas | Market | 10.2858 | 9.9214 | 0.0033324 | 0.00054549
Residential_Single Family Regular Income_Existing_Miscellaneous_Natural Gas_Market | Residential | Single Family Regular Income | Existing | Miscellaneous | Natural Gas | Market | 3.0948 | 3.0024 | 0.0027397 | 0.00011416
Residential_Single Family Regular Income_New_Space Heating_Natural Gas_All | Residential | Single Family Regular Income | New | Space Heating | Natural Gas | All | 0 | 510.9477 | 0.0176 | 0.00102
Residential_Single Family Regular Income_New_Secondary Heating_Natural Gas_All | Residential | Single Family Regular Income | New | Secondary Heating | Natural Gas | All | 0 | 110.943 | 0.0088575 | 0.00051333
Residential_Single Family Regular Income_New_Water Heating_Natural Gas_All | Residential | Single Family Regular Income | New | Water Heating | Natural Gas | All | 0 | 0 | 0 | 0
Residential_Single Family Regular Income_New_Appliances_Natural Gas_All | Residential | Single Family Regular Income | New | Appliances | Natural Gas | All | 0 | 15.3501 | 0.0031414 | 0.00040649
Residential_Single Family Regular Income_New_Miscellaneous_Natural Gas_All | Residential | Single Family Regular Income | New | Miscellaneous | Natural Gas | All | 0 | 2.7119 | 0.0027397 | 0.00011416
Residential_Single Family Regular Income_New_Space Heating_Natural Gas_Market | Residential | Single Family Regular Income | New | Space Heating | Natural Gas | Market | 0 | 102.1895 | 0.0176 | 0.00102
Residential_Single Family Regular Income_New_Secondary Heating_Natural Gas_Market | Residential | Single Family Regular Income | New | Secondary Heating | Natural Gas | Market | 0 | 49.9244 | 0.0088575 | 0.00051333
Residential_Single Family Regular Income_New_Water Heating_Natural Gas_Market | Residential | Single Family Regular Income | New | Water Heating | Natural Gas | Market | 0 | 0 | 0 | 0
Residential_Single Family Regular Income_New_Appliances_Natural Gas_Market | Residential | Single Family Regular Income | New | Appliances | Natural Gas | Market | 0 | 13.1201 | 0.0031414 | 0.00040649
Residential_Single Family Regular Income_New_Miscellaneous_Natural Gas_Market | Residential | Single Family Regular Income | New | Miscellaneous | Natural Gas | Market | 0 | 2.7119 | 0.0027397 | 0.00011416
Residential_Single Family Moderate Income_Existing_Space Heating_Natural Gas_All | Residential | Single Family Moderate Income | Existing | Space Heating | Natural Gas | All | 559.7374 | 542.2655 | 0.0176 | 0.00102
Residential_Single Family Moderate Income_Existing_Secondary Heating_Natural Gas_All | Residential | Single Family Moderate Income | Existing | Secondary Heating | Natural Gas | All | 103.3071 | 100.2233 | 0.0088575 | 0.00051333
Residential_Single Family Moderate Income_Existing_Water Heating_Natural Gas_All | Residential | Single Family Moderate Income | Existing | Water Heating | Natural Gas | All | 161.55 | 155.7357 | 0.0033 | 0.00025975
Residential_Single Family Moderate Income_Existing_Appliances_Natural Gas_All | Residential | Single Family Moderate Income | Existing | Appliances | Natural Gas | All | 18.4444 | 17.7227 | 0.0033324 | 0.00054549
Residential_Single Family Moderate Income_Existing_Miscellaneous_Natural Gas_All | Residential | Single Family Moderate Income | Existing | Miscellaneous | Natural Gas | All | 6.3872 | 6.1965 | 0.0027397 | 0.00011416
Residential_Single Family Moderate Income_Existing_Space Heating_Natural Gas_Market | Residential | Single Family Moderate Income | Existing | Space Heating | Natural Gas | Market | 493.8942 | 482.1503 | 0.0176 | 0.00102
Residential_Single Family Moderate Income_Existing_Secondary Heating_Natural Gas_Market | Residential | Single Family Moderate Income | Existing | Secondary Heating | Natural Gas | Market | 18.8139 | 18.2523 | 0.0088575 | 0.00051333
Residential_Single Family Moderate Income_Existing_Water Heating_Natural Gas_Market | Residential | Single Family Moderate Income | Existing | Water Heating | Natural Gas | Market | 133.6636 | 129.6163 | 0.0033 | 0.00025975
Residential_Single Family Moderate Income_Existing_Appliances_Natural Gas_Market | Residential | Single Family Moderate Income | Existing | Appliances | Natural Gas | Market | 10.2858 | 9.9214 | 0.0033324 | 0.00054549
Residential_Single Family Moderate Income_Existing_Miscellaneous_Natural Gas_Market | Residential | Single Family Moderate Income | Existing | Miscellaneous | Natural Gas | Market | 6.4121 | 6.2207 | 0.0027397 | 0.00011416
Residential_Single Family Moderate Income_New_Space Heating_Natural Gas_All | Residential | Single Family Moderate Income | New | Space Heating | Natural Gas | All | 0 | 461.5773 | 0.0176 | 0.00102
Residential_Single Family Moderate Income_New_Secondary Heating_Natural Gas_All | Residential | Single Family Moderate Income | New | Secondary Heating | Natural Gas | All | 0 | 100.2233 | 0.0088575 | 0.00051333
Residential_Single Family Moderate Income_New_Water Heating_Natural Gas_All | Residential | Single Family Moderate Income | New | Water Heating | Natural Gas | All | 0 | 0 | 0 | 0
Residential_Single Family Moderate Income_New_Appliances_Natural Gas_All | Residential | Single Family Moderate Income | New | Appliances | Natural Gas | All | 0 | 15.3501 | 0.0031414 | 0.00040649
Residential_Single Family Moderate Income_New_Miscellaneous_Natural Gas_All | Residential | Single Family Moderate Income | New | Miscellaneous | Natural Gas | All | 0 | 5.9302 | 0.0027397 | 0.00011416
Residential_Single Family Moderate Income_New_Space Heating_Natural Gas_Market | Residential | Single Family Moderate Income | New | Space Heating | Natural Gas | Market | 0 | 92.3155 | 0.0176 | 0.00102
Residential_Single Family Moderate Income_New_Secondary Heating_Natural Gas_Market | Residential | Single Family Moderate Income | New | Secondary Heating | Natural Gas | Market | 0 | 45.1005 | 0.0088575 | 0.00051333
Residential_Single Family Moderate Income_New_Water Heating_Natural Gas_Market | Residential | Single Family Moderate Income | New | Water Heating | Natural Gas | Market | 0 | 0 | 0 | 0
Residential_Single Family Moderate Income_New_Appliances_Natural Gas_Market | Residential | Single Family Moderate Income | New | Appliances | Natural Gas | Market | 0 | 13.1201 | 0.0031414 | 0.00040649
Residential_Single Family Moderate Income_New_Miscellaneous_Natural Gas_Market | Residential | Single Family Moderate Income | New | Miscellaneous | Natural Gas | Market | 0 | 5.9302 | 0.0027397 | 0.00011416
Residential_Single Family Low Income_Existing_Space Heating_Natural Gas_All | Residential | Single Family Low Income | Existing | Space Heating | Natural Gas | All | 414.9573 | 402.1058 | 0.0176 | 0.00102
Residential_Single Family Low Income_Existing_Secondary Heating_Natural Gas_All | Residential | Single Family Low Income | Existing | Secondary Heating | Natural Gas | All | 76.6141 | 74.3271 | 0.0088575 | 0.00051333
Residential_Single Family Low Income_Existing_Water Heating_Natural Gas_All | Residential | Single Family Low Income | Existing | Water Heating | Natural Gas | All | 136.42 | 131.5384 | 0.0033 | 0.00025975
Residential_Single Family Low Income_Existing_Appliances_Natural Gas_All | Residential | Single Family Low Income | Existing | Appliances | Natural Gas | All | 18.4444 | 17.7233 | 0.0033324 | 0.00054549
Residential_Single Family Low Income_Existing_Miscellaneous_Natural Gas_All | Residential | Single Family Low Income | Existing | Miscellaneous | Natural Gas | All | 3.1829 | 3.0878 | 0.0027397 | 0.00011416
Residential_Single Family Low Income_Existing_Space Heating_Natural Gas_Market | Residential | Single Family Low Income | Existing | Space Heating | Natural Gas | Market | 403.4371 | 393.9432 | 0.0176 | 0.00102
Residential_Single Family Low Income_Existing_Secondary Heating_Natural Gas_Market | Residential | Single Family Low Income | Existing | Secondary Heating | Natural Gas | Market | 16.5989 | 16.1034 | 0.0088575 | 0.00051333
Residential_Single Family Low Income_Existing_Water Heating_Natural Gas_Market | Residential | Single Family Low Income | Existing | Water Heating | Natural Gas | Market | 104.4062 | 101.2664 | 0.0033 | 0.00025975
Residential_Single Family Low Income_Existing_Appliances_Natural Gas_Market | Residential | Single Family Low Income | Existing | Appliances | Natural Gas | Market | 10.2858 | 9.9218 | 0.0033324 | 0.00054549
Residential_Single Family Low Income_Existing_Miscellaneous_Natural Gas_Market | Residential | Single Family Low Income | Existing | Miscellaneous | Natural Gas | Market | 3.1953 | 3.0999 | 0.0027397 | 0.00011416
Residential_Single Family Low Income_New_Space Heating_Natural Gas_All | Residential | Single Family Low Income | New | Space Heating | Natural Gas | All | 0 | 342.3134 | 0.0176 | 0.00102
Residential_Single Family Low Income_New_Secondary Heating_Natural Gas_All | Residential | Single Family Low Income | New | Secondary Heating | Natural Gas | All | 0 | 74.3271 | 0.0088575 | 0.00051333
Residential_Single Family Low Income_New_Water Heating_Natural Gas_All | Residential | Single Family Low Income | New | Water Heating | Natural Gas | All | 0 | 0 | 0 | 0
Residential_Single Family Low Income_New_Appliances_Natural Gas_All | Residential | Single Family Low Income | New | Appliances | Natural Gas | All | 0 | 15.3556 | 0.0031415 | 0.00040657
Residential_Single Family Low Income_New_Miscellaneous_Natural Gas_All | Residential | Single Family Low Income | New | Miscellaneous | Natural Gas | All | 0 | 2.8095 | 0.0027397 | 0.00011416
Residential_Single Family Low Income_New_Space Heating_Natural Gas_Market | Residential | Single Family Low Income | New | Space Heating | Natural Gas | Market | 0 | 68.4627 | 0.0176 | 0.00102
Residential_Single Family Low Income_New_Secondary Heating_Natural Gas_Market | Residential | Single Family Low Income | New | Secondary Heating | Natural Gas | Market | 0 | 33.4472 | 0.0088575 | 0.00051333
Residential_Single Family Low Income_New_Water Heating_Natural Gas_Market | Residential | Single Family Low Income | New | Water Heating | Natural Gas | Market | 0 | 0 | 0 | 0
Residential_Single Family Low Income_New_Appliances_Natural Gas_Market | Residential | Single Family Low Income | New | Appliances | Natural Gas | Market | 0 | 13.1248 | 0.0031415 | 0.00040657
Residential_Single Family Low Income_New_Miscellaneous_Natural Gas_Market | Residential | Single Family Low Income | New | Miscellaneous | Natural Gas | Market | 0 | 2.8095 | 0.0027397 | 0.00011416
Residential_Multi-Family Regular Income_Existing_Space Heating_Natural Gas_All | Residential | Multi-Family Regular Income | Existing | Space Heating | Natural Gas | All | 335.4391 | 324.6703 | 0.0176 | 0.00102
Residential_Multi-Family Regular Income_Existing_Secondary Heating_Natural Gas_All | Residential | Multi-Family Regular Income | Existing | Secondary Heating | Natural Gas | All | 63.4593 | 61.565 | 0.0088575 | 0.00051333
Residential_Multi-Family Regular Income_Existing_Water Heating_Natural Gas_All | Residential | Multi-Family Regular Income | Existing | Water Heating | Natural Gas | All | 124.1315 | 119.6886 | 0.0033 | 0.00025975
Residential_Multi-Family Regular Income_Existing_Appliances_Natural Gas_All | Residential | Multi-Family Regular Income | Existing | Appliances | Natural Gas | All | 16.1649 | 15.5618 | 0.0035616 | 0.00071233
Residential_Multi-Family Regular Income_Existing_Miscellaneous_Natural Gas_All | Residential | Multi-Family Regular Income | Existing | Miscellaneous | Natural Gas | All | 3.7092 | 3.5985 | 0.0027397 | 0.00011416
Residential_Multi-Family Regular Income_Existing_Space Heating_Natural Gas_Market | Residential | Multi-Family Regular Income | Existing | Space Heating | Natural Gas | Market | 321.1364 | 316.5661 | 0.0176 | 0.00102
Residential_Multi-Family Regular Income_Existing_Secondary Heating_Natural Gas_Market | Residential | Multi-Family Regular Income | Existing | Secondary Heating | Natural Gas | Market | 14.8411 | 14.398 | 0.0088575 | 0.00051333
Residential_Multi-Family Regular Income_Existing_Water Heating_Natural Gas_Market | Residential | Multi-Family Regular Income | Existing | Water Heating | Natural Gas | Market | 76.2167 | 73.609 | 0.0033 | 0.00025975
Residential_Multi-Family Regular Income_Existing_Appliances_Natural Gas_Market | Residential | Multi-Family Regular Income | Existing | Appliances | Natural Gas | Market | 3.5823 | 3.4465 | 0.0035616 | 0.00071233
Residential_Multi-Family Regular Income_Existing_Miscellaneous_Natural Gas_Market | Residential | Multi-Family Regular Income | Existing | Miscellaneous | Natural Gas | Market | 3.7092 | 3.5985 | 0.0027397 | 0.00011416
Residential_Multi-Family Regular Income_New_Space Heating_Natural Gas_All | Residential | Multi-Family Regular Income | New | Space Heating | Natural Gas | All | 0 | 0 | 0 | 0
Residential_Multi-Family Regular Income_New_Secondary Heating_Natural Gas_All | Residential | Multi-Family Regular Income | New | Secondary Heating | Natural Gas | All | 0 | 0 | 0 | 0
Residential_Multi-Family Regular Income_New_Water Heating_Natural Gas_All | Residential | Multi-Family Regular Income | New | Water Heating | Natural Gas | All | 0 | 0 | 0 | 0
Residential_Multi-Family Regular Income_New_Appliances_Natural Gas_All | Residential | Multi-Family Regular Income | New | Appliances | Natural Gas | All | 0 | 0 | 0 | 0
Residential_Multi-Family Regular Income_New_Miscellaneous_Natural Gas_All | Residential | Multi-Family Regular Income | New | Miscellaneous | Natural Gas | All | 0 | 3.5985 | 0.0027397 | 0.00011416
Residential_Multi-Family Regular Income_New_Space Heating_Natural Gas_Market | Residential | Multi-Family Regular Income | New | Space Heating | Natural Gas | Market | 0 | 0 | 0 | 0
Residential_Multi-Family Regular Income_New_Secondary Heating_Natural Gas_Market | Residential | Multi-Family Regular Income | New | Secondary Heating | Natural Gas | Market | 0 | 0 | 0 | 0
Residential_Multi-Family Regular Income_New_Water Heating_Natural Gas_Market | Residential | Multi-Family Regular Income | New | Water Heating | Natural Gas | Market | 0 | 0 | 0 | 0
Residential_Multi-Family Regular Income_New_Appliances_Natural Gas_Market | Residential | Multi-Family Regular Income | New | Appliances | Natural Gas | Market | 0 | 0 | 0 | 0
Residential_Multi-Family Regular Income_New_Miscellaneous_Natural Gas_Market | Residential | Multi-Family Regular Income | New | Miscellaneous | Natural Gas | Market | 0 | 3.5985 | 0.0027397 | 0.00011416
Residential_Multi-Family Moderate Income_Existing_Space Heating_Natural Gas_All | Residential | Multi-Family Moderate Income | Existing | Space Heating | Natural Gas | All | 303.0277 | 293.3959 | 0.0176 | 0.00102
Residential_Multi-Family Moderate Income_Existing_Secondary Heating_Natural Gas_All | Residential | Multi-Family Moderate Income | Existing | Secondary Heating | Natural Gas | All | 57.3276 | 55.6163 | 0.0088575 | 0.00051333
Residential_Multi-Family Moderate Income_Existing_Water Heating_Natural Gas_All | Residential | Multi-Family Moderate Income | Existing | Water Heating | Natural Gas | All | 134.6004 | 129.8098 | 0.0033 | 0.00025975
Residential_Multi-Family Moderate Income_Existing_Appliances_Natural Gas_All | Residential | Multi-Family Moderate Income | Existing | Appliances | Natural Gas | All | 16.1649 | 15.5624 | 0.0035616 | 0.00071233
Residential_Multi-Family Moderate Income_Existing_Miscellaneous_Natural Gas_All | Residential | Multi-Family Moderate Income | Existing | Miscellaneous | Natural Gas | All | 5.6656 | 5.4965 | 0.0027397 | 0.00011416
Residential_Multi-Family Moderate Income_Existing_Space Heating_Natural Gas_Market | Residential | Multi-Family Moderate Income | Existing | Space Heating | Natural Gas | Market | 268.7529 | 265.0152 | 0.0176 | 0.00102
Residential_Multi-Family Moderate Income_Existing_Secondary Heating_Natural Gas_Market | Residential | Multi-Family Moderate Income | Existing | Secondary Heating | Natural Gas | Market | 12.4202 | 12.0494 | 0.0088575 | 0.00051333
Residential_Multi-Family Moderate Income_Existing_Water Heating_Natural Gas_Market | Residential | Multi-Family Moderate Income | Existing | Water Heating | Natural Gas | Market | 81.4557 | 78.685 | 0.0033 | 0.00025975
Residential_Multi-Family Moderate Income_Existing_Appliances_Natural Gas_Market | Residential | Multi-Family Moderate Income | Existing | Appliances | Natural Gas | Market | 3.5823 | 3.4466 | 0.0035616 | 0.00071233
Residential_Multi-Family Moderate Income_Existing_Miscellaneous_Natural Gas_Market | Residential | Multi-Family Moderate Income | Existing | Miscellaneous | Natural Gas | Market | 5.6656 | 5.4965 | 0.0027397 | 0.00011416
Residential_Multi-Family Moderate Income_New_Space Heating_Natural Gas_All | Residential | Multi-Family Moderate Income | New | Space Heating | Natural Gas | All | 0 | 0 | 0 | 0
Residential_Multi-Family Moderate Income_New_Secondary Heating_Natural Gas_All | Residential | Multi-Family Moderate Income | New | Secondary Heating | Natural Gas | All | 0 | 0 | 0 | 0
Residential_Multi-Family Moderate Income_New_Water Heating_Natural Gas_All | Residential | Multi-Family Moderate Income | New | Water Heating | Natural Gas | All | 0 | 0 | 0 | 0
Residential_Multi-Family Moderate Income_New_Appliances_Natural Gas_All | Residential | Multi-Family Moderate Income | New | Appliances | Natural Gas | All | 0 | 0 | 0 | 0
Residential_Multi-Family Moderate Income_New_Miscellaneous_Natural Gas_All | Residential | Multi-Family Moderate Income | New | Miscellaneous | Natural Gas | All | 0 | 5.4965 | 0.0027397 | 0.00011416
Residential_Multi-Family Moderate Income_New_Space Heating_Natural Gas_Market | Residential | Multi-Family Moderate Income | New | Space Heating | Natural Gas | Market | 0 | 0 | 0 | 0
Residential_Multi-Family Moderate Income_New_Secondary Heating_Natural Gas_Market | Residential | Multi-Family Moderate Income | New | Secondary Heating | Natural Gas | Market | 0 | 0 | 0 | 0
Residential_Multi-Family Moderate Income_New_Water Heating_Natural Gas_Market | Residential | Multi-Family Moderate Income | New | Water Heating | Natural Gas | Market | 0 | 0 | 0 | 0
Residential_Multi-Family Moderate Income_New_Appliances_Natural Gas_Market | Residential | Multi-Family Moderate Income | New | Appliances | Natural Gas | Market | 0 | 0 | 0 | 0
Residential_Multi-Family Moderate Income_New_Miscellaneous_Natural Gas_Market | Residential | Multi-Family Moderate Income | New | Miscellaneous | Natural Gas | Market | 0 | 5.4965 | 0.0027397 | 0.00011416
Residential_Multi-Family Low Income_Existing_Space Heating_Natural Gas_All | Residential | Multi-Family Low Income | Existing | Space Heating | Natural Gas | All | 212.9021 | 206.135 | 0.0176 | 0.00102
Residential_Multi-Family Low Income_Existing_Secondary Heating_Natural Gas_All | Residential | Multi-Family Low Income | Existing | Secondary Heating | Natural Gas | All | 40.2774 | 39.0751 | 0.0088575 | 0.00051333
Residential_Multi-Family Low Income_Existing_Water Heating_Natural Gas_All | Residential | Multi-Family Low Income | Existing | Water Heating | Natural Gas | All | 107.6803 | 103.8479 | 0.0033 | 0.00025975
Residential_Multi-Family Low Income_Existing_Appliances_Natural Gas_All | Residential | Multi-Family Low Income | Existing | Appliances | Natural Gas | All | 16.1649 | 15.5624 | 0.0035616 | 0.00071233
Residential_Multi-Family Low Income_Existing_Miscellaneous_Natural Gas_All | Residential | Multi-Family Low Income | Existing | Miscellaneous | Natural Gas | All | 2.8166 | 2.7325 | 0.0027397 | 0.00011416
Residential_Multi-Family Low Income_Existing_Space Heating_Natural Gas_Market | Residential | Multi-Family Low Income | Existing | Space Heating | Natural Gas | Market | 224.6322 | 221.5081 | 0.0176 | 0.00102
Residential_Multi-Family Low Income_Existing_Secondary Heating_Natural Gas_Market | Residential | Multi-Family Low Income | Existing | Secondary Heating | Natural Gas | Market | 10.3812 | 10.0713 | 0.0088575 | 0.00051333
Residential_Multi-Family Low Income_Existing_Water Heating_Natural Gas_Market | Residential | Multi-Family Low Income | Existing | Water Heating | Natural Gas | Market | 60.2772 | 58.2269 | 0.0033 | 0.00025975
Residential_Multi-Family Low Income_Existing_Appliances_Natural Gas_Market | Residential | Multi-Family Low Income | Existing | Appliances | Natural Gas | Market | 3.5823 | 3.4466 | 0.0035616 | 0.00071233
Residential_Multi-Family Low Income_Existing_Miscellaneous_Natural Gas_Market | Residential | Multi-Family Low Income | Existing | Miscellaneous | Natural Gas | Market | 2.8166 | 2.7325 | 0.0027397 | 0.00011416
Residential_Multi-Family Low Income_New_Space Heating_Natural Gas_All | Residential | Multi-Family Low Income | New | Space Heating | Natural Gas | All | 0 | 0 | 0 | 0
Residential_Multi-Family Low Income_New_Secondary Heating_Natural Gas_All | Residential | Multi-Family Low Income | New | Secondary Heating | Natural Gas | All | 0 | 0 | 0 | 0
Residential_Multi-Family Low Income_New_Water Heating_Natural Gas_All | Residential | Multi-Family Low Income | New | Water Heating | Natural Gas | All | 0 | 0 | 0 | 0
Residential_Multi-Family Low Income_New_Appliances_Natural Gas_All | Residential | Multi-Family Low Income | New | Appliances | Natural Gas | All | 0 | 0 | 0 | 0
Residential_Multi-Family Low Income_New_Miscellaneous_Natural Gas_All | Residential | Multi-Family Low Income | New | Miscellaneous | Natural Gas | All | 0 | 2.7325 | 0.0027397 | 0.00011416
Residential_Multi-Family Low Income_New_Space Heating_Natural Gas_Market | Residential | Multi-Family Low Income | New | Space Heating | Natural Gas | Market | 0 | 0 | 0 | 0
Residential_Multi-Family Low Income_New_Secondary Heating_Natural Gas_Market | Residential | Multi-Family Low Income | New | Secondary Heating | Natural Gas | Market | 0 | 0 | 0 | 0
Residential_Multi-Family Low Income_New_Water Heating_Natural Gas_Market | Residential | Multi-Family Low Income | New | Water Heating | Natural Gas | Market | 0 | 0 | 0 | 0
Residential_Multi-Family Low Income_New_Appliances_Natural Gas_Market | Residential | Multi-Family Low Income | New | Appliances | Natural Gas | Market | 0 | 0 | 0 | 0
Residential_Multi-Family Low Income_New_Miscellaneous_Natural Gas_Market | Residential | Multi-Family Low Income | New | Miscellaneous | Natural Gas | Market | 0 | 2.7325 | 0.0027397 | 0.00011416
Residential_Manufactured Home Regular Income_Existing_Space Heating_Natural Gas_All | Residential | Manufactured Home Regular Income | Existing | Space Heating | Natural Gas | All | 764.9569 | 741.2853 | 0.0176 | 0.00102
Residential_Manufactured Home Regular Income_Existing_Secondary Heating_Natural Gas_All | Residential | Manufactured Home Regular Income | Existing | Secondary Heating | Natural Gas | All | 140.5347 | 136.3396 | 0.0088575 | 0.00051333
Residential_Manufactured Home Regular Income_Existing_Water Heating_Natural Gas_All | Residential | Manufactured Home Regular Income | Existing | Water Heating | Natural Gas | All | 179.0545 | 172.6694 | 0.0033 | 0.00025975
Residential_Manufactured Home Regular Income_Existing_Appliances_Natural Gas_All | Residential | Manufactured Home Regular Income | Existing | Appliances | Natural Gas | All | 15.6878 | 15.0737 | 0.0032211 | 0.00046451
Residential_Manufactured Home Regular Income_Existing_Miscellaneous_Natural Gas_All | Residential | Manufactured Home Regular Income | Existing | Miscellaneous | Natural Gas | All | 2.3231 | 2.2538 | 0.0027397 | 0.00011416
Residential_Manufactured Home Regular Income_Existing_Space Heating_Natural Gas_Market | Residential | Manufactured Home Regular Income | Existing | Space Heating | Natural Gas | Market | 599.7136 | 581.1555 | 0.0176 | 0.00102
Residential_Manufactured Home Regular Income_Existing_Secondary Heating_Natural Gas_Market | Residential | Manufactured Home Regular Income | Existing | Secondary Heating | Natural Gas | Market | 18.4057 | 17.8563 | 0.0088575 | 0.00051333
Residential_Manufactured Home Regular Income_Existing_Water Heating_Natural Gas_Market | Residential | Manufactured Home Regular Income | Existing | Water Heating | Natural Gas | Market | 130.5058 | 125.852 | 0.0033 | 0.00025975
Residential_Manufactured Home Regular Income_Existing_Appliances_Natural Gas_Market | Residential | Manufactured Home Regular Income | Existing | Appliances | Natural Gas | Market | 11.2775 | 10.8312 | 0.0032211 | 0.00046451
Residential_Manufactured Home Regular Income_Existing_Miscellaneous_Natural Gas_Market | Residential | Manufactured Home Regular Income | Existing | Miscellaneous | Natural Gas | Market | 2.3231 | 2.2538 | 0.0027397 | 0.00011416
Residential_Manufactured Home Regular Income_New_Space Heating_Natural Gas_All | Residential | Manufactured Home Regular Income | New | Space Heating | Natural Gas | All | 0 | 627.9105 | 0.0176 | 0.00102
Residential_Manufactured Home Regular Income_New_Secondary Heating_Natural Gas_All | Residential | Manufactured Home Regular Income | New | Secondary Heating | Natural Gas | All | 0 | 136.3396 | 0.0088575 | 0.00051333
Residential_Manufactured Home Regular Income_New_Water Heating_Natural Gas_All | Residential | Manufactured Home Regular Income | New | Water Heating | Natural Gas | All | 0 | 0 | 0 | 0
Residential_Manufactured Home Regular Income_New_Appliances_Natural Gas_All | Residential | Manufactured Home Regular Income | New | Appliances | Natural Gas | All | 0 | 13.3807 | 0.0031072 | 0.00038163
Residential_Manufactured Home Regular Income_New_Miscellaneous_Natural Gas_All | Residential | Manufactured Home Regular Income | New | Miscellaneous | Natural Gas | All | 0 | 2.2538 | 0.0027397 | 0.00011416
Residential_Manufactured Home Regular Income_New_Space Heating_Natural Gas_Market | Residential | Manufactured Home Regular Income | New | Space Heating | Natural Gas | Market | 0 | 125.5821 | 0.0176 | 0.00102
Residential_Manufactured Home Regular Income_New_Secondary Heating_Natural Gas_Market | Residential | Manufactured Home Regular Income | New | Secondary Heating | Natural Gas | Market | 0 | 61.3528 | 0.0088575 | 0.00051333
Residential_Manufactured Home Regular Income_New_Water Heating_Natural Gas_Market | Residential | Manufactured Home Regular Income | New | Water Heating | Natural Gas | Market | 0 | 0 | 0 | 0
Residential_Manufactured Home Regular Income_New_Appliances_Natural Gas_Market | Residential | Manufactured Home Regular Income | New | Appliances | Natural Gas | Market | 0 | 11.3692 | 0.0031072 | 0.00038163
Residential_Manufactured Home Regular Income_New_Miscellaneous_Natural Gas_Market | Residential | Manufactured Home Regular Income | New | Miscellaneous | Natural Gas | Market | 0 | 2.2538 | 0.0027397 | 0.00011416
Residential_Manufactured Home Moderate Income_Existing_Space Heating_Natural Gas_All | Residential | Manufactured Home Moderate Income | Existing | Space Heating | Natural Gas | All | 693.5281 | 672.0669 | 0.0176 | 0.00102
Residential_Manufactured Home Moderate Income_Existing_Secondary Heating_Natural Gas_All | Residential | Manufactured Home Moderate Income | Existing | Secondary Heating | Natural Gas | All | 127.4121 | 123.6087 | 0.0088575 | 0.00051333
Residential_Manufactured Home Moderate Income_Existing_Water Heating_Natural Gas_All | Residential | Manufactured Home Moderate Income | Existing | Water Heating | Natural Gas | All | 194.8534 | 187.905 | 0.0033 | 0.00025975
Residential_Manufactured Home Moderate Income_Existing_Appliances_Natural Gas_All | Residential | Manufactured Home Moderate Income | Existing | Appliances | Natural Gas | All | 15.6878 | 15.0737 | 0.0032211 | 0.00046451
Residential_Manufactured Home Moderate Income_Existing_Miscellaneous_Natural Gas_All | Residential | Manufactured Home Moderate Income | Existing | Miscellaneous | Natural Gas | All | 5.3107 | 5.1522 | 0.0027397 | 0.00011416
Residential_Manufactured Home Moderate Income_Existing_Space Heating_Natural Gas_Market | Residential | Manufactured Home Moderate Income | Existing | Space Heating | Natural Gas | Market | 503.6931 | 488.1063 | 0.0176 | 0.00102
Residential_Manufactured Home Moderate Income_Existing_Secondary Heating_Natural Gas_Market | Residential | Manufactured Home Moderate Income | Existing | Secondary Heating | Natural Gas | Market | 15.4588 | 14.9973 | 0.0088575 | 0.00051333
Residential_Manufactured Home Moderate Income_Existing_Water Heating_Natural Gas_Market | Residential | Manufactured Home Moderate Income | Existing | Water Heating | Natural Gas | Market | 139.9778 | 134.9862 | 0.0033 | 0.00025975
Residential_Manufactured Home Moderate Income_Existing_Appliances_Natural Gas_Market | Residential | Manufactured Home Moderate Income | Existing | Appliances | Natural Gas | Market | 11.2775 | 10.8312 | 0.0032211 | 0.00046451
Residential_Manufactured Home Moderate Income_Existing_Miscellaneous_Natural Gas_Market | Residential | Manufactured Home Moderate Income | Existing | Miscellaneous | Natural Gas | Market | 5.3107 | 5.1522 | 0.0027397 | 0.00011416
Residential_Manufactured Home Moderate Income_New_Space Heating_Natural Gas_All | Residential | Manufactured Home Moderate Income | New | Space Heating | Natural Gas | All | 0 | 569.2791 | 0.0176 | 0.00102
Residential_Manufactured Home Moderate Income_New_Secondary Heating_Natural Gas_All | Residential | Manufactured Home Moderate Income | New | Secondary Heating | Natural Gas | All | 0 | 123.6087 | 0.0088575 | 0.00051333
Residential_Manufactured Home Moderate Income_New_Water Heating_Natural Gas_All | Residential | Manufactured Home Moderate Income | New | Water Heating | Natural Gas | All | 0 | 0 | 0 | 0
Residential_Manufactured Home Moderate Income_New_Appliances_Natural Gas_All | Residential | Manufactured Home Moderate Income | New | Appliances | Natural Gas | All | 0 | 13.3807 | 0.0031072 | 0.00038163
Residential_Manufactured Home Moderate Income_New_Miscellaneous_Natural Gas_All | Residential | Manufactured Home Moderate Income | New | Miscellaneous | Natural Gas | All | 0 | 5.1522 | 0.0027397 | 0.00011416
Residential_Manufactured Home Moderate Income_New_Space Heating_Natural Gas_Market | Residential | Manufactured Home Moderate Income | New | Space Heating | Natural Gas | Market | 0 | 113.8558 | 0.0176 | 0.00102
Residential_Manufactured Home Moderate Income_New_Secondary Heating_Natural Gas_Market | Residential | Manufactured Home Moderate Income | New | Secondary Heating | Natural Gas | Market | 0 | 55.6239 | 0.0088575 | 0.00051333
Residential_Manufactured Home Moderate Income_New_Water Heating_Natural Gas_Market | Residential | Manufactured Home Moderate Income | New | Water Heating | Natural Gas | Market | 0 | 0 | 0 | 0
Residential_Manufactured Home Moderate Income_New_Appliances_Natural Gas_Market | Residential | Manufactured Home Moderate Income | New | Appliances | Natural Gas | Market | 0 | 11.3692 | 0.0031072 | 0.00038163
Residential_Manufactured Home Moderate Income_New_Miscellaneous_Natural Gas_Market | Residential | Manufactured Home Moderate Income | New | Miscellaneous | Natural Gas | Market | 0 | 5.1522 | 0.0027397 | 0.00011416
Residential_Manufactured Home Low Income_Existing_Space Heating_Natural Gas_All | Residential | Manufactured Home Low Income | Existing | Space Heating | Natural Gas | All | 482.8714 | 467.9289 | 0.0176 | 0.00102
Residential_Manufactured Home Low Income_Existing_Secondary Heating_Natural Gas_All | Residential | Manufactured Home Low Income | Existing | Secondary Heating | Natural Gas | All | 88.7111 | 86.063 | 0.0088575 | 0.00051333
Residential_Manufactured Home Low Income_Existing_Water Heating_Natural Gas_All | Residential | Manufactured Home Low Income | Existing | Water Heating | Natural Gas | All | 154.4784 | 148.9697 | 0.0033 | 0.00025975
Residential_Manufactured Home Low Income_Existing_Appliances_Natural Gas_All | Residential | Manufactured Home Low Income | Existing | Appliances | Natural Gas | All | 15.6878 | 15.0737 | 0.0032211 | 0.00046451
Residential_Manufactured Home Low Income_Existing_Miscellaneous_Natural Gas_All | Residential | Manufactured Home Low Income | Existing | Miscellaneous | Natural Gas | All | 4.2421 | 4.1155 | 0.0027397 | 0.00011416
Residential_Manufactured Home Low Income_Existing_Space Heating_Natural Gas_Market | Residential | Manufactured Home Low Income | Existing | Space Heating | Natural Gas | Market | 417.2097 | 404.2992 | 0.0176 | 0.00102
Residential_Manufactured Home Low Income_Existing_Secondary Heating_Natural Gas_Market | Residential | Manufactured Home Low Income | Existing | Secondary Heating | Natural Gas | Market | 12.8045 | 12.4223 | 0.0088575 | 0.00051333
Residential_Manufactured Home Low Income_Existing_Water Heating_Natural Gas_Market | Residential | Manufactured Home Low Income | Existing | Water Heating | Natural Gas | Market | 102.6504 | 98.9899 | 0.0033 | 0.00025975
Residential_Manufactured Home Low Income_Existing_Appliances_Natural Gas_Market | Residential | Manufactured Home Low Income | Existing | Appliances | Natural Gas | Market | 11.2775 | 10.8312 | 0.0032211 | 0.00046451
Residential_Manufactured Home Low Income_Existing_Miscellaneous_Natural Gas_Market | Residential | Manufactured Home Low Income | Existing | Miscellaneous | Natural Gas | Market | 4.2421 | 4.1155 | 0.0027397 | 0.00011416
Residential_Manufactured Home Low Income_New_Space Heating_Natural Gas_All | Residential | Manufactured Home Low Income | New | Space Heating | Natural Gas | All | 0 | 396.363 | 0.0176 | 0.00102
Residential_Manufactured Home Low Income_New_Secondary Heating_Natural Gas_All | Residential | Manufactured Home Low Income | New | Secondary Heating | Natural Gas | All | 0 | 86.063 | 0.0088575 | 0.00051333
Residential_Manufactured Home Low Income_New_Water Heating_Natural Gas_All | Residential | Manufactured Home Low Income | New | Water Heating | Natural Gas | All | 0 | 0 | 0 | 0
Residential_Manufactured Home Low Income_New_Appliances_Natural Gas_All | Residential | Manufactured Home Low Income | New | Appliances | Natural Gas | All | 0 | 13.3807 | 0.0031072 | 0.00038163
Residential_Manufactured Home Low Income_New_Miscellaneous_Natural Gas_All | Residential | Manufactured Home Low Income | New | Miscellaneous | Natural Gas | All | 0 | 4.1155 | 0.0027397 | 0.00011416
Residential_Manufactured Home Low Income_New_Space Heating_Natural Gas_Market | Residential | Manufactured Home Low Income | New | Space Heating | Natural Gas | Market | 0 | 79.2726 | 0.0176 | 0.00102
Residential_Manufactured Home Low Income_New_Secondary Heating_Natural Gas_Market | Residential | Manufactured Home Low Income | New | Secondary Heating | Natural Gas | Market | 0 | 38.7284 | 0.0088575 | 0.00051333
Residential_Manufactured Home Low Income_New_Water Heating_Natural Gas_Market | Residential | Manufactured Home Low Income | New | Water Heating | Natural Gas | Market | 0 | 0 | 0 | 0
Residential_Manufactured Home Low Income_New_Appliances_Natural Gas_Market | Residential | Manufactured Home Low Income | New | Appliances | Natural Gas | Market | 0 | 11.3692 | 0.0031072 | 0.00038163
Residential_Manufactured Home Low Income_New_Miscellaneous_Natural Gas_Market | Residential | Manufactured Home Low Income | New | Miscellaneous | Natural Gas | Market | 0 | 4.1155 | 0.0027397 | 0.00011416

## Tech Data
Key | Sector | Segment | Vintage | End Use | Fuel | Technology | Equipment | Label | Relative Energy Use | Relative Summer Peak | Relative Winter Peak | Equip. Costs | Labor Costs | O&M Costs | RVT-Only NEBs | Min. Lifetime | Max. Lifetime | First Year On Market | Last Year on Market | Applicability | BC Ratio Adder | NEI Proxy Multiplier | Price Scalar Over On-Market Period | Price Scalar Type | Annual Usage Degradation | Base Year Usage | Base Year Summer Peak | Base Year Winter Peak | UOM | Input Units | Lumen Adj. | Household Units | Usage | Cost/Unit | Labor Cost | O&M Cost | RVT NEBs | Cost Year | Cost Scalar | Lifetime Source | Costs Source | Savings Source |  |  | Second Key
Residential_Single Family Regular Income_Existing_Space Heating_Natural Gas_Furnace_E1 | Residential | Single Family Regular Income | Existing | Space Heating | Natural Gas | Furnace | E1 | AFUE 80% | 100% | 0% | 0% | 2082.466 | 831.3984 | 87.4741 | 0 | 16 | 27 | 2019 | 2023 | 100% | 0 | 0 | 0% | Normal | 0% | 617.9338 | 10.8756 | 0.63029 | kBTU/hr | 80 | 0 | 60 | 545.5 | 2642.5376 | 1055 | 111 | 0 | 2015 | 1.0507 | RTF Wkbk - ResESGasFurnaces_v2_0 | RTF Wkbk - ResESGasFurnaces_v2_0 ¦ O&M from DOE TSD | AEG BEST | Residential_Single Family Regular Income_Existing_Space Heating_Furnace_AFUE 80%
Residential_Single Family Regular Income_Existing_Space Heating_Natural Gas_Furnace_E2 | Residential | Single Family Regular Income | Existing | Space Heating | Natural Gas | Furnace | E2 | AFUE 95% (ENERGY STAR 4.1) | 84.69% | 0% | 0% | 2644.7139 | 1079.6359 | 92.2025 | 0 | 16 | 27 | 2019 | 2023 | 100% | 0 | 0 | 0% | Normal | 0% | 523.3463 | 9.2109 | 0.53381 | kBTU/hr | 80 | 0 | 60 | 462 | 3356 | 1370 | 117 | 0 | 2015 | 1.0507 | RTF Wkbk - ResESGasFurnaces_v2_0 | RTF Wkbk - ResESGasFurnaces_v2_0 | AEG BEST | Residential_Single Family Regular Income_Existing_Space Heating_Furnace_AFUE 95% (ENERGY STAR 4.1)
Residential_Single Family Regular Income_Existing_Space Heating_Natural Gas_Furnace_E3 | Residential | Single Family Regular Income | Existing | Space Heating | Natural Gas | Furnace | E3 | AFUE 97% (CEE Tier 3) | 81.85% | 0% | 0% | 2873.9105 | 1079.6359 | 92.2025 | 0 | 16 | 27 | 2019 | 2023 | 100% | 0 | 0 | 0% | Normal | 0% | 505.7882 | 8.9019 | 0.5159 | kBTU/hr | 80 | 0 | 60 | 446.5 | 3646.8382 | 1370 | 117 | 0 | 2015 | 1.0507 | RTF Wkbk - ResESGasFurnaces_v2_0 | RTF Wkbk - ResESGasFurnaces_v2_0 | AEG BEST | Residential_Single Family Regular Income_Existing_Space Heating_Furnace_AFUE 97% (CEE Tier 3)
Residential_Single Family Regular Income_Existing_Space Heating_Natural Gas_Furnace_E4 | Residential | Single Family Regular Income | Existing | Space Heating | Natural Gas | Furnace | E4 | Convert to Gas-Fired ASHP | 66.67% | 0% | 0% | 11770.4803 | 2029.3932 | 129.3738 | 0 | 12 | 18 | 2019 | 2051 | 100% | 0 | 0 | 0% | Normal | 0% | 411.9559 | 7.2504 | 0.42019 | kBTU/hr | 80 | 0 | 60 | 363.6667 | 15466.6667 | 2666.6667 | 170 | 0 | 2018 | 1.0147 | EIA 2018 Tech Forecast | EIA 2018 Tech Forecast | Algorithm calc | Residential_Single Family Regular Income_Existing_Space Heating_Furnace_Convert to Gas-Fired ASHP
Residential_Single Family Regular Income_Existing_Space Heating_Natural Gas_Furnace_E5 | Residential | Single Family Regular Income | Existing | Space Heating | Natural Gas | Furnace | E5 | ASHP with AFUE 80% Backup | 53.33% | 0% | 0% | 4950.1536 | 1854.0845 | 118.1979 | 0 | 14 | 22 | 2019 | 2051 | 100% | 0 | 0 | 0% | Normal | 0% | 329.5647 | 5.8003 | 0.33616 | kBTU/hr | 80 | 0 | 60 | 290.9333 | 7119.6376 | 2666.6667 | 170 | 0 | 2023 | 0.92704 | RTF Wkbk - ResSF&MHExistingHVAC_v7_1 | RTF Wkbk - ResSF&MHExistingHVAC_v7_1 + RTF Wkbk - ResESGasFurnaces_v2_0 | Algorithm calc | Residential_Single Family Regular Income_Existing_Space Heating_Furnace_ASHP with AFUE 80% Backup
Residential_Single Family Regular Income_Existing_Space Heating_Natural Gas_Furnace_E6 | Residential | Single Family Regular Income | Existing | Space Heating | Natural Gas | Furnace | E6 | ASHP with AFUE 95% backup | 44.91% | 0% | 0% | 5446.2109 | 1854.0845 | 118.1979 | 0 | 14 | 22 | 2019 | 2051 | 100% | 0 | 0 | 0% | Normal | 0% | 277.5282 | 4.8845 | 0.28308 | kBTU/hr | 80 | 0 | 60 | 244.9965 | 7833.1 | 2666.6667 | 170 | 0 | 2023 | 0.92704 | RTF Wkbk - ResSF&MHExistingHVAC_v7_1 | RTF Wkbk - ResSF&MHExistingHVAC_v7_1 + RTF Wkbk - ResESGasFurnaces_v2_0 | Algorithm calc | Residential_Single Family Regular Income_Existing_Space Heating_Furnace_ASHP with AFUE 95% backup
Residential_Single Family Regular Income_Existing_Space Heating_Natural Gas_Furnace_E7 | Residential | Single Family Regular Income | Existing | Space Heating | Natural Gas | Furnace | E7 |  | 0% | 0% | 0% | 0 | 0 | 0 | 0 | 0 | 0 | 0 | 0 | 0% | 0 | 0 | 0% | Normal | 0% | 0 | 0 | 0 | [9 empty] | 0 | 0 |  |  |  | Residential_Single Family Regular Income_Existing_Space Heating_Furnace_
Residential_Single Family Regular Income_Existing_Space Heating_Natural Gas_Furnace_E8 | Residential | Single Family Regular Income | Existing | Space Heating | Natural Gas | Furnace | E8 |  | 0% | 0% | 0% | 0 | 0 | 0 | 0 | 0 | 0 | 0 | 0 | 0% | 0 | 0 | 0% | Normal | 0% | 0 | 0 | 0 | [9 empty] | 0 | 0 |  |  |  | Residential_Single Family Regular Income_Existing_Space Heating_Furnace_
Residential_Single Family Regular Income_Existing_Space Heating_Natural Gas_Furnace_E9 | Residential | Single Family Regular Income | Existing | Space Heating | Natural Gas | Furnace | E9 |  | 0% | 0% | 0% | 0 | 0 | 0 | 0 | 0 | 0 | 0 | 0 | 0% | 0 | 0 | 0% | Normal | 0% | 0 | 0 | 0 | [9 empty] | 0 | 0 |  |  |  | Residential_Single Family Regular Income_Existing_Space Heating_Furnace_
Residential_Single Family Regular Income_Existing_Space Heating_Natural Gas_Furnace_E10 | Residential | Single Family Regular Income | Existing | Space Heating | Natural Gas | Furnace | E10 |  | 0% | 0% | 0% | 0 | 0 | 0 | 0 | 0 | 0 | 0 | 0 | 0% | 0 | 0 | 0% | Normal | 0% | 0 | 0 | 0 | [9 empty] | 0 | 0 |  |  |  | Residential_Single Family Regular Income_Existing_Space Heating_Furnace_
Residential_Single Family Regular Income_Existing_Space Heating_Natural Gas_Boiler_E1 | Residential | Single Family Regular Income | Existing | Space Heating | Natural Gas | Boiler | E1 | AFUE 80% | 100% | 0% | 0% | 1188.6446 | 1188.6446 | 28.9913 | 0 | 20 | 30 | 2019 | 2020 | 100% | 0 | 0 | 0% | Normal | 0% | 518.9037 | 9.1327 | 0.52928 | kBTU/hr | 105 | 0 | 60 | 542 | 2050 | 2050 | 50 | 0 | 2018 | 1.0147 | EIA 2018 Tech Forecast | EIA 2018 Tech Forecast | BEST | Residential_Single Family Regular Income_Existing_Space Heating_Boiler_AFUE 80%
Residential_Single Family Regular Income_Existing_Space Heating_Natural Gas_Boiler_E2 | Residential | Single Family Regular Income | Existing | Space Heating | Natural Gas | Boiler | E2 | AFUE 82% | 97.79% | 0% | 0% | 1130.6619 | 1536.5405 | 52.1844 | 0 | 20 | 30 | 2019 | 2023 | 100% | 0 | 0 | 0% | Normal | 0% | 507.4151 | 8.9305 | 0.51756 | kBTU/hr | 105 | 0 | 60 | 530 | 1950 | 2650 | 90 | 0 | 2018 | 1.0147 | EIA 2018 Tech Forecast | EIA 2018 Tech Forecast | BEST | Residential_Single Family Regular Income_Existing_Space Heating_Boiler_AFUE 82%
Residential_Single Family Regular Income_Existing_Space Heating_Natural Gas_Boiler_E3 | Residential | Single Family Regular Income | Existing | Space Heating | Natural Gas | Boiler | E3 | AFUE 85% | 96.49% | 0% | 0% | 1505.9386 | 1642.8421 | 52.1844 | 0 | 20 | 30 | 2019 | 2023 | 100% | 0 | 0 | 0% | Normal | 0% | 500.7133 | 8.8126 | 0.51073 | kBTU/hr | 105 | 0 | 60 | 523 | 2597.2222 | 2833.3333 | 90 | 0 | 2018 | 1.0147 | EIA 2018 Tech Forecast | EIA 2018 Tech Forecast | BEST | Residential_Single Family Regular Income_Existing_Space Heating_Boiler_AFUE 85%
Residential_Single Family Regular Income_Existing_Space Heating_Natural Gas_Boiler_E4 | Residential | Single Family Regular Income | Existing | Space Heating | Natural Gas | Boiler | E4 | AFUE 90% | 90.5% | 0% | 0% | 1594.5232 | 1739.4798 | 52.1844 | 0 | 20 | 30 | 2019 | 2023 | 100% | 0 | 0 | 0% | Normal | 0% | 469.5983 | 8.2649 | 0.47899 | kBTU/hr | 105 | 0 | 60 | 490.5 | 2750 | 3000 | 90 | 0 | 2018 | 1.0147 | EIA 2018 Tech Forecast | EIA 2018 Tech Forecast | BEST | Residential_Single Family Regular Income_Existing_Space Heating_Boiler_AFUE 90%
Residential_Single Family Regular Income_Existing_Space Heating_Natural Gas_Boiler_E5 | Residential | Single Family Regular Income | Existing | Space Heating | Natural Gas | Boiler | E5 | AFUE 95% | 84.32% | 0% | 0% | 2129.5178 | 1732.0079 | 52.1844 | 0 | 20 | 30 | 2019 | 2023 | 100% | 0 | 0 | 0% | Normal | 0% | 437.5258 | 7.7005 | 0.44628 | kBTU/hr | 105 | 0 | 60 | 457 | 3672.6804 | 2987.1134 | 90 | 0 | 2018 | 1.0147 | EIA 2018 Tech Forecast | EIA 2018 Tech Forecast | BEST | Residential_Single Family Regular Income_Existing_Space Heating_Boiler_AFUE 95%
Residential_Single Family Regular Income_Existing_Space Heating_Natural Gas_Boiler_E6 | Residential | Single Family Regular Income | Existing | Space Heating | Natural Gas | Boiler | E6 | Convert to Gas-Fired ASHP | 67.1% | 0% | 0% | 11770.4803 | 2029.3932 | 129.3738 | 0 | 12 | 18 | 2019 | 2051 | 100% | 0 | 0 | 0% | Normal | 0% | 348.1697 | 6.1278 | 0.35513 | kBTU/hr | 80 | 0 | 60 | 363.6667 | 15466.6667 | 2666.6667 | 170 | 0 | 2018 | 1.0147 | EIA 2018 Tech Forecast | EIA 2018 Tech Forecast | AEG BEST | Residential_Single Family Regular Income_Existing_Space Heating_Boiler_Convert to Gas-Fired ASHP
Residential_Single Family Regular Income_Existing_Space Heating_Natural Gas_Boiler_E7 | Residential | Single Family Regular Income | Existing | Space Heating | Natural Gas | Boiler | E7 | ASHP with AFUE 80% Backup | 53.68% | 0% | 0% | 4950.1536 | 1854.0845 | 118.1979 | 0 | 14 | 22 | 2019 | 2051 | 100% | 0 | 0 | 0% | Normal | 0% | 278.5358 | 4.9022 | 0.28411 | kBTU/hr | 80 | 0 | 60 | 290.9333 | 7119.6376 | 2666.6667 | 170 | 0 | 2023 | 0.92704 | RTF Wkbk - ResSF&MHExistingHVAC_v7_1 | RTF Wkbk - ResSF&MHExistingHVAC_v7_1 + RTF Wkbk - ResESGasFurnaces_v2_0 | Algorithm calc | Residential_Single Family Regular Income_Existing_Space Heating_Boiler_ASHP with AFUE 80% Backup | 80 kBTU/hr
Residential_Single Family Regular Income_Existing_Space Heating_Natural Gas_Boiler_E8 | Residential | Single Family Regular Income | Existing | Space Heating | Natural Gas | Boiler | E8 | ASHP with AFUE 95% backup | 45.2% | 0% | 0% | 5446.2109 | 1854.0845 | 118.1979 | 0 | 14 | 22 | 2019 | 2051 | 100% | 0 | 0 | 0% | Normal | 0% | 234.5564 | 4.1282 | 0.23925 | kBTU/hr | 80 | 0 | 60 | 244.9965 | 7833.1 | 2666.6667 | 170 | 0 | 2023 | 0.92704 | RTF Wkbk - ResSF&MHExistingHVAC_v7_1 | RTF Wkbk - ResSF&MHExistingHVAC_v7_1 + RTF Wkbk - ResESGasFurnaces_v2_0 | Algorithm calc | Residential_Single Family Regular Income_Existing_Space Heating_Boiler_ASHP with AFUE 95% backup | 80 kBTU/hr
Residential_Single Family Regular Income_Existing_Space Heating_Natural Gas_Boiler_E9 | Residential | Single Family Regular Income | Existing | Space Heating | Natural Gas | Boiler | E9 |  | 0% | 0% | 0% | 0 | 0 | 0 | 0 | 0 | 0 | 0 | 0 | 0% | 0 | 0 | 0% | Normal | 0% | 0 | 0 | 0 | [9 empty] | 0 | 0 |  |  |  | Residential_Single Family Regular Income_Existing_Space Heating_Boiler_
Residential_Single Family Regular Income_Existing_Space Heating_Natural Gas_Boiler_E10 | Residential | Single Family Regular Income | Existing | Space Heating | Natural Gas | Boiler | E10 |  | 0% | 0% | 0% | 0 | 0 | 0 | 0 | 0 | 0 | 0 | 0 | 0% | 0 | 0 | 0% | Normal | 0% | 0 | 0 | 0 | [9 empty] | 0 | 0 |  |  |  | Residential_Single Family Regular Income_Existing_Space Heating_Boiler_
Residential_Single Family Regular Income_Existing_Secondary Heating_Natural Gas_Fireplace_E1 | Residential | Single Family Regular Income | Existing | Secondary Heating | Natural Gas | Fireplace | E1 | Baseline (>50% FE) | 100% | 0% | 0% | 2567.1 | 1052 | 0 | 0 | 12 | 20 | 2019 | 2051 | 100% | 0 | 0 | 0% | Normal | 0% | 114.3567 | 1.0129 | 0.058703 | unit | 1 | 0 | 1 | 287.4458 | 2567.1 | 1052 | 0 | 0 | 2021 | 1 | RTF Wkbk - ResGasFireplaces_v1_0 | CA eTRM - Gas Fireplace, Residential - SWHC047-03 | AEG BEST / Market Profile | Residential_Single Family Regular Income_Existing_Secondary Heating_Fireplace_Baseline (>50% FE)
Residential_Single Family Regular Income_Existing_Secondary Heating_Natural Gas_Fireplace_E2 | Residential | Single Family Regular Income | Existing | Secondary Heating | Natural Gas | Fireplace | E2 | Tier 1 (70% FE) | 83.16% | 0% | 0% | 2896.46 | 1052 | -0.69855 | 0 | 12 | 20 | 2019 | 2051 | 100% | 0 | 0 | 0% | Normal | 0% | 95.0974 | 0.84233 | 0.048817 | unit | 1 | 0 | 1 | 239.0358 | 2896.46 | 1052 | -0.69855 | 0 | 2021 | 1 | RTF Wkbk - ResGasFireplaces_v1_0 | CA eTRM - Gas Fireplace, Residential - SWHC047-03 | AEG BEST / Market Profile | Residential_Single Family Regular Income_Existing_Secondary Heating_Fireplace_Tier 1 (70% FE)
Residential_Single Family Regular Income_Existing_Secondary Heating_Natural Gas_Fireplace_E3 | Residential | Single Family Regular Income | Existing | Secondary Heating | Natural Gas | Fireplace | E3 | Tier 2 (>75% FE) | 79.34% | 0% | 0% | 2972.5 | 1052 | -0.69855 | 0 | 12 | 20 | 2019 | 2051 | 100% | 0 | 0 | 0% | Normal | 0% | 90.7291 | 0.80363 | 0.046574 | unit | 1 | 0 | 1 | 228.0558 | 2972.5 | 1052 | -0.69855 | 0 | 2021 | 1 | RTF Wkbk - ResGasFireplaces_v1_0 | CA eTRM - Gas Fireplace, Residential - SWHC047-03 | AEG BEST / Market Profile | Residential_Single Family Regular Income_Existing_Secondary Heating_Fireplace_Tier 2 (>75% FE)
Residential_Single Family Regular Income_Existing_Secondary Heating_Natural Gas_Fireplace_E4 | Residential | Single Family Regular Income | Existing | Secondary Heating | Natural Gas | Fireplace | E4 |  | 0% | 0% | 0% | 0 | 0 | 0 | 0 | 0 | 0 | 0 | 0 | 0% | 0 | 0 | 0% | Normal | 0% | 0 | 0 | 0 | [9 empty] | 0 | 0 |  |  |  | Residential_Single Family Regular Income_Existing_Secondary Heating_Fireplace_
Residential_Single Family Regular Income_Existing_Secondary Heating_Natural Gas_Fireplace_E5 | Residential | Single Family Regular Income | Existing | Secondary Heating | Natural Gas | Fireplace | E5 |  | 0% | 0% | 0% | 0 | 0 | 0 | 0 | 0 | 0 | 0 | 0 | 0% | 0 | 0 | 0% | Normal | 0% | 0 | 0 | 0 | [9 empty] | 0 | 0 |  |  |  | Residential_Single Family Regular Income_Existing_Secondary Heating_Fireplace_
Residential_Single Family Regular Income_Existing_Secondary Heating_Natural Gas_Fireplace_E6 | Residential | Single Family Regular Income | Existing | Secondary Heating | Natural Gas | Fireplace | E6 |  | 0% | 0% | 0% | 0 | 0 | 0 | 0 | 0 | 0 | 0 | 0 | 0% | 0 | 0 | 0% | Normal | 0% | 0 | 0 | 0 | [9 empty] | 0 | 0 |  |  |  | Residential_Single Family Regular Income_Existing_Secondary Heating_Fireplace_
Residential_Single Family Regular Income_Existing_Secondary Heating_Natural Gas_Fireplace_E7 | Residential | Single Family Regular Income | Existing | Secondary Heating | Natural Gas | Fireplace | E7 |  | 0% | 0% | 0% | 0 | 0 | 0 | 0 | 0 | 0 | 0 | 0 | 0% | 0 | 0 | 0% | Normal | 0% | 0 | 0 | 0 | [9 empty] | 0 | 0 |  |  |  | Residential_Single Family Regular Income_Existing_Secondary Heating_Fireplace_
Residential_Single Family Regular Income_Existing_Secondary Heating_Natural Gas_Fireplace_E8 | Residential | Single Family Regular Income | Existing | Secondary Heating | Natural Gas | Fireplace | E8 |  | 0% | 0% | 0% | 0 | 0 | 0 | 0 | 0 | 0 | 0 | 0 | 0% | 0 | 0 | 0% | Normal | 0% | 0 | 0 | 0 | [9 empty] | 0 | 0 |  |  |  | Residential_Single Family Regular Income_Existing_Secondary Heating_Fireplace_
Residential_Single Family Regular Income_Existing_Secondary Heating_Natural Gas_Fireplace_E9 | Residential | Single Family Regular Income | Existing | Secondary Heating | Natural Gas | Fireplace | E9 |  | 0% | 0% | 0% | 0 | 0 | 0 | 0 | 0 | 0 | 0 | 0 | 0% | 0 | 0 | 0% | Normal | 0% | 0 | 0 | 0 | [9 empty] | 0 | 0 |  |  |  | Residential_Single Family Regular Income_Existing_Secondary Heating_Fireplace_
Residential_Single Family Regular Income_Existing_Secondary Heating_Natural Gas_Fireplace_E10 | Residential | Single Family Regular Income | Existing | Secondary Heating | Natural Gas | Fireplace | E10 |  | 0% | 0% | 0% | 0 | 0 | 0 | 0 | 0 | 0 | 0 | 0 | 0% | 0 | 0 | 0% | Normal | 0% | 0 | 0 | 0 | [9 empty] | 0 | 0 |  |  |  | Residential_Single Family Regular Income_Existing_Secondary Heating_Fireplace_
Residential_Single Family Regular Income_Existing_Water Heating_Natural Gas_Water Heater (<= 55 gal)_E1 | Residential | Single Family Regular Income | Existing | Water Heating | Natural Gas | Water Heater (<= 55 gal) | E1 | UEF 0.58 (Standard) | 100% | 0% | 0% | 539.7178 | 588.5979 | 0 | 0 | 10 | 16 | 2019 | 2051 | 100% | 0 | 0 | 0% | Normal | 0% | 148.985 | 0.49165 | 0.0387 | unit | 1 | 0 | 1 | 167.8101 | 530 | 578 | 0 | 0 | 2020 | 1.0183 | RTF WkBk - ResGasWH_v2_0 | RTF WkBk - ResGasWH_v2_0 | AEG BEST / Market Profile Calculations | Residential_Single Family Regular Income_Existing_Water Heating_Water Heater (<= 55 gal)_UEF 0.58 (Standard)
Residential_Single Family Regular Income_Existing_Water Heating_Natural Gas_Water Heater (<= 55 gal)_E2 | Residential | Single Family Regular Income | Existing | Water Heating | Natural Gas | Water Heater (<= 55 gal) | E2 | UEF 0.64 (ENERGY STAR 4.0) | 90.62% | 0% | 0% | 684.3215 | 588.5979 | 0 | 0 | 10 | 16 | 2019 | 2051 | 100% | 0 | 0 | 0% | Normal | 0% | 135.0177 | 0.44556 | 0.035071 | unit | 1 | 0 | 1 | 152.0779 | 672 | 578 | 0 | 0 | 2020 | 1.0183 | RTF WkBk - ResGasWH_v2_0 | RTF WkBk - ResGasWH_v2_0 | AEG BEST / Market Profile Calculations | Residential_Single Family Regular Income_Existing_Water Heating_Water Heater (<= 55 gal)_UEF 0.64 (ENERGY STAR 4.0)
Residential_Single Family Regular Income_Existing_Water Heating_Natural Gas_Water Heater (<= 55 gal)_E3 | Residential | Single Family Regular Income | Existing | Water Heating | Natural Gas | Water Heater (<= 55 gal) | E3 | UEF 0.81 (ENERGY STAR 5.0) | 71.6% | 0% | 0% | 2276.9982 | 1315.6895 | 0 | 0 | 10 | 16 | 2019 | 2051 | 100% | 0 | 0 | 0% | Normal | 0% | 106.6806 | 0.35205 | 0.027711 | unit | 1 | 0 | 1 | 120.1604 | 2236 | 1292 | 0 | 0 | 2020 | 1.0183 | RTF WkBk - ResGasWH_v2_0 | RTF WkBk - ResGasWH_v2_0 | AEG BEST / Market Profile Calculations | Residential_Single Family Regular Income_Existing_Water Heating_Water Heater (<= 55 gal)_UEF 0.81 (ENERGY STAR 5.0)
Residential_Single Family Regular Income_Existing_Water Heating_Natural Gas_Water Heater (<= 55 gal)_E4 | Residential | Single Family Regular Income | Existing | Water Heating | Natural Gas | Water Heater (<= 55 gal) | E4 | UEF 0.87 (Instantaneous, ENERGY STAR 4.0) | 66.67% | 0% | 0% | 874.7842 | 1427.8716 | 0 | 0 | 15 | 25 | 2019 | 2051 | 100% | 0 | 0 | 0% | Normal | 0% | 99.3233 | 0.32777 | 0.0258 | unit | 1 | 0 | 1 | 111.8734 | 859.0334 | 1402.1622 | 0 | 0 | 2020 | 1.0183 | RTF WkBk - ResGasWH_v2_0 | RTF WkBk - ResGasWH_v2_0 - AEG Adjusted | AEG BEST / Market Profile Calculations | Residential_Single Family Regular Income_Existing_Water Heating_Water Heater (<= 55 gal)_UEF 0.87 (Instantaneous, ENERGY STAR 4.0)
Residential_Single Family Regular Income_Existing_Water Heating_Natural Gas_Water Heater (<= 55 gal)_E5 | Residential | Single Family Regular Income | Existing | Water Heating | Natural Gas | Water Heater (<= 55 gal) | E5 | UEF 0.95 (Instantaneous, ENERGY STAR 5.0) | 63.74% | 0% | 0% | 1183.5883 | 1427.8716 | 0 | 0 | 15 | 25 | 2019 | 2051 | 100% | 0 | 0 | 0% | Normal | 0% | 94.9575 | 0.31336 | 0.024666 | unit | 1 | 0 | 1 | 106.9559 | 1162.2773 | 1402.1622 | 0 | 0 | 2020 | 1.0183 | RTF WkBk - ResGasWH_v2_0 | RTF WkBk - ResGasWH_v2_0 - AEG Adjusted | AEG BEST / Market Profile Calculations | Residential_Single Family Regular Income_Existing_Water Heating_Water Heater (<= 55 gal)_UEF 0.95 (Instantaneous, ENERGY STAR 5.0)
Residential_Single Family Regular Income_Existing_Water Heating_Natural Gas_Water Heater (<= 55 gal)_E6 | Residential | Single Family Regular Income | Existing | Water Heating | Natural Gas | Water Heater (<= 55 gal) | E6 | UEF 1.0+ (Gas-Fired HPWH) | 54.72% | 0% | 0% | 2627.2224 | 2573.2687 | 0 | 0 | 10 | 16 | 2019 | 2051 | 30% | 0 | 0 | 0% | Normal | 0% | 81.5201 | 0.26902 | 0.021175 | unit | 1 | 0 | 1 | 91.8206 | 2471.2858 | 2420.5345 | 0 | 0 | 2017 | 1.0631 | RTF WkBk - ResGasWH_v2_0 | Modified EIA 2018 Tech Forecast and Regional Technical Forum | AEG BEST / Market Profile Calculations | Residential_Single Family Regular Income_Existing_Water Heating_Water Heater (<= 55 gal)_UEF 1.0+ (Gas-Fired HPWH)
Residential_Single Family Regular Income_Existing_Water Heating_Natural Gas_Water Heater (<= 55 gal)_E7 | Residential | Single Family Regular Income | Existing | Water Heating | Natural Gas | Water Heater (<= 55 gal) | E7 | NEEA Gas-Fired Absorption HPWH (COP 1.3) | 44.62% | 0% | 0% | 5425.462 | 735.0259 | 0 | 0 | 6 | 20 | 2023 | 2051 | 30% | 0 | 0 | 0% | Normal | 0% | 66.4702 | 0.21935 | 0.017266 | unit | 1 | 0 | 1 | 74.8691 | 5166.9245 | 700 | 0 | 0 | 2018 | 1.05 | EIA 2018 Tech Forecast | Modified EIA 2018 Tech Forecast | IL TRM - 5.4.2 - RS-HWE-GWHT-V09-210101 | Residential_Single Family Regular Income_Existing_Water Heating_Water Heater (<= 55 gal)_NEEA Gas-Fired Absorption HPWH (COP 1.3)
Residential_Single Family Regular Income_Existing_Water Heating_Natural Gas_Water Heater (<= 55 gal)_E8 | Residential | Single Family Regular Income | Existing | Water Heating | Natural Gas | Water Heater (<= 55 gal) | E8 |  | 0% | 0% | 0% | 0 | 0 | 0 | 0 | 0 | 0 | 0 | 0 | 0% | 0 | 0 | 0% | Normal | 0% | 0 | 0 | 0 | [9 empty] | 0 | 0 |  |  |  | Residential_Single Family Regular Income_Existing_Water Heating_Water Heater (<= 55 gal)_
Residential_Single Family Regular Income_Existing_Water Heating_Natural Gas_Water Heater (<= 55 gal)_E9 | Residential | Single Family Regular Income | Existing | Water Heating | Natural Gas | Water Heater (<= 55 gal) | E9 |  | 0% | 0% | 0% | 0 | 0 | 0 | 0 | 0 | 0 | 0 | 0 | 0% | 0 | 0 | 0% | Normal | 0% | 0 | 0 | 0 | [9 empty] | 0 | 0 |  |  |  | Residential_Single Family Regular Income_Existing_Water Heating_Water Heater (<= 55 gal)_
Residential_Single Family Regular Income_Existing_Water Heating_Natural Gas_Water Heater (<= 55 gal)_E10 | Residential | Single Family Regular Income | Existing | Water Heating | Natural Gas | Water Heater (<= 55 gal) | E10 |  | 0% | 0% | 0% | 0 | 0 | 0 | 0 | 0 | 0 | 0 | 0 | 0% | 0 | 0 | 0% | Normal | 0% | 0 | 0 | 0 | [9 empty] | 0 | 0 |  |  |  | Residential_Single Family Regular Income_Existing_Water Heating_Water Heater (<= 55 gal)_
Residential_Single Family Regular Income_Existing_Water Heating_Natural Gas_Water Heater (> 55 gal)_E1 | Residential | Single Family Regular Income | Existing | Water Heating | Natural Gas | Water Heater (> 55 gal) | E1 | UEF 0.76 (Standard) | 100% | 0% | 0% | 620.6755 | 676.8876 | 0 | 0 | 10 | 16 | 2019 | 2051 | 100% | 0 | 0 | 0% | Normal | 0% | 148.985 | 0.49165 | 0.0387 | unit | 1 | 0 | 1 | 128.0656 | 609.5 | 664.7 | 0 | 0 | 2020 | 1.0183 | Same as small WH | Scaled from small WH | AEG BEST / Market Profile Calculations | Residential_Single Family Regular Income_Existing_Water Heating_Water Heater (> 55 gal)_UEF 0.76 (Standard)
Residential_Single Family Regular Income_Existing_Water Heating_Natural Gas_Water Heater (> 55 gal)_E2 | Residential | Single Family Regular Income | Existing | Water Heating | Natural Gas | Water Heater (> 55 gal) | E2 | UEF 0.78 (ENERGY STAR 4.0) | 97.44% | 0% | 0% | 786.9697 | 676.8876 | 0 | 0 | 10 | 16 | 2019 | 2051 | 100% | 0 | 0 | 0% | Normal | 0% | 145.1649 | 0.47904 | 0.037707 | unit | 1 | 0 | 1 | 124.7819 | 772.8 | 664.7 | 0 | 0 | 2020 | 1.0183 | Same as small WH | Scaled from small WH | AEG BEST / Market Profile Calculations | Residential_Single Family Regular Income_Existing_Water Heating_Water Heater (> 55 gal)_UEF 0.78 (ENERGY STAR 4.0)
Residential_Single Family Regular Income_Existing_Water Heating_Natural Gas_Water Heater (> 55 gal)_E3 | Residential | Single Family Regular Income | Existing | Water Heating | Natural Gas | Water Heater (> 55 gal) | E3 | UEF 0.86 (ENERGY STAR 5.0) | 93.83% | 0% | 0% | 2618.548 | 1513.0429 | 0 | 0 | 10 | 16 | 2019 | 2051 | 100% | 0 | 0 | 0% | Normal | 0% | 139.7884 | 0.4613 | 0.036311 | unit | 1 | 0 | 1 | 120.1604 | 2571.4 | 1485.8 | 0 | 0 | 2020 | 1.0183 | Same as small WH | Scaled from small WH | AEG BEST / Market Profile Calculations | Residential_Single Family Regular Income_Existing_Water Heating_Water Heater (> 55 gal)_UEF 0.86 (ENERGY STAR 5.0)
Residential_Single Family Regular Income_Existing_Water Heating_Natural Gas_Water Heater (> 55 gal)_E4 | Residential | Single Family Regular Income | Existing | Water Heating | Natural Gas | Water Heater (> 55 gal) | E4 | UEF 0.87 (Instantaneous, ENERGY STAR 4.0) | 87.36% | 0% | 0% | 1006.0018 | 1642.0523 | 0 | 0 | 15 | 25 | 2019 | 2051 | 100% | 0 | 0 | 0% | Normal | 0% | 130.1478 | 0.42949 | 0.033806 | unit | 1 | 0 | 1 | 111.8734 | 987.8884 | 1612.4865 | 0 | 0 | 2020 | 1.0183 | Same as small WH | Scaled from small WH | AEG BEST / Market Profile Calculations | Residential_Single Family Regular Income_Existing_Water Heating_Water Heater (> 55 gal)_UEF 0.87 (Instantaneous, ENERGY STAR 4.0)
Residential_Single Family Regular Income_Existing_Water Heating_Natural Gas_Water Heater (> 55 gal)_E5 | Residential | Single Family Regular Income | Existing | Water Heating | Natural Gas | Water Heater (> 55 gal) | E5 | UEF 0.95 (Instantaneous, ENERGY STAR 5.0) | 83.52% | 0% | 0% | 1361.1265 | 1642.0523 | 0 | 0 | 15 | 25 | 2019 | 2051 | 100% | 0 | 0 | 0% | Normal | 0% | 124.427 | 0.41061 | 0.03232 | unit | 1 | 0 | 1 | 106.9559 | 1336.6189 | 1612.4865 | 0 | 0 | 2020 | 1.0183 | Same as small WH | Scaled from small WH | AEG BEST / Market Profile Calculations | Residential_Single Family Regular Income_Existing_Water Heating_Water Heater (> 55 gal)_UEF 0.95 (Instantaneous, ENERGY STAR 5.0)
Residential_Single Family Regular Income_Existing_Water Heating_Natural Gas_Water Heater (> 55 gal)_E6 | Residential | Single Family Regular Income | Existing | Water Heating | Natural Gas | Water Heater (> 55 gal) | E6 | UEF 1.0+ (Gas-Fired HPWH) | 71.7% | 0% | 0% | 3021.3057 | 2959.259 | 0 | 0 | 10 | 16 | 2019 | 2051 | 30% | 0 | 0 | 0% | Normal | 0% | 106.8194 | 0.3525 | 0.027747 | unit | 1 | 0 | 1 | 91.8206 | 2841.9786 | 2783.6147 | 0 | 0 | 2017 | 1.0631 | Same as small WH | Scaled from small WH | AEG BEST / Market Profile Calculations | Residential_Single Family Regular Income_Existing_Water Heating_Water Heater (> 55 gal)_UEF 1.0+ (Gas-Fired HPWH)
Residential_Single Family Regular Income_Existing_Water Heating_Natural Gas_Water Heater (> 55 gal)_E7 | Residential | Single Family Regular Income | Existing | Water Heating | Natural Gas | Water Heater (> 55 gal) | E7 | NEEA Gas-Fired Absorption HPWH (COP 1.3) | 58.46% | 0% | 0% | 6239.2813 | 845.2798 | 0 | 0 | 6 | 20 | 2024 | 2051 | 30% | 0 | 0 | 0% | Normal | 0% | 87.0989 | 0.28743 | 0.022624 | unit | 1 | 0 | 1 | 74.8691 | 5941.9632 | 805 | 0 | 0 | 2018 | 1.05 | Scaled from small | Scaled from small | IL TRM - 5.4.2 - RS-HWE-GWHT-V09-210101 | Residential_Single Family Regular Income_Existing_Water Heating_Water Heater (> 55 gal)_NEEA Gas-Fired Absorption HPWH (COP 1.3)
Residential_Single Family Regular Income_Existing_Water Heating_Natural Gas_Water Heater (> 55 gal)_E8 | Residential | Single Family Regular Income | Existing | Water Heating | Natural Gas | Water Heater (> 55 gal) | E8 |  | 0% | 0% | 0% | 0 | 0 | 0 | 0 | 0 | 0 | 0 | 0 | 0% | 0 | 0 | 0% | Normal | 0% | 0 | 0 | 0 | [9 empty] | 0 | 0 |  |  |  | Residential_Single Family Regular Income_Existing_Water Heating_Water Heater (> 55 gal)_
Residential_Single Family Regular Income_Existing_Water Heating_Natural Gas_Water Heater (> 55 gal)_E9 | Residential | Single Family Regular Income | Existing | Water Heating | Natural Gas | Water Heater (> 55 gal) | E9 |  | 0% | 0% | 0% | 0 | 0 | 0 | 0 | 0 | 0 | 0 | 0 | 0% | 0 | 0 | 0% | Normal | 0% | 0 | 0 | 0 | [9 empty] | 0 | 0 |  |  |  | Residential_Single Family Regular Income_Existing_Water Heating_Water Heater (> 55 gal)_
Residential_Single Family Regular Income_Existing_Water Heating_Natural Gas_Water Heater (> 55 gal)_E10 | Residential | Single Family Regular Income | Existing | Water Heating | Natural Gas | Water Heater (> 55 gal) | E10 |  | 0% | 0% | 0% | 0 | 0 | 0 | 0 | 0 | 0 | 0 | 0 | 0% | 0 | 0 | 0% | Normal | 0% | 0 | 0 | 0 | [9 empty] | 0 | 0 |  |  |  | Residential_Single Family Regular Income_Existing_Water Heating_Water Heater (> 55 gal)_
Residential_Single Family Regular Income_Existing_Appliances_Natural Gas_Clothes Dryer_E1 | Residential | Single Family Regular Income | Existing | Appliances | Natural Gas | Clothes Dryer | E1 | Standard | 100% | 0% | 0% | 525.0185 | 168.0059 | 0 | 0 | 9 | 15 | 2019 | 2051 | 100% | 0 | 0 | 0% | Normal | 0% | 15.619 | 0.042792 | 0.001783 | units | 1 | 0 | 1 | 29.1837 | 500 | 160 | 0 | 0 | 2018 | 1.05 | RTF Workbook - ResClothesDryers_v4.1 | EIA 2018 Tech Forecast | RTF Workbook - ResClothesDryers_v4.1 | Residential_Single Family Regular Income_Existing_Appliances_Clothes Dryer_Standard
Residential_Single Family Regular Income_Existing_Appliances_Natural Gas_Clothes Dryer_E2 | Residential | Single Family Regular Income | Existing | Appliances | Natural Gas | Clothes Dryer | E2 | NEEA/ENERGY STAR (CE >60%) | 94.43% | 0% | 0% | 574.0737 | 170.0959 | 0 | 0 | 9 | 15 | 2019 | 2051 | 100% | 0 | 0 | 0% | Normal | 0% | 14.7486 | 0.040407 | 0.0016836 | units | 1 | 0 | 1 | 27.5575 | 540 | 160 | 0 | 0 | 2017 | 1.0631 | RTF Workbook - ResClothesDryers_v4.1 | RTF Workbook - ResClothesDryers_v4.1 | RTF Workbook - ResClothesDryers_v4.1 | Residential_Single Family Regular Income_Existing_Appliances_Clothes Dryer_NEEA/ENERGY STAR (CE >60%)
Residential_Single Family Regular Income_Existing_Appliances_Natural Gas_Clothes Dryer_E3 | Residential | Single Family Regular Income | Existing | Appliances | Natural Gas | Clothes Dryer | E3 |  | 0% | 0% | 0% | 0 | 0 | 0 | 0 | 0 | 0 | 0 | 0 | 0% | 0 | 0 | 0% | Normal | 0% | 0 | 0 | 0 | [9 empty] | 0 | 0 |  |  |  | Residential_Single Family Regular Income_Existing_Appliances_Clothes Dryer_
Residential_Single Family Regular Income_Existing_Appliances_Natural Gas_Clothes Dryer_E4 | Residential | Single Family Regular Income | Existing | Appliances | Natural Gas | Clothes Dryer | E4 |  | 0% | 0% | 0% | 0 | 0 | 0 | 0 | 0 | 0 | 0 | 0 | 0% | 0 | 0 | 0% | Normal | 0% | 0 | 0 | 0 | [9 empty] | 0 | 0 |  |  |  | Residential_Single Family Regular Income_Existing_Appliances_Clothes Dryer_
Residential_Single Family Regular Income_Existing_Appliances_Natural Gas_Clothes Dryer_E5 | Residential | Single Family Regular Income | Existing | Appliances | Natural Gas | Clothes Dryer | E5 |  | 0% | 0% | 0% | 0 | 0 | 0 | 0 | 0 | 0 | 0 | 0 | 0% | 0 | 0 | 0% | Normal | 0% | 0 | 0 | 0 | [9 empty] | 0 | 0 |  |  |  | Residential_Single Family Regular Income_Existing_Appliances_Clothes Dryer_
Residential_Single Family Regular Income_Existing_Appliances_Natural Gas_Clothes Dryer_E6 | Residential | Single Family Regular Income | Existing | Appliances | Natural Gas | Clothes Dryer | E6 |  | 0% | 0% | 0% | 0 | 0 | 0 | 0 | 0 | 0 | 0 | 0 | 0% | 0 | 0 | 0% | Normal | 0% | 0 | 0 | 0 | [9 empty] | 0 | 0 |  |  |  | Residential_Single Family Regular Income_Existing_Appliances_Clothes Dryer_
Residential_Single Family Regular Income_Existing_Appliances_Natural Gas_Clothes Dryer_E7 | Residential | Single Family Regular Income | Existing | Appliances | Natural Gas | Clothes Dryer | E7 |  | 0% | 0% | 0% | 0 | 0 | 0 | 0 | 0 | 0 | 0 | 0 | 0% | 0 | 0 | 0% | Normal | 0% | 0 | 0 | 0 | [9 empty] | 0 | 0 |  |  |  | Residential_Single Family Regular Income_Existing_Appliances_Clothes Dryer_
Residential_Single Family Regular Income_Existing_Appliances_Natural Gas_Clothes Dryer_E8 | Residential | Single Family Regular Income | Existing | Appliances | Natural Gas | Clothes Dryer | E8 |  | 0% | 0% | 0% | 0 | 0 | 0 | 0 | 0 | 0 | 0 | 0 | 0% | 0 | 0 | 0% | Normal | 0% | 0 | 0 | 0 | [9 empty] | 0 | 0 |  |  |  | Residential_Single Family Regular Income_Existing_Appliances_Clothes Dryer_
Residential_Single Family Regular Income_Existing_Appliances_Natural Gas_Clothes Dryer_E9 | Residential | Single Family Regular Income | Existing | Appliances | Natural Gas | Clothes Dryer | E9 |  | 0% | 0% | 0% | 0 | 0 | 0 | 0 | 0 | 0 | 0 | 0 | 0% | 0 | 0 | 0% | Normal | 0% | 0 | 0 | 0 | [9 empty] | 0 | 0 |  |  |  | Residential_Single Family Regular Income_Existing_Appliances_Clothes Dryer_
Residential_Single Family Regular Income_Existing_Appliances_Natural Gas_Clothes Dryer_E10 | Residential | Single Family Regular Income | Existing | Appliances | Natural Gas | Clothes Dryer | E10 |  | 0% | 0% | 0% | 0 | 0 | 0 | 0 | 0 | 0 | 0 | 0 | 0% | 0 | 0 | 0% | Normal | 0% | 0 | 0 | 0 | [9 empty] | 0 | 0 |  |  |  | Residential_Single Family Regular Income_Existing_Appliances_Clothes Dryer_
Residential_Single Family Regular Income_Existing_Appliances_Natural Gas_Stove/Oven_E1 | Residential | Single Family Regular Income | Existing | Appliances | Natural Gas | Stove/Oven | E1 | EF 0.399 | 100% | 0% | 0% | 861.0304 | 115.5041 | 0 | 0 | 9 | 15 | 2019 | 2051 | 100% | 0 | 0 | 0% | Normal | 0% | 17.8258 | 0.063489 | 0.012698 | units | 1 | 0 | 1 | 31.82 | 820 | 110 | 0 | 0 | 2018 | 1.05 | EIA 2018 Appendix A | EIA 2018 Appendix A | EIA 2018 Appendix A | Residential_Single Family Regular Income_Existing_Appliances_Stove/Oven_EF 0.399
Residential_Single Family Regular Income_Existing_Appliances_Natural Gas_Stove/Oven_E2 | Residential | Single Family Regular Income | Existing | Appliances | Natural Gas | Stove/Oven | E2 | High Efficiency (730 + 1660 IAEC) | 75.11% | 0% | 0% | 913.5322 | 115.5041 | 0 | 0 | 9 | 15 | 2019 | 2051 | 100% | 0 | 0 | 0% | Normal | 0% | 13.389 | 0.047687 | 0.0095373 | units | 1 | 0 | 1 | 23.9 | 870 | 110 | 0 | 0 | 2018 | 1.05 | EIA 2018 Appendix A | EIA 2018 Appendix A | EIA 2018 Appendix A | Residential_Single Family Regular Income_Existing_Appliances_Stove/Oven_High Efficiency (730 + 1660 IAEC)
Residential_Single Family Regular Income_Existing_Appliances_Natural Gas_Stove/Oven_E3 | Residential | Single Family Regular Income | Existing | Appliances | Natural Gas | Stove/Oven | E3 |  | 0% | 0% | 0% | 0 | 0 | 0 | 0 | 0 | 0 | 0 | 0 | 0% | 0 | 0 | 0% | Normal | 0% | 0 | 0 | 0 | [9 empty] | 0 | 0 |  |  |  | Residential_Single Family Regular Income_Existing_Appliances_Stove/Oven_
Residential_Single Family Regular Income_Existing_Appliances_Natural Gas_Stove/Oven_E4 | Residential | Single Family Regular Income | Existing | Appliances | Natural Gas | Stove/Oven | E4 |  | 0% | 0% | 0% | 0 | 0 | 0 | 0 | 0 | 0 | 0 | 0 | 0% | 0 | 0 | 0% | Normal | 0% | 0 | 0 | 0 | [9 empty] | 0 | 0 |  |  |  | Residential_Single Family Regular Income_Existing_Appliances_Stove/Oven_
Residential_Single Family Regular Income_Existing_Appliances_Natural Gas_Stove/Oven_E5 | Residential | Single Family Regular Income | Existing | Appliances | Natural Gas | Stove/Oven | E5 |  | 0% | 0% | 0% | 0 | 0 | 0 | 0 | 0 | 0 | 0 | 0 | 0% | 0 | 0 | 0% | Normal | 0% | 0 | 0 | 0 | [9 empty] | 0 | 0 |  |  |  | Residential_Single Family Regular Income_Existing_Appliances_Stove/Oven_
Residential_Single Family Regular Income_Existing_Appliances_Natural Gas_Stove/Oven_E6 | Residential | Single Family Regular Income | Existing | Appliances | Natural Gas | Stove/Oven | E6 |  | 0% | 0% | 0% | 0 | 0 | 0 | 0 | 0 | 0 | 0 | 0 | 0% | 0 | 0 | 0% | Normal | 0% | 0 | 0 | 0 | [9 empty] | 0 | 0 |  |  |  | Residential_Single Family Regular Income_Existing_Appliances_Stove/Oven_
Residential_Single Family Regular Income_Existing_Appliances_Natural Gas_Stove/Oven_E7 | Residential | Single Family Regular Income | Existing | Appliances | Natural Gas | Stove/Oven | E7 |  | 0% | 0% | 0% | 0 | 0 | 0 | 0 | 0 | 0 | 0 | 0 | 0% | 0 | 0 | 0% | Normal | 0% | 0 | 0 | 0 | [9 empty] | 0 | 0 |  |  |  | Residential_Single Family Regular Income_Existing_Appliances_Stove/Oven_
Residential_Single Family Regular Income_Existing_Appliances_Natural Gas_Stove/Oven_E8 | Residential | Single Family Regular Income | Existing | Appliances | Natural Gas | Stove/Oven | E8 |  | 0% | 0% | 0% | 0 | 0 | 0 | 0 | 0 | 0 | 0 | 0 | 0% | 0 | 0 | 0% | Normal | 0% | 0 | 0 | 0 | [9 empty] | 0 | 0 |  |  |  | Residential_Single Family Regular Income_Existing_Appliances_Stove/Oven_
Residential_Single Family Regular Income_Existing_Appliances_Natural Gas_Stove/Oven_E9 | Residential | Single Family Regular Income | Existing | Appliances | Natural Gas | Stove/Oven | E9 |  | 0% | 0% | 0% | 0 | 0 | 0 | 0 | 0 | 0 | 0 | 0 | 0% | 0 | 0 | 0% | Normal | 0% | 0 | 0 | 0 | [9 empty] | 0 | 0 |  |  |  | Residential_Single Family Regular Income_Existing_Appliances_Stove/Oven_
Residential_Single Family Regular Income_Existing_Appliances_Natural Gas_Stove/Oven_E10 | Residential | Single Family Regular Income | Existing | Appliances | Natural Gas | Stove/Oven | E10 |  | 0% | 0% | 0% | 0 | 0 | 0 | 0 | 0 | 0 | 0 | 0 | 0% | 0 | 0 | 0% | Normal | 0% | 0 | 0 | 0 | [9 empty] | 0 | 0 |  |  |  | Residential_Single Family Regular Income_Existing_Appliances_Stove/Oven_
Residential_Single Family Regular Income_Existing_Miscellaneous_Natural Gas_Pool Heater_E1 | Residential | Single Family Regular Income | Existing | Miscellaneous | Natural Gas | Pool Heater | E1 | Standard (EF 0.82) | 100% | 0% | 0% | 2127.3029 | 814.6684 | 0 | 0 | 8 | 12 | 2019 | 2051 | 100% | 0 | 0 | 0% | Normal | 0% | 76.6466 | 0.20999 | 0.0087496 | units | 1 | 0 | 1 | 1004 | 2089 | 800 | 0 | 0 | 2020 | 1.0183 | CA eTRM - Pool Heater, Residential | CA eTRM - Pool Heater, Residential | CA eTRM - Pool Heater, Residential | Residential_Single Family Regular Income_Existing_Miscellaneous_Pool Heater_Standard (EF 0.82)
Residential_Single Family Regular Income_Existing_Miscellaneous_Natural Gas_Pool Heater_E2 | Residential | Single Family Regular Income | Existing | Miscellaneous | Natural Gas | Pool Heater | E2 | High Efficiency (EF 0.84) | 96.41% | 0% | 0% | 2758.6709 | 814.6684 | 0 | 0 | 8 | 12 | 2019 | 2051 | 100% | 0 | 0 | 0% | Normal | 0% | 73.8983 | 0.20246 | 0.0084359 | units | 1 | 0 | 1 | 968 | 2709 | 800 | 0 | 0 | 2020 | 1.0183 | CA eTRM - Pool Heater, Residential | CA eTRM - Pool Heater, Residential | CA eTRM - Pool Heater, Residential | Residential_Single Family Regular Income_Existing_Miscellaneous_Pool Heater_High Efficiency (EF 0.84)
Residential_Single Family Regular Income_Existing_Miscellaneous_Natural Gas_Pool Heater_E3 | Residential | Single Family Regular Income | Existing | Miscellaneous | Natural Gas | Pool Heater | E3 | Condensing (EF .94) | 85.46% | 0% | 0% | 5028.5408 | 916.502 | 0 | 0 | 8 | 12 | 2019 | 2051 | 100% | 0 | 0 | 0% | Normal | 0% | 65.5008 | 0.17945 | 0.0074773 | units | 1 | 0 | 1 | 858 | 4938 | 900 | 0 | 0 | 2020 | 1.0183 | CA eTRM - Pool Heater, Residential | CA eTRM - Pool Heater, Residential | CA eTRM - Pool Heater, Residential | Residential_Single Family Regular Income_Existing_Miscellaneous_Pool Heater_Condensing (EF .94)
Residential_Single Family Regular Income_Existing_Miscellaneous_Natural Gas_Pool Heater_E4 | Residential | Single Family Regular Income | Existing | Miscellaneous | Natural Gas | Pool Heater | E4 | Condensing w/Imp. HX (EF 0.95) | 84.6% | 0% | 0% | 5082.0359 | 916.502 | 0 | 0 | 8 | 12 | 2019 | 2051 | 100% | 0 | 0 | 0% | Normal | 0% | 64.8458 | 0.17766 | 0.0074025 | units | 1 | 0 | 1 | 849.42 | 4990.5319 | 900 | 0 | 0 | 2020 | 1.0183 | CA eTRM - Pool Heater, Residential | CA eTRM - Pool Heater, Residential | CA eTRM - Pool Heater, Residential | Residential_Single Family Regular Income_Existing_Miscellaneous_Pool Heater_Condensing w/Imp. HX (EF 0.95)
Residential_Single Family Regular Income_Existing_Miscellaneous_Natural Gas_Pool Heater_E5 | Residential | Single Family Regular Income | Existing | Miscellaneous | Natural Gas | Pool Heater | E5 |  | 0% | 0% | 0% | 0 | 0 | 0 | 0 | 0 | 0 | 0 | 0 | 0% | 0 | 0 | 0% | Normal | 0% | 0 | 0 | 0 | [9 empty] | 0 | 0 |  |  |  | Residential_Single Family Regular Income_Existing_Miscellaneous_Pool Heater_
Residential_Single Family Regular Income_Existing_Miscellaneous_Natural Gas_Pool Heater_E6 | Residential | Single Family Regular Income | Existing | Miscellaneous | Natural Gas | Pool Heater | E6 |  | 0% | 0% | 0% | 0 | 0 | 0 | 0 | 0 | 0 | 0 | 0 | 0% | 0 | 0 | 0% | Normal | 0% | 0 | 0 | 0 | [9 empty] | 0 | 0 |  |  |  | Residential_Single Family Regular Income_Existing_Miscellaneous_Pool Heater_
Residential_Single Family Regular Income_Existing_Miscellaneous_Natural Gas_Pool Heater_E7 | Residential | Single Family Regular Income | Existing | Miscellaneous | Natural Gas | Pool Heater | E7 |  | 0% | 0% | 0% | 0 | 0 | 0 | 0 | 0 | 0 | 0 | 0 | 0% | 0 | 0 | 0% | Normal | 0% | 0 | 0 | 0 | [9 empty] | 0 | 0 |  |  |  | Residential_Single Family Regular Income_Existing_Miscellaneous_Pool Heater_
Residential_Single Family Regular Income_Existing_Miscellaneous_Natural Gas_Pool Heater_E8 | Residential | Single Family Regular Income | Existing | Miscellaneous | Natural Gas | Pool Heater | E8 |  | 0% | 0% | 0% | 0 | 0 | 0 | 0 | 0 | 0 | 0 | 0 | 0% | 0 | 0 | 0% | Normal | 0% | 0 | 0 | 0 | [9 empty] | 0 | 0 |  |  |  | Residential_Single Family Regular Income_Existing_Miscellaneous_Pool Heater_
Residential_Single Family Regular Income_Existing_Miscellaneous_Natural Gas_Pool Heater_E9 | Residential | Single Family Regular Income | Existing | Miscellaneous | Natural Gas | Pool Heater | E9 |  | 0% | 0% | 0% | 0 | 0 | 0 | 0 | 0 | 0 | 0 | 0 | 0% | 0 | 0 | 0% | Normal | 0% | 0 | 0 | 0 | [9 empty] | 0 | 0 |  |  |  | Residential_Single Family Regular Income_Existing_Miscellaneous_Pool Heater_
Residential_Single Family Regular Income_Existing_Miscellaneous_Natural Gas_Pool Heater_E10 | Residential | Single Family Regular Income | Existing | Miscellaneous | Natural Gas | Pool Heater | E10 |  | 0% | 0% | 0% | 0 | 0 | 0 | 0 | 0 | 0 | 0 | 0 | 0% | 0 | 0 | 0% | Normal | 0% | 0 | 0 | 0 | [9 empty] | 0 | 0 |  |  |  | Residential_Single Family Regular Income_Existing_Miscellaneous_Pool Heater_
Residential_Single Family Regular Income_Existing_Miscellaneous_Natural Gas_Miscellaneous_E1 | Residential | Single Family Regular Income | Existing | Miscellaneous | Natural Gas | Miscellaneous | E1 | Default | 100% | 0% | 0% | 107.428 | 0 | 0 | 0 | 5 | 10 | 2019 | 2051 | 100% | 0 | 0 | 0% | Normal | 0% | 2.7954 | 0.0076585 | 0.00031911 | units | 1 | 0 | 1 | 100 | 100 | 0 | 0 | 0 | 2016 | 1.0743 | Default | Default | Default | Residential_Single Family Regular Income_Existing_Miscellaneous_Miscellaneous_Default
Residential_Single Family Regular Income_Existing_Miscellaneous_Natural Gas_Miscellaneous_E2 | Residential | Single Family Regular Income | Existing | Miscellaneous | Natural Gas | Miscellaneous | E2 |  | 0% | 0% | 0% | 0 | 0 | 0 | 0 | 0 | 0 | 0 | 0 | 0% | 0 | 0 | 0% | Normal | 0% | 0 | 0 | 0 | [9 empty] | 0 | 0 |  |  |  | Residential_Single Family Regular Income_Existing_Miscellaneous_Miscellaneous_
Residential_Single Family Regular Income_Existing_Miscellaneous_Natural Gas_Miscellaneous_E3 | Residential | Single Family Regular Income | Existing | Miscellaneous | Natural Gas | Miscellaneous | E3 |  | 0% | 0% | 0% | 0 | 0 | 0 | 0 | 0 | 0 | 0 | 0 | 0% | 0 | 0 | 0% | Normal | 0% | 0 | 0 | 0 | [9 empty] | 0 | 0 |  |  |  | Residential_Single Family Regular Income_Existing_Miscellaneous_Miscellaneous_
Residential_Single Family Regular Income_Existing_Miscellaneous_Natural Gas_Miscellaneous_E4 | Residential | Single Family Regular Income | Existing | Miscellaneous | Natural Gas | Miscellaneous | E4 |  | 0% | 0% | 0% | 0 | 0 | 0 | 0 | 0 | 0 | 0 | 0 | 0% | 0 | 0 | 0% | Normal | 0% | 0 | 0 | 0 | [9 empty] | 0 | 0 |  |  |  | Residential_Single Family Regular Income_Existing_Miscellaneous_Miscellaneous_
Residential_Single Family Regular Income_Existing_Miscellaneous_Natural Gas_Miscellaneous_E5 | Residential | Single Family Regular Income | Existing | Miscellaneous | Natural Gas | Miscellaneous | E5 |  | 0% | 0% | 0% | 0 | 0 | 0 | 0 | 0 | 0 | 0 | 0 | 0% | 0 | 0 | 0% | Normal | 0% | 0 | 0 | 0 | [9 empty] | 0 | 0 |  |  |  | Residential_Single Family Regular Income_Existing_Miscellaneous_Miscellaneous_
Residential_Single Family Regular Income_Existing_Miscellaneous_Natural Gas_Miscellaneous_E6 | Residential | Single Family Regular Income | Existing | Miscellaneous | Natural Gas | Miscellaneous | E6 |  | 0% | 0% | 0% | 0 | 0 | 0 | 0 | 0 | 0 | 0 | 0 | 0% | 0 | 0 | 0% | Normal | 0% | 0 | 0 | 0 | [9 empty] | 0 | 0 |  |  |  | Residential_Single Family Regular Income_Existing_Miscellaneous_Miscellaneous_
Residential_Single Family Regular Income_Existing_Miscellaneous_Natural Gas_Miscellaneous_E7 | Residential | Single Family Regular Income | Existing | Miscellaneous | Natural Gas | Miscellaneous | E7 |  | 0% | 0% | 0% | 0 | 0 | 0 | 0 | 0 | 0 | 0 | 0 | 0% | 0 | 0 | 0% | Normal | 0% | 0 | 0 | 0 | [9 empty] | 0 | 0 |  |  |  | Residential_Single Family Regular Income_Existing_Miscellaneous_Miscellaneous_
Residential_Single Family Regular Income_Existing_Miscellaneous_Natural Gas_Miscellaneous_E8 | Residential | Single Family Regular Income | Existing | Miscellaneous | Natural Gas | Miscellaneous | E8 |  | 0% | 0% | 0% | 0 | 0 | 0 | 0 | 0 | 0 | 0 | 0 | 0% | 0 | 0 | 0% | Normal | 0% | 0 | 0 | 0 | [9 empty] | 0 | 0 |  |  |  | Residential_Single Family Regular Income_Existing_Miscellaneous_Miscellaneous_
Residential_Single Family Regular Income_Existing_Miscellaneous_Natural Gas_Miscellaneous_E9 | Residential | Single Family Regular Income | Existing | Miscellaneous | Natural Gas | Miscellaneous | E9 |  | 0% | 0% | 0% | 0 | 0 | 0 | 0 | 0 | 0 | 0 | 0 | 0% | 0 | 0 | 0% | Normal | 0% | 0 | 0 | 0 | [9 empty] | 0 | 0 |  |  |  | Residential_Single Family Regular Income_Existing_Miscellaneous_Miscellaneous_
Residential_Single Family Regular Income_Existing_Miscellaneous_Natural Gas_Miscellaneous_E10 | Residential | Single Family Regular Income | Existing | Miscellaneous | Natural Gas | Miscellaneous | E10 |  | 0% | 0% | 0% | 0 | 0 | 0 | 0 | 0 | 0 | 0 | 0 | 0% | 0 | 0 | 0% | Normal | 0% | 0 | 0 | 0 | [9 empty] | 0 | 0 |  |  |  | Residential_Single Family Regular Income_Existing_Miscellaneous_Miscellaneous_
Residential_Single Family Regular Income_New_Space Heating_Natural Gas_Furnace_E1 | Residential | Single Family Regular Income | New | Space Heating | Natural Gas | Furnace | E1 | AFUE 80% | 100% | 0% | 0% | 2082.466 | 831.3984 | 87.4741 | 0 | 16 | 27 | 2019 | 2023 | 100% | 0 | 0 | 0% | Normal | 0% | 528.1471 | 9.2954 | 0.53871 | kBTU/hr | 80 | 0 | 60 | 363.6 | 2642.5376 | 1055 | 111 | 0 | 2015 | 1.0507 | RTF Wkbk - ResESGasFurnaces_v2_0 | RTF Wkbk - ResESGasFurnaces_v2_0 ¦ O&M from DOE TSD | AEG BEST | Residential_Single Family Regular Income_New_Space Heating_Furnace_AFUE 80%
Residential_Single Family Regular Income_New_Space Heating_Natural Gas_Furnace_E2 | Residential | Single Family Regular Income | New | Space Heating | Natural Gas | Furnace | E2 | AFUE 95% (ENERGY STAR 4.1) | 84.65% | 0% | 0% | 2644.7139 | 1079.6359 | 92.2025 | 0 | 16 | 27 | 2019 | 2023 | 100% | 0 | 0 | 0% | Normal | 0% | 447.0949 | 7.8689 | 0.45604 | kBTU/hr | 80 | 0 | 60 | 307.8 | 3356 | 1370 | 117 | 0 | 2015 | 1.0507 | RTF Wkbk - ResESGasFurnaces_v2_0 | RTF Wkbk - ResESGasFurnaces_v2_0 | AEG BEST | Residential_Single Family Regular Income_New_Space Heating_Furnace_AFUE 95% (ENERGY STAR 4.1)
Residential_Single Family Regular Income_New_Space Heating_Natural Gas_Furnace_E3 | Residential | Single Family Regular Income | New | Space Heating | Natural Gas | Furnace | E3 | AFUE 97% (CEE Tier 3) | 81.85% | 0% | 0% | 2873.9105 | 1079.6359 | 92.2025 | 0 | 16 | 27 | 2019 | 2023 | 100% | 0 | 0 | 0% | Normal | 0% | 432.2788 | 7.6081 | 0.44092 | kBTU/hr | 80 | 0 | 60 | 297.6 | 3646.8382 | 1370 | 117 | 0 | 2015 | 1.0507 | RTF Wkbk - ResESGasFurnaces_v2_0 | RTF Wkbk - ResESGasFurnaces_v2_0 | AEG BEST | Residential_Single Family Regular Income_New_Space Heating_Furnace_AFUE 97% (CEE Tier 3)
Residential_Single Family Regular Income_New_Space Heating_Natural Gas_Furnace_E4 | Residential | Single Family Regular Income | New | Space Heating | Natural Gas | Furnace | E4 | Convert to Gas-Fired ASHP | 66.67% | 0% | 0% | 11770.4803 | 2029.3932 | 129.3738 | 0 | 12 | 18 | 2019 | 2051 | 100% | 0 | 0 | 0% | Normal | 0% | 352.0981 | 6.1969 | 0.35914 | kBTU/hr | 80 | 0 | 60 | 242.4 | 15466.6667 | 2666.6667 | 170 | 0 | 2018 | 1.0147 | EIA 2018 Tech Forecast | EIA 2018 Tech Forecast | Algorithm calc | Residential_Single Family Regular Income_New_Space Heating_Furnace_Convert to Gas-Fired ASHP
Residential_Single Family Regular Income_New_Space Heating_Natural Gas_Furnace_E5 | Residential | Single Family Regular Income | New | Space Heating | Natural Gas | Furnace | E5 | ASHP with AFUE 80% Backup | 53.33% | 0% | 0% | 4950.1536 | 1854.0845 | 118.1979 | 0 | 14 | 22 | 2019 | 2051 | 100% | 0 | 0 | 0% | Normal | 0% | 281.6785 | 4.9575 | 0.28731 | kBTU/hr | 80 | 0 | 60 | 193.92 | 7119.6376 | 2666.6667 | 170 | 0 | 2023 | 0.92704 | RTF Wkbk - ResSF&MHExistingHVAC_v7_1 | RTF Wkbk - ResSF&MHExistingHVAC_v7_1 + RTF Wkbk - ResESGasFurnaces_v2_0 | Algorithm calc | Residential_Single Family Regular Income_New_Space Heating_Furnace_ASHP with AFUE 80% Backup
Residential_Single Family Regular Income_New_Space Heating_Natural Gas_Furnace_E6 | Residential | Single Family Regular Income | New | Space Heating | Natural Gas | Furnace | E6 | ASHP with AFUE 95% backup | 44.91% | 0% | 0% | 5446.2109 | 1854.0845 | 118.1979 | 0 | 14 | 22 | 2019 | 2051 | 100% | 0 | 0 | 0% | Normal | 0% | 237.2029 | 4.1748 | 0.24195 | kBTU/hr | 80 | 0 | 60 | 163.3011 | 7833.1 | 2666.6667 | 170 | 0 | 2023 | 0.92704 | RTF Wkbk - ResSF&MHExistingHVAC_v7_1 | RTF Wkbk - ResSF&MHExistingHVAC_v7_1 + RTF Wkbk - ResESGasFurnaces_v2_0 | Algorithm calc | Residential_Single Family Regular Income_New_Space Heating_Furnace_ASHP with AFUE 95% backup
Residential_Single Family Regular Income_New_Space Heating_Natural Gas_Furnace_E7 | Residential | Single Family Regular Income | New | Space Heating | Natural Gas | Furnace | E7 |  | 0% | 0% | 0% | 0 | 0 | 0 | 0 | 0 | 0 | 0 | 0 | 0% | 0 | 0 | 0% | Normal | 0% | 0 | 0 | 0 | [9 empty] | 0 | 0 |  |  |  | Residential_Single Family Regular Income_New_Space Heating_Furnace_
Residential_Single Family Regular Income_New_Space Heating_Natural Gas_Furnace_E8 | Residential | Single Family Regular Income | New | Space Heating | Natural Gas | Furnace | E8 |  | 0% | 0% | 0% | 0 | 0 | 0 | 0 | 0 | 0 | 0 | 0 | 0% | 0 | 0 | 0% | Normal | 0% | 0 | 0 | 0 | [9 empty] | 0 | 0 |  |  |  | Residential_Single Family Regular Income_New_Space Heating_Furnace_
Residential_Single Family Regular Income_New_Space Heating_Natural Gas_Furnace_E9 | Residential | Single Family Regular Income | New | Space Heating | Natural Gas | Furnace | E9 |  | 0% | 0% | 0% | 0 | 0 | 0 | 0 | 0 | 0 | 0 | 0 | 0% | 0 | 0 | 0% | Normal | 0% | 0 | 0 | 0 | [9 empty] | 0 | 0 |  |  |  | Residential_Single Family Regular Income_New_Space Heating_Furnace_
Residential_Single Family Regular Income_New_Space Heating_Natural Gas_Furnace_E10 | Residential | Single Family Regular Income | New | Space Heating | Natural Gas | Furnace | E10 |  | 0% | 0% | 0% | 0 | 0 | 0 | 0 | 0 | 0 | 0 | 0 | 0% | 0 | 0 | 0% | Normal | 0% | 0 | 0 | 0 | [9 empty] | 0 | 0 |  |  |  | Residential_Single Family Regular Income_New_Space Heating_Furnace_
Residential_Single Family Regular Income_New_Space Heating_Natural Gas_Boiler_E1 | Residential | Single Family Regular Income | New | Space Heating | Natural Gas | Boiler | E1 | AFUE 80% | 100% | 0% | 0% | 1188.6446 | 1188.6446 | 28.9913 | 0 | 20 | 30 | 2019 | 2020 | 100% | 0 | 0 | 0% | Normal | 0% | 345.2337 | 6.0761 | 0.35214 | kBTU/hr | 105 | 0 | 60 | 360.6 | 2050 | 2050 | 50 | 0 | 2018 | 1.0147 | EIA 2018 Tech Forecast | EIA 2018 Tech Forecast | BEST | Residential_Single Family Regular Income_New_Space Heating_Boiler_AFUE 80%
Residential_Single Family Regular Income_New_Space Heating_Natural Gas_Boiler_E2 | Residential | Single Family Regular Income | New | Space Heating | Natural Gas | Boiler | E2 | AFUE 82% | 97.84% | 0% | 0% | 1130.6619 | 1536.5405 | 52.1844 | 0 | 20 | 30 | 2019 | 2023 | 100% | 0 | 0 | 0% | Normal | 0% | 337.7661 | 5.9447 | 0.34452 | kBTU/hr | 105 | 0 | 60 | 352.8 | 1950 | 2650 | 90 | 0 | 2018 | 1.0147 | EIA 2018 Tech Forecast | EIA 2018 Tech Forecast | BEST | Residential_Single Family Regular Income_New_Space Heating_Boiler_AFUE 82%
Residential_Single Family Regular Income_New_Space Heating_Natural Gas_Boiler_E3 | Residential | Single Family Regular Income | New | Space Heating | Natural Gas | Boiler | E3 | AFUE 85% | 96.51% | 0% | 0% | 1505.9386 | 1642.8421 | 52.1844 | 0 | 20 | 30 | 2019 | 2023 | 100% | 0 | 0 | 0% | Normal | 0% | 333.1706 | 5.8638 | 0.33983 | kBTU/hr | 105 | 0 | 60 | 348 | 2597.2222 | 2833.3333 | 90 | 0 | 2018 | 1.0147 | EIA 2018 Tech Forecast | EIA 2018 Tech Forecast | BEST | Residential_Single Family Regular Income_New_Space Heating_Boiler_AFUE 85%
Residential_Single Family Regular Income_New_Space Heating_Natural Gas_Boiler_E4 | Residential | Single Family Regular Income | New | Space Heating | Natural Gas | Boiler | E4 | AFUE 90% | 90.68% | 0% | 0% | 1594.5232 | 1739.4798 | 52.1844 | 0 | 20 | 30 | 2019 | 2023 | 100% | 0 | 0 | 0% | Normal | 0% | 313.0655 | 5.51 | 0.31933 | kBTU/hr | 105 | 0 | 60 | 327 | 2750 | 3000 | 90 | 0 | 2018 | 1.0147 | EIA 2018 Tech Forecast | EIA 2018 Tech Forecast | BEST | Residential_Single Family Regular Income_New_Space Heating_Boiler_AFUE 90%
Residential_Single Family Regular Income_New_Space Heating_Natural Gas_Boiler_E5 | Residential | Single Family Regular Income | New | Space Heating | Natural Gas | Boiler | E5 | AFUE 95% | 84.36% | 0% | 0% | 2129.5178 | 1732.0079 | 52.1844 | 0 | 20 | 30 | 2019 | 2023 | 100% | 0 | 0 | 0% | Normal | 0% | 291.2371 | 5.1258 | 0.29706 | kBTU/hr | 105 | 0 | 60 | 304.2 | 3672.6804 | 2987.1134 | 90 | 0 | 2018 | 1.0147 | EIA 2018 Tech Forecast | EIA 2018 Tech Forecast | BEST | Residential_Single Family Regular Income_New_Space Heating_Boiler_AFUE 95%
Residential_Single Family Regular Income_New_Space Heating_Natural Gas_Boiler_E6 | Residential | Single Family Regular Income | New | Space Heating | Natural Gas | Boiler | E6 | Convert to Gas-Fired ASHP | 67.22% | 0% | 0% | 11770.4803 | 2029.3932 | 129.3738 | 0 | 12 | 18 | 2019 | 2051 | 100% | 0 | 0 | 0% | Normal | 0% | 232.0706 | 4.0844 | 0.23671 | kBTU/hr | 80 | 0 | 60 | 242.4 | 15466.6667 | 2666.6667 | 170 | 0 | 2018 | 1.0147 | EIA 2018 Tech Forecast | EIA 2018 Tech Forecast | AEG BEST | Residential_Single Family Regular Income_New_Space Heating_Boiler_Convert to Gas-Fired ASHP
Residential_Single Family Regular Income_New_Space Heating_Natural Gas_Boiler_E7 | Residential | Single Family Regular Income | New | Space Heating | Natural Gas | Boiler | E7 | ASHP with AFUE 80% Backup | 53.78% | 0% | 0% | 4950.1536 | 1854.0845 | 118.1979 | 0 | 14 | 22 | 2019 | 2051 | 100% | 0 | 0 | 0% | Normal | 0% | 185.6565 | 3.2676 | 0.18937 | kBTU/hr | 80 | 0 | 60 | 193.92 | 7119.6376 | 2666.6667 | 170 | 0 | 2023 | 0.92704 | RTF Wkbk - ResSF&MHExistingHVAC_v7_1 | RTF Wkbk - ResSF&MHExistingHVAC_v7_1 + RTF Wkbk - ResESGasFurnaces_v2_0 | Algorithm calc | Residential_Single Family Regular Income_New_Space Heating_Boiler_ASHP with AFUE 80% Backup
Residential_Single Family Regular Income_New_Space Heating_Natural Gas_Boiler_E8 | Residential | Single Family Regular Income | New | Space Heating | Natural Gas | Boiler | E8 | ASHP with AFUE 95% backup | 45.29% | 0% | 0% | 5446.2109 | 1854.0845 | 118.1979 | 0 | 14 | 22 | 2019 | 2051 | 100% | 0 | 0 | 0% | Normal | 0% | 156.3423 | 2.7516 | 0.15947 | kBTU/hr | 80 | 0 | 60 | 163.3011 | 7833.1 | 2666.6667 | 170 | 0 | 2023 | 0.92704 | RTF Wkbk - ResSF&MHExistingHVAC_v7_1 | RTF Wkbk - ResSF&MHExistingHVAC_v7_1 + RTF Wkbk - ResESGasFurnaces_v2_0 | Algorithm calc | Residential_Single Family Regular Income_New_Space Heating_Boiler_ASHP with AFUE 95% backup
Residential_Single Family Regular Income_New_Space Heating_Natural Gas_Boiler_E9 | Residential | Single Family Regular Income | New | Space Heating | Natural Gas | Boiler | E9 |  | 0% | 0% | 0% | 0 | 0 | 0 | 0 | 0 | 0 | 0 | 0 | 0% | 0 | 0 | 0% | Normal | 0% | 0 | 0 | 0 | [9 empty] | 0 | 0 |  |  |  | Residential_Single Family Regular Income_New_Space Heating_Boiler_
Residential_Single Family Regular Income_New_Space Heating_Natural Gas_Boiler_E10 | Residential | Single Family Regular Income | New | Space Heating | Natural Gas | Boiler | E10 |  | 0% | 0% | 0% | 0 | 0 | 0 | 0 | 0 | 0 | 0 | 0 | 0% | 0 | 0 | 0% | Normal | 0% | 0 | 0 | 0 | [9 empty] | 0 | 0 |  |  |  | Residential_Single Family Regular Income_New_Space Heating_Boiler_
Residential_Single Family Regular Income_New_Secondary Heating_Natural Gas_Fireplace_E1 | Residential | Single Family Regular Income | New | Secondary Heating | Natural Gas | Fireplace | E1 | Baseline (>50% FE) | 100% | 0% | 0% | 2567.1 | 1052 | 0 | 0 | 12 | 20 | 2019 | 2051 | 100% | 0 | 0 | 0% | Normal | 0% | 114.3567 | 1.0129 | 0.058703 | unit | 1 | 0 | 1 | 287.4458 | 2567.1 | 1052 | 0 | 0 | 2021 | 1 | RTF Wkbk - ResGasFireplaces_v1_0 | CA eTRM - Gas Fireplace, Residential - SWHC047-03 | AEG BEST / Market Profile | Residential_Single Family Regular Income_New_Secondary Heating_Fireplace_Baseline (>50% FE)
Residential_Single Family Regular Income_New_Secondary Heating_Natural Gas_Fireplace_E2 | Residential | Single Family Regular Income | New | Secondary Heating | Natural Gas | Fireplace | E2 | Tier 1 (70% FE) | 83.16% | 0% | 0% | 2896.46 | 1052 | -0.69855 | 0 | 12 | 20 | 2019 | 2051 | 100% | 0 | 0 | 0% | Normal | 0% | 95.0974 | 0.84233 | 0.048817 | unit | 1 | 0 | 1 | 239.0358 | 2896.46 | 1052 | -0.69855 | 0 | 2021 | 1 | RTF Wkbk - ResGasFireplaces_v1_0 | CA eTRM - Gas Fireplace, Residential - SWHC047-03 | AEG BEST / Market Profile | Residential_Single Family Regular Income_New_Secondary Heating_Fireplace_Tier 1 (70% FE)
Residential_Single Family Regular Income_New_Secondary Heating_Natural Gas_Fireplace_E3 | Residential | Single Family Regular Income | New | Secondary Heating | Natural Gas | Fireplace | E3 | Tier 2 (>75% FE) | 79.34% | 0% | 0% | 2972.5 | 1052 | -0.69855 | 0 | 12 | 20 | 2019 | 2051 | 100% | 0 | 0 | 0% | Normal | 0% | 90.7291 | 0.80363 | 0.046574 | unit | 1 | 0 | 1 | 228.0558 | 2972.5 | 1052 | -0.69855 | 0 | 2021 | 1 | RTF Wkbk - ResGasFireplaces_v1_0 | CA eTRM - Gas Fireplace, Residential - SWHC047-03 | AEG BEST / Market Profile | Residential_Single Family Regular Income_New_Secondary Heating_Fireplace_Tier 2 (>75% FE)
Residential_Single Family Regular Income_New_Secondary Heating_Natural Gas_Fireplace_E4 | Residential | Single Family Regular Income | New | Secondary Heating | Natural Gas | Fireplace | E4 |  | 0% | 0% | 0% | 0 | 0 | 0 | 0 | 0 | 0 | 0 | 0 | 0% | 0 | 0 | 0% | Normal | 0% | 0 | 0 | 0 | [9 empty] | 0 | 0 |  |  |  | Residential_Single Family Regular Income_New_Secondary Heating_Fireplace_
Residential_Single Family Regular Income_New_Secondary Heating_Natural Gas_Fireplace_E5 | Residential | Single Family Regular Income | New | Secondary Heating | Natural Gas | Fireplace | E5 |  | 0% | 0% | 0% | 0 | 0 | 0 | 0 | 0 | 0 | 0 | 0 | 0% | 0 | 0 | 0% | Normal | 0% | 0 | 0 | 0 | [9 empty] | 0 | 0 |  |  |  | Residential_Single Family Regular Income_New_Secondary Heating_Fireplace_
Residential_Single Family Regular Income_New_Secondary Heating_Natural Gas_Fireplace_E6 | Residential | Single Family Regular Income | New | Secondary Heating | Natural Gas | Fireplace | E6 |  | 0% | 0% | 0% | 0 | 0 | 0 | 0 | 0 | 0 | 0 | 0 | 0% | 0 | 0 | 0% | Normal | 0% | 0 | 0 | 0 | [9 empty] | 0 | 0 |  |  |  | Residential_Single Family Regular Income_New_Secondary Heating_Fireplace_
Residential_Single Family Regular Income_New_Secondary Heating_Natural Gas_Fireplace_E7 | Residential | Single Family Regular Income | New | Secondary Heating | Natural Gas | Fireplace | E7 |  | 0% | 0% | 0% | 0 | 0 | 0 | 0 | 0 | 0 | 0 | 0 | 0% | 0 | 0 | 0% | Normal | 0% | 0 | 0 | 0 | [9 empty] | 0 | 0 |  |  |  | Residential_Single Family Regular Income_New_Secondary Heating_Fireplace_
Residential_Single Family Regular Income_New_Secondary Heating_Natural Gas_Fireplace_E8 | Residential | Single Family Regular Income | New | Secondary Heating | Natural Gas | Fireplace | E8 |  | 0% | 0% | 0% | 0 | 0 | 0 | 0 | 0 | 0 | 0 | 0 | 0% | 0 | 0 | 0% | Normal | 0% | 0 | 0 | 0 | [9 empty] | 0 | 0 |  |  |  | Residential_Single Family Regular Income_New_Secondary Heating_Fireplace_
Residential_Single Family Regular Income_New_Secondary Heating_Natural Gas_Fireplace_E9 | Residential | Single Family Regular Income | New | Secondary Heating | Natural Gas | Fireplace | E9 |  | 0% | 0% | 0% | 0 | 0 | 0 | 0 | 0 | 0 | 0 | 0 | 0% | 0 | 0 | 0% | Normal | 0% | 0 | 0 | 0 | [9 empty] | 0 | 0 |  |  |  | Residential_Single Family Regular Income_New_Secondary Heating_Fireplace_
Residential_Single Family Regular Income_New_Secondary Heating_Natural Gas_Fireplace_E10 | Residential | Single Family Regular Income | New | Secondary Heating | Natural Gas | Fireplace | E10 |  | 0% | 0% | 0% | 0 | 0 | 0 | 0 | 0 | 0 | 0 | 0 | 0% | 0 | 0 | 0% | Normal | 0% | 0 | 0 | 0 | [9 empty] | 0 | 0 |  |  |  | Residential_Single Family Regular Income_New_Secondary Heating_Fireplace_
Residential_Single Family Regular Income_New_Water Heating_Natural Gas_Water Heater (<= 55 gal)_E1 | Residential | Single Family Regular Income | New | Water Heating | Natural Gas | Water Heater (<= 55 gal) | E1 | UEF 0.58 (Standard) | 100% | 0% | 0% | 539.7178 | 588.5979 | 0 | 0 | 10 | 16 | 2019 | 2023 | 100% | 0 | 0 | 0% | Normal | 0% | 148.985 | 0.49165 | 0.0387 | unit | 1 | 0 | 1 | 167.8101 | 530 | 578 | 0 | 0 | 2020 | 1.0183 | RTF WkBk - ResGasWH_v2_0 | RTF WkBk - ResGasWH_v2_0 | AEG BEST / Market Profile Calculations | Residential_Single Family Regular Income_New_Water Heating_Water Heater (<= 55 gal)_UEF 0.58 (Standard)
Residential_Single Family Regular Income_New_Water Heating_Natural Gas_Water Heater (<= 55 gal)_E2 | Residential | Single Family Regular Income | New | Water Heating | Natural Gas | Water Heater (<= 55 gal) | E2 | UEF 0.64 (ENERGY STAR 4.0) | 90.62% | 0% | 0% | 684.3215 | 588.5979 | 0 | 0 | 10 | 16 | 2019 | 2023 | 100% | 0 | 0 | 0% | Normal | 0% | 135.0177 | 0.44556 | 0.035071 | unit | 1 | 0 | 1 | 152.0779 | 672 | 578 | 0 | 0 | 2020 | 1.0183 | RTF WkBk - ResGasWH_v2_0 | RTF WkBk - ResGasWH_v2_0 | AEG BEST / Market Profile Calculations | Residential_Single Family Regular Income_New_Water Heating_Water Heater (<= 55 gal)_UEF 0.64 (ENERGY STAR 4.0)
Residential_Single Family Regular Income_New_Water Heating_Natural Gas_Water Heater (<= 55 gal)_E3 | Residential | Single Family Regular Income | New | Water Heating | Natural Gas | Water Heater (<= 55 gal) | E3 | UEF 0.81 (ENERGY STAR 5.0) | 71.6% | 0% | 0% | 2276.9982 | 1315.6895 | 0 | 0 | 10 | 16 | 2019 | 2023 | 100% | 0 | 0 | 0% | Normal | 0% | 106.6806 | 0.35205 | 0.027711 | unit | 1 | 0 | 1 | 120.1604 | 2236 | 1292 | 0 | 0 | 2020 | 1.0183 | RTF WkBk - ResGasWH_v2_0 | RTF WkBk - ResGasWH_v2_0 | AEG BEST / Market Profile Calculations | Residential_Single Family Regular Income_New_Water Heating_Water Heater (<= 55 gal)_UEF 0.81 (ENERGY STAR 5.0)
Residential_Single Family Regular Income_New_Water Heating_Natural Gas_Water Heater (<= 55 gal)_E4 | Residential | Single Family Regular Income | New | Water Heating | Natural Gas | Water Heater (<= 55 gal) | E4 | UEF 0.87 (Instantaneous, ENERGY STAR 4.0) | 66.67% | 0% | 0% | 874.7842 | 1427.8716 | 0 | 0 | 15 | 25 | 2019 | 2023 | 100% | 0 | 0 | 0% | Normal | 0% | 99.3233 | 0.32777 | 0.0258 | unit | 1 | 0 | 1 | 111.8734 | 859.0334 | 1402.1622 | 0 | 0 | 2020 | 1.0183 | RTF WkBk - ResGasWH_v2_0 | RTF WkBk - ResGasWH_v2_0 - AEG Adjusted | AEG BEST / Market Profile Calculations | Residential_Single Family Regular Income_New_Water Heating_Water Heater (<= 55 gal)_UEF 0.87 (Instantaneous, ENERGY STAR 4.0)
Residential_Single Family Regular Income_New_Water Heating_Natural Gas_Water Heater (<= 55 gal)_E5 | Residential | Single Family Regular Income | New | Water Heating | Natural Gas | Water Heater (<= 55 gal) | E5 | UEF 0.95 (Instantaneous, ENERGY STAR 5.0) | 63.74% | 0% | 0% | 1183.5883 | 1427.8716 | 0 | 0 | 15 | 25 | 2019 | 2023 | 100% | 0 | 0 | 0% | Normal | 0% | 94.9575 | 0.31336 | 0.024666 | unit | 1 | 0 | 1 | 106.9559 | 1162.2773 | 1402.1622 | 0 | 0 | 2020 | 1.0183 | RTF WkBk - ResGasWH_v2_0 | RTF WkBk - ResGasWH_v2_0 - AEG Adjusted | AEG BEST / Market Profile Calculations | Residential_Single Family Regular Income_New_Water Heating_Water Heater (<= 55 gal)_UEF 0.95 (Instantaneous, ENERGY STAR 5.0)
Residential_Single Family Regular Income_New_Water Heating_Natural Gas_Water Heater (<= 55 gal)_E6 | Residential | Single Family Regular Income | New | Water Heating | Natural Gas | Water Heater (<= 55 gal) | E6 | UEF 1.0+ (Gas-Fired HPWH) | 54.72% | 0% | 0% | 2627.2224 | 2573.2687 | 0 | 0 | 10 | 16 | 2019 | 2051 | 30% | 0 | 0 | 0% | Normal | 0% | 81.5201 | 0.26902 | 0.021175 | unit | 1 | 0 | 1 | 91.8206 | 2471.2858 | 2420.5345 | 0 | 0 | 2017 | 1.0631 | RTF WkBk - ResGasWH_v2_0 | Modified EIA 2018 Tech Forecast and Regional Technical Forum | AEG BEST / Market Profile Calculations | Residential_Single Family Regular Income_New_Water Heating_Water Heater (<= 55 gal)_UEF 1.0+ (Gas-Fired HPWH)
Residential_Single Family Regular Income_New_Water Heating_Natural Gas_Water Heater (<= 55 gal)_E7 | Residential | Single Family Regular Income | New | Water Heating | Natural Gas | Water Heater (<= 55 gal) | E7 | NEEA Gas-Fired Absorption HPWH (COP 1.3) | 44.62% | 0% | 0% | 5425.462 | 735.0259 | 0 | 0 | 6 | 20 | 2023 | 2051 | 30% | 0 | 0 | 0% | Normal | 0% | 66.4702 | 0.21935 | 0.017266 | unit | 1 | 0 | 1 | 74.8691 | 5166.9245 | 700 | 0 | 0 | 2018 | 1.05 | EIA 2018 Tech Forecast | Modified EIA 2018 Tech Forecast | IL TRM - 5.4.2 - RS-HWE-GWHT-V09-210101 | Residential_Single Family Regular Income_New_Water Heating_Water Heater (<= 55 gal)_NEEA Gas-Fired Absorption HPWH (COP 1.3)
Residential_Single Family Regular Income_New_Water Heating_Natural Gas_Water Heater (<= 55 gal)_E8 | Residential | Single Family Regular Income | New | Water Heating | Natural Gas | Water Heater (<= 55 gal) | E8 |  | 0% | 0% | 0% | 0 | 0 | 0 | 0 | 0 | 0 | 0 | 0 | 0% | 0 | 0 | 0% | Normal | 0% | 0 | 0 | 0 | [9 empty] | 0 | 0 |  |  |  | Residential_Single Family Regular Income_New_Water Heating_Water Heater (<= 55 gal)_
Residential_Single Family Regular Income_New_Water Heating_Natural Gas_Water Heater (<= 55 gal)_E9 | Residential | Single Family Regular Income | New | Water Heating | Natural Gas | Water Heater (<= 55 gal) | E9 |  | 0% | 0% | 0% | 0 | 0 | 0 | 0 | 0 | 0 | 0 | 0 | 0% | 0 | 0 | 0% | Normal | 0% | 0 | 0 | 0 | [9 empty] | 0 | 0 |  |  |  | Residential_Single Family Regular Income_New_Water Heating_Water Heater (<= 55 gal)_
Residential_Single Family Regular Income_New_Water Heating_Natural Gas_Water Heater (<= 55 gal)_E10 | Residential | Single Family Regular Income | New | Water Heating | Natural Gas | Water Heater (<= 55 gal) | E10 |  | 0% | 0% | 0% | 0 | 0 | 0 | 0 | 0 | 0 | 0 | 0 | 0% | 0 | 0 | 0% | Normal | 0% | 0 | 0 | 0 | [9 empty] | 0 | 0 |  |  |  | Residential_Single Family Regular Income_New_Water Heating_Water Heater (<= 55 gal)_
Residential_Single Family Regular Income_New_Water Heating_Natural Gas_Water Heater (> 55 gal)_E1 | Residential | Single Family Regular Income | New | Water Heating | Natural Gas | Water Heater (> 55 gal) | E1 | UEF 0.76 (Standard) | 100% | 0% | 0% | 620.6755 | 676.8876 | 0 | 0 | 10 | 16 | 2019 | 2023 | 100% | 0 | 0 | 0% | Normal | 0% | 148.985 | 0.49165 | 0.0387 | unit | 1 | 0 | 1 | 128.0656 | 609.5 | 664.7 | 0 | 0 | 2020 | 1.0183 | Same as small WH | Scaled from small WH | AEG BEST / Market Profile Calculations | Residential_Single Family Regular Income_New_Water Heating_Water Heater (> 55 gal)_UEF 0.76 (Standard)
Residential_Single Family Regular Income_New_Water Heating_Natural Gas_Water Heater (> 55 gal)_E2 | Residential | Single Family Regular Income | New | Water Heating | Natural Gas | Water Heater (> 55 gal) | E2 | UEF 0.78 (ENERGY STAR 4.0) | 97.44% | 0% | 0% | 786.9697 | 676.8876 | 0 | 0 | 10 | 16 | 2019 | 2023 | 100% | 0 | 0 | 0% | Normal | 0% | 145.1649 | 0.47904 | 0.037707 | unit | 1 | 0 | 1 | 124.7819 | 772.8 | 664.7 | 0 | 0 | 2020 | 1.0183 | Same as small WH | Scaled from small WH | AEG BEST / Market Profile Calculations | Residential_Single Family Regular Income_New_Water Heating_Water Heater (> 55 gal)_UEF 0.78 (ENERGY STAR 4.0)
Residential_Single Family Regular Income_New_Water Heating_Natural Gas_Water Heater (> 55 gal)_E3 | Residential | Single Family Regular Income | New | Water Heating | Natural Gas | Water Heater (> 55 gal) | E3 | UEF 0.86 (ENERGY STAR 5.0) | 93.83% | 0% | 0% | 2618.548 | 1513.0429 | 0 | 0 | 10 | 16 | 2019 | 2023 | 100% | 0 | 0 | 0% | Normal | 0% | 139.7884 | 0.4613 | 0.036311 | unit | 1 | 0 | 1 | 120.1604 | 2571.4 | 1485.8 | 0 | 0 | 2020 | 1.0183 | Same as small WH | Scaled from small WH | AEG BEST / Market Profile Calculations | Residential_Single Family Regular Income_New_Water Heating_Water Heater (> 55 gal)_UEF 0.86 (ENERGY STAR 5.0)
Residential_Single Family Regular Income_New_Water Heating_Natural Gas_Water Heater (> 55 gal)_E4 | Residential | Single Family Regular Income | New | Water Heating | Natural Gas | Water Heater (> 55 gal) | E4 | UEF 0.87 (Instantaneous, ENERGY STAR 4.0) | 87.36% | 0% | 0% | 1006.0018 | 1642.0523 | 0 | 0 | 15 | 25 | 2019 | 2023 | 100% | 0 | 0 | 0% | Normal | 0% | 130.1478 | 0.42949 | 0.033806 | unit | 1 | 0 | 1 | 111.8734 | 987.8884 | 1612.4865 | 0 | 0 | 2020 | 1.0183 | Same as small WH | Scaled from small WH | AEG BEST / Market Profile Calculations | Residential_Single Family Regular Income_New_Water Heating_Water Heater (> 55 gal)_UEF 0.87 (Instantaneous, ENERGY STAR 4.0)
Residential_Single Family Regular Income_New_Water Heating_Natural Gas_Water Heater (> 55 gal)_E5 | Residential | Single Family Regular Income | New | Water Heating | Natural Gas | Water Heater (> 55 gal) | E5 | UEF 0.95 (Instantaneous, ENERGY STAR 5.0) | 83.52% | 0% | 0% | 1361.1265 | 1642.0523 | 0 | 0 | 15 | 25 | 2019 | 2023 | 100% | 0 | 0 | 0% | Normal | 0% | 124.427 | 0.41061 | 0.03232 | unit | 1 | 0 | 1 | 106.9559 | 1336.6189 | 1612.4865 | 0 | 0 | 2020 | 1.0183 | Same as small WH | Scaled from small WH | AEG BEST / Market Profile Calculations | Residential_Single Family Regular Income_New_Water Heating_Water Heater (> 55 gal)_UEF 0.95 (Instantaneous, ENERGY STAR 5.0)
Residential_Single Family Regular Income_New_Water Heating_Natural Gas_Water Heater (> 55 gal)_E6 | Residential | Single Family Regular Income | New | Water Heating | Natural Gas | Water Heater (> 55 gal) | E6 | UEF 1.0+ (Gas-Fired HPWH) | 71.7% | 0% | 0% | 3021.3057 | 2959.259 | 0 | 0 | 10 | 16 | 2019 | 2051 | 30% | 0 | 0 | 0% | Normal | 0% | 106.8194 | 0.3525 | 0.027747 | unit | 1 | 0 | 1 | 91.8206 | 2841.9786 | 2783.6147 | 0 | 0 | 2017 | 1.0631 | Same as small WH | Scaled from small WH | AEG BEST / Market Profile Calculations | Residential_Single Family Regular Income_New_Water Heating_Water Heater (> 55 gal)_UEF 1.0+ (Gas-Fired HPWH)
Residential_Single Family Regular Income_New_Water Heating_Natural Gas_Water Heater (> 55 gal)_E7 | Residential | Single Family Regular Income | New | Water Heating | Natural Gas | Water Heater (> 55 gal) | E7 | NEEA Gas-Fired Absorption HPWH (COP 1.3) | 58.46% | 0% | 0% | 6239.2813 | 845.2798 | 0 | 0 | 6 | 20 | 2024 | 2051 | 30% | 0 | 0 | 0% | Normal | 0% | 87.0989 | 0.28743 | 0.022624 | unit | 1 | 0 | 1 | 74.8691 | 5941.9632 | 805 | 0 | 0 | 2018 | 1.05 | Scaled from small | Scaled from small | IL TRM - 5.4.2 - RS-HWE-GWHT-V09-210101 | Residential_Single Family Regular Income_New_Water Heating_Water Heater (> 55 gal)_NEEA Gas-Fired Absorption HPWH (COP 1.3)
Residential_Single Family Regular Income_New_Water Heating_Natural Gas_Water Heater (> 55 gal)_E8 | Residential | Single Family Regular Income | New | Water Heating | Natural Gas | Water Heater (> 55 gal) | E8 |  | 0% | 0% | 0% | 0 | 0 | 0 | 0 | 0 | 0 | 0 | 0 | 0% | 0 | 0 | 0% | Normal | 0% | 0 | 0 | 0 | [9 empty] | 0 | 0 |  |  |  | Residential_Single Family Regular Income_New_Water Heating_Water Heater (> 55 gal)_
Residential_Single Family Regular Income_New_Water Heating_Natural Gas_Water Heater (> 55 gal)_E9 | Residential | Single Family Regular Income | New | Water Heating | Natural Gas | Water Heater (> 55 gal) | E9 |  | 0% | 0% | 0% | 0 | 0 | 0 | 0 | 0 | 0 | 0 | 0 | 0% | 0 | 0 | 0% | Normal | 0% | 0 | 0 | 0 | [9 empty] | 0 | 0 |  |  |  | Residential_Single Family Regular Income_New_Water Heating_Water Heater (> 55 gal)_
Residential_Single Family Regular Income_New_Water Heating_Natural Gas_Water Heater (> 55 gal)_E10 | Residential | Single Family Regular Income | New | Water Heating | Natural Gas | Water Heater (> 55 gal) | E10 |  | 0% | 0% | 0% | 0 | 0 | 0 | 0 | 0 | 0 | 0 | 0 | 0% | 0 | 0 | 0% | Normal | 0% | 0 | 0 | 0 | [9 empty] | 0 | 0 |  |  |  | Residential_Single Family Regular Income_New_Water Heating_Water Heater (> 55 gal)_
Residential_Single Family Regular Income_New_Appliances_Natural Gas_Clothes Dryer_E1 | Residential | Single Family Regular Income | New | Appliances | Natural Gas | Clothes Dryer | E1 | Standard | 100% | 0% | 0% | 525.0185 | 168.0059 | 0 | 0 | 9 | 15 | 2019 | 2051 | 100% | 0 | 0 | 0% | Normal | 0% | 15.619 | 0.042792 | 0.001783 | units | 1 | 0 | 1 | 29.1837 | 500 | 160 | 0 | 0 | 2018 | 1.05 | RTF Workbook - ResClothesDryers_v4.1 | EIA 2018 Tech Forecast | RTF Workbook - ResClothesDryers_v4.1 | Residential_Single Family Regular Income_New_Appliances_Clothes Dryer_Standard
Residential_Single Family Regular Income_New_Appliances_Natural Gas_Clothes Dryer_E2 | Residential | Single Family Regular Income | New | Appliances | Natural Gas | Clothes Dryer | E2 | NEEA/ENERGY STAR (CE >60%) | 94.43% | 0% | 0% | 574.0737 | 170.0959 | 0 | 0 | 9 | 15 | 2019 | 2051 | 100% | 0 | 0 | 0% | Normal | 0% | 14.7486 | 0.040407 | 0.0016836 | units | 1 | 0 | 1 | 27.5575 | 540 | 160 | 0 | 0 | 2017 | 1.0631 | RTF Workbook - ResClothesDryers_v4.1 | RTF Workbook - ResClothesDryers_v4.1 | RTF Workbook - ResClothesDryers_v4.1 | Residential_Single Family Regular Income_New_Appliances_Clothes Dryer_NEEA/ENERGY STAR (CE >60%)
Residential_Single Family Regular Income_New_Appliances_Natural Gas_Clothes Dryer_E3 | Residential | Single Family Regular Income | New | Appliances | Natural Gas | Clothes Dryer | E3 |  | 0% | 0% | 0% | 0 | 0 | 0 | 0 | 0 | 0 | 0 | 0 | 0% | 0 | 0 | 0% | Normal | 0% | 0 | 0 | 0 | [9 empty] | 0 | 0 |  |  |  | Residential_Single Family Regular Income_New_Appliances_Clothes Dryer_
Residential_Single Family Regular Income_New_Appliances_Natural Gas_Clothes Dryer_E4 | Residential | Single Family Regular Income | New | Appliances | Natural Gas | Clothes Dryer | E4 |  | 0% | 0% | 0% | 0 | 0 | 0 | 0 | 0 | 0 | 0 | 0 | 0% | 0 | 0 | 0% | Normal | 0% | 0 | 0 | 0 | [9 empty] | 0 | 0 |  |  |  | Residential_Single Family Regular Income_New_Appliances_Clothes Dryer_
Residential_Single Family Regular Income_New_Appliances_Natural Gas_Clothes Dryer_E5 | Residential | Single Family Regular Income | New | Appliances | Natural Gas | Clothes Dryer | E5 |  | 0% | 0% | 0% | 0 | 0 | 0 | 0 | 0 | 0 | 0 | 0 | 0% | 0 | 0 | 0% | Normal | 0% | 0 | 0 | 0 | [9 empty] | 0 | 0 |  |  |  | Residential_Single Family Regular Income_New_Appliances_Clothes Dryer_
Residential_Single Family Regular Income_New_Appliances_Natural Gas_Clothes Dryer_E6 | Residential | Single Family Regular Income | New | Appliances | Natural Gas | Clothes Dryer | E6 |  | 0% | 0% | 0% | 0 | 0 | 0 | 0 | 0 | 0 | 0 | 0 | 0% | 0 | 0 | 0% | Normal | 0% | 0 | 0 | 0 | [9 empty] | 0 | 0 |  |  |  | Residential_Single Family Regular Income_New_Appliances_Clothes Dryer_
Residential_Single Family Regular Income_New_Appliances_Natural Gas_Clothes Dryer_E7 | Residential | Single Family Regular Income | New | Appliances | Natural Gas | Clothes Dryer | E7 |  | 0% | 0% | 0% | 0 | 0 | 0 | 0 | 0 | 0 | 0 | 0 | 0% | 0 | 0 | 0% | Normal | 0% | 0 | 0 | 0 | [9 empty] | 0 | 0 |  |  |  | Residential_Single Family Regular Income_New_Appliances_Clothes Dryer_
Residential_Single Family Regular Income_New_Appliances_Natural Gas_Clothes Dryer_E8 | Residential | Single Family Regular Income | New | Appliances | Natural Gas | Clothes Dryer | E8 |  | 0% | 0% | 0% | 0 | 0 | 0 | 0 | 0 | 0 | 0 | 0 | 0% | 0 | 0 | 0% | Normal | 0% | 0 | 0 | 0 | [9 empty] | 0 | 0 |  |  |  | Residential_Single Family Regular Income_New_Appliances_Clothes Dryer_
Residential_Single Family Regular Income_New_Appliances_Natural Gas_Clothes Dryer_E9 | Residential | Single Family Regular Income | New | Appliances | Natural Gas | Clothes Dryer | E9 |  | 0% | 0% | 0% | 0 | 0 | 0 | 0 | 0 | 0 | 0 | 0 | 0% | 0 | 0 | 0% | Normal | 0% | 0 | 0 | 0 | [9 empty] | 0 | 0 |  |  |  | Residential_Single Family Regular Income_New_Appliances_Clothes Dryer_
Residential_Single Family Regular Income_New_Appliances_Natural Gas_Clothes Dryer_E10 | Residential | Single Family Regular Income | New | Appliances | Natural Gas | Clothes Dryer | E10 |  | 0% | 0% | 0% | 0 | 0 | 0 | 0 | 0 | 0 | 0 | 0 | 0% | 0 | 0 | 0% | Normal | 0% | 0 | 0 | 0 | [9 empty] | 0 | 0 |  |  |  | Residential_Single Family Regular Income_New_Appliances_Clothes Dryer_
Residential_Single Family Regular Income_New_Appliances_Natural Gas_Stove/Oven_E1 | Residential | Single Family Regular Income | New | Appliances | Natural Gas | Stove/Oven | E1 | EF 0.399 | 100% | 0% | 0% | 861.0304 | 115.5041 | 0 | 0 | 9 | 15 | 2019 | 2051 | 100% | 0 | 0 | 0% | Normal | 0% | 17.8258 | 0.063489 | 0.012698 | units | 1 | 0 | 1 | 31.82 | 820 | 110 | 0 | 0 | 2018 | 1.05 | EIA 2018 Appendix A | EIA 2018 Appendix A | EIA 2018 Appendix A | Residential_Single Family Regular Income_New_Appliances_Stove/Oven_EF 0.399
Residential_Single Family Regular Income_New_Appliances_Natural Gas_Stove/Oven_E2 | Residential | Single Family Regular Income | New | Appliances | Natural Gas | Stove/Oven | E2 | High Efficiency (730 + 1660 IAEC) | 75.11% | 0% | 0% | 913.5322 | 115.5041 | 0 | 0 | 9 | 15 | 2019 | 2051 | 100% | 0 | 0 | 0% | Normal | 0% | 13.389 | 0.047687 | 0.0095373 | units | 1 | 0 | 1 | 23.9 | 870 | 110 | 0 | 0 | 2018 | 1.05 | EIA 2018 Appendix A | EIA 2018 Appendix A | EIA 2018 Appendix A | Residential_Single Family Regular Income_New_Appliances_Stove/Oven_High Efficiency (730 + 1660 IAEC)
Residential_Single Family Regular Income_New_Appliances_Natural Gas_Stove/Oven_E3 | Residential | Single Family Regular Income | New | Appliances | Natural Gas | Stove/Oven | E3 |  | 0% | 0% | 0% | 0 | 0 | 0 | 0 | 0 | 0 | 0 | 0 | 0% | 0 | 0 | 0% | Normal | 0% | 0 | 0 | 0 | [9 empty] | 0 | 0 |  |  |  | Residential_Single Family Regular Income_New_Appliances_Stove/Oven_
Residential_Single Family Regular Income_New_Appliances_Natural Gas_Stove/Oven_E4 | Residential | Single Family Regular Income | New | Appliances | Natural Gas | Stove/Oven | E4 |  | 0% | 0% | 0% | 0 | 0 | 0 | 0 | 0 | 0 | 0 | 0 | 0% | 0 | 0 | 0% | Normal | 0% | 0 | 0 | 0 | [9 empty] | 0 | 0 |  |  |  | Residential_Single Family Regular Income_New_Appliances_Stove/Oven_
Residential_Single Family Regular Income_New_Appliances_Natural Gas_Stove/Oven_E5 | Residential | Single Family Regular Income | New | Appliances | Natural Gas | Stove/Oven | E5 |  | 0% | 0% | 0% | 0 | 0 | 0 | 0 | 0 | 0 | 0 | 0 | 0% | 0 | 0 | 0% | Normal | 0% | 0 | 0 | 0 | [9 empty] | 0 | 0 |  |  |  | Residential_Single Family Regular Income_New_Appliances_Stove/Oven_
Residential_Single Family Regular Income_New_Appliances_Natural Gas_Stove/Oven_E6 | Residential | Single Family Regular Income | New | Appliances | Natural Gas | Stove/Oven | E6 |  | 0% | 0% | 0% | 0 | 0 | 0 | 0 | 0 | 0 | 0 | 0 | 0% | 0 | 0 | 0% | Normal | 0% | 0 | 0 | 0 | [9 empty] | 0 | 0 |  |  |  | Residential_Single Family Regular Income_New_Appliances_Stove/Oven_
Residential_Single Family Regular Income_New_Appliances_Natural Gas_Stove/Oven_E7 | Residential | Single Family Regular Income | New | Appliances | Natural Gas | Stove/Oven | E7 |  | 0% | 0% | 0% | 0 | 0 | 0 | 0 | 0 | 0 | 0 | 0 | 0% | 0 | 0 | 0% | Normal | 0% | 0 | 0 | 0 | [9 empty] | 0 | 0 |  |  |  | Residential_Single Family Regular Income_New_Appliances_Stove/Oven_
Residential_Single Family Regular Income_New_Appliances_Natural Gas_Stove/Oven_E8 | Residential | Single Family Regular Income | New | Appliances | Natural Gas | Stove/Oven | E8 |  | 0% | 0% | 0% | 0 | 0 | 0 | 0 | 0 | 0 | 0 | 0 | 0% | 0 | 0 | 0% | Normal | 0% | 0 | 0 | 0 | [9 empty] | 0 | 0 |  |  |  | Residential_Single Family Regular Income_New_Appliances_Stove/Oven_
Residential_Single Family Regular Income_New_Appliances_Natural Gas_Stove/Oven_E9 | Residential | Single Family Regular Income | New | Appliances | Natural Gas | Stove/Oven | E9 |  | 0% | 0% | 0% | 0 | 0 | 0 | 0 | 0 | 0 | 0 | 0 | 0% | 0 | 0 | 0% | Normal | 0% | 0 | 0 | 0 | [9 empty] | 0 | 0 |  |  |  | Residential_Single Family Regular Income_New_Appliances_Stove/Oven_
Residential_Single Family Regular Income_New_Appliances_Natural Gas_Stove/Oven_E10 | Residential | Single Family Regular Income | New | Appliances | Natural Gas | Stove/Oven | E10 |  | 0% | 0% | 0% | 0 | 0 | 0 | 0 | 0 | 0 | 0 | 0 | 0% | 0 | 0 | 0% | Normal | 0% | 0 | 0 | 0 | [9 empty] | 0 | 0 |  |  |  | Residential_Single Family Regular Income_New_Appliances_Stove/Oven_
Residential_Single Family Regular Income_New_Miscellaneous_Natural Gas_Pool Heater_E1 | Residential | Single Family Regular Income | New | Miscellaneous | Natural Gas | Pool Heater | E1 | Standard (EF 0.82) | 100% | 0% | 0% | 2127.3029 | 814.6684 | 0 | 0 | 8 | 12 | 2019 | 2051 | 100% | 0 | 0 | 0% | Normal | 0% | 76.6466 | 0.20999 | 0.0087496 | units | 1 | 0 | 1 | 1004 | 2089 | 800 | 0 | 0 | 2020 | 1.0183 | CA eTRM - Pool Heater, Residential | CA eTRM - Pool Heater, Residential | CA eTRM - Pool Heater, Residential | Residential_Single Family Regular Income_New_Miscellaneous_Pool Heater_Standard (EF 0.82)
Residential_Single Family Regular Income_New_Miscellaneous_Natural Gas_Pool Heater_E2 | Residential | Single Family Regular Income | New | Miscellaneous | Natural Gas | Pool Heater | E2 | High Efficiency (EF 0.84) | 96.41% | 0% | 0% | 2758.6709 | 814.6684 | 0 | 0 | 8 | 12 | 2019 | 2051 | 100% | 0 | 0 | 0% | Normal | 0% | 73.8983 | 0.20246 | 0.0084359 | units | 1 | 0 | 1 | 968 | 2709 | 800 | 0 | 0 | 2020 | 1.0183 | CA eTRM - Pool Heater, Residential | CA eTRM - Pool Heater, Residential | CA eTRM - Pool Heater, Residential | Residential_Single Family Regular Income_New_Miscellaneous_Pool Heater_High Efficiency (EF 0.84)
Residential_Single Family Regular Income_New_Miscellaneous_Natural Gas_Pool Heater_E3 | Residential | Single Family Regular Income | New | Miscellaneous | Natural Gas | Pool Heater | E3 | Condensing (EF .94) | 85.46% | 0% | 0% | 5028.5408 | 916.502 | 0 | 0 | 8 | 12 | 2019 | 2051 | 100% | 0 | 0 | 0% | Normal | 0% | 65.5008 | 0.17945 | 0.0074773 | units | 1 | 0 | 1 | 858 | 4938 | 900 | 0 | 0 | 2020 | 1.0183 | CA eTRM - Pool Heater, Residential | CA eTRM - Pool Heater, Residential | CA eTRM - Pool Heater, Residential | Residential_Single Family Regular Income_New_Miscellaneous_Pool Heater_Condensing (EF .94)
Residential_Single Family Regular Income_New_Miscellaneous_Natural Gas_Pool Heater_E4 | Residential | Single Family Regular Income | New | Miscellaneous | Natural Gas | Pool Heater | E4 | Condensing w/Imp. HX (EF 0.95) | 84.6% | 0% | 0% | 5082.0359 | 916.502 | 0 | 0 | 8 | 12 | 2019 | 2051 | 100% | 0 | 0 | 0% | Normal | 0% | 64.8458 | 0 | 0 | units | 1 | 0 | 1 | 849.42 | 4990.5319 | 900 | 0 | 0 | 2020 | 1.0183 | CA eTRM - Pool Heater, Residential | CA eTRM - Pool Heater, Residential | CA eTRM - Pool Heater, Residential | Residential_Single Family Regular Income_New_Miscellaneous_Pool Heater_Condensing w/Imp. HX (EF 0.95)
Residential_Single Family Regular Income_New_Miscellaneous_Natural Gas_Pool Heater_E5 | Residential | Single Family Regular Income | New | Miscellaneous | Natural Gas | Pool Heater | E5 |  | 0% | 0% | 0% | 0 | 0 | 0 | 0 | 0 | 0 | 0 | 0 | 0% | 0 | 0 | 0% | Normal | 0% | 0 | 0 | 0 | [9 empty] | 0 | 0 |  |  |  | Residential_Single Family Regular Income_New_Miscellaneous_Pool Heater_
Residential_Single Family Regular Income_New_Miscellaneous_Natural Gas_Pool Heater_E6 | Residential | Single Family Regular Income | New | Miscellaneous | Natural Gas | Pool Heater | E6 |  | 0% | 0% | 0% | 0 | 0 | 0 | 0 | 0 | 0 | 0 | 0 | 0% | 0 | 0 | 0% | Normal | 0% | 0 | 0 | 0 | [9 empty] | 0 | 0 |  |  |  | Residential_Single Family Regular Income_New_Miscellaneous_Pool Heater_
Residential_Single Family Regular Income_New_Miscellaneous_Natural Gas_Pool Heater_E7 | Residential | Single Family Regular Income | New | Miscellaneous | Natural Gas | Pool Heater | E7 |  | 0% | 0% | 0% | 0 | 0 | 0 | 0 | 0 | 0 | 0 | 0 | 0% | 0 | 0 | 0% | Normal | 0% | 0 | 0 | 0 | [9 empty] | 0 | 0 |  |  |  | Residential_Single Family Regular Income_New_Miscellaneous_Pool Heater_
Residential_Single Family Regular Income_New_Miscellaneous_Natural Gas_Pool Heater_E8 | Residential | Single Family Regular Income | New | Miscellaneous | Natural Gas | Pool Heater | E8 |  | 0% | 0% | 0% | 0 | 0 | 0 | 0 | 0 | 0 | 0 | 0 | 0% | 0 | 0 | 0% | Normal | 0% | 0 | 0 | 0 | [9 empty] | 0 | 0 |  |  |  | Residential_Single Family Regular Income_New_Miscellaneous_Pool Heater_
Residential_Single Family Regular Income_New_Miscellaneous_Natural Gas_Pool Heater_E9 | Residential | Single Family Regular Income | New | Miscellaneous | Natural Gas | Pool Heater | E9 |  | 0% | 0% | 0% | 0 | 0 | 0 | 0 | 0 | 0 | 0 | 0 | 0% | 0 | 0 | 0% | Normal | 0% | 0 | 0 | 0 | [9 empty] | 0 | 0 |  |  |  | Residential_Single Family Regular Income_New_Miscellaneous_Pool Heater_
Residential_Single Family Regular Income_New_Miscellaneous_Natural Gas_Pool Heater_E10 | Residential | Single Family Regular Income | New | Miscellaneous | Natural Gas | Pool Heater | E10 |  | 0% | 0% | 0% | 0 | 0 | 0 | 0 | 0 | 0 | 0 | 0 | 0% | 0 | 0 | 0% | Normal | 0% | 0 | 0 | 0 | [9 empty] | 0 | 0 |  |  |  | Residential_Single Family Regular Income_New_Miscellaneous_Pool Heater_
Residential_Single Family Regular Income_New_Miscellaneous_Natural Gas_Miscellaneous_E1 | Residential | Single Family Regular Income | New | Miscellaneous | Natural Gas | Miscellaneous | E1 | Default | 100% | 0% | 0% | 107.428 | 0 | 0 | 0 | 5 | 10 | 2019 | 2051 | 100% | 0 | 0 | 0% | Normal | 0% | 2.7954 | 0 | 0 | units | 1 | 0 | 1 | 100 | 100 | 0 | 0 | 0 | 2016 | 1.0743 | Default | Default | Default | Residential_Single Family Regular Income_New_Miscellaneous_Miscellaneous_Default
Residential_Single Family Regular Income_New_Miscellaneous_Natural Gas_Miscellaneous_E2 | Residential | Single Family Regular Income | New | Miscellaneous | Natural Gas | Miscellaneous | E2 |  | 0% | 0% | 0% | 0 | 0 | 0 | 0 | 0 | 0 | 0 | 0 | 0% | 0 | 0 | 0% | Normal | 0% | 0 | 0 | 0 | [9 empty] | 0 | 0 |  |  |  | Residential_Single Family Regular Income_New_Miscellaneous_Miscellaneous_
Residential_Single Family Regular Income_New_Miscellaneous_Natural Gas_Miscellaneous_E3 | Residential | Single Family Regular Income | New | Miscellaneous | Natural Gas | Miscellaneous | E3 |  | 0% | 0% | 0% | 0 | 0 | 0 | 0 | 0 | 0 | 0 | 0 | 0% | 0 | 0 | 0% | Normal | 0% | 0 | 0 | 0 | [9 empty] | 0 | 0 |  |  |  | Residential_Single Family Regular Income_New_Miscellaneous_Miscellaneous_
Residential_Single Family Regular Income_New_Miscellaneous_Natural Gas_Miscellaneous_E4 | Residential | Single Family Regular Income | New | Miscellaneous | Natural Gas | Miscellaneous | E4 |  | 0% | 0% | 0% | 0 | 0 | 0 | 0 | 0 | 0 | 0 | 0 | 0% | 0 | 0 | 0% | Normal | 0% | 0 | 0 | 0 | [9 empty] | 0 | 0 |  |  |  | Residential_Single Family Regular Income_New_Miscellaneous_Miscellaneous_
Residential_Single Family Regular Income_New_Miscellaneous_Natural Gas_Miscellaneous_E5 | Residential | Single Family Regular Income | New | Miscellaneous | Natural Gas | Miscellaneous | E5 |  | 0% | 0% | 0% | 0 | 0 | 0 | 0 | 0 | 0 | 0 | 0 | 0% | 0 | 0 | 0% | Normal | 0% | 0 | 0 | 0 | [9 empty] | 0 | 0 |  |  |  | Residential_Single Family Regular Income_New_Miscellaneous_Miscellaneous_
Residential_Single Family Regular Income_New_Miscellaneous_Natural Gas_Miscellaneous_E6 | Residential | Single Family Regular Income | New | Miscellaneous | Natural Gas | Miscellaneous | E6 |  | 0% | 0% | 0% | 0 | 0 | 0 | 0 | 0 | 0 | 0 | 0 | 0% | 0 | 0 | 0% | Normal | 0% | 0 | 0 | 0 | [9 empty] | 0 | 0 |  |  |  | Residential_Single Family Regular Income_New_Miscellaneous_Miscellaneous_
Residential_Single Family Regular Income_New_Miscellaneous_Natural Gas_Miscellaneous_E7 | Residential | Single Family Regular Income | New | Miscellaneous | Natural Gas | Miscellaneous | E7 |  | 0% | 0% | 0% | 0 | 0 | 0 | 0 | 0 | 0 | 0 | 0 | 0% | 0 | 0 | 0% | Normal | 0% | 0 | 0 | 0 | [9 empty] | 0 | 0 |  |  |  | Residential_Single Family Regular Income_New_Miscellaneous_Miscellaneous_
Residential_Single Family Regular Income_New_Miscellaneous_Natural Gas_Miscellaneous_E8 | Residential | Single Family Regular Income | New | Miscellaneous | Natural Gas | Miscellaneous | E8 |  | 0% | 0% | 0% | 0 | 0 | 0 | 0 | 0 | 0 | 0 | 0 | 0% | 0 | 0 | 0% | Normal | 0% | 0 | 0 | 0 | [9 empty] | 0 | 0 |  |  |  | Residential_Single Family Regular Income_New_Miscellaneous_Miscellaneous_
Residential_Single Family Regular Income_New_Miscellaneous_Natural Gas_Miscellaneous_E9 | Residential | Single Family Regular Income | New | Miscellaneous | Natural Gas | Miscellaneous | E9 |  | 0% | 0% | 0% | 0 | 0 | 0 | 0 | 0 | 0 | 0 | 0 | 0% | 0 | 0 | 0% | Normal | 0% | 0 | 0 | 0 | [9 empty] | 0 | 0 |  |  |  | Residential_Single Family Regular Income_New_Miscellaneous_Miscellaneous_
Residential_Single Family Regular Income_New_Miscellaneous_Natural Gas_Miscellaneous_E10 | Residential | Single Family Regular Income | New | Miscellaneous | Natural Gas | Miscellaneous | E10 |  | 0% | 0% | 0% | 0 | 0 | 0 | 0 | 0 | 0 | 0 | 0 | 0% | 0 | 0 | 0% | Normal | 0% | 0 | 0 | 0 | [9 empty] | 0 | 0 |  |  |  | Residential_Single Family Regular Income_New_Miscellaneous_Miscellaneous_
Residential_Single Family Moderate Income_Existing_Space Heating_Natural Gas_Furnace_E1 | Residential | Single Family Moderate Income | Existing | Space Heating | Natural Gas | Furnace | E1 | AFUE 80% | 100% | 0% | 0% | 1249.4796 | 498.8391 | 52.4845 | 0 | 16 | 27 | 2019 | 2051 | 100% | 0 | 0 | 0% | Normal | 0% | 558.2268 | 0 | 0 | kBTU/hr | 80 | 0 | 36 | 545.5 | 2642.5376 | 1055 | 111 | 0 | 2015 | 1.0507 | RTF Wkbk - ResESGasFurnaces_v2_0 | RTF Wkbk - ResESGasFurnaces_v2_0 ¦ O&M from DOE TSD | AEG BEST | Residential_Single Family Moderate Income_Existing_Space Heating_Furnace_AFUE 80%
Residential_Single Family Moderate Income_Existing_Space Heating_Natural Gas_Furnace_E2 | Residential | Single Family Moderate Income | Existing | Space Heating | Natural Gas | Furnace | E2 | AFUE 95% (ENERGY STAR 4.1) | 84.69% | 0% | 0% | 1586.8283 | 647.7815 | 55.3215 | 0 | 16 | 27 | 2019 | 2051 | 100% | 0 | 0 | 0% | Normal | 0% | 472.7787 | 0 | 0 | kBTU/hr | 80 | 0 | 36 | 462 | 3356 | 1370 | 117 | 0 | 2015 | 1.0507 | RTF Wkbk - ResESGasFurnaces_v2_0 | RTF Wkbk - ResESGasFurnaces_v2_0 | AEG BEST | Residential_Single Family Moderate Income_Existing_Space Heating_Furnace_AFUE 95% (ENERGY STAR 4.1)
Residential_Single Family Moderate Income_Existing_Space Heating_Natural Gas_Furnace_E3 | Residential | Single Family Moderate Income | Existing | Space Heating | Natural Gas | Furnace | E3 | AFUE 97% (CEE Tier 3) | 81.85% | 0% | 0% | 1724.3463 | 647.7815 | 55.3215 | 0 | 16 | 27 | 2019 | 2051 | 100% | 0 | 0 | 0% | Normal | 0% | 456.9171 | 0 | 0 | kBTU/hr | 80 | 0 | 36 | 446.5 | 3646.8382 | 1370 | 117 | 0 | 2015 | 1.0507 | RTF Wkbk - ResESGasFurnaces_v2_0 | RTF Wkbk - ResESGasFurnaces_v2_0 | AEG BEST | Residential_Single Family Moderate Income_Existing_Space Heating_Furnace_AFUE 97% (CEE Tier 3)
Residential_Single Family Moderate Income_Existing_Space Heating_Natural Gas_Furnace_E4 | Residential | Single Family Moderate Income | Existing | Space Heating | Natural Gas | Furnace | E4 | Convert to Gas-Fired ASHP | 66.67% | 0% | 0% | 7062.2882 | 1217.6359 | 77.6243 | 0 | 12 | 18 | 2019 | 2051 | 100% | 0 | 0 | 0% | Normal | 0% | 372.1512 | 0 | 0 | kBTU/hr | 80 | 0 | 36 | 363.6667 | 15466.6667 | 2666.6667 | 170 | 0 | 2018 | 1.0147 | EIA 2018 Tech Forecast | EIA 2018 Tech Forecast | Algorithm calc | Residential_Single Family Moderate Income_Existing_Space Heating_Furnace_Convert to Gas-Fired ASHP
Residential_Single Family Moderate Income_Existing_Space Heating_Natural Gas_Furnace_E5 | Residential | Single Family Moderate Income | Existing | Space Heating | Natural Gas | Furnace | E5 | ASHP with AFUE 80% Backup | 53.33% | 0% | 0% | 2970.0921 | 1112.4507 | 70.9187 | 0 | 14 | 22 | 2019 | 2051 | 100% | 0 | 0 | 0% | Normal | 0% | 297.721 | 0 | 0 | kBTU/hr | 80 | 0 | 36 | 290.9333 | 7119.6376 | 2666.6667 | 170 | 0 | 2023 | 0.92704 | RTF Wkbk - ResSF&MHExistingHVAC_v7_1 | RTF Wkbk - ResSF&MHExistingHVAC_v7_1 + RTF Wkbk - ResESGasFurnaces_v2_0 | Algorithm calc | Residential_Single Family Moderate Income_Existing_Space Heating_Furnace_ASHP with AFUE 80% Backup
Residential_Single Family Moderate Income_Existing_Space Heating_Natural Gas_Furnace_E6 | Residential | Single Family Moderate Income | Existing | Space Heating | Natural Gas | Furnace | E6 | ASHP with AFUE 95% backup | 44.91% | 0% | 0% | 3267.7266 | 1112.4507 | 70.9187 | 0 | 14 | 22 | 2019 | 2051 | 100% | 0 | 0 | 0% | Normal | 0% | 250.7124 | 0 | 0 | kBTU/hr | 80 | 0 | 36 | 244.9965 | 7833.1 | 2666.6667 | 170 | 0 | 2023 | 0.92704 | RTF Wkbk - ResSF&MHExistingHVAC_v7_1 | RTF Wkbk - ResSF&MHExistingHVAC_v7_1 + RTF Wkbk - ResESGasFurnaces_v2_0 | Algorithm calc | Residential_Single Family Moderate Income_Existing_Space Heating_Furnace_ASHP with AFUE 95% backup
Residential_Single Family Moderate Income_Existing_Space Heating_Natural Gas_Furnace_E7 | Residential | Single Family Moderate Income | Existing | Space Heating | Natural Gas | Furnace | E7 |  | 0% | 0% | 0% | 0 | 0 | 0 | 0 | 0 | 0 | 0 | 0 | 0% | 0 | 0 | 0% | Normal | 0% | 0 | 0 | 0 | [9 empty] | 0 | 0 |  |  |  | Residential_Single Family Moderate Income_Existing_Space Heating_Furnace_
Residential_Single Family Moderate Income_Existing_Space Heating_Natural Gas_Furnace_E8 | Residential | Single Family Moderate Income | Existing | Space Heating | Natural Gas | Furnace | E8 |  | 0% | 0% | 0% | 0 | 0 | 0 | 0 | 0 | 0 | 0 | 0 | 0% | 0 | 0 | 0% | Normal | 0% | 0 | 0 | 0 | [9 empty] | 0 | 0 |  |  |  | Residential_Single Family Moderate Income_Existing_Space Heating_Furnace_
Residential_Single Family Moderate Income_Existing_Space Heating_Natural Gas_Furnace_E9 | Residential | Single Family Moderate Income | Existing | Space Heating | Natural Gas | Furnace | E9 |  | 0% | 0% | 0% | 0 | 0 | 0 | 0 | 0 | 0 | 0 | 0 | 0% | 0 | 0 | 0% | Normal | 0% | 0 | 0 | 0 | [9 empty] | 0 | 0 |  |  |  | Residential_Single Family Moderate Income_Existing_Space Heating_Furnace_
Residential_Single Family Moderate Income_Existing_Space Heating_Natural Gas_Furnace_E10 | Residential | Single Family Moderate Income | Existing | Space Heating | Natural Gas | Furnace | E10 |  | 0% | 0% | 0% | 0 | 0 | 0 | 0 | 0 | 0 | 0 | 0 | 0% | 0 | 0 | 0% | Normal | 0% | 0 | 0 | 0 | [9 empty] | 0 | 0 |  |  |  | Residential_Single Family Moderate Income_Existing_Space Heating_Furnace_
Residential_Single Family Moderate Income_Existing_Space Heating_Natural Gas_Boiler_E1 | Residential | Single Family Moderate Income | Existing | Space Heating | Natural Gas | Boiler | E1 | AFUE 80% | 100% | 0% | 0% | 891.4834 | 891.4834 | 21.7435 | 0 | 20 | 30 | 2019 | 2020 | 100% | 0 | 0 | 0% | Normal | 0% | 468.7653 | 0 | 0 | kBTU/hr | 105 | 0 | 45 | 542 | 2050 | 2050 | 50 | 0 | 2018 | 1.0147 | EIA 2018 Tech Forecast | EIA 2018 Tech Forecast | BEST | Residential_Single Family Moderate Income_Existing_Space Heating_Boiler_AFUE 80%
Residential_Single Family Moderate Income_Existing_Space Heating_Natural Gas_Boiler_E2 | Residential | Single Family Moderate Income | Existing | Space Heating | Natural Gas | Boiler | E2 | AFUE 82% | 97.79% | 0% | 0% | 847.9964 | 1152.4054 | 39.1383 | 0 | 20 | 30 | 2019 | 2051 | 100% | 0 | 0 | 0% | Normal | 0% | 458.3868 | 0 | 0 | kBTU/hr | 105 | 0 | 45 | 530 | 1950 | 2650 | 90 | 0 | 2018 | 1.0147 | EIA 2018 Tech Forecast | EIA 2018 Tech Forecast | BEST | Residential_Single Family Moderate Income_Existing_Space Heating_Boiler_AFUE 82%
Residential_Single Family Moderate Income_Existing_Space Heating_Natural Gas_Boiler_E3 | Residential | Single Family Moderate Income | Existing | Space Heating | Natural Gas | Boiler | E3 | AFUE 85% | 96.49% | 0% | 0% | 1129.4539 | 1232.1316 | 39.1383 | 0 | 20 | 30 | 2019 | 2051 | 100% | 0 | 0 | 0% | Normal | 0% | 452.3326 | 0 | 0 | kBTU/hr | 105 | 0 | 45 | 523 | 2597.2222 | 2833.3333 | 90 | 0 | 2018 | 1.0147 | EIA 2018 Tech Forecast | EIA 2018 Tech Forecast | BEST | Residential_Single Family Moderate Income_Existing_Space Heating_Boiler_AFUE 85%
Residential_Single Family Moderate Income_Existing_Space Heating_Natural Gas_Boiler_E4 | Residential | Single Family Moderate Income | Existing | Space Heating | Natural Gas | Boiler | E4 | AFUE 90% | 90.5% | 0% | 0% | 1195.8924 | 1304.6099 | 39.1383 | 0 | 20 | 30 | 2019 | 2051 | 100% | 0 | 0 | 0% | Normal | 0% | 424.224 | 0 | 0 | kBTU/hr | 105 | 0 | 45 | 490.5 | 2750 | 3000 | 90 | 0 | 2018 | 1.0147 | EIA 2018 Tech Forecast | EIA 2018 Tech Forecast | BEST | Residential_Single Family Moderate Income_Existing_Space Heating_Boiler_AFUE 90%
Residential_Single Family Moderate Income_Existing_Space Heating_Natural Gas_Boiler_E5 | Residential | Single Family Moderate Income | Existing | Space Heating | Natural Gas | Boiler | E5 | AFUE 95% | 84.32% | 0% | 0% | 1597.1384 | 1299.0059 | 39.1383 | 0 | 20 | 30 | 2019 | 2051 | 100% | 0 | 0 | 0% | Normal | 0% | 395.2505 | 0 | 0 | kBTU/hr | 105 | 0 | 45 | 457 | 3672.6804 | 2987.1134 | 90 | 0 | 2018 | 1.0147 | EIA 2018 Tech Forecast | EIA 2018 Tech Forecast | BEST | Residential_Single Family Moderate Income_Existing_Space Heating_Boiler_AFUE 95%
Residential_Single Family Moderate Income_Existing_Space Heating_Natural Gas_Boiler_E6 | Residential | Single Family Moderate Income | Existing | Space Heating | Natural Gas | Boiler | E6 | Convert to Gas-Fired ASHP | 67.1% | 0% | 0% | 8827.8602 | 1522.0449 | 97.0304 | 0 | 12 | 18 | 2019 | 2051 | 100% | 0 | 0 | 0% | Normal | 0% | 314.5283 | 0 | 0 | kBTU/hr | 80 | 0 | 45 | 363.6667 | 15466.6667 | 2666.6667 | 170 | 0 | 2018 | 1.0147 | EIA 2018 Tech Forecast | EIA 2018 Tech Forecast | AEG BEST | Residential_Single Family Moderate Income_Existing_Space Heating_Boiler_Convert to Gas-Fired ASHP
Residential_Single Family Moderate Income_Existing_Space Heating_Natural Gas_Boiler_E7 | Residential | Single Family Moderate Income | Existing | Space Heating | Natural Gas | Boiler | E7 | ASHP with AFUE 80% Backup | 53.68% | 0% | 0% | 3712.6152 | 1390.5634 | 88.6484 | 0 | 14 | 22 | 2019 | 2051 | 100% | 0 | 0 | 0% | Normal | 0% | 251.6226 | 0 | 0 | kBTU/hr | 80 | 0 | 45 | 290.9333 | 7119.6376 | 2666.6667 | 170 | 0 | 2023 | 0.92704 | RTF Wkbk - ResSF&MHExistingHVAC_v7_1 | RTF Wkbk - ResSF&MHExistingHVAC_v7_1 + RTF Wkbk - ResESGasFurnaces_v2_0 | Algorithm calc | Residential_Single Family Moderate Income_Existing_Space Heating_Boiler_ASHP with AFUE 80% Backup
Residential_Single Family Moderate Income_Existing_Space Heating_Natural Gas_Boiler_E8 | Residential | Single Family Moderate Income | Existing | Space Heating | Natural Gas | Boiler | E8 | ASHP with AFUE 95% backup | 45.2% | 0% | 0% | 4084.6582 | 1390.5634 | 88.6484 | 0 | 14 | 22 | 2019 | 2051 | 100% | 0 | 0 | 0% | Normal | 0% | 211.8927 | 0 | 0 | kBTU/hr | 80 | 0 | 45 | 244.9965 | 7833.1 | 2666.6667 | 170 | 0 | 2023 | 0.92704 | RTF Wkbk - ResSF&MHExistingHVAC_v7_1 | RTF Wkbk - ResSF&MHExistingHVAC_v7_1 + RTF Wkbk - ResESGasFurnaces_v2_0 | Algorithm calc | Residential_Single Family Moderate Income_Existing_Space Heating_Boiler_ASHP with AFUE 95% backup
Residential_Single Family Moderate Income_Existing_Space Heating_Natural Gas_Boiler_E9 | Residential | Single Family Moderate Income | Existing | Space Heating | Natural Gas | Boiler | E9 |  | 0% | 0% | 0% | 0 | 0 | 0 | 0 | 0 | 0 | 0 | 0 | 0% | 0 | 0 | 0% | Normal | 0% | 0 | 0 | 0 | [9 empty] | 0 | 0 |  |  |  | Residential_Single Family Moderate Income_Existing_Space Heating_Boiler_
Residential_Single Family Moderate Income_Existing_Space Heating_Natural Gas_Boiler_E10 | Residential | Single Family Moderate Income | Existing | Space Heating | Natural Gas | Boiler | E10 |  | 0% | 0% | 0% | 0 | 0 | 0 | 0 | 0 | 0 | 0 | 0 | 0% | 0 | 0 | 0% | Normal | 0% | 0 | 0 | 0 | [9 empty] | 0 | 0 |  |  |  | Residential_Single Family Moderate Income_Existing_Space Heating_Boiler_
Residential_Single Family Moderate Income_Existing_Secondary Heating_Natural Gas_Fireplace_E1 | Residential | Single Family Moderate Income | Existing | Secondary Heating | Natural Gas | Fireplace | E1 | Baseline (>50% FE) | 100% | 0% | 0% | 2567.1 | 1052 | 0 | 0 | 12 | 20 | 2019 | 2051 | 100% | 0 | 0 | 0% | Normal | 0% | 103.3071 | 0 | 0 | unit | 1 | 0 | 1 | 287.4458 | 2567.1 | 1052 | 0 | 0 | 2021 | 1 | RTF Wkbk - ResGasFireplaces_v1_0 | CA eTRM - Gas Fireplace, Residential - SWHC047-03 | AEG BEST / Market Profile | Residential_Single Family Moderate Income_Existing_Secondary Heating_Fireplace_Baseline (>50% FE)
Residential_Single Family Moderate Income_Existing_Secondary Heating_Natural Gas_Fireplace_E2 | Residential | Single Family Moderate Income | Existing | Secondary Heating | Natural Gas | Fireplace | E2 | Tier 1 (70% FE) | 83.16% | 0% | 0% | 2896.46 | 1052 | -0.63106 | 0 | 12 | 20 | 2019 | 2051 | 100% | 0 | 0 | 0% | Normal | 0% | 85.9087 | 0 | 0 | unit | 1 | 0 | 1 | 239.0358 | 2896.46 | 1052 | -0.63106 | 0 | 2021 | 1 | RTF Wkbk - ResGasFireplaces_v1_0 | CA eTRM - Gas Fireplace, Residential - SWHC047-03 | AEG BEST / Market Profile | Residential_Single Family Moderate Income_Existing_Secondary Heating_Fireplace_Tier 1 (70% FE)
Residential_Single Family Moderate Income_Existing_Secondary Heating_Natural Gas_Fireplace_E3 | Residential | Single Family Moderate Income | Existing | Secondary Heating | Natural Gas | Fireplace | E3 | Tier 2 (>75% FE) | 79.34% | 0% | 0% | 2972.5 | 1052 | -0.63106 | 0 | 12 | 20 | 2019 | 2051 | 100% | 0 | 0 | 0% | Normal | 0% | 81.9625 | 0 | 0 | unit | 1 | 0 | 1 | 228.0558 | 2972.5 | 1052 | -0.63106 | 0 | 2021 | 1 | RTF Wkbk - ResGasFireplaces_v1_0 | CA eTRM - Gas Fireplace, Residential - SWHC047-03 | AEG BEST / Market Profile | Residential_Single Family Moderate Income_Existing_Secondary Heating_Fireplace_Tier 2 (>75% FE)
Residential_Single Family Moderate Income_Existing_Secondary Heating_Natural Gas_Fireplace_E4 | Residential | Single Family Moderate Income | Existing | Secondary Heating | Natural Gas | Fireplace | E4 |  | 0% | 0% | 0% | 0 | 0 | 0 | 0 | 0 | 0 | 0 | 0 | 0% | 0 | 0 | 0% | Normal | 0% | 0 | 0 | 0 | [9 empty] | 0 | 0 |  |  |  | Residential_Single Family Moderate Income_Existing_Secondary Heating_Fireplace_
Residential_Single Family Moderate Income_Existing_Secondary Heating_Natural Gas_Fireplace_E5 | Residential | Single Family Moderate Income | Existing | Secondary Heating | Natural Gas | Fireplace | E5 |  | 0% | 0% | 0% | 0 | 0 | 0 | 0 | 0 | 0 | 0 | 0 | 0% | 0 | 0 | 0% | Normal | 0% | 0 | 0 | 0 | [9 empty] | 0 | 0 |  |  |  | Residential_Single Family Moderate Income_Existing_Secondary Heating_Fireplace_
Residential_Single Family Moderate Income_Existing_Secondary Heating_Natural Gas_Fireplace_E6 | Residential | Single Family Moderate Income | Existing | Secondary Heating | Natural Gas | Fireplace | E6 |  | 0% | 0% | 0% | 0 | 0 | 0 | 0 | 0 | 0 | 0 | 0 | 0% | 0 | 0 | 0% | Normal | 0% | 0 | 0 | 0 | [9 empty] | 0 | 0 |  |  |  | Residential_Single Family Moderate Income_Existing_Secondary Heating_Fireplace_
Residential_Single Family Moderate Income_Existing_Secondary Heating_Natural Gas_Fireplace_E7 | Residential | Single Family Moderate Income | Existing | Secondary Heating | Natural Gas | Fireplace | E7 |  | 0% | 0% | 0% | 0 | 0 | 0 | 0 | 0 | 0 | 0 | 0 | 0% | 0 | 0 | 0% | Normal | 0% | 0 | 0 | 0 | [9 empty] | 0 | 0 |  |  |  | Residential_Single Family Moderate Income_Existing_Secondary Heating_Fireplace_
Residential_Single Family Moderate Income_Existing_Secondary Heating_Natural Gas_Fireplace_E8 | Residential | Single Family Moderate Income | Existing | Secondary Heating | Natural Gas | Fireplace | E8 |  | 0% | 0% | 0% | 0 | 0 | 0 | 0 | 0 | 0 | 0 | 0 | 0% | 0 | 0 | 0% | Normal | 0% | 0 | 0 | 0 | [9 empty] | 0 | 0 |  |  |  | Residential_Single Family Moderate Income_Existing_Secondary Heating_Fireplace_
Residential_Single Family Moderate Income_Existing_Secondary Heating_Natural Gas_Fireplace_E9 | Residential | Single Family Moderate Income | Existing | Secondary Heating | Natural Gas | Fireplace | E9 |  | 0% | 0% | 0% | 0 | 0 | 0 | 0 | 0 | 0 | 0 | 0 | 0% | 0 | 0 | 0% | Normal | 0% | 0 | 0 | 0 | [9 empty] | 0 | 0 |  |  |  | Residential_Single Family Moderate Income_Existing_Secondary Heating_Fireplace_
Residential_Single Family Moderate Income_Existing_Secondary Heating_Natural Gas_Fireplace_E10 | Residential | Single Family Moderate Income | Existing | Secondary Heating | Natural Gas | Fireplace | E10 |  | 0% | 0% | 0% | 0 | 0 | 0 | 0 | 0 | 0 | 0 | 0 | 0% | 0 | 0 | 0% | Normal | 0% | 0 | 0 | 0 | [9 empty] | 0 | 0 |  |  |  | Residential_Single Family Moderate Income_Existing_Secondary Heating_Fireplace_
Residential_Single Family Moderate Income_Existing_Water Heating_Natural Gas_Water Heater (<= 55 gal)_E1 | Residential | Single Family Moderate Income | Existing | Water Heating | Natural Gas | Water Heater (<= 55 gal) | E1 | UEF 0.58 (Standard) | 100% | 0% | 0% | 539.7178 | 588.5979 | 0 | 0 | 10 | 16 | 2019 | 2051 | 100% | 0 | 0 | 0% | Normal | 0% | 161.55 | 0 | 0 | unit | 1 | 0 | 1 | 167.8101 | 530 | 578 | 0 | 0 | 2020 | 1.0183 | RTF WkBk - ResGasWH_v2_0 | RTF WkBk - ResGasWH_v2_0 | AEG BEST / Market Profile Calculations | Residential_Single Family Moderate Income_Existing_Water Heating_Water Heater (<= 55 gal)_UEF 0.58 (Standard)
Residential_Single Family Moderate Income_Existing_Water Heating_Natural Gas_Water Heater (<= 55 gal)_E2 | Residential | Single Family Moderate Income | Existing | Water Heating | Natural Gas | Water Heater (<= 55 gal) | E2 | UEF 0.64 (ENERGY STAR 4.0) | 90.62% | 0% | 0% | 684.3215 | 588.5979 | 0 | 0 | 10 | 16 | 2019 | 2051 | 100% | 0 | 0 | 0% | Normal | 0% | 146.4047 | 0 | 0 | unit | 1 | 0 | 1 | 152.0779 | 672 | 578 | 0 | 0 | 2020 | 1.0183 | RTF WkBk - ResGasWH_v2_0 | RTF WkBk - ResGasWH_v2_0 | AEG BEST / Market Profile Calculations | Residential_Single Family Moderate Income_Existing_Water Heating_Water Heater (<= 55 gal)_UEF 0.64 (ENERGY STAR 4.0)
Residential_Single Family Moderate Income_Existing_Water Heating_Natural Gas_Water Heater (<= 55 gal)_E3 | Residential | Single Family Moderate Income | Existing | Water Heating | Natural Gas | Water Heater (<= 55 gal) | E3 | UEF 0.81 (ENERGY STAR 5.0) | 71.6% | 0% | 0% | 2276.9982 | 1315.6895 | 0 | 0 | 10 | 16 | 2019 | 2051 | 100% | 0 | 0 | 0% | Normal | 0% | 115.6778 | 0 | 0 | unit | 1 | 0 | 1 | 120.1604 | 2236 | 1292 | 0 | 0 | 2020 | 1.0183 | RTF WkBk - ResGasWH_v2_0 | RTF WkBk - ResGasWH_v2_0 | AEG BEST / Market Profile Calculations | Residential_Single Family Moderate Income_Existing_Water Heating_Water Heater (<= 55 gal)_UEF 0.81 (ENERGY STAR 5.0)
Residential_Single Family Moderate Income_Existing_Water Heating_Natural Gas_Water Heater (<= 55 gal)_E4 | Residential | Single Family Moderate Income | Existing | Water Heating | Natural Gas | Water Heater (<= 55 gal) | E4 | UEF 0.87 (Instantaneous, ENERGY STAR 4.0) | 66.67% | 0% | 0% | 874.7842 | 1427.8716 | 0 | 0 | 15 | 25 | 2019 | 2051 | 100% | 0 | 0 | 0% | Normal | 0% | 107.7 | 0 | 0 | unit | 1 | 0 | 1 | 111.8734 | 859.0334 | 1402.1622 | 0 | 0 | 2020 | 1.0183 | RTF WkBk - ResGasWH_v2_0 | RTF WkBk - ResGasWH_v2_0 - AEG Adjusted | AEG BEST / Market Profile Calculations | Residential_Single Family Moderate Income_Existing_Water Heating_Water Heater (<= 55 gal)_UEF 0.87 (Instantaneous, ENERGY STAR 4.0)
Residential_Single Family Moderate Income_Existing_Water Heating_Natural Gas_Water Heater (<= 55 gal)_E5 | Residential | Single Family Moderate Income | Existing | Water Heating | Natural Gas | Water Heater (<= 55 gal) | E5 | UEF 0.95 (Instantaneous, ENERGY STAR 5.0) | 63.74% | 0% | 0% | 1183.5883 | 1427.8716 | 0 | 0 | 15 | 25 | 2019 | 2051 | 100% | 0 | 0 | 0% | Normal | 0% | 102.9659 | 0 | 0 | unit | 1 | 0 | 1 | 106.9559 | 1162.2773 | 1402.1622 | 0 | 0 | 2020 | 1.0183 | RTF WkBk - ResGasWH_v2_0 | RTF WkBk - ResGasWH_v2_0 - AEG Adjusted | AEG BEST / Market Profile Calculations | Residential_Single Family Moderate Income_Existing_Water Heating_Water Heater (<= 55 gal)_UEF 0.95 (Instantaneous, ENERGY STAR 5.0)
Residential_Single Family Moderate Income_Existing_Water Heating_Natural Gas_Water Heater (<= 55 gal)_E6 | Residential | Single Family Moderate Income | Existing | Water Heating | Natural Gas | Water Heater (<= 55 gal) | E6 | UEF 1.0+ (Gas-Fired HPWH) | 54.72% | 0% | 0% | 2627.2224 | 2573.2687 | 0 | 0 | 10 | 16 | 2019 | 2051 | 30% | 0 | 0 | 0% | Normal | 0% | 88.3953 | 0 | 0 | unit | 1 | 0 | 1 | 91.8206 | 2471.2858 | 2420.5345 | 0 | 0 | 2017 | 1.0631 | RTF WkBk - ResGasWH_v2_0 | Modified EIA 2018 Tech Forecast and Regional Technical Forum | AEG BEST / Market Profile Calculations | Residential_Single Family Moderate Income_Existing_Water Heating_Water Heater (<= 55 gal)_UEF 1.0+ (Gas-Fired HPWH)
Residential_Single Family Moderate Income_Existing_Water Heating_Natural Gas_Water Heater (<= 55 gal)_E7 | Residential | Single Family Moderate Income | Existing | Water Heating | Natural Gas | Water Heater (<= 55 gal) | E7 | NEEA Gas-Fired Absorption HPWH (COP 1.3) | 44.62% | 0% | 0% | 5425.462 | 735.0259 | 0 | 0 | 6 | 20 | 2023 | 2051 | 30% | 0 | 0 | 0% | Normal | 0% | 72.0762 | 0 | 0 | unit | 1 | 0 | 1 | 74.8691 | 5166.9245 | 700 | 0 | 0 | 2018 | 1.05 | EIA 2018 Tech Forecast | Modified EIA 2018 Tech Forecast | IL TRM - 5.4.2 - RS-HWE-GWHT-V09-210101 | Residential_Single Family Moderate Income_Existing_Water Heating_Water Heater (<= 55 gal)_NEEA Gas-Fired Absorption HPWH (COP 1.3)
Residential_Single Family Moderate Income_Existing_Water Heating_Natural Gas_Water Heater (<= 55 gal)_E8 | Residential | Single Family Moderate Income | Existing | Water Heating | Natural Gas | Water Heater (<= 55 gal) | E8 |  | 0% | 0% | 0% | 0 | 0 | 0 | 0 | 0 | 0 | 0 | 0 | 0% | 0 | 0 | 0% | Normal | 0% | 0 | 0 | 0 | [9 empty] | 0 | 0 |  |  |  | Residential_Single Family Moderate Income_Existing_Water Heating_Water Heater (<= 55 gal)_
Residential_Single Family Moderate Income_Existing_Water Heating_Natural Gas_Water Heater (<= 55 gal)_E9 | Residential | Single Family Moderate Income | Existing | Water Heating | Natural Gas | Water Heater (<= 55 gal) | E9 |  | 0% | 0% | 0% | 0 | 0 | 0 | 0 | 0 | 0 | 0 | 0 | 0% | 0 | 0 | 0% | Normal | 0% | 0 | 0 | 0 | [9 empty] | 0 | 0 |  |  |  | Residential_Single Family Moderate Income_Existing_Water Heating_Water Heater (<= 55 gal)_
Residential_Single Family Moderate Income_Existing_Water Heating_Natural Gas_Water Heater (<= 55 gal)_E10 | Residential | Single Family Moderate Income | Existing | Water Heating | Natural Gas | Water Heater (<= 55 gal) | E10 |  | 0% | 0% | 0% | 0 | 0 | 0 | 0 | 0 | 0 | 0 | 0 | 0% | 0 | 0 | 0% | Normal | 0% | 0 | 0 | 0 | [9 empty] | 0 | 0 |  |  |  | Residential_Single Family Moderate Income_Existing_Water Heating_Water Heater (<= 55 gal)_
Residential_Single Family Moderate Income_Existing_Water Heating_Natural Gas_Water Heater (> 55 gal)_E1 | Residential | Single Family Moderate Income | Existing | Water Heating | Natural Gas | Water Heater (> 55 gal) | E1 | UEF 0.76 (Standard) | 100% | 0% | 0% | 620.6755 | 676.8876 | 0 | 0 | 10 | 16 | 2019 | 2051 | 100% | 0 | 0 | 0% | Normal | 0% | 161.55 | 0 | 0 | unit | 1 | 0 | 1 | 128.0656 | 609.5 | 664.7 | 0 | 0 | 2020 | 1.0183 | Same as small WH | Scaled from small WH | AEG BEST / Market Profile Calculations | Residential_Single Family Moderate Income_Existing_Water Heating_Water Heater (> 55 gal)_UEF 0.76 (Standard)
Residential_Single Family Moderate Income_Existing_Water Heating_Natural Gas_Water Heater (> 55 gal)_E2 | Residential | Single Family Moderate Income | Existing | Water Heating | Natural Gas | Water Heater (> 55 gal) | E2 | UEF 0.78 (ENERGY STAR 4.0) | 97.44% | 0% | 0% | 786.9697 | 676.8876 | 0 | 0 | 10 | 16 | 2019 | 2051 | 100% | 0 | 0 | 0% | Normal | 0% | 157.4077 | 0 | 0 | unit | 1 | 0 | 1 | 124.7819 | 772.8 | 664.7 | 0 | 0 | 2020 | 1.0183 | Same as small WH | Scaled from small WH | AEG BEST / Market Profile Calculations | Residential_Single Family Moderate Income_Existing_Water Heating_Water Heater (> 55 gal)_UEF 0.78 (ENERGY STAR 4.0)
Residential_Single Family Moderate Income_Existing_Water Heating_Natural Gas_Water Heater (> 55 gal)_E3 | Residential | Single Family Moderate Income | Existing | Water Heating | Natural Gas | Water Heater (> 55 gal) | E3 | UEF 0.86 (ENERGY STAR 5.0) | 93.83% | 0% | 0% | 2618.548 | 1513.0429 | 0 | 0 | 10 | 16 | 2019 | 2051 | 100% | 0 | 0 | 0% | Normal | 0% | 151.5778 | 0 | 0 | unit | 1 | 0 | 1 | 120.1604 | 2571.4 | 1485.8 | 0 | 0 | 2020 | 1.0183 | Same as small WH | Scaled from small WH | AEG BEST / Market Profile Calculations | Residential_Single Family Moderate Income_Existing_Water Heating_Water Heater (> 55 gal)_UEF 0.86 (ENERGY STAR 5.0)
Residential_Single Family Moderate Income_Existing_Water Heating_Natural Gas_Water Heater (> 55 gal)_E4 | Residential | Single Family Moderate Income | Existing | Water Heating | Natural Gas | Water Heater (> 55 gal) | E4 | UEF 0.87 (Instantaneous, ENERGY STAR 4.0) | 87.36% | 0% | 0% | 1006.0018 | 1642.0523 | 0 | 0 | 15 | 25 | 2019 | 2051 | 100% | 0 | 0 | 0% | Normal | 0% | 141.1241 | 0 | 0 | unit | 1 | 0 | 1 | 111.8734 | 987.8884 | 1612.4865 | 0 | 0 | 2020 | 1.0183 | Same as small WH | Scaled from small WH | AEG BEST / Market Profile Calculations | Residential_Single Family Moderate Income_Existing_Water Heating_Water Heater (> 55 gal)_UEF 0.87 (Instantaneous, ENERGY STAR 4.0)
Residential_Single Family Moderate Income_Existing_Water Heating_Natural Gas_Water Heater (> 55 gal)_E5 | Residential | Single Family Moderate Income | Existing | Water Heating | Natural Gas | Water Heater (> 55 gal) | E5 | UEF 0.95 (Instantaneous, ENERGY STAR 5.0) | 83.52% | 0% | 0% | 1361.1265 | 1642.0523 | 0 | 0 | 15 | 25 | 2019 | 2051 | 100% | 0 | 0 | 0% | Normal | 0% | 134.9209 | 0 | 0 | unit | 1 | 0 | 1 | 106.9559 | 1336.6189 | 1612.4865 | 0 | 0 | 2020 | 1.0183 | Same as small WH | Scaled from small WH | AEG BEST / Market Profile Calculations | Residential_Single Family Moderate Income_Existing_Water Heating_Water Heater (> 55 gal)_UEF 0.95 (Instantaneous, ENERGY STAR 5.0)
Residential_Single Family Moderate Income_Existing_Water Heating_Natural Gas_Water Heater (> 55 gal)_E6 | Residential | Single Family Moderate Income | Existing | Water Heating | Natural Gas | Water Heater (> 55 gal) | E6 | UEF 1.0+ (Gas-Fired HPWH) | 71.7% | 0% | 0% | 3021.3057 | 2959.259 | 0 | 0 | 10 | 16 | 2019 | 2051 | 30% | 0 | 0 | 0% | Normal | 0% | 115.8283 | 0 | 0 | unit | 1 | 0 | 1 | 91.8206 | 2841.9786 | 2783.6147 | 0 | 0 | 2017 | 1.0631 | Same as small WH | Scaled from small WH | AEG BEST / Market Profile Calculations | Residential_Single Family Moderate Income_Existing_Water Heating_Water Heater (> 55 gal)_UEF 1.0+ (Gas-Fired HPWH)
Residential_Single Family Moderate Income_Existing_Water Heating_Natural Gas_Water Heater (> 55 gal)_E7 | Residential | Single Family Moderate Income | Existing | Water Heating | Natural Gas | Water Heater (> 55 gal) | E7 | NEEA Gas-Fired Absorption HPWH (COP 1.3) | 58.46% | 0% | 0% | 6239.2813 | 845.2798 | 0 | 0 | 6 | 20 | 2024 | 2051 | 30% | 0 | 0 | 0% | Normal | 0% | 94.4446 | 0 | 0 | unit | 1 | 0 | 1 | 74.8691 | 5941.9632 | 805 | 0 | 0 | 2018 | 1.05 | Scaled from small | Scaled from small | IL TRM - 5.4.2 - RS-HWE-GWHT-V09-210101 | Residential_Single Family Moderate Income_Existing_Water Heating_Water Heater (> 55 gal)_NEEA Gas-Fired Absorption HPWH (COP 1.3)
Residential_Single Family Moderate Income_Existing_Water Heating_Natural Gas_Water Heater (> 55 gal)_E8 | Residential | Single Family Moderate Income | Existing | Water Heating | Natural Gas | Water Heater (> 55 gal) | E8 |  | 0% | 0% | 0% | 0 | 0 | 0 | 0 | 0 | 0 | 0 | 0 | 0% | 0 | 0 | 0% | Normal | 0% | 0 | 0 | 0 | [9 empty] | 0 | 0 |  |  |  | Residential_Single Family Moderate Income_Existing_Water Heating_Water Heater (> 55 gal)_
Residential_Single Family Moderate Income_Existing_Water Heating_Natural Gas_Water Heater (> 55 gal)_E9 | Residential | Single Family Moderate Income | Existing | Water Heating | Natural Gas | Water Heater (> 55 gal) | E9 |  | 0% | 0% | 0% | 0 | 0 | 0 | 0 | 0 | 0 | 0 | 0 | 0% | 0 | 0 | 0% | Normal | 0% | 0 | 0 | 0 | [9 empty] | 0 | 0 |  |  |  | Residential_Single Family Moderate Income_Existing_Water Heating_Water Heater (> 55 gal)_
Residential_Single Family Moderate Income_Existing_Water Heating_Natural Gas_Water Heater (> 55 gal)_E10 | Residential | Single Family Moderate Income | Existing | Water Heating | Natural Gas | Water Heater (> 55 gal) | E10 |  | 0% | 0% | 0% | 0 | 0 | 0 | 0 | 0 | 0 | 0 | 0 | 0% | 0 | 0 | 0% | Normal | 0% | 0 | 0 | 0 | [9 empty] | 0 | 0 |  |  |  | Residential_Single Family Moderate Income_Existing_Water Heating_Water Heater (> 55 gal)_
Residential_Single Family Moderate Income_Existing_Appliances_Natural Gas_Clothes Dryer_E1 | Residential | Single Family Moderate Income | Existing | Appliances | Natural Gas | Clothes Dryer | E1 | Standard | 100% | 0% | 0% | 525.0185 | 168.0059 | 0 | 0 | 9 | 15 | 2019 | 2051 | 100% | 0 | 0 | 0% | Normal | 0% | 15.619 | 0 | 0 | units | 1 | 0 | 1 | 29.1837 | 500 | 160 | 0 | 0 | 2018 | 1.05 | RTF Workbook - ResClothesDryers_v4.1 | EIA 2018 Tech Forecast | RTF Workbook - ResClothesDryers_v4.1 | Residential_Single Family Moderate Income_Existing_Appliances_Clothes Dryer_Standard
Residential_Single Family Moderate Income_Existing_Appliances_Natural Gas_Clothes Dryer_E2 | Residential | Single Family Moderate Income | Existing | Appliances | Natural Gas | Clothes Dryer | E2 | NEEA/ENERGY STAR (CE >60%) | 94.43% | 0% | 0% | 574.0737 | 170.0959 | 0 | 0 | 9 | 15 | 2019 | 2051 | 100% | 0 | 0 | 0% | Normal | 0% | 14.7486 | 0 | 0 | units | 1 | 0 | 1 | 27.5575 | 540 | 160 | 0 | 0 | 2017 | 1.0631 | RTF Workbook - ResClothesDryers_v4.1 | RTF Workbook - ResClothesDryers_v4.1 | RTF Workbook - ResClothesDryers_v4.1 | Residential_Single Family Moderate Income_Existing_Appliances_Clothes Dryer_NEEA/ENERGY STAR (CE >60%)
Residential_Single Family Moderate Income_Existing_Appliances_Natural Gas_Clothes Dryer_E3 | Residential | Single Family Moderate Income | Existing | Appliances | Natural Gas | Clothes Dryer | E3 |  | 0% | 0% | 0% | 0 | 0 | 0 | 0 | 0 | 0 | 0 | 0 | 0% | 0 | 0 | 0% | Normal | 0% | 0 | 0 | 0 | [9 empty] | 0 | 0 |  |  |  | Residential_Single Family Moderate Income_Existing_Appliances_Clothes Dryer_
Residential_Single Family Moderate Income_Existing_Appliances_Natural Gas_Clothes Dryer_E4 | Residential | Single Family Moderate Income | Existing | Appliances | Natural Gas | Clothes Dryer | E4 |  | 0% | 0% | 0% | 0 | 0 | 0 | 0 | 0 | 0 | 0 | 0 | 0% | 0 | 0 | 0% | Normal | 0% | 0 | 0 | 0 | [9 empty] | 0 | 0 |  |  |  | Residential_Single Family Moderate Income_Existing_Appliances_Clothes Dryer_
Residential_Single Family Moderate Income_Existing_Appliances_Natural Gas_Clothes Dryer_E5 | Residential | Single Family Moderate Income | Existing | Appliances | Natural Gas | Clothes Dryer | E5 |  | 0% | 0% | 0% | 0 | 0 | 0 | 0 | 0 | 0 | 0 | 0 | 0% | 0 | 0 | 0% | Normal | 0% | 0 | 0 | 0 | [9 empty] | 0 | 0 |  |  |  | Residential_Single Family Moderate Income_Existing_Appliances_Clothes Dryer_
Residential_Single Family Moderate Income_Existing_Appliances_Natural Gas_Clothes Dryer_E6 | Residential | Single Family Moderate Income | Existing | Appliances | Natural Gas | Clothes Dryer | E6 |  | 0% | 0% | 0% | 0 | 0 | 0 | 0 | 0 | 0 | 0 | 0 | 0% | 0 | 0 | 0% | Normal | 0% | 0 | 0 | 0 | [9 empty] | 0 | 0 |  |  |  | Residential_Single Family Moderate Income_Existing_Appliances_Clothes Dryer_
Residential_Single Family Moderate Income_Existing_Appliances_Natural Gas_Clothes Dryer_E7 | Residential | Single Family Moderate Income | Existing | Appliances | Natural Gas | Clothes Dryer | E7 |  | 0% | 0% | 0% | 0 | 0 | 0 | 0 | 0 | 0 | 0 | 0 | 0% | 0 | 0 | 0% | Normal | 0% | 0 | 0 | 0 | [9 empty] | 0 | 0 |  |  |  | Residential_Single Family Moderate Income_Existing_Appliances_Clothes Dryer_
Residential_Single Family Moderate Income_Existing_Appliances_Natural Gas_Clothes Dryer_E8 | Residential | Single Family Moderate Income | Existing | Appliances | Natural Gas | Clothes Dryer | E8 |  | 0% | 0% | 0% | 0 | 0 | 0 | 0 | 0 | 0 | 0 | 0 | 0% | 0 | 0 | 0% | Normal | 0% | 0 | 0 | 0 | [9 empty] | 0 | 0 |  |  |  | Residential_Single Family Moderate Income_Existing_Appliances_Clothes Dryer_
Residential_Single Family Moderate Income_Existing_Appliances_Natural Gas_Clothes Dryer_E9 | Residential | Single Family Moderate Income | Existing | Appliances | Natural Gas | Clothes Dryer | E9 |  | 0% | 0% | 0% | 0 | 0 | 0 | 0 | 0 | 0 | 0 | 0 | 0% | 0 | 0 | 0% | Normal | 0% | 0 | 0 | 0 | [9 empty] | 0 | 0 |  |  |  | Residential_Single Family Moderate Income_Existing_Appliances_Clothes Dryer_
Residential_Single Family Moderate Income_Existing_Appliances_Natural Gas_Clothes Dryer_E10 | Residential | Single Family Moderate Income | Existing | Appliances | Natural Gas | Clothes Dryer | E10 |  | 0% | 0% | 0% | 0 | 0 | 0 | 0 | 0 | 0 | 0 | 0 | 0% | 0 | 0 | 0% | Normal | 0% | 0 | 0 | 0 | [9 empty] | 0 | 0 |  |  |  | Residential_Single Family Moderate Income_Existing_Appliances_Clothes Dryer_
Residential_Single Family Moderate Income_Existing_Appliances_Natural Gas_Stove/Oven_E1 | Residential | Single Family Moderate Income | Existing | Appliances | Natural Gas | Stove/Oven | E1 | EF 0.399 | 100% | 0% | 0% | 861.0304 | 115.5041 | 0 | 0 | 9 | 15 | 2019 | 2051 | 100% | 0 | 0 | 0% | Normal | 0% | 17.8258 | 0 | 0 | units | 1 | 0 | 1 | 31.82 | 820 | 110 | 0 | 0 | 2018 | 1.05 | EIA 2018 Appendix A | EIA 2018 Appendix A | EIA 2018 Appendix A | Residential_Single Family Moderate Income_Existing_Appliances_Stove/Oven_EF 0.399
Residential_Single Family Moderate Income_Existing_Appliances_Natural Gas_Stove/Oven_E2 | Residential | Single Family Moderate Income | Existing | Appliances | Natural Gas | Stove/Oven | E2 | High Efficiency (730 + 1660 IAEC) | 75.11% | 0% | 0% | 913.5322 | 115.5041 | 0 | 0 | 9 | 15 | 2019 | 2051 | 100% | 0 | 0 | 0% | Normal | 0% | 13.389 | 0 | 0 | units | 1 | 0 | 1 | 23.9 | 870 | 110 | 0 | 0 | 2018 | 1.05 | EIA 2018 Appendix A | EIA 2018 Appendix A | EIA 2018 Appendix A | Residential_Single Family Moderate Income_Existing_Appliances_Stove/Oven_High Efficiency (730 + 1660 IAEC)
Residential_Single Family Moderate Income_Existing_Appliances_Natural Gas_Stove/Oven_E3 | Residential | Single Family Moderate Income | Existing | Appliances | Natural Gas | Stove/Oven | E3 |  | 0% | 0% | 0% | 0 | 0 | 0 | 0 | 0 | 0 | 0 | 0 | 0% | 0 | 0 | 0% | Normal | 0% | 0 | 0 | 0 | [9 empty] | 0 | 0 |  |  |  | Residential_Single Family Moderate Income_Existing_Appliances_Stove/Oven_
Residential_Single Family Moderate Income_Existing_Appliances_Natural Gas_Stove/Oven_E4 | Residential | Single Family Moderate Income | Existing | Appliances | Natural Gas | Stove/Oven | E4 |  | 0% | 0% | 0% | 0 | 0 | 0 | 0 | 0 | 0 | 0 | 0 | 0% | 0 | 0 | 0% | Normal | 0% | 0 | 0 | 0 | [9 empty] | 0 | 0 |  |  |  | Residential_Single Family Moderate Income_Existing_Appliances_Stove/Oven_
Residential_Single Family Moderate Income_Existing_Appliances_Natural Gas_Stove/Oven_E5 | Residential | Single Family Moderate Income | Existing | Appliances | Natural Gas | Stove/Oven | E5 |  | 0% | 0% | 0% | 0 | 0 | 0 | 0 | 0 | 0 | 0 | 0 | 0% | 0 | 0 | 0% | Normal | 0% | 0 | 0 | 0 | [9 empty] | 0 | 0 |  |  |  | Residential_Single Family Moderate Income_Existing_Appliances_Stove/Oven_
Residential_Single Family Moderate Income_Existing_Appliances_Natural Gas_Stove/Oven_E6 | Residential | Single Family Moderate Income | Existing | Appliances | Natural Gas | Stove/Oven | E6 |  | 0% | 0% | 0% | 0 | 0 | 0 | 0 | 0 | 0 | 0 | 0 | 0% | 0 | 0 | 0% | Normal | 0% | 0 | 0 | 0 | [9 empty] | 0 | 0 |  |  |  | Residential_Single Family Moderate Income_Existing_Appliances_Stove/Oven_
Residential_Single Family Moderate Income_Existing_Appliances_Natural Gas_Stove/Oven_E7 | Residential | Single Family Moderate Income | Existing | Appliances | Natural Gas | Stove/Oven | E7 |  | 0% | 0% | 0% | 0 | 0 | 0 | 0 | 0 | 0 | 0 | 0 | 0% | 0 | 0 | 0% | Normal | 0% | 0 | 0 | 0 | [9 empty] | 0 | 0 |  |  |  | Residential_Single Family Moderate Income_Existing_Appliances_Stove/Oven_
Residential_Single Family Moderate Income_Existing_Appliances_Natural Gas_Stove/Oven_E8 | Residential | Single Family Moderate Income | Existing | Appliances | Natural Gas | Stove/Oven | E8 |  | 0% | 0% | 0% | 0 | 0 | 0 | 0 | 0 | 0 | 0 | 0 | 0% | 0 | 0 | 0% | Normal | 0% | 0 | 0 | 0 | [9 empty] | 0 | 0 |  |  |  | Residential_Single Family Moderate Income_Existing_Appliances_Stove/Oven_
Residential_Single Family Moderate Income_Existing_Appliances_Natural Gas_Stove/Oven_E9 | Residential | Single Family Moderate Income | Existing | Appliances | Natural Gas | Stove/Oven | E9 |  | 0% | 0% | 0% | 0 | 0 | 0 | 0 | 0 | 0 | 0 | 0 | 0% | 0 | 0 | 0% | Normal | 0% | 0 | 0 | 0 | [9 empty] | 0 | 0 |  |  |  | Residential_Single Family Moderate Income_Existing_Appliances_Stove/Oven_
Residential_Single Family Moderate Income_Existing_Appliances_Natural Gas_Stove/Oven_E10 | Residential | Single Family Moderate Income | Existing | Appliances | Natural Gas | Stove/Oven | E10 |  | 0% | 0% | 0% | 0 | 0 | 0 | 0 | 0 | 0 | 0 | 0 | 0% | 0 | 0 | 0% | Normal | 0% | 0 | 0 | 0 | [9 empty] | 0 | 0 |  |  |  | Residential_Single Family Moderate Income_Existing_Appliances_Stove/Oven_
Residential_Single Family Moderate Income_Existing_Miscellaneous_Natural Gas_Pool Heater_E1 | Residential | Single Family Moderate Income | Existing | Miscellaneous | Natural Gas | Pool Heater | E1 | Standard (EF 0.82) | 100% | 0% | 0% | 2127.3029 | 814.6684 | 0 | 0 | 8 | 12 | 2019 | 2051 | 100% | 0 | 0 | 0% | Normal | 0% | 76.6466 | 0 | 0 | units | 1 | 0 | 1 | 1004 | 2089 | 800 | 0 | 0 | 2020 | 1.0183 | CA eTRM - Pool Heater, Residential | CA eTRM - Pool Heater, Residential | CA eTRM - Pool Heater, Residential | Residential_Single Family Moderate Income_Existing_Miscellaneous_Pool Heater_Standard (EF 0.82)
Residential_Single Family Moderate Income_Existing_Miscellaneous_Natural Gas_Pool Heater_E2 | Residential | Single Family Moderate Income | Existing | Miscellaneous | Natural Gas | Pool Heater | E2 | High Efficiency (EF 0.84) | 96.41% | 0% | 0% | 2758.6709 | 814.6684 | 0 | 0 | 8 | 12 | 2019 | 2051 | 100% | 0 | 0 | 0% | Normal | 0% | 73.8983 | 0 | 0 | units | 1 | 0 | 1 | 968 | 2709 | 800 | 0 | 0 | 2020 | 1.0183 | CA eTRM - Pool Heater, Residential | CA eTRM - Pool Heater, Residential | CA eTRM - Pool Heater, Residential | Residential_Single Family Moderate Income_Existing_Miscellaneous_Pool Heater_High Efficiency (EF 0.84)
Residential_Single Family Moderate Income_Existing_Miscellaneous_Natural Gas_Pool Heater_E3 | Residential | Single Family Moderate Income | Existing | Miscellaneous | Natural Gas | Pool Heater | E3 | Condensing (EF .94) | 85.46% | 0% | 0% | 5028.5408 | 916.502 | 0 | 0 | 8 | 12 | 2019 | 2051 | 100% | 0 | 0 | 0% | Normal | 0% | 65.5008 | 0 | 0 | units | 1 | 0 | 1 | 858 | 4938 | 900 | 0 | 0 | 2020 | 1.0183 | CA eTRM - Pool Heater, Residential | CA eTRM - Pool Heater, Residential | CA eTRM - Pool Heater, Residential | Residential_Single Family Moderate Income_Existing_Miscellaneous_Pool Heater_Condensing (EF .94)
Residential_Single Family Moderate Income_Existing_Miscellaneous_Natural Gas_Pool Heater_E4 | Residential | Single Family Moderate Income | Existing | Miscellaneous | Natural Gas | Pool Heater | E4 | Condensing w/Imp. HX (EF 0.95) | 84.6% | 0% | 0% | 5082.0359 | 916.502 | 0 | 0 | 8 | 12 | 2019 | 2051 | 100% | 0 | 0 | 0% | Normal | 0% | 64.8458 | 0 | 0 | units | 1 | 0 | 1 | 849.42 | 4990.5319 | 900 | 0 | 0 | 2020 | 1.0183 | CA eTRM - Pool Heater, Residential | CA eTRM - Pool Heater, Residential | CA eTRM - Pool Heater, Residential | Residential_Single Family Moderate Income_Existing_Miscellaneous_Pool Heater_Condensing w/Imp. HX (EF 0.95)
Residential_Single Family Moderate Income_Existing_Miscellaneous_Natural Gas_Pool Heater_E5 | Residential | Single Family Moderate Income | Existing | Miscellaneous | Natural Gas | Pool Heater | E5 |  | 0% | 0% | 0% | 0 | 0 | 0 | 0 | 0 | 0 | 0 | 0 | 0% | 0 | 0 | 0% | Normal | 0% | 0 | 0 | 0 | [9 empty] | 0 | 0 |  |  |  | Residential_Single Family Moderate Income_Existing_Miscellaneous_Pool Heater_
Residential_Single Family Moderate Income_Existing_Miscellaneous_Natural Gas_Pool Heater_E6 | Residential | Single Family Moderate Income | Existing | Miscellaneous | Natural Gas | Pool Heater | E6 |  | 0% | 0% | 0% | 0 | 0 | 0 | 0 | 0 | 0 | 0 | 0 | 0% | 0 | 0 | 0% | Normal | 0% | 0 | 0 | 0 | [9 empty] | 0 | 0 |  |  |  | Residential_Single Family Moderate Income_Existing_Miscellaneous_Pool Heater_
Residential_Single Family Moderate Income_Existing_Miscellaneous_Natural Gas_Pool Heater_E7 | Residential | Single Family Moderate Income | Existing | Miscellaneous | Natural Gas | Pool Heater | E7 |  | 0% | 0% | 0% | 0 | 0 | 0 | 0 | 0 | 0 | 0 | 0 | 0% | 0 | 0 | 0% | Normal | 0% | 0 | 0 | 0 | [9 empty] | 0 | 0 |  |  |  | Residential_Single Family Moderate Income_Existing_Miscellaneous_Pool Heater_
Residential_Single Family Moderate Income_Existing_Miscellaneous_Natural Gas_Pool Heater_E8 | Residential | Single Family Moderate Income | Existing | Miscellaneous | Natural Gas | Pool Heater | E8 |  | 0% | 0% | 0% | 0 | 0 | 0 | 0 | 0 | 0 | 0 | 0 | 0% | 0 | 0 | 0% | Normal | 0% | 0 | 0 | 0 | [9 empty] | 0 | 0 |  |  |  | Residential_Single Family Moderate Income_Existing_Miscellaneous_Pool Heater_
Residential_Single Family Moderate Income_Existing_Miscellaneous_Natural Gas_Pool Heater_E9 | Residential | Single Family Moderate Income | Existing | Miscellaneous | Natural Gas | Pool Heater | E9 |  | 0% | 0% | 0% | 0 | 0 | 0 | 0 | 0 | 0 | 0 | 0 | 0% | 0 | 0 | 0% | Normal | 0% | 0 | 0 | 0 | [9 empty] | 0 | 0 |  |  |  | Residential_Single Family Moderate Income_Existing_Miscellaneous_Pool Heater_
Residential_Single Family Moderate Income_Existing_Miscellaneous_Natural Gas_Pool Heater_E10 | Residential | Single Family Moderate Income | Existing | Miscellaneous | Natural Gas | Pool Heater | E10 |  | 0% | 0% | 0% | 0 | 0 | 0 | 0 | 0 | 0 | 0 | 0 | 0% | 0 | 0 | 0% | Normal | 0% | 0 | 0 | 0 | [9 empty] | 0 | 0 |  |  |  | Residential_Single Family Moderate Income_Existing_Miscellaneous_Pool Heater_
Residential_Single Family Moderate Income_Existing_Miscellaneous_Natural Gas_Miscellaneous_E1 | Residential | Single Family Moderate Income | Existing | Miscellaneous | Natural Gas | Miscellaneous | E1 | Default | 100% | 0% | 0% | 107.428 | 0 | 0 | 0 | 5 | 10 | 2019 | 2051 | 100% | 0 | 0 | 0% | Normal | 0% | 6.1127 | 0 | 0 | units | 1 | 0 | 1 | 100 | 100 | 0 | 0 | 0 | 2016 | 1.0743 | Default | Default | Default | Residential_Single Family Moderate Income_Existing_Miscellaneous_Miscellaneous_Default
Residential_Single Family Moderate Income_Existing_Miscellaneous_Natural Gas_Miscellaneous_E2 | Residential | Single Family Moderate Income | Existing | Miscellaneous | Natural Gas | Miscellaneous | E2 |  | 0% | 0% | 0% | 0 | 0 | 0 | 0 | 0 | 0 | 0 | 0 | 0% | 0 | 0 | 0% | Normal | 0% | 0 | 0 | 0 | [9 empty] | 0 | 0 |  |  |  | Residential_Single Family Moderate Income_Existing_Miscellaneous_Miscellaneous_
Residential_Single Family Moderate Income_Existing_Miscellaneous_Natural Gas_Miscellaneous_E3 | Residential | Single Family Moderate Income | Existing | Miscellaneous | Natural Gas | Miscellaneous | E3 |  | 0% | 0% | 0% | 0 | 0 | 0 | 0 | 0 | 0 | 0 | 0 | 0% | 0 | 0 | 0% | Normal | 0% | 0 | 0 | 0 | [9 empty] | 0 | 0 |  |  |  | Residential_Single Family Moderate Income_Existing_Miscellaneous_Miscellaneous_
Residential_Single Family Moderate Income_Existing_Miscellaneous_Natural Gas_Miscellaneous_E4 | Residential | Single Family Moderate Income | Existing | Miscellaneous | Natural Gas | Miscellaneous | E4 |  | 0% | 0% | 0% | 0 | 0 | 0 | 0 | 0 | 0 | 0 | 0 | 0% | 0 | 0 | 0% | Normal | 0% | 0 | 0 | 0 | [9 empty] | 0 | 0 |  |  |  | Residential_Single Family Moderate Income_Existing_Miscellaneous_Miscellaneous_
Residential_Single Family Moderate Income_Existing_Miscellaneous_Natural Gas_Miscellaneous_E5 | Residential | Single Family Moderate Income | Existing | Miscellaneous | Natural Gas | Miscellaneous | E5 |  | 0% | 0% | 0% | 0 | 0 | 0 | 0 | 0 | 0 | 0 | 0 | 0% | 0 | 0 | 0% | Normal | 0% | 0 | 0 | 0 | [9 empty] | 0 | 0 |  |  |  | Residential_Single Family Moderate Income_Existing_Miscellaneous_Miscellaneous_
Residential_Single Family Moderate Income_Existing_Miscellaneous_Natural Gas_Miscellaneous_E6 | Residential | Single Family Moderate Income | Existing | Miscellaneous | Natural Gas | Miscellaneous | E6 |  | 0% | 0% | 0% | 0 | 0 | 0 | 0 | 0 | 0 | 0 | 0 | 0% | 0 | 0 | 0% | Normal | 0% | 0 | 0 | 0 | [9 empty] | 0 | 0 |  |  |  | Residential_Single Family Moderate Income_Existing_Miscellaneous_Miscellaneous_
Residential_Single Family Moderate Income_Existing_Miscellaneous_Natural Gas_Miscellaneous_E7 | Residential | Single Family Moderate Income | Existing | Miscellaneous | Natural Gas | Miscellaneous | E7 |  | 0% | 0% | 0% | 0 | 0 | 0 | 0 | 0 | 0 | 0 | 0 | 0% | 0 | 0 | 0% | Normal | 0% | 0 | 0 | 0 | [9 empty] | 0 | 0 |  |  |  | Residential_Single Family Moderate Income_Existing_Miscellaneous_Miscellaneous_
Residential_Single Family Moderate Income_Existing_Miscellaneous_Natural Gas_Miscellaneous_E8 | Residential | Single Family Moderate Income | Existing | Miscellaneous | Natural Gas | Miscellaneous | E8 |  | 0% | 0% | 0% | 0 | 0 | 0 | 0 | 0 | 0 | 0 | 0 | 0% | 0 | 0 | 0% | Normal | 0% | 0 | 0 | 0 | [9 empty] | 0 | 0 |  |  |  | Residential_Single Family Moderate Income_Existing_Miscellaneous_Miscellaneous_
Residential_Single Family Moderate Income_Existing_Miscellaneous_Natural Gas_Miscellaneous_E9 | Residential | Single Family Moderate Income | Existing | Miscellaneous | Natural Gas | Miscellaneous | E9 |  | 0% | 0% | 0% | 0 | 0 | 0 | 0 | 0 | 0 | 0 | 0 | 0% | 0 | 0 | 0% | Normal | 0% | 0 | 0 | 0 | [9 empty] | 0 | 0 |  |  |  | Residential_Single Family Moderate Income_Existing_Miscellaneous_Miscellaneous_
Residential_Single Family Moderate Income_Existing_Miscellaneous_Natural Gas_Miscellaneous_E10 | Residential | Single Family Moderate Income | Existing | Miscellaneous | Natural Gas | Miscellaneous | E10 |  | 0% | 0% | 0% | 0 | 0 | 0 | 0 | 0 | 0 | 0 | 0 | 0% | 0 | 0 | 0% | Normal | 0% | 0 | 0 | 0 | [9 empty] | 0 | 0 |  |  |  | Residential_Single Family Moderate Income_Existing_Miscellaneous_Miscellaneous_
Residential_Single Family Moderate Income_New_Space Heating_Natural Gas_Furnace_E1 | Residential | Single Family Moderate Income | New | Space Heating | Natural Gas | Furnace | E1 | AFUE 80% | 100% | 0% | 0% | 1249.4796 | 498.8391 | 52.4845 | 0 | 16 | 27 | 2019 | 2023 | 100% | 0 | 0 | 0% | Normal | 0% | 523.1215 | 0 | 0 | kBTU/hr | 80 | 0 | 36 | 363.6 | 2642.5376 | 1055 | 111 | 0 | 2015 | 1.0507 | RTF Wkbk - ResESGasFurnaces_v2_0 | RTF Wkbk - ResESGasFurnaces_v2_0 ¦ O&M from DOE TSD | AEG BEST | Residential_Single Family Moderate Income_New_Space Heating_Furnace_AFUE 80%
Residential_Single Family Moderate Income_New_Space Heating_Natural Gas_Furnace_E2 | Residential | Single Family Moderate Income | New | Space Heating | Natural Gas | Furnace | E2 | AFUE 95% (ENERGY STAR 4.1) | 84.65% | 0% | 0% | 1586.8283 | 647.7815 | 55.3215 | 0 | 16 | 27 | 2019 | 2023 | 100% | 0 | 0 | 0% | Normal | 0% | 442.8405 | 0 | 0 | kBTU/hr | 80 | 0 | 36 | 307.8 | 3356 | 1370 | 117 | 0 | 2015 | 1.0507 | RTF Wkbk - ResESGasFurnaces_v2_0 | RTF Wkbk - ResESGasFurnaces_v2_0 | AEG BEST | Residential_Single Family Moderate Income_New_Space Heating_Furnace_AFUE 95% (ENERGY STAR 4.1)
Residential_Single Family Moderate Income_New_Space Heating_Natural Gas_Furnace_E3 | Residential | Single Family Moderate Income | New | Space Heating | Natural Gas | Furnace | E3 | AFUE 97% (CEE Tier 3) | 81.85% | 0% | 0% | 1724.3463 | 647.7815 | 55.3215 | 0 | 16 | 27 | 2019 | 2023 | 100% | 0 | 0 | 0% | Normal | 0% | 428.1654 | 0 | 0 | kBTU/hr | 80 | 0 | 36 | 297.6 | 3646.8382 | 1370 | 117 | 0 | 2015 | 1.0507 | RTF Wkbk - ResESGasFurnaces_v2_0 | RTF Wkbk - ResESGasFurnaces_v2_0 | AEG BEST | Residential_Single Family Moderate Income_New_Space Heating_Furnace_AFUE 97% (CEE Tier 3)
Residential_Single Family Moderate Income_New_Space Heating_Natural Gas_Furnace_E4 | Residential | Single Family Moderate Income | New | Space Heating | Natural Gas | Furnace | E4 | Convert to Gas-Fired ASHP | 66.67% | 0% | 0% | 7062.2882 | 1217.6359 | 77.6243 | 0 | 12 | 18 | 2019 | 2051 | 100% | 0 | 0 | 0% | Normal | 0% | 348.7477 | 0 | 0 | kBTU/hr | 80 | 0 | 36 | 242.4 | 15466.6667 | 2666.6667 | 170 | 0 | 2018 | 1.0147 | EIA 2018 Tech Forecast | EIA 2018 Tech Forecast | Algorithm calc | Residential_Single Family Moderate Income_New_Space Heating_Furnace_Convert to Gas-Fired ASHP
Residential_Single Family Moderate Income_New_Space Heating_Natural Gas_Furnace_E5 | Residential | Single Family Moderate Income | New | Space Heating | Natural Gas | Furnace | E5 | ASHP with AFUE 80% Backup | 53.33% | 0% | 0% | 2970.0921 | 1112.4507 | 70.9187 | 0 | 14 | 22 | 2019 | 2051 | 100% | 0 | 0 | 0% | Normal | 0% | 278.9981 | 0 | 0 | kBTU/hr | 80 | 0 | 36 | 193.92 | 7119.6376 | 2666.6667 | 170 | 0 | 2023 | 0.92704 | RTF Wkbk - ResSF&MHExistingHVAC_v7_1 | RTF Wkbk - ResSF&MHExistingHVAC_v7_1 + RTF Wkbk - ResESGasFurnaces_v2_0 | Algorithm calc | Residential_Single Family Moderate Income_New_Space Heating_Furnace_ASHP with AFUE 80% Backup
Residential_Single Family Moderate Income_New_Space Heating_Natural Gas_Furnace_E6 | Residential | Single Family Moderate Income | New | Space Heating | Natural Gas | Furnace | E6 | ASHP with AFUE 95% backup | 44.91% | 0% | 0% | 3267.7266 | 1112.4507 | 70.9187 | 0 | 14 | 22 | 2019 | 2051 | 100% | 0 | 0 | 0% | Normal | 0% | 234.9458 | 0 | 0 | kBTU/hr | 80 | 0 | 36 | 163.3011 | 7833.1 | 2666.6667 | 170 | 0 | 2023 | 0.92704 | RTF Wkbk - ResSF&MHExistingHVAC_v7_1 | RTF Wkbk - ResSF&MHExistingHVAC_v7_1 + RTF Wkbk - ResESGasFurnaces_v2_0 | Algorithm calc | Residential_Single Family Moderate Income_New_Space Heating_Furnace_ASHP with AFUE 95% backup
Residential_Single Family Moderate Income_New_Space Heating_Natural Gas_Furnace_E7 | Residential | Single Family Moderate Income | New | Space Heating | Natural Gas | Furnace | E7 |  | 0% | 0% | 0% | 0 | 0 | 0 | 0 | 0 | 0 | 0 | 0 | 0% | 0 | 0 | 0% | Normal | 0% | 0 | 0 | 0 | [9 empty] | 0 | 0 |  |  |  | Residential_Single Family Moderate Income_New_Space Heating_Furnace_
Residential_Single Family Moderate Income_New_Space Heating_Natural Gas_Furnace_E8 | Residential | Single Family Moderate Income | New | Space Heating | Natural Gas | Furnace | E8 |  | 0% | 0% | 0% | 0 | 0 | 0 | 0 | 0 | 0 | 0 | 0 | 0% | 0 | 0 | 0% | Normal | 0% | 0 | 0 | 0 | [9 empty] | 0 | 0 |  |  |  | Residential_Single Family Moderate Income_New_Space Heating_Furnace_
Residential_Single Family Moderate Income_New_Space Heating_Natural Gas_Furnace_E9 | Residential | Single Family Moderate Income | New | Space Heating | Natural Gas | Furnace | E9 |  | 0% | 0% | 0% | 0 | 0 | 0 | 0 | 0 | 0 | 0 | 0 | 0% | 0 | 0 | 0% | Normal | 0% | 0 | 0 | 0 | [9 empty] | 0 | 0 |  |  |  | Residential_Single Family Moderate Income_New_Space Heating_Furnace_
Residential_Single Family Moderate Income_New_Space Heating_Natural Gas_Furnace_E10 | Residential | Single Family Moderate Income | New | Space Heating | Natural Gas | Furnace | E10 |  | 0% | 0% | 0% | 0 | 0 | 0 | 0 | 0 | 0 | 0 | 0 | 0% | 0 | 0 | 0% | Normal | 0% | 0 | 0 | 0 | [9 empty] | 0 | 0 |  |  |  | Residential_Single Family Moderate Income_New_Space Heating_Furnace_
Residential_Single Family Moderate Income_New_Space Heating_Natural Gas_Boiler_E1 | Residential | Single Family Moderate Income | New | Space Heating | Natural Gas | Boiler | E1 | AFUE 80% | 100% | 0% | 0% | 891.4834 | 891.4834 | 21.7435 | 0 | 20 | 30 | 2019 | 2020 | 100% | 0 | 0 | 0% | Normal | 0% | 311.876 | 0 | 0 | kBTU/hr | 105 | 0 | 45 | 360.6 | 2050 | 2050 | 50 | 0 | 2018 | 1.0147 | EIA 2018 Tech Forecast | EIA 2018 Tech Forecast | BEST | Residential_Single Family Moderate Income_New_Space Heating_Boiler_AFUE 80%
Residential_Single Family Moderate Income_New_Space Heating_Natural Gas_Boiler_E2 | Residential | Single Family Moderate Income | New | Space Heating | Natural Gas | Boiler | E2 | AFUE 82% | 97.84% | 0% | 0% | 847.9964 | 1152.4054 | 39.1383 | 0 | 20 | 30 | 2019 | 2023 | 100% | 0 | 0 | 0% | Normal | 0% | 305.1299 | 0 | 0 | kBTU/hr | 105 | 0 | 45 | 352.8 | 1950 | 2650 | 90 | 0 | 2018 | 1.0147 | EIA 2018 Tech Forecast | EIA 2018 Tech Forecast | BEST | Residential_Single Family Moderate Income_New_Space Heating_Boiler_AFUE 82%
Residential_Single Family Moderate Income_New_Space Heating_Natural Gas_Boiler_E3 | Residential | Single Family Moderate Income | New | Space Heating | Natural Gas | Boiler | E3 | AFUE 85% | 96.51% | 0% | 0% | 1129.4539 | 1232.1316 | 39.1383 | 0 | 20 | 30 | 2019 | 2023 | 100% | 0 | 0 | 0% | Normal | 0% | 300.9785 | 0 | 0 | kBTU/hr | 105 | 0 | 45 | 348 | 2597.2222 | 2833.3333 | 90 | 0 | 2018 | 1.0147 | EIA 2018 Tech Forecast | EIA 2018 Tech Forecast | BEST | Residential_Single Family Moderate Income_New_Space Heating_Boiler_AFUE 85%
Residential_Single Family Moderate Income_New_Space Heating_Natural Gas_Boiler_E4 | Residential | Single Family Moderate Income | New | Space Heating | Natural Gas | Boiler | E4 | AFUE 90% | 90.68% | 0% | 0% | 1195.8924 | 1304.6099 | 39.1383 | 0 | 20 | 30 | 2019 | 2023 | 100% | 0 | 0 | 0% | Normal | 0% | 282.816 | 0 | 0 | kBTU/hr | 105 | 0 | 45 | 327 | 2750 | 3000 | 90 | 0 | 2018 | 1.0147 | EIA 2018 Tech Forecast | EIA 2018 Tech Forecast | BEST | Residential_Single Family Moderate Income_New_Space Heating_Boiler_AFUE 90%
Residential_Single Family Moderate Income_New_Space Heating_Natural Gas_Boiler_E5 | Residential | Single Family Moderate Income | New | Space Heating | Natural Gas | Boiler | E5 | AFUE 95% | 84.36% | 0% | 0% | 1597.1384 | 1299.0059 | 39.1383 | 0 | 20 | 30 | 2019 | 2023 | 100% | 0 | 0 | 0% | Normal | 0% | 263.0967 | 0 | 0 | kBTU/hr | 105 | 0 | 45 | 304.2 | 3672.6804 | 2987.1134 | 90 | 0 | 2018 | 1.0147 | EIA 2018 Tech Forecast | EIA 2018 Tech Forecast | BEST | Residential_Single Family Moderate Income_New_Space Heating_Boiler_AFUE 95%
Residential_Single Family Moderate Income_New_Space Heating_Natural Gas_Boiler_E6 | Residential | Single Family Moderate Income | New | Space Heating | Natural Gas | Boiler | E6 | Convert to Gas-Fired ASHP | 67.22% | 0% | 0% | 8827.8602 | 1522.0449 | 97.0304 | 0 | 12 | 18 | 2019 | 2051 | 100% | 0 | 0 | 0% | Normal | 0% | 209.6471 | 0 | 0 | kBTU/hr | 80 | 0 | 45 | 242.4 | 15466.6667 | 2666.6667 | 170 | 0 | 2018 | 1.0147 | EIA 2018 Tech Forecast | EIA 2018 Tech Forecast | AEG BEST | Residential_Single Family Moderate Income_New_Space Heating_Boiler_Convert to Gas-Fired ASHP
Residential_Single Family Moderate Income_New_Space Heating_Natural Gas_Boiler_E7 | Residential | Single Family Moderate Income | New | Space Heating | Natural Gas | Boiler | E7 | ASHP with AFUE 80% Backup | 53.78% | 0% | 0% | 3712.6152 | 1390.5634 | 88.6484 | 0 | 14 | 22 | 2019 | 2051 | 100% | 0 | 0 | 0% | Normal | 0% | 167.7177 | 0 | 0 | kBTU/hr | 80 | 0 | 45 | 193.92 | 7119.6376 | 2666.6667 | 170 | 0 | 2023 | 0.92704 | RTF Wkbk - ResSF&MHExistingHVAC_v7_1 | RTF Wkbk - ResSF&MHExistingHVAC_v7_1 + RTF Wkbk - ResESGasFurnaces_v2_0 | Algorithm calc | Residential_Single Family Moderate Income_New_Space Heating_Boiler_ASHP with AFUE 80% Backup
Residential_Single Family Moderate Income_New_Space Heating_Natural Gas_Boiler_E8 | Residential | Single Family Moderate Income | New | Space Heating | Natural Gas | Boiler | E8 | ASHP with AFUE 95% backup | 45.29% | 0% | 0% | 4084.6582 | 1390.5634 | 88.6484 | 0 | 14 | 22 | 2019 | 2051 | 100% | 0 | 0 | 0% | Normal | 0% | 141.2359 | 0 | 0 | kBTU/hr | 80 | 0 | 45 | 163.3011 | 7833.1 | 2666.6667 | 170 | 0 | 2023 | 0.92704 | RTF Wkbk - ResSF&MHExistingHVAC_v7_1 | RTF Wkbk - ResSF&MHExistingHVAC_v7_1 + RTF Wkbk - ResESGasFurnaces_v2_0 | Algorithm calc | Residential_Single Family Moderate Income_New_Space Heating_Boiler_ASHP with AFUE 95% backup
Residential_Single Family Moderate Income_New_Space Heating_Natural Gas_Boiler_E9 | Residential | Single Family Moderate Income | New | Space Heating | Natural Gas | Boiler | E9 |  | 0% | 0% | 0% | 0 | 0 | 0 | 0 | 0 | 0 | 0 | 0 | 0% | 0 | 0 | 0% | Normal | 0% | 0 | 0 | 0 | [9 empty] | 0 | 0 |  |  |  | Residential_Single Family Moderate Income_New_Space Heating_Boiler_
Residential_Single Family Moderate Income_New_Space Heating_Natural Gas_Boiler_E10 | Residential | Single Family Moderate Income | New | Space Heating | Natural Gas | Boiler | E10 |  | 0% | 0% | 0% | 0 | 0 | 0 | 0 | 0 | 0 | 0 | 0 | 0% | 0 | 0 | 0% | Normal | 0% | 0 | 0 | 0 | [9 empty] | 0 | 0 |  |  |  | Residential_Single Family Moderate Income_New_Space Heating_Boiler_
Residential_Single Family Moderate Income_New_Secondary Heating_Natural Gas_Fireplace_E1 | Residential | Single Family Moderate Income | New | Secondary Heating | Natural Gas | Fireplace | E1 | Baseline (>50% FE) | 100% | 0% | 0% | 2567.1 | 1052 | 0 | 0 | 12 | 20 | 2019 | 2051 | 100% | 0 | 0 | 0% | Normal | 0% | 103.3071 | 0 | 0 | unit | 1 | 0 | 1 | 287.4458 | 2567.1 | 1052 | 0 | 0 | 2021 | 1 | RTF Wkbk - ResGasFireplaces_v1_0 | CA eTRM - Gas Fireplace, Residential - SWHC047-03 | AEG BEST / Market Profile | Residential_Single Family Moderate Income_New_Secondary Heating_Fireplace_Baseline (>50% FE)
Residential_Single Family Moderate Income_New_Secondary Heating_Natural Gas_Fireplace_E2 | Residential | Single Family Moderate Income | New | Secondary Heating | Natural Gas | Fireplace | E2 | Tier 1 (70% FE) | 83.16% | 0% | 0% | 2896.46 | 1052 | -0.63106 | 0 | 12 | 20 | 2019 | 2051 | 100% | 0 | 0 | 0% | Normal | 0% | 85.9087 | 0 | 0 | unit | 1 | 0 | 1 | 239.0358 | 2896.46 | 1052 | -0.63106 | 0 | 2021 | 1 | RTF Wkbk - ResGasFireplaces_v1_0 | CA eTRM - Gas Fireplace, Residential - SWHC047-03 | AEG BEST / Market Profile | Residential_Single Family Moderate Income_New_Secondary Heating_Fireplace_Tier 1 (70% FE)
Residential_Single Family Moderate Income_New_Secondary Heating_Natural Gas_Fireplace_E3 | Residential | Single Family Moderate Income | New | Secondary Heating | Natural Gas | Fireplace | E3 | Tier 2 (>75% FE) | 79.34% | 0% | 0% | 2972.5 | 1052 | -0.63106 | 0 | 12 | 20 | 2019 | 2051 | 100% | 0 | 0 | 0% | Normal | 0% | 81.9625 | 0 | 0 | unit | 1 | 0 | 1 | 228.0558 | 2972.5 | 1052 | -0.63106 | 0 | 2021 | 1 | RTF Wkbk - ResGasFireplaces_v1_0 | CA eTRM - Gas Fireplace, Residential - SWHC047-03 | AEG BEST / Market Profile | Residential_Single Family Moderate Income_New_Secondary Heating_Fireplace_Tier 2 (>75% FE)
Residential_Single Family Moderate Income_New_Secondary Heating_Natural Gas_Fireplace_E4 | Residential | Single Family Moderate Income | New | Secondary Heating | Natural Gas | Fireplace | E4 |  | 0% | 0% | 0% | 0 | 0 | 0 | 0 | 0 | 0 | 0 | 0 | 0% | 0 | 0 | 0% | Normal | 0% | 0 | 0 | 0 | [9 empty] | 0 | 0 |  |  |  | Residential_Single Family Moderate Income_New_Secondary Heating_Fireplace_
Residential_Single Family Moderate Income_New_Secondary Heating_Natural Gas_Fireplace_E5 | Residential | Single Family Moderate Income | New | Secondary Heating | Natural Gas | Fireplace | E5 |  | 0% | 0% | 0% | 0 | 0 | 0 | 0 | 0 | 0 | 0 | 0 | 0% | 0 | 0 | 0% | Normal | 0% | 0 | 0 | 0 | [9 empty] | 0 | 0 |  |  |  | Residential_Single Family Moderate Income_New_Secondary Heating_Fireplace_
Residential_Single Family Moderate Income_New_Secondary Heating_Natural Gas_Fireplace_E6 | Residential | Single Family Moderate Income | New | Secondary Heating | Natural Gas | Fireplace | E6 |  | 0% | 0% | 0% | 0 | 0 | 0 | 0 | 0 | 0 | 0 | 0 | 0% | 0 | 0 | 0% | Normal | 0% | 0 | 0 | 0 | [9 empty] | 0 | 0 |  |  |  | Residential_Single Family Moderate Income_New_Secondary Heating_Fireplace_
Residential_Single Family Moderate Income_New_Secondary Heating_Natural Gas_Fireplace_E7 | Residential | Single Family Moderate Income | New | Secondary Heating | Natural Gas | Fireplace | E7 |  | 0% | 0% | 0% | 0 | 0 | 0 | 0 | 0 | 0 | 0 | 0 | 0% | 0 | 0 | 0% | Normal | 0% | 0 | 0 | 0 | [9 empty] | 0 | 0 |  |  |  | Residential_Single Family Moderate Income_New_Secondary Heating_Fireplace_
Residential_Single Family Moderate Income_New_Secondary Heating_Natural Gas_Fireplace_E8 | Residential | Single Family Moderate Income | New | Secondary Heating | Natural Gas | Fireplace | E8 |  | 0% | 0% | 0% | 0 | 0 | 0 | 0 | 0 | 0 | 0 | 0 | 0% | 0 | 0 | 0% | Normal | 0% | 0 | 0 | 0 | [9 empty] | 0 | 0 |  |  |  | Residential_Single Family Moderate Income_New_Secondary Heating_Fireplace_
Residential_Single Family Moderate Income_New_Secondary Heating_Natural Gas_Fireplace_E9 | Residential | Single Family Moderate Income | New | Secondary Heating | Natural Gas | Fireplace | E9 |  | 0% | 0% | 0% | 0 | 0 | 0 | 0 | 0 | 0 | 0 | 0 | 0% | 0 | 0 | 0% | Normal | 0% | 0 | 0 | 0 | [9 empty] | 0 | 0 |  |  |  | Residential_Single Family Moderate Income_New_Secondary Heating_Fireplace_
Residential_Single Family Moderate Income_New_Secondary Heating_Natural Gas_Fireplace_E10 | Residential | Single Family Moderate Income | New | Secondary Heating | Natural Gas | Fireplace | E10 |  | 0% | 0% | 0% | 0 | 0 | 0 | 0 | 0 | 0 | 0 | 0 | 0% | 0 | 0 | 0% | Normal | 0% | 0 | 0 | 0 | [9 empty] | 0 | 0 |  |  |  | Residential_Single Family Moderate Income_New_Secondary Heating_Fireplace_
Residential_Single Family Moderate Income_New_Water Heating_Natural Gas_Water Heater (<= 55 gal)_E1 | Residential | Single Family Moderate Income | New | Water Heating | Natural Gas | Water Heater (<= 55 gal) | E1 | UEF 0.58 (Standard) | 100% | 0% | 0% | 539.7178 | 588.5979 | 0 | 0 | 10 | 16 | 2019 | 2023 | 100% | 0 | 0 | 0% | Normal | 0% | 161.55 | 0 | 0 | unit | 1 | 0 | 1 | 167.8101 | 530 | 578 | 0 | 0 | 2020 | 1.0183 | RTF WkBk - ResGasWH_v2_0 | RTF WkBk - ResGasWH_v2_0 | AEG BEST / Market Profile Calculations | Residential_Single Family Moderate Income_New_Water Heating_Water Heater (<= 55 gal)_UEF 0.58 (Standard)
Residential_Single Family Moderate Income_New_Water Heating_Natural Gas_Water Heater (<= 55 gal)_E2 | Residential | Single Family Moderate Income | New | Water Heating | Natural Gas | Water Heater (<= 55 gal) | E2 | UEF 0.64 (ENERGY STAR 4.0) | 90.62% | 0% | 0% | 684.3215 | 588.5979 | 0 | 0 | 10 | 16 | 2019 | 2023 | 100% | 0 | 0 | 0% | Normal | 0% | 146.4047 | 0 | 0 | unit | 1 | 0 | 1 | 152.0779 | 672 | 578 | 0 | 0 | 2020 | 1.0183 | RTF WkBk - ResGasWH_v2_0 | RTF WkBk - ResGasWH_v2_0 | AEG BEST / Market Profile Calculations | Residential_Single Family Moderate Income_New_Water Heating_Water Heater (<= 55 gal)_UEF 0.64 (ENERGY STAR 4.0)
Residential_Single Family Moderate Income_New_Water Heating_Natural Gas_Water Heater (<= 55 gal)_E3 | Residential | Single Family Moderate Income | New | Water Heating | Natural Gas | Water Heater (<= 55 gal) | E3 | UEF 0.81 (ENERGY STAR 5.0) | 71.6% | 0% | 0% | 2276.9982 | 1315.6895 | 0 | 0 | 10 | 16 | 2019 | 2023 | 100% | 0 | 0 | 0% | Normal | 0% | 115.6778 | 0 | 0 | unit | 1 | 0 | 1 | 120.1604 | 2236 | 1292 | 0 | 0 | 2020 | 1.0183 | RTF WkBk - ResGasWH_v2_0 | RTF WkBk - ResGasWH_v2_0 | AEG BEST / Market Profile Calculations | Residential_Single Family Moderate Income_New_Water Heating_Water Heater (<= 55 gal)_UEF 0.81 (ENERGY STAR 5.0)
Residential_Single Family Moderate Income_New_Water Heating_Natural Gas_Water Heater (<= 55 gal)_E4 | Residential | Single Family Moderate Income | New | Water Heating | Natural Gas | Water Heater (<= 55 gal) | E4 | UEF 0.87 (Instantaneous, ENERGY STAR 4.0) | 66.67% | 0% | 0% | 874.7842 | 1427.8716 | 0 | 0 | 15 | 25 | 2019 | 2023 | 100% | 0 | 0 | 0% | Normal | 0% | 107.7 | 0 | 0 | unit | 1 | 0 | 1 | 111.8734 | 859.0334 | 1402.1622 | 0 | 0 | 2020 | 1.0183 | RTF WkBk - ResGasWH_v2_0 | RTF WkBk - ResGasWH_v2_0 - AEG Adjusted | AEG BEST / Market Profile Calculations | Residential_Single Family Moderate Income_New_Water Heating_Water Heater (<= 55 gal)_UEF 0.87 (Instantaneous, ENERGY STAR 4.0)
Residential_Single Family Moderate Income_New_Water Heating_Natural Gas_Water Heater (<= 55 gal)_E5 | Residential | Single Family Moderate Income | New | Water Heating | Natural Gas | Water Heater (<= 55 gal) | E5 | UEF 0.95 (Instantaneous, ENERGY STAR 5.0) | 63.74% | 0% | 0% | 1183.5883 | 1427.8716 | 0 | 0 | 15 | 25 | 2019 | 2023 | 100% | 0 | 0 | 0% | Normal | 0% | 102.9659 | 0 | 0 | unit | 1 | 0 | 1 | 106.9559 | 1162.2773 | 1402.1622 | 0 | 0 | 2020 | 1.0183 | RTF WkBk - ResGasWH_v2_0 | RTF WkBk - ResGasWH_v2_0 - AEG Adjusted | AEG BEST / Market Profile Calculations | Residential_Single Family Moderate Income_New_Water Heating_Water Heater (<= 55 gal)_UEF 0.95 (Instantaneous, ENERGY STAR 5.0)
Residential_Single Family Moderate Income_New_Water Heating_Natural Gas_Water Heater (<= 55 gal)_E6 | Residential | Single Family Moderate Income | New | Water Heating | Natural Gas | Water Heater (<= 55 gal) | E6 | UEF 1.0+ (Gas-Fired HPWH) | 54.72% | 0% | 0% | 2627.2224 | 2573.2687 | 0 | 0 | 10 | 16 | 2019 | 2051 | 30% | 0 | 0 | 0% | Normal | 0% | 88.3953 | 0 | 0 | unit | 1 | 0 | 1 | 91.8206 | 2471.2858 | 2420.5345 | 0 | 0 | 2017 | 1.0631 | RTF WkBk - ResGasWH_v2_0 | Modified EIA 2018 Tech Forecast and Regional Technical Forum | AEG BEST / Market Profile Calculations | Residential_Single Family Moderate Income_New_Water Heating_Water Heater (<= 55 gal)_UEF 1.0+ (Gas-Fired HPWH)
Residential_Single Family Moderate Income_New_Water Heating_Natural Gas_Water Heater (<= 55 gal)_E7 | Residential | Single Family Moderate Income | New | Water Heating | Natural Gas | Water Heater (<= 55 gal) | E7 | NEEA Gas-Fired Absorption HPWH (COP 1.3) | 44.62% | 0% | 0% | 5425.462 | 735.0259 | 0 | 0 | 6 | 20 | 2023 | 2051 | 30% | 0 | 0 | 0% | Normal | 0% | 72.0762 | 0 | 0 | unit | 1 | 0 | 1 | 74.8691 | 5166.9245 | 700 | 0 | 0 | 2018 | 1.05 | EIA 2018 Tech Forecast | Modified EIA 2018 Tech Forecast | IL TRM - 5.4.2 - RS-HWE-GWHT-V09-210101 | Residential_Single Family Moderate Income_New_Water Heating_Water Heater (<= 55 gal)_NEEA Gas-Fired Absorption HPWH (COP 1.3)
Residential_Single Family Moderate Income_New_Water Heating_Natural Gas_Water Heater (<= 55 gal)_E8 | Residential | Single Family Moderate Income | New | Water Heating | Natural Gas | Water Heater (<= 55 gal) | E8 |  | 0% | 0% | 0% | 0 | 0 | 0 | 0 | 0 | 0 | 0 | 0 | 0% | 0 | 0 | 0% | Normal | 0% | 0 | 0 | 0 | [9 empty] | 0 | 0 |  |  |  | Residential_Single Family Moderate Income_New_Water Heating_Water Heater (<= 55 gal)_
Residential_Single Family Moderate Income_New_Water Heating_Natural Gas_Water Heater (<= 55 gal)_E9 | Residential | Single Family Moderate Income | New | Water Heating | Natural Gas | Water Heater (<= 55 gal) | E9 |  | 0% | 0% | 0% | 0 | 0 | 0 | 0 | 0 | 0 | 0 | 0 | 0% | 0 | 0 | 0% | Normal | 0% | 0 | 0 | 0 | [9 empty] | 0 | 0 |  |  |  | Residential_Single Family Moderate Income_New_Water Heating_Water Heater (<= 55 gal)_
Residential_Single Family Moderate Income_New_Water Heating_Natural Gas_Water Heater (<= 55 gal)_E10 | Residential | Single Family Moderate Income | New | Water Heating | Natural Gas | Water Heater (<= 55 gal) | E10 |  | 0% | 0% | 0% | 0 | 0 | 0 | 0 | 0 | 0 | 0 | 0 | 0% | 0 | 0 | 0% | Normal | 0% | 0 | 0 | 0 | [9 empty] | 0 | 0 |  |  |  | Residential_Single Family Moderate Income_New_Water Heating_Water Heater (<= 55 gal)_
Residential_Single Family Moderate Income_New_Water Heating_Natural Gas_Water Heater (> 55 gal)_E1 | Residential | Single Family Moderate Income | New | Water Heating | Natural Gas | Water Heater (> 55 gal) | E1 | UEF 0.76 (Standard) | 100% | 0% | 0% | 620.6755 | 676.8876 | 0 | 0 | 10 | 16 | 2019 | 2023 | 100% | 0 | 0 | 0% | Normal | 0% | 161.55 | 0 | 0 | unit | 1 | 0 | 1 | 128.0656 | 609.5 | 664.7 | 0 | 0 | 2020 | 1.0183 | Same as small WH | Scaled from small WH | AEG BEST / Market Profile Calculations | Residential_Single Family Moderate Income_New_Water Heating_Water Heater (> 55 gal)_UEF 0.76 (Standard)
Residential_Single Family Moderate Income_New_Water Heating_Natural Gas_Water Heater (> 55 gal)_E2 | Residential | Single Family Moderate Income | New | Water Heating | Natural Gas | Water Heater (> 55 gal) | E2 | UEF 0.78 (ENERGY STAR 4.0) | 97.44% | 0% | 0% | 786.9697 | 676.8876 | 0 | 0 | 10 | 16 | 2019 | 2023 | 100% | 0 | 0 | 0% | Normal | 0% | 157.4077 | 0 | 0 | unit | 1 | 0 | 1 | 124.7819 | 772.8 | 664.7 | 0 | 0 | 2020 | 1.0183 | Same as small WH | Scaled from small WH | AEG BEST / Market Profile Calculations | Residential_Single Family Moderate Income_New_Water Heating_Water Heater (> 55 gal)_UEF 0.78 (ENERGY STAR 4.0)
Residential_Single Family Moderate Income_New_Water Heating_Natural Gas_Water Heater (> 55 gal)_E3 | Residential | Single Family Moderate Income | New | Water Heating | Natural Gas | Water Heater (> 55 gal) | E3 | UEF 0.86 (ENERGY STAR 5.0) | 93.83% | 0% | 0% | 2618.548 | 1513.0429 | 0 | 0 | 10 | 16 | 2019 | 2023 | 100% | 0 | 0 | 0% | Normal | 0% | 151.5778 | 0 | 0 | unit | 1 | 0 | 1 | 120.1604 | 2571.4 | 1485.8 | 0 | 0 | 2020 | 1.0183 | Same as small WH | Scaled from small WH | AEG BEST / Market Profile Calculations | Residential_Single Family Moderate Income_New_Water Heating_Water Heater (> 55 gal)_UEF 0.86 (ENERGY STAR 5.0)
Residential_Single Family Moderate Income_New_Water Heating_Natural Gas_Water Heater (> 55 gal)_E4 | Residential | Single Family Moderate Income | New | Water Heating | Natural Gas | Water Heater (> 55 gal) | E4 | UEF 0.87 (Instantaneous, ENERGY STAR 4.0) | 87.36% | 0% | 0% | 1006.0018 | 1642.0523 | 0 | 0 | 15 | 25 | 2019 | 2023 | 100% | 0 | 0 | 0% | Normal | 0% | 141.1241 | 0 | 0 | unit | 1 | 0 | 1 | 111.8734 | 987.8884 | 1612.4865 | 0 | 0 | 2020 | 1.0183 | Same as small WH | Scaled from small WH | AEG BEST / Market Profile Calculations | Residential_Single Family Moderate Income_New_Water Heating_Water Heater (> 55 gal)_UEF 0.87 (Instantaneous, ENERGY STAR 4.0)
Residential_Single Family Moderate Income_New_Water Heating_Natural Gas_Water Heater (> 55 gal)_E5 | Residential | Single Family Moderate Income | New | Water Heating | Natural Gas | Water Heater (> 55 gal) | E5 | UEF 0.95 (Instantaneous, ENERGY STAR 5.0) | 83.52% | 0% | 0% | 1361.1265 | 1642.0523 | 0 | 0 | 15 | 25 | 2019 | 2023 | 100% | 0 | 0 | 0% | Normal | 0% | 134.9209 | 0 | 0 | unit | 1 | 0 | 1 | 106.9559 | 1336.6189 | 1612.4865 | 0 | 0 | 2020 | 1.0183 | Same as small WH | Scaled from small WH | AEG BEST / Market Profile Calculations | Residential_Single Family Moderate Income_New_Water Heating_Water Heater (> 55 gal)_UEF 0.95 (Instantaneous, ENERGY STAR 5.0)
Residential_Single Family Moderate Income_New_Water Heating_Natural Gas_Water Heater (> 55 gal)_E6 | Residential | Single Family Moderate Income | New | Water Heating | Natural Gas | Water Heater (> 55 gal) | E6 | UEF 1.0+ (Gas-Fired HPWH) | 71.7% | 0% | 0% | 3021.3057 | 2959.259 | 0 | 0 | 10 | 16 | 2019 | 2051 | 30% | 0 | 0 | 0% | Normal | 0% | 115.8283 | 0 | 0 | unit | 1 | 0 | 1 | 91.8206 | 2841.9786 | 2783.6147 | 0 | 0 | 2017 | 1.0631 | Same as small WH | Scaled from small WH | AEG BEST / Market Profile Calculations | Residential_Single Family Moderate Income_New_Water Heating_Water Heater (> 55 gal)_UEF 1.0+ (Gas-Fired HPWH)
Residential_Single Family Moderate Income_New_Water Heating_Natural Gas_Water Heater (> 55 gal)_E7 | Residential | Single Family Moderate Income | New | Water Heating | Natural Gas | Water Heater (> 55 gal) | E7 | NEEA Gas-Fired Absorption HPWH (COP 1.3) | 58.46% | 0% | 0% | 6239.2813 | 845.2798 | 0 | 0 | 6 | 20 | 2024 | 2051 | 30% | 0 | 0 | 0% | Normal | 0% | 94.4446 | 0 | 0 | unit | 1 | 0 | 1 | 74.8691 | 5941.9632 | 805 | 0 | 0 | 2018 | 1.05 | Scaled from small | Scaled from small | IL TRM - 5.4.2 - RS-HWE-GWHT-V09-210101 | Residential_Single Family Moderate Income_New_Water Heating_Water Heater (> 55 gal)_NEEA Gas-Fired Absorption HPWH (COP 1.3)
Residential_Single Family Moderate Income_New_Water Heating_Natural Gas_Water Heater (> 55 gal)_E8 | Residential | Single Family Moderate Income | New | Water Heating | Natural Gas | Water Heater (> 55 gal) | E8 |  | 0% | 0% | 0% | 0 | 0 | 0 | 0 | 0 | 0 | 0 | 0 | 0% | 0 | 0 | 0% | Normal | 0% | 0 | 0 | 0 | [9 empty] | 0 | 0 |  |  |  | Residential_Single Family Moderate Income_New_Water Heating_Water Heater (> 55 gal)_
Residential_Single Family Moderate Income_New_Water Heating_Natural Gas_Water Heater (> 55 gal)_E9 | Residential | Single Family Moderate Income | New | Water Heating | Natural Gas | Water Heater (> 55 gal) | E9 |  | 0% | 0% | 0% | 0 | 0 | 0 | 0 | 0 | 0 | 0 | 0 | 0% | 0 | 0 | 0% | Normal | 0% | 0 | 0 | 0 | [9 empty] | 0 | 0 |  |  |  | Residential_Single Family Moderate Income_New_Water Heating_Water Heater (> 55 gal)_
Residential_Single Family Moderate Income_New_Water Heating_Natural Gas_Water Heater (> 55 gal)_E10 | Residential | Single Family Moderate Income | New | Water Heating | Natural Gas | Water Heater (> 55 gal) | E10 |  | 0% | 0% | 0% | 0 | 0 | 0 | 0 | 0 | 0 | 0 | 0 | 0% | 0 | 0 | 0% | Normal | 0% | 0 | 0 | 0 | [9 empty] | 0 | 0 |  |  |  | Residential_Single Family Moderate Income_New_Water Heating_Water Heater (> 55 gal)_
Residential_Single Family Moderate Income_New_Appliances_Natural Gas_Clothes Dryer_E1 | Residential | Single Family Moderate Income | New | Appliances | Natural Gas | Clothes Dryer | E1 | Standard | 100% | 0% | 0% | 525.0185 | 168.0059 | 0 | 0 | 9 | 15 | 2019 | 2051 | 100% | 0 | 0 | 0% | Normal | 0% | 15.619 | 0 | 0 | units | 1 | 0 | 1 | 29.1837 | 500 | 160 | 0 | 0 | 2018 | 1.05 | RTF Workbook - ResClothesDryers_v4.1 | EIA 2018 Tech Forecast | RTF Workbook - ResClothesDryers_v4.1 | Residential_Single Family Moderate Income_New_Appliances_Clothes Dryer_Standard
Residential_Single Family Moderate Income_New_Appliances_Natural Gas_Clothes Dryer_E2 | Residential | Single Family Moderate Income | New | Appliances | Natural Gas | Clothes Dryer | E2 | NEEA/ENERGY STAR (CE >60%) | 94.43% | 0% | 0% | 574.0737 | 170.0959 | 0 | 0 | 9 | 15 | 2019 | 2051 | 100% | 0 | 0 | 0% | Normal | 0% | 14.7486 | 0 | 0 | units | 1 | 0 | 1 | 27.5575 | 540 | 160 | 0 | 0 | 2017 | 1.0631 | RTF Workbook - ResClothesDryers_v4.1 | RTF Workbook - ResClothesDryers_v4.1 | RTF Workbook - ResClothesDryers_v4.1 | Residential_Single Family Moderate Income_New_Appliances_Clothes Dryer_NEEA/ENERGY STAR (CE >60%)
Residential_Single Family Moderate Income_New_Appliances_Natural Gas_Clothes Dryer_E3 | Residential | Single Family Moderate Income | New | Appliances | Natural Gas | Clothes Dryer | E3 |  | 0% | 0% | 0% | 0 | 0 | 0 | 0 | 0 | 0 | 0 | 0 | 0% | 0 | 0 | 0% | Normal | 0% | 0 | 0 | 0 | [9 empty] | 0 | 0 |  |  |  | Residential_Single Family Moderate Income_New_Appliances_Clothes Dryer_
Residential_Single Family Moderate Income_New_Appliances_Natural Gas_Clothes Dryer_E4 | Residential | Single Family Moderate Income | New | Appliances | Natural Gas | Clothes Dryer | E4 |  | 0% | 0% | 0% | 0 | 0 | 0 | 0 | 0 | 0 | 0 | 0 | 0% | 0 | 0 | 0% | Normal | 0% | 0 | 0 | 0 | [9 empty] | 0 | 0 |  |  |  | Residential_Single Family Moderate Income_New_Appliances_Clothes Dryer_
Residential_Single Family Moderate Income_New_Appliances_Natural Gas_Clothes Dryer_E5 | Residential | Single Family Moderate Income | New | Appliances | Natural Gas | Clothes Dryer | E5 |  | 0% | 0% | 0% | 0 | 0 | 0 | 0 | 0 | 0 | 0 | 0 | 0% | 0 | 0 | 0% | Normal | 0% | 0 | 0 | 0 | [9 empty] | 0 | 0 |  |  |  | Residential_Single Family Moderate Income_New_Appliances_Clothes Dryer_
Residential_Single Family Moderate Income_New_Appliances_Natural Gas_Clothes Dryer_E6 | Residential | Single Family Moderate Income | New | Appliances | Natural Gas | Clothes Dryer | E6 |  | 0% | 0% | 0% | 0 | 0 | 0 | 0 | 0 | 0 | 0 | 0 | 0% | 0 | 0 | 0% | Normal | 0% | 0 | 0 | 0 | [9 empty] | 0 | 0 |  |  |  | Residential_Single Family Moderate Income_New_Appliances_Clothes Dryer_
Residential_Single Family Moderate Income_New_Appliances_Natural Gas_Clothes Dryer_E7 | Residential | Single Family Moderate Income | New | Appliances | Natural Gas | Clothes Dryer | E7 |  | 0% | 0% | 0% | 0 | 0 | 0 | 0 | 0 | 0 | 0 | 0 | 0% | 0 | 0 | 0% | Normal | 0% | 0 | 0 | 0 | [9 empty] | 0 | 0 |  |  |  | Residential_Single Family Moderate Income_New_Appliances_Clothes Dryer_
Residential_Single Family Moderate Income_New_Appliances_Natural Gas_Clothes Dryer_E8 | Residential | Single Family Moderate Income | New | Appliances | Natural Gas | Clothes Dryer | E8 |  | 0% | 0% | 0% | 0 | 0 | 0 | 0 | 0 | 0 | 0 | 0 | 0% | 0 | 0 | 0% | Normal | 0% | 0 | 0 | 0 | [9 empty] | 0 | 0 |  |  |  | Residential_Single Family Moderate Income_New_Appliances_Clothes Dryer_
Residential_Single Family Moderate Income_New_Appliances_Natural Gas_Clothes Dryer_E9 | Residential | Single Family Moderate Income | New | Appliances | Natural Gas | Clothes Dryer | E9 |  | 0% | 0% | 0% | 0 | 0 | 0 | 0 | 0 | 0 | 0 | 0 | 0% | 0 | 0 | 0% | Normal | 0% | 0 | 0 | 0 | [9 empty] | 0 | 0 |  |  |  | Residential_Single Family Moderate Income_New_Appliances_Clothes Dryer_
Residential_Single Family Moderate Income_New_Appliances_Natural Gas_Clothes Dryer_E10 | Residential | Single Family Moderate Income | New | Appliances | Natural Gas | Clothes Dryer | E10 |  | 0% | 0% | 0% | 0 | 0 | 0 | 0 | 0 | 0 | 0 | 0 | 0% | 0 | 0 | 0% | Normal | 0% | 0 | 0 | 0 | [9 empty] | 0 | 0 |  |  |  | Residential_Single Family Moderate Income_New_Appliances_Clothes Dryer_
Residential_Single Family Moderate Income_New_Appliances_Natural Gas_Stove/Oven_E1 | Residential | Single Family Moderate Income | New | Appliances | Natural Gas | Stove/Oven | E1 | EF 0.399 | 100% | 0% | 0% | 861.0304 | 115.5041 | 0 | 0 | 9 | 15 | 2019 | 2051 | 100% | 0 | 0 | 0% | Normal | 0% | 17.8258 | 0 | 0 | units | 1 | 0 | 1 | 31.82 | 820 | 110 | 0 | 0 | 2018 | 1.05 | EIA 2018 Appendix A | EIA 2018 Appendix A | EIA 2018 Appendix A | Residential_Single Family Moderate Income_New_Appliances_Stove/Oven_EF 0.399
Residential_Single Family Moderate Income_New_Appliances_Natural Gas_Stove/Oven_E2 | Residential | Single Family Moderate Income | New | Appliances | Natural Gas | Stove/Oven | E2 | High Efficiency (730 + 1660 IAEC) | 75.11% | 0% | 0% | 913.5322 | 115.5041 | 0 | 0 | 9 | 15 | 2019 | 2051 | 100% | 0 | 0 | 0% | Normal | 0% | 13.389 | 0 | 0 | units | 1 | 0 | 1 | 23.9 | 870 | 110 | 0 | 0 | 2018 | 1.05 | EIA 2018 Appendix A | EIA 2018 Appendix A | EIA 2018 Appendix A | Residential_Single Family Moderate Income_New_Appliances_Stove/Oven_High Efficiency (730 + 1660 IAEC)
Residential_Single Family Moderate Income_New_Appliances_Natural Gas_Stove/Oven_E3 | Residential | Single Family Moderate Income | New | Appliances | Natural Gas | Stove/Oven | E3 |  | 0% | 0% | 0% | 0 | 0 | 0 | 0 | 0 | 0 | 0 | 0 | 0% | 0 | 0 | 0% | Normal | 0% | 0 | 0 | 0 | [9 empty] | 0 | 0 |  |  |  | Residential_Single Family Moderate Income_New_Appliances_Stove/Oven_
Residential_Single Family Moderate Income_New_Appliances_Natural Gas_Stove/Oven_E4 | Residential | Single Family Moderate Income | New | Appliances | Natural Gas | Stove/Oven | E4 |  | 0% | 0% | 0% | 0 | 0 | 0 | 0 | 0 | 0 | 0 | 0 | 0% | 0 | 0 | 0% | Normal | 0% | 0 | 0 | 0 | [9 empty] | 0 | 0 |  |  |  | Residential_Single Family Moderate Income_New_Appliances_Stove/Oven_
Residential_Single Family Moderate Income_New_Appliances_Natural Gas_Stove/Oven_E5 | Residential | Single Family Moderate Income | New | Appliances | Natural Gas | Stove/Oven | E5 |  | 0% | 0% | 0% | 0 | 0 | 0 | 0 | 0 | 0 | 0 | 0 | 0% | 0 | 0 | 0% | Normal | 0% | 0 | 0 | 0 | [9 empty] | 0 | 0 |  |  |  | Residential_Single Family Moderate Income_New_Appliances_Stove/Oven_
Residential_Single Family Moderate Income_New_Appliances_Natural Gas_Stove/Oven_E6 | Residential | Single Family Moderate Income | New | Appliances | Natural Gas | Stove/Oven | E6 |  | 0% | 0% | 0% | 0 | 0 | 0 | 0 | 0 | 0 | 0 | 0 | 0% | 0 | 0 | 0% | Normal | 0% | 0 | 0 | 0 | [9 empty] | 0 | 0 |  |  |  | Residential_Single Family Moderate Income_New_Appliances_Stove/Oven_
Residential_Single Family Moderate Income_New_Appliances_Natural Gas_Stove/Oven_E7 | Residential | Single Family Moderate Income | New | Appliances | Natural Gas | Stove/Oven | E7 |  | 0% | 0% | 0% | 0 | 0 | 0 | 0 | 0 | 0 | 0 | 0 | 0% | 0 | 0 | 0% | Normal | 0% | 0 | 0 | 0 | [9 empty] | 0 | 0 |  |  |  | Residential_Single Family Moderate Income_New_Appliances_Stove/Oven_
Residential_Single Family Moderate Income_New_Appliances_Natural Gas_Stove/Oven_E8 | Residential | Single Family Moderate Income | New | Appliances | Natural Gas | Stove/Oven | E8 |  | 0% | 0% | 0% | 0 | 0 | 0 | 0 | 0 | 0 | 0 | 0 | 0% | 0 | 0 | 0% | Normal | 0% | 0 | 0 | 0 | [9 empty] | 0 | 0 |  |  |  | Residential_Single Family Moderate Income_New_Appliances_Stove/Oven_
Residential_Single Family Moderate Income_New_Appliances_Natural Gas_Stove/Oven_E9 | Residential | Single Family Moderate Income | New | Appliances | Natural Gas | Stove/Oven | E9 |  | 0% | 0% | 0% | 0 | 0 | 0 | 0 | 0 | 0 | 0 | 0 | 0% | 0 | 0 | 0% | Normal | 0% | 0 | 0 | 0 | [9 empty] | 0 | 0 |  |  |  | Residential_Single Family Moderate Income_New_Appliances_Stove/Oven_
Residential_Single Family Moderate Income_New_Appliances_Natural Gas_Stove/Oven_E10 | Residential | Single Family Moderate Income | New | Appliances | Natural Gas | Stove/Oven | E10 |  | 0% | 0% | 0% | 0 | 0 | 0 | 0 | 0 | 0 | 0 | 0 | 0% | 0 | 0 | 0% | Normal | 0% | 0 | 0 | 0 | [9 empty] | 0 | 0 |  |  |  | Residential_Single Family Moderate Income_New_Appliances_Stove/Oven_
Residential_Single Family Moderate Income_New_Miscellaneous_Natural Gas_Pool Heater_E1 | Residential | Single Family Moderate Income | New | Miscellaneous | Natural Gas | Pool Heater | E1 | Standard (EF 0.82) | 100% | 0% | 0% | 2127.3029 | 814.6684 | 0 | 0 | 8 | 12 | 2019 | 2051 | 100% | 0 | 0 | 0% | Normal | 0% | 76.6466 | 0 | 0 | units | 1 | 0 | 1 | 1004 | 2089 | 800 | 0 | 0 | 2020 | 1.0183 | CA eTRM - Pool Heater, Residential | CA eTRM - Pool Heater, Residential | CA eTRM - Pool Heater, Residential | Residential_Single Family Moderate Income_New_Miscellaneous_Pool Heater_Standard (EF 0.82)
Residential_Single Family Moderate Income_New_Miscellaneous_Natural Gas_Pool Heater_E2 | Residential | Single Family Moderate Income | New | Miscellaneous | Natural Gas | Pool Heater | E2 | High Efficiency (EF 0.84) | 96.41% | 0% | 0% | 2758.6709 | 814.6684 | 0 | 0 | 8 | 12 | 2019 | 2051 | 100% | 0 | 0 | 0% | Normal | 0% | 73.8983 | 0 | 0 | units | 1 | 0 | 1 | 968 | 2709 | 800 | 0 | 0 | 2020 | 1.0183 | CA eTRM - Pool Heater, Residential | CA eTRM - Pool Heater, Residential | CA eTRM - Pool Heater, Residential | Residential_Single Family Moderate Income_New_Miscellaneous_Pool Heater_High Efficiency (EF 0.84)
Residential_Single Family Moderate Income_New_Miscellaneous_Natural Gas_Pool Heater_E3 | Residential | Single Family Moderate Income | New | Miscellaneous | Natural Gas | Pool Heater | E3 | Condensing (EF .94) | 85.46% | 0% | 0% | 5028.5408 | 916.502 | 0 | 0 | 8 | 12 | 2019 | 2051 | 100% | 0 | 0 | 0% | Normal | 0% | 65.5008 | 0 | 0 | units | 1 | 0 | 1 | 858 | 4938 | 900 | 0 | 0 | 2020 | 1.0183 | CA eTRM - Pool Heater, Residential | CA eTRM - Pool Heater, Residential | CA eTRM - Pool Heater, Residential | Residential_Single Family Moderate Income_New_Miscellaneous_Pool Heater_Condensing (EF .94)
Residential_Single Family Moderate Income_New_Miscellaneous_Natural Gas_Pool Heater_E4 | Residential | Single Family Moderate Income | New | Miscellaneous | Natural Gas | Pool Heater | E4 | Condensing w/Imp. HX (EF 0.95) | 84.6% | 0% | 0% | 5082.0359 | 916.502 | 0 | 0 | 8 | 12 | 2019 | 2051 | 100% | 0 | 0 | 0% | Normal | 0% | 64.8458 | 0 | 0 | units | 1 | 0 | 1 | 849.42 | 4990.5319 | 900 | 0 | 0 | 2020 | 1.0183 | CA eTRM - Pool Heater, Residential | CA eTRM - Pool Heater, Residential | CA eTRM - Pool Heater, Residential | Residential_Single Family Moderate Income_New_Miscellaneous_Pool Heater_Condensing w/Imp. HX (EF 0.95)
Residential_Single Family Moderate Income_New_Miscellaneous_Natural Gas_Pool Heater_E5 | Residential | Single Family Moderate Income | New | Miscellaneous | Natural Gas | Pool Heater | E5 |  | 0% | 0% | 0% | 0 | 0 | 0 | 0 | 0 | 0 | 0 | 0 | 0% | 0 | 0 | 0% | Normal | 0% | 0 | 0 | 0 | [9 empty] | 0 | 0 |  |  |  | Residential_Single Family Moderate Income_New_Miscellaneous_Pool Heater_
Residential_Single Family Moderate Income_New_Miscellaneous_Natural Gas_Pool Heater_E6 | Residential | Single Family Moderate Income | New | Miscellaneous | Natural Gas | Pool Heater | E6 |  | 0% | 0% | 0% | 0 | 0 | 0 | 0 | 0 | 0 | 0 | 0 | 0% | 0 | 0 | 0% | Normal | 0% | 0 | 0 | 0 | [9 empty] | 0 | 0 |  |  |  | Residential_Single Family Moderate Income_New_Miscellaneous_Pool Heater_
Residential_Single Family Moderate Income_New_Miscellaneous_Natural Gas_Pool Heater_E7 | Residential | Single Family Moderate Income | New | Miscellaneous | Natural Gas | Pool Heater | E7 |  | 0% | 0% | 0% | 0 | 0 | 0 | 0 | 0 | 0 | 0 | 0 | 0% | 0 | 0 | 0% | Normal | 0% | 0 | 0 | 0 | [9 empty] | 0 | 0 |  |  |  | Residential_Single Family Moderate Income_New_Miscellaneous_Pool Heater_
Residential_Single Family Moderate Income_New_Miscellaneous_Natural Gas_Pool Heater_E8 | Residential | Single Family Moderate Income | New | Miscellaneous | Natural Gas | Pool Heater | E8 |  | 0% | 0% | 0% | 0 | 0 | 0 | 0 | 0 | 0 | 0 | 0 | 0% | 0 | 0 | 0% | Normal | 0% | 0 | 0 | 0 | [9 empty] | 0 | 0 |  |  |  | Residential_Single Family Moderate Income_New_Miscellaneous_Pool Heater_
Residential_Single Family Moderate Income_New_Miscellaneous_Natural Gas_Pool Heater_E9 | Residential | Single Family Moderate Income | New | Miscellaneous | Natural Gas | Pool Heater | E9 |  | 0% | 0% | 0% | 0 | 0 | 0 | 0 | 0 | 0 | 0 | 0 | 0% | 0 | 0 | 0% | Normal | 0% | 0 | 0 | 0 | [9 empty] | 0 | 0 |  |  |  | Residential_Single Family Moderate Income_New_Miscellaneous_Pool Heater_
Residential_Single Family Moderate Income_New_Miscellaneous_Natural Gas_Pool Heater_E10 | Residential | Single Family Moderate Income | New | Miscellaneous | Natural Gas | Pool Heater | E10 |  | 0% | 0% | 0% | 0 | 0 | 0 | 0 | 0 | 0 | 0 | 0 | 0% | 0 | 0 | 0% | Normal | 0% | 0 | 0 | 0 | [9 empty] | 0 | 0 |  |  |  | Residential_Single Family Moderate Income_New_Miscellaneous_Pool Heater_
Residential_Single Family Moderate Income_New_Miscellaneous_Natural Gas_Miscellaneous_E1 | Residential | Single Family Moderate Income | New | Miscellaneous | Natural Gas | Miscellaneous | E1 | Default | 100% | 0% | 0% | 107.428 | 0 | 0 | 0 | 5 | 10 | 2019 | 2051 | 100% | 0 | 0 | 0% | Normal | 0% | 6.1127 | 0 | 0 | units | 1 | 0 | 1 | 100 | 100 | 0 | 0 | 0 | 2016 | 1.0743 | Default | Default | Default | Residential_Single Family Moderate Income_New_Miscellaneous_Miscellaneous_Default
Residential_Single Family Moderate Income_New_Miscellaneous_Natural Gas_Miscellaneous_E2 | Residential | Single Family Moderate Income | New | Miscellaneous | Natural Gas | Miscellaneous | E2 |  | 0% | 0% | 0% | 0 | 0 | 0 | 0 | 0 | 0 | 0 | 0 | 0% | 0 | 0 | 0% | Normal | 0% | 0 | 0 | 0 | [9 empty] | 0 | 0 |  |  |  | Residential_Single Family Moderate Income_New_Miscellaneous_Miscellaneous_
Residential_Single Family Moderate Income_New_Miscellaneous_Natural Gas_Miscellaneous_E3 | Residential | Single Family Moderate Income | New | Miscellaneous | Natural Gas | Miscellaneous | E3 |  | 0% | 0% | 0% | 0 | 0 | 0 | 0 | 0 | 0 | 0 | 0 | 0% | 0 | 0 | 0% | Normal | 0% | 0 | 0 | 0 | [9 empty] | 0 | 0 |  |  |  | Residential_Single Family Moderate Income_New_Miscellaneous_Miscellaneous_
Residential_Single Family Moderate Income_New_Miscellaneous_Natural Gas_Miscellaneous_E4 | Residential | Single Family Moderate Income | New | Miscellaneous | Natural Gas | Miscellaneous | E4 |  | 0% | 0% | 0% | 0 | 0 | 0 | 0 | 0 | 0 | 0 | 0 | 0% | 0 | 0 | 0% | Normal | 0% | 0 | 0 | 0 | [9 empty] | 0 | 0 |  |  |  | Residential_Single Family Moderate Income_New_Miscellaneous_Miscellaneous_
Residential_Single Family Moderate Income_New_Miscellaneous_Natural Gas_Miscellaneous_E5 | Residential | Single Family Moderate Income | New | Miscellaneous | Natural Gas | Miscellaneous | E5 |  | 0% | 0% | 0% | 0 | 0 | 0 | 0 | 0 | 0 | 0 | 0 | 0% | 0 | 0 | 0% | Normal | 0% | 0 | 0 | 0 | [9 empty] | 0 | 0 |  |  |  | Residential_Single Family Moderate Income_New_Miscellaneous_Miscellaneous_
Residential_Single Family Moderate Income_New_Miscellaneous_Natural Gas_Miscellaneous_E6 | Residential | Single Family Moderate Income | New | Miscellaneous | Natural Gas | Miscellaneous | E6 |  | 0% | 0% | 0% | 0 | 0 | 0 | 0 | 0 | 0 | 0 | 0 | 0% | 0 | 0 | 0% | Normal | 0% | 0 | 0 | 0 | [9 empty] | 0 | 0 |  |  |  | Residential_Single Family Moderate Income_New_Miscellaneous_Miscellaneous_
Residential_Single Family Moderate Income_New_Miscellaneous_Natural Gas_Miscellaneous_E7 | Residential | Single Family Moderate Income | New | Miscellaneous | Natural Gas | Miscellaneous | E7 |  | 0% | 0% | 0% | 0 | 0 | 0 | 0 | 0 | 0 | 0 | 0 | 0% | 0 | 0 | 0% | Normal | 0% | 0 | 0 | 0 | [9 empty] | 0 | 0 |  |  |  | Residential_Single Family Moderate Income_New_Miscellaneous_Miscellaneous_
Residential_Single Family Moderate Income_New_Miscellaneous_Natural Gas_Miscellaneous_E8 | Residential | Single Family Moderate Income | New | Miscellaneous | Natural Gas | Miscellaneous | E8 |  | 0% | 0% | 0% | 0 | 0 | 0 | 0 | 0 | 0 | 0 | 0 | 0% | 0 | 0 | 0% | Normal | 0% | 0 | 0 | 0 | [9 empty] | 0 | 0 |  |  |  | Residential_Single Family Moderate Income_New_Miscellaneous_Miscellaneous_
Residential_Single Family Moderate Income_New_Miscellaneous_Natural Gas_Miscellaneous_E9 | Residential | Single Family Moderate Income | New | Miscellaneous | Natural Gas | Miscellaneous | E9 |  | 0% | 0% | 0% | 0 | 0 | 0 | 0 | 0 | 0 | 0 | 0 | 0% | 0 | 0 | 0% | Normal | 0% | 0 | 0 | 0 | [9 empty] | 0 | 0 |  |  |  | Residential_Single Family Moderate Income_New_Miscellaneous_Miscellaneous_
Residential_Single Family Moderate Income_New_Miscellaneous_Natural Gas_Miscellaneous_E10 | Residential | Single Family Moderate Income | New | Miscellaneous | Natural Gas | Miscellaneous | E10 |  | 0% | 0% | 0% | 0 | 0 | 0 | 0 | 0 | 0 | 0 | 0 | 0% | 0 | 0 | 0% | Normal | 0% | 0 | 0 | 0 | [9 empty] | 0 | 0 |  |  |  | Residential_Single Family Moderate Income_New_Miscellaneous_Miscellaneous_
Residential_Single Family Low Income_Existing_Space Heating_Natural Gas_Furnace_E1 | Residential | Single Family Low Income | Existing | Space Heating | Natural Gas | Furnace | E1 | AFUE 80% | 100% | 0% | 0% | 2082.466 | 831.3984 | 87.4741 | 0 | 16 | 27 | 2019 | 2051 | 100% | 0 | 0 | 0% | Normal | 0% | 416.0519 | 0 | 0 | kBTU/hr | 80 | 0 | 60 | 545.5 | 2642.5376 | 1055 | 111 | 0 | 2015 | 1.0507 | RTF Wkbk - ResESGasFurnaces_v2_0 | RTF Wkbk - ResESGasFurnaces_v2_0 ¦ O&M from DOE TSD | AEG BEST | Residential_Single Family Low Income_Existing_Space Heating_Furnace_AFUE 80%
Residential_Single Family Low Income_Existing_Space Heating_Natural Gas_Furnace_E2 | Residential | Single Family Low Income | Existing | Space Heating | Natural Gas | Furnace | E2 | AFUE 95% (ENERGY STAR 4.1) | 84.69% | 0% | 0% | 2644.7139 | 1079.6359 | 92.2025 | 0 | 16 | 27 | 2019 | 2051 | 100% | 0 | 0 | 0% | Normal | 0% | 352.3666 | 0 | 0 | kBTU/hr | 80 | 0 | 60 | 462 | 3356 | 1370 | 117 | 0 | 2015 | 1.0507 | RTF Wkbk - ResESGasFurnaces_v2_0 | RTF Wkbk - ResESGasFurnaces_v2_0 | AEG BEST | Residential_Single Family Low Income_Existing_Space Heating_Furnace_AFUE 95% (ENERGY STAR 4.1)
Residential_Single Family Low Income_Existing_Space Heating_Natural Gas_Furnace_E3 | Residential | Single Family Low Income | Existing | Space Heating | Natural Gas | Furnace | E3 | AFUE 97% (CEE Tier 3) | 81.85% | 0% | 0% | 2873.9105 | 1079.6359 | 92.2025 | 0 | 16 | 27 | 2019 | 2051 | 100% | 0 | 0 | 0% | Normal | 0% | 340.5447 | 0 | 0 | kBTU/hr | 80 | 0 | 60 | 446.5 | 3646.8382 | 1370 | 117 | 0 | 2015 | 1.0507 | RTF Wkbk - ResESGasFurnaces_v2_0 | RTF Wkbk - ResESGasFurnaces_v2_0 | AEG BEST | Residential_Single Family Low Income_Existing_Space Heating_Furnace_AFUE 97% (CEE Tier 3)
Residential_Single Family Low Income_Existing_Space Heating_Natural Gas_Furnace_E4 | Residential | Single Family Low Income | Existing | Space Heating | Natural Gas | Furnace | E4 | Convert to Gas-Fired ASHP | 66.67% | 0% | 0% | 11770.4803 | 2029.3932 | 129.3738 | 0 | 12 | 18 | 2019 | 2051 | 100% | 0 | 0 | 0% | Normal | 0% | 277.3679 | 0 | 0 | kBTU/hr | 80 | 0 | 60 | 363.6667 | 15466.6667 | 2666.6667 | 170 | 0 | 2018 | 1.0147 | EIA 2018 Tech Forecast | EIA 2018 Tech Forecast | Algorithm calc | Residential_Single Family Low Income_Existing_Space Heating_Furnace_Convert to Gas-Fired ASHP
Residential_Single Family Low Income_Existing_Space Heating_Natural Gas_Furnace_E5 | Residential | Single Family Low Income | Existing | Space Heating | Natural Gas | Furnace | E5 | ASHP with AFUE 80% Backup | 53.33% | 0% | 0% | 4950.1536 | 1854.0845 | 118.1979 | 0 | 14 | 22 | 2019 | 2051 | 100% | 0 | 0 | 0% | Normal | 0% | 221.8943 | 0 | 0 | kBTU/hr | 80 | 0 | 60 | 290.9333 | 7119.6376 | 2666.6667 | 170 | 0 | 2023 | 0.92704 | RTF Wkbk - ResSF&MHExistingHVAC_v7_1 | RTF Wkbk - ResSF&MHExistingHVAC_v7_1 + RTF Wkbk - ResESGasFurnaces_v2_0 | Algorithm calc | Residential_Single Family Low Income_Existing_Space Heating_Furnace_ASHP with AFUE 80% Backup
Residential_Single Family Low Income_Existing_Space Heating_Natural Gas_Furnace_E6 | Residential | Single Family Low Income | Existing | Space Heating | Natural Gas | Furnace | E6 | ASHP with AFUE 95% backup | 44.91% | 0% | 0% | 5446.2109 | 1854.0845 | 118.1979 | 0 | 14 | 22 | 2019 | 2051 | 100% | 0 | 0 | 0% | Normal | 0% | 186.8584 | 0 | 0 | kBTU/hr | 80 | 0 | 60 | 244.9965 | 7833.1 | 2666.6667 | 170 | 0 | 2023 | 0.92704 | RTF Wkbk - ResSF&MHExistingHVAC_v7_1 | RTF Wkbk - ResSF&MHExistingHVAC_v7_1 + RTF Wkbk - ResESGasFurnaces_v2_0 | Algorithm calc | Residential_Single Family Low Income_Existing_Space Heating_Furnace_ASHP with AFUE 95% backup
Residential_Single Family Low Income_Existing_Space Heating_Natural Gas_Furnace_E7 | Residential | Single Family Low Income | Existing | Space Heating | Natural Gas | Furnace | E7 |  | 0% | 0% | 0% | 0 | 0 | 0 | 0 | 0 | 0 | 0 | 0 | 0% | 0 | 0 | 0% | Normal | 0% | 0 | 0 | 0 | [9 empty] | 0 | 0 |  |  |  | Residential_Single Family Low Income_Existing_Space Heating_Furnace_
Residential_Single Family Low Income_Existing_Space Heating_Natural Gas_Furnace_E8 | Residential | Single Family Low Income | Existing | Space Heating | Natural Gas | Furnace | E8 |  | 0% | 0% | 0% | 0 | 0 | 0 | 0 | 0 | 0 | 0 | 0 | 0% | 0 | 0 | 0% | Normal | 0% | 0 | 0 | 0 | [9 empty] | 0 | 0 |  |  |  | Residential_Single Family Low Income_Existing_Space Heating_Furnace_
Residential_Single Family Low Income_Existing_Space Heating_Natural Gas_Furnace_E9 | Residential | Single Family Low Income | Existing | Space Heating | Natural Gas | Furnace | E9 |  | 0% | 0% | 0% | 0 | 0 | 0 | 0 | 0 | 0 | 0 | 0 | 0% | 0 | 0 | 0% | Normal | 0% | 0 | 0 | 0 | [9 empty] | 0 | 0 |  |  |  | Residential_Single Family Low Income_Existing_Space Heating_Furnace_
Residential_Single Family Low Income_Existing_Space Heating_Natural Gas_Furnace_E10 | Residential | Single Family Low Income | Existing | Space Heating | Natural Gas | Furnace | E10 |  | 0% | 0% | 0% | 0 | 0 | 0 | 0 | 0 | 0 | 0 | 0 | 0% | 0 | 0 | 0% | Normal | 0% | 0 | 0 | 0 | [9 empty] | 0 | 0 |  |  |  | Residential_Single Family Low Income_Existing_Space Heating_Furnace_
Residential_Single Family Low Income_Existing_Space Heating_Natural Gas_Boiler_E1 | Residential | Single Family Low Income | Existing | Space Heating | Natural Gas | Boiler | E1 | AFUE 80% | 100% | 0% | 0% | 1188.6446 | 1188.6446 | 28.9913 | 0 | 20 | 30 | 2019 | 2020 | 100% | 0 | 0 | 0% | Normal | 0% | 350.3572 | 0 | 0 | kBTU/hr | 105 | 0 | 60 | 542 | 2050 | 2050 | 50 | 0 | 2018 | 1.0147 | EIA 2018 Tech Forecast | EIA 2018 Tech Forecast | BEST | Residential_Single Family Low Income_Existing_Space Heating_Boiler_AFUE 80%
Residential_Single Family Low Income_Existing_Space Heating_Natural Gas_Boiler_E2 | Residential | Single Family Low Income | Existing | Space Heating | Natural Gas | Boiler | E2 | AFUE 82% | 97.79% | 0% | 0% | 1130.6619 | 1536.5405 | 52.1844 | 0 | 20 | 30 | 2019 | 2051 | 100% | 0 | 0 | 0% | Normal | 0% | 342.6002 | 0 | 0 | kBTU/hr | 105 | 0 | 60 | 530 | 1950 | 2650 | 90 | 0 | 2018 | 1.0147 | EIA 2018 Tech Forecast | EIA 2018 Tech Forecast | BEST | Residential_Single Family Low Income_Existing_Space Heating_Boiler_AFUE 82%
Residential_Single Family Low Income_Existing_Space Heating_Natural Gas_Boiler_E3 | Residential | Single Family Low Income | Existing | Space Heating | Natural Gas | Boiler | E3 | AFUE 85% | 96.49% | 0% | 0% | 1505.9386 | 1642.8421 | 52.1844 | 0 | 20 | 30 | 2019 | 2051 | 100% | 0 | 0 | 0% | Normal | 0% | 338.0753 | 0 | 0 | kBTU/hr | 105 | 0 | 60 | 523 | 2597.2222 | 2833.3333 | 90 | 0 | 2018 | 1.0147 | EIA 2018 Tech Forecast | EIA 2018 Tech Forecast | BEST | Residential_Single Family Low Income_Existing_Space Heating_Boiler_AFUE 85%
Residential_Single Family Low Income_Existing_Space Heating_Natural Gas_Boiler_E4 | Residential | Single Family Low Income | Existing | Space Heating | Natural Gas | Boiler | E4 | AFUE 90% | 90.5% | 0% | 0% | 1594.5232 | 1739.4798 | 52.1844 | 0 | 20 | 30 | 2019 | 2051 | 100% | 0 | 0 | 0% | Normal | 0% | 317.0668 | 0 | 0 | kBTU/hr | 105 | 0 | 60 | 490.5 | 2750 | 3000 | 90 | 0 | 2018 | 1.0147 | EIA 2018 Tech Forecast | EIA 2018 Tech Forecast | BEST | Residential_Single Family Low Income_Existing_Space Heating_Boiler_AFUE 90%
Residential_Single Family Low Income_Existing_Space Heating_Natural Gas_Boiler_E5 | Residential | Single Family Low Income | Existing | Space Heating | Natural Gas | Boiler | E5 | AFUE 95% | 84.32% | 0% | 0% | 2129.5178 | 1732.0079 | 52.1844 | 0 | 20 | 30 | 2019 | 2051 | 100% | 0 | 0 | 0% | Normal | 0% | 295.4119 | 0 | 0 | kBTU/hr | 105 | 0 | 60 | 457 | 3672.6804 | 2987.1134 | 90 | 0 | 2018 | 1.0147 | EIA 2018 Tech Forecast | EIA 2018 Tech Forecast | BEST | Residential_Single Family Low Income_Existing_Space Heating_Boiler_AFUE 95%
Residential_Single Family Low Income_Existing_Space Heating_Natural Gas_Boiler_E6 | Residential | Single Family Low Income | Existing | Space Heating | Natural Gas | Boiler | E6 | Convert to Gas-Fired ASHP | 67.1% | 0% | 0% | 11770.4803 | 2029.3932 | 129.3738 | 0 | 12 | 18 | 2019 | 2051 | 100% | 0 | 0 | 0% | Normal | 0% | 235.0798 | 0 | 0 | kBTU/hr | 80 | 0 | 60 | 363.6667 | 15466.6667 | 2666.6667 | 170 | 0 | 2018 | 1.0147 | EIA 2018 Tech Forecast | EIA 2018 Tech Forecast | AEG BEST | Residential_Single Family Low Income_Existing_Space Heating_Boiler_Convert to Gas-Fired ASHP
Residential_Single Family Low Income_Existing_Space Heating_Natural Gas_Boiler_E7 | Residential | Single Family Low Income | Existing | Space Heating | Natural Gas | Boiler | E7 | ASHP with AFUE 80% Backup | 53.68% | 0% | 0% | 4950.1536 | 1854.0845 | 118.1979 | 0 | 14 | 22 | 2019 | 2051 | 100% | 0 | 0 | 0% | Normal | 0% | 188.0638 | 0 | 0 | kBTU/hr | 80 | 0 | 60 | 290.9333 | 7119.6376 | 2666.6667 | 170 | 0 | 2023 | 0.92704 | RTF Wkbk - ResSF&MHExistingHVAC_v7_1 | RTF Wkbk - ResSF&MHExistingHVAC_v7_1 + RTF Wkbk - ResESGasFurnaces_v2_0 | Algorithm calc | Residential_Single Family Low Income_Existing_Space Heating_Boiler_ASHP with AFUE 80% Backup
Residential_Single Family Low Income_Existing_Space Heating_Natural Gas_Boiler_E8 | Residential | Single Family Low Income | Existing | Space Heating | Natural Gas | Boiler | E8 | ASHP with AFUE 95% backup | 45.2% | 0% | 0% | 5446.2109 | 1854.0845 | 118.1979 | 0 | 14 | 22 | 2019 | 2051 | 100% | 0 | 0 | 0% | Normal | 0% | 158.3695 | 0 | 0 | kBTU/hr | 80 | 0 | 60 | 244.9965 | 7833.1 | 2666.6667 | 170 | 0 | 2023 | 0.92704 | RTF Wkbk - ResSF&MHExistingHVAC_v7_1 | RTF Wkbk - ResSF&MHExistingHVAC_v7_1 + RTF Wkbk - ResESGasFurnaces_v2_0 | Algorithm calc | Residential_Single Family Low Income_Existing_Space Heating_Boiler_ASHP with AFUE 95% backup
Residential_Single Family Low Income_Existing_Space Heating_Natural Gas_Boiler_E9 | Residential | Single Family Low Income | Existing | Space Heating | Natural Gas | Boiler | E9 |  | 0% | 0% | 0% | 0 | 0 | 0 | 0 | 0 | 0 | 0 | 0 | 0% | 0 | 0 | 0% | Normal | 0% | 0 | 0 | 0 | [9 empty] | 0 | 0 |  |  |  | Residential_Single Family Low Income_Existing_Space Heating_Boiler_
Residential_Single Family Low Income_Existing_Space Heating_Natural Gas_Boiler_E10 | Residential | Single Family Low Income | Existing | Space Heating | Natural Gas | Boiler | E10 |  | 0% | 0% | 0% | 0 | 0 | 0 | 0 | 0 | 0 | 0 | 0 | 0% | 0 | 0 | 0% | Normal | 0% | 0 | 0 | 0 | [9 empty] | 0 | 0 |  |  |  | Residential_Single Family Low Income_Existing_Space Heating_Boiler_
Residential_Single Family Low Income_Existing_Secondary Heating_Natural Gas_Fireplace_E1 | Residential | Single Family Low Income | Existing | Secondary Heating | Natural Gas | Fireplace | E1 | Baseline (>50% FE) | 100% | 0% | 0% | 2567.1 | 1052 | 0 | 0 | 12 | 20 | 2019 | 2051 | 100% | 0 | 0 | 0% | Normal | 0% | 76.6141 | 0 | 0 | unit | 1 | 0 | 1 | 287.4458 | 2567.1 | 1052 | 0 | 0 | 2021 | 1 | RTF Wkbk - ResGasFireplaces_v1_0 | CA eTRM - Gas Fireplace, Residential - SWHC047-03 | AEG BEST / Market Profile | Residential_Single Family Low Income_Existing_Secondary Heating_Fireplace_Baseline (>50% FE)
Residential_Single Family Low Income_Existing_Secondary Heating_Natural Gas_Fireplace_E2 | Residential | Single Family Low Income | Existing | Secondary Heating | Natural Gas | Fireplace | E2 | Tier 1 (70% FE) | 83.16% | 0% | 0% | 2896.46 | 1052 | -0.36996 | 0 | 12 | 20 | 2019 | 2051 | 100% | 0 | 0 | 0% | Normal | 0% | 63.7112 | 0 | 0 | unit | 1 | 0 | 1 | 239.0358 | 2896.46 | 1052 | -0.36996 | 0 | 2021 | 1 | RTF Wkbk - ResGasFireplaces_v1_0 | CA eTRM - Gas Fireplace, Residential - SWHC047-03 | AEG BEST / Market Profile | Residential_Single Family Low Income_Existing_Secondary Heating_Fireplace_Tier 1 (70% FE)
Residential_Single Family Low Income_Existing_Secondary Heating_Natural Gas_Fireplace_E3 | Residential | Single Family Low Income | Existing | Secondary Heating | Natural Gas | Fireplace | E3 | Tier 2 (>75% FE) | 79.34% | 0% | 0% | 2972.5 | 1052 | -0.36996 | 0 | 12 | 20 | 2019 | 2051 | 100% | 0 | 0 | 0% | Normal | 0% | 60.7847 | 0 | 0 | unit | 1 | 0 | 1 | 228.0558 | 2972.5 | 1052 | -0.36996 | 0 | 2021 | 1 | RTF Wkbk - ResGasFireplaces_v1_0 | CA eTRM - Gas Fireplace, Residential - SWHC047-03 | AEG BEST / Market Profile | Residential_Single Family Low Income_Existing_Secondary Heating_Fireplace_Tier 2 (>75% FE)
Residential_Single Family Low Income_Existing_Secondary Heating_Natural Gas_Fireplace_E4 | Residential | Single Family Low Income | Existing | Secondary Heating | Natural Gas | Fireplace | E4 |  | 0% | 0% | 0% | 0 | 0 | 0 | 0 | 0 | 0 | 0 | 0 | 0% | 0 | 0 | 0% | Normal | 0% | 0 | 0 | 0 | [9 empty] | 0 | 0 |  |  |  | Residential_Single Family Low Income_Existing_Secondary Heating_Fireplace_
Residential_Single Family Low Income_Existing_Secondary Heating_Natural Gas_Fireplace_E5 | Residential | Single Family Low Income | Existing | Secondary Heating | Natural Gas | Fireplace | E5 |  | 0% | 0% | 0% | 0 | 0 | 0 | 0 | 0 | 0 | 0 | 0 | 0% | 0 | 0 | 0% | Normal | 0% | 0 | 0 | 0 | [9 empty] | 0 | 0 |  |  |  | Residential_Single Family Low Income_Existing_Secondary Heating_Fireplace_
Residential_Single Family Low Income_Existing_Secondary Heating_Natural Gas_Fireplace_E6 | Residential | Single Family Low Income | Existing | Secondary Heating | Natural Gas | Fireplace | E6 |  | 0% | 0% | 0% | 0 | 0 | 0 | 0 | 0 | 0 | 0 | 0 | 0% | 0 | 0 | 0% | Normal | 0% | 0 | 0 | 0 | [9 empty] | 0 | 0 |  |  |  | Residential_Single Family Low Income_Existing_Secondary Heating_Fireplace_
Residential_Single Family Low Income_Existing_Secondary Heating_Natural Gas_Fireplace_E7 | Residential | Single Family Low Income | Existing | Secondary Heating | Natural Gas | Fireplace | E7 |  | 0% | 0% | 0% | 0 | 0 | 0 | 0 | 0 | 0 | 0 | 0 | 0% | 0 | 0 | 0% | Normal | 0% | 0 | 0 | 0 | [9 empty] | 0 | 0 |  |  |  | Residential_Single Family Low Income_Existing_Secondary Heating_Fireplace_
Residential_Single Family Low Income_Existing_Secondary Heating_Natural Gas_Fireplace_E8 | Residential | Single Family Low Income | Existing | Secondary Heating | Natural Gas | Fireplace | E8 |  | 0% | 0% | 0% | 0 | 0 | 0 | 0 | 0 | 0 | 0 | 0 | 0% | 0 | 0 | 0% | Normal | 0% | 0 | 0 | 0 | [9 empty] | 0 | 0 |  |  |  | Residential_Single Family Low Income_Existing_Secondary Heating_Fireplace_
Residential_Single Family Low Income_Existing_Secondary Heating_Natural Gas_Fireplace_E9 | Residential | Single Family Low Income | Existing | Secondary Heating | Natural Gas | Fireplace | E9 |  | 0% | 0% | 0% | 0 | 0 | 0 | 0 | 0 | 0 | 0 | 0 | 0% | 0 | 0 | 0% | Normal | 0% | 0 | 0 | 0 | [9 empty] | 0 | 0 |  |  |  | Residential_Single Family Low Income_Existing_Secondary Heating_Fireplace_
Residential_Single Family Low Income_Existing_Secondary Heating_Natural Gas_Fireplace_E10 | Residential | Single Family Low Income | Existing | Secondary Heating | Natural Gas | Fireplace | E10 |  | 0% | 0% | 0% | 0 | 0 | 0 | 0 | 0 | 0 | 0 | 0 | 0% | 0 | 0 | 0% | Normal | 0% | 0 | 0 | 0 | [9 empty] | 0 | 0 |  |  |  | Residential_Single Family Low Income_Existing_Secondary Heating_Fireplace_
Residential_Single Family Low Income_Existing_Water Heating_Natural Gas_Water Heater (<= 55 gal)_E1 | Residential | Single Family Low Income | Existing | Water Heating | Natural Gas | Water Heater (<= 55 gal) | E1 | UEF 0.58 (Standard) | 100% | 0% | 0% | 539.7178 | 588.5979 | 0 | 0 | 10 | 16 | 2019 | 2051 | 100% | 0 | 0 | 0% | Normal | 0% | 136.8659 | 0 | 0 | unit | 1 | 0 | 1 | 167.8101 | 530 | 578 | 0 | 0 | 2020 | 1.0183 | RTF WkBk - ResGasWH_v2_0 | RTF WkBk - ResGasWH_v2_0 | AEG BEST / Market Profile Calculations | Residential_Single Family Low Income_Existing_Water Heating_Water Heater (<= 55 gal)_UEF 0.58 (Standard)
Residential_Single Family Low Income_Existing_Water Heating_Natural Gas_Water Heater (<= 55 gal)_E2 | Residential | Single Family Low Income | Existing | Water Heating | Natural Gas | Water Heater (<= 55 gal) | E2 | UEF 0.64 (ENERGY STAR 4.0) | 90.62% | 0% | 0% | 684.3215 | 588.5979 | 0 | 0 | 10 | 16 | 2019 | 2051 | 100% | 0 | 0 | 0% | Normal | 0% | 124.0347 | 0 | 0 | unit | 1 | 0 | 1 | 152.0779 | 672 | 578 | 0 | 0 | 2020 | 1.0183 | RTF WkBk - ResGasWH_v2_0 | RTF WkBk - ResGasWH_v2_0 | AEG BEST / Market Profile Calculations | Residential_Single Family Low Income_Existing_Water Heating_Water Heater (<= 55 gal)_UEF 0.64 (ENERGY STAR 4.0)
Residential_Single Family Low Income_Existing_Water Heating_Natural Gas_Water Heater (<= 55 gal)_E3 | Residential | Single Family Low Income | Existing | Water Heating | Natural Gas | Water Heater (<= 55 gal) | E3 | UEF 0.81 (ENERGY STAR 5.0) | 71.6% | 0% | 0% | 2276.9982 | 1315.6895 | 0 | 0 | 10 | 16 | 2019 | 2051 | 100% | 0 | 0 | 0% | Normal | 0% | 98.0027 | 0 | 0 | unit | 1 | 0 | 1 | 120.1604 | 2236 | 1292 | 0 | 0 | 2020 | 1.0183 | RTF WkBk - ResGasWH_v2_0 | RTF WkBk - ResGasWH_v2_0 | AEG BEST / Market Profile Calculations | Residential_Single Family Low Income_Existing_Water Heating_Water Heater (<= 55 gal)_UEF 0.81 (ENERGY STAR 5.0)
Residential_Single Family Low Income_Existing_Water Heating_Natural Gas_Water Heater (<= 55 gal)_E4 | Residential | Single Family Low Income | Existing | Water Heating | Natural Gas | Water Heater (<= 55 gal) | E4 | UEF 0.87 (Instantaneous, ENERGY STAR 4.0) | 66.67% | 0% | 0% | 874.7842 | 1427.8716 | 0 | 0 | 15 | 25 | 2019 | 2051 | 100% | 0 | 0 | 0% | Normal | 0% | 91.2439 | 0 | 0 | unit | 1 | 0 | 1 | 111.8734 | 859.0334 | 1402.1622 | 0 | 0 | 2020 | 1.0183 | RTF WkBk - ResGasWH_v2_0 | RTF WkBk - ResGasWH_v2_0 - AEG Adjusted | AEG BEST / Market Profile Calculations | Residential_Single Family Low Income_Existing_Water Heating_Water Heater (<= 55 gal)_UEF 0.87 (Instantaneous, ENERGY STAR 4.0)
Residential_Single Family Low Income_Existing_Water Heating_Natural Gas_Water Heater (<= 55 gal)_E5 | Residential | Single Family Low Income | Existing | Water Heating | Natural Gas | Water Heater (<= 55 gal) | E5 | UEF 0.95 (Instantaneous, ENERGY STAR 5.0) | 63.74% | 0% | 0% | 1183.5883 | 1427.8716 | 0 | 0 | 15 | 25 | 2019 | 2051 | 100% | 0 | 0 | 0% | Normal | 0% | 87.2332 | 0 | 0 | unit | 1 | 0 | 1 | 106.9559 | 1162.2773 | 1402.1622 | 0 | 0 | 2020 | 1.0183 | RTF WkBk - ResGasWH_v2_0 | RTF WkBk - ResGasWH_v2_0 - AEG Adjusted | AEG BEST / Market Profile Calculations | Residential_Single Family Low Income_Existing_Water Heating_Water Heater (<= 55 gal)_UEF 0.95 (Instantaneous, ENERGY STAR 5.0)
Residential_Single Family Low Income_Existing_Water Heating_Natural Gas_Water Heater (<= 55 gal)_E6 | Residential | Single Family Low Income | Existing | Water Heating | Natural Gas | Water Heater (<= 55 gal) | E6 | UEF 1.0+ (Gas-Fired HPWH) | 54.72% | 0% | 0% | 2627.2224 | 2573.2687 | 0 | 0 | 10 | 16 | 2019 | 2051 | 30% | 0 | 0 | 0% | Normal | 0% | 74.8889 | 0 | 0 | unit | 1 | 0 | 1 | 91.8206 | 2471.2858 | 2420.5345 | 0 | 0 | 2017 | 1.0631 | RTF WkBk - ResGasWH_v2_0 | Modified EIA 2018 Tech Forecast and Regional Technical Forum | AEG BEST / Market Profile Calculations | Residential_Single Family Low Income_Existing_Water Heating_Water Heater (<= 55 gal)_UEF 1.0+ (Gas-Fired HPWH)
Residential_Single Family Low Income_Existing_Water Heating_Natural Gas_Water Heater (<= 55 gal)_E7 | Residential | Single Family Low Income | Existing | Water Heating | Natural Gas | Water Heater (<= 55 gal) | E7 | NEEA Gas-Fired Absorption HPWH (COP 1.3) | 44.62% | 0% | 0% | 5425.462 | 735.0259 | 0 | 0 | 6 | 20 | 2023 | 2051 | 30% | 0 | 0 | 0% | Normal | 0% | 61.0632 | 0 | 0 | unit | 1 | 0 | 1 | 74.8691 | 5166.9245 | 700 | 0 | 0 | 2018 | 1.05 | EIA 2018 Tech Forecast | Modified EIA 2018 Tech Forecast | IL TRM - 5.4.2 - RS-HWE-GWHT-V09-210101 | Residential_Single Family Low Income_Existing_Water Heating_Water Heater (<= 55 gal)_NEEA Gas-Fired Absorption HPWH (COP 1.3)
Residential_Single Family Low Income_Existing_Water Heating_Natural Gas_Water Heater (<= 55 gal)_E8 | Residential | Single Family Low Income | Existing | Water Heating | Natural Gas | Water Heater (<= 55 gal) | E8 |  | 0% | 0% | 0% | 0 | 0 | 0 | 0 | 0 | 0 | 0 | 0 | 0% | 0 | 0 | 0% | Normal | 0% | 0 | 0 | 0 | [9 empty] | 0 | 0 |  |  |  | Residential_Single Family Low Income_Existing_Water Heating_Water Heater (<= 55 gal)_
Residential_Single Family Low Income_Existing_Water Heating_Natural Gas_Water Heater (<= 55 gal)_E9 | Residential | Single Family Low Income | Existing | Water Heating | Natural Gas | Water Heater (<= 55 gal) | E9 |  | 0% | 0% | 0% | 0 | 0 | 0 | 0 | 0 | 0 | 0 | 0 | 0% | 0 | 0 | 0% | Normal | 0% | 0 | 0 | 0 | [9 empty] | 0 | 0 |  |  |  | Residential_Single Family Low Income_Existing_Water Heating_Water Heater (<= 55 gal)_
Residential_Single Family Low Income_Existing_Water Heating_Natural Gas_Water Heater (<= 55 gal)_E10 | Residential | Single Family Low Income | Existing | Water Heating | Natural Gas | Water Heater (<= 55 gal) | E10 |  | 0% | 0% | 0% | 0 | 0 | 0 | 0 | 0 | 0 | 0 | 0 | 0% | 0 | 0 | 0% | Normal | 0% | 0 | 0 | 0 | [9 empty] | 0 | 0 |  |  |  | Residential_Single Family Low Income_Existing_Water Heating_Water Heater (<= 55 gal)_
Residential_Single Family Low Income_Existing_Water Heating_Natural Gas_Water Heater (> 55 gal)_E1 | Residential | Single Family Low Income | Existing | Water Heating | Natural Gas | Water Heater (> 55 gal) | E1 | UEF 0.76 (Standard) | 100% | 0% | 0% | 620.6755 | 676.8876 | 0 | 0 | 10 | 16 | 2019 | 2051 | 100% | 0 | 0 | 0% | Normal | 0% | 136.5338 | 0 | 0 | unit | 1 | 0 | 1 | 128.0656 | 609.5 | 664.7 | 0 | 0 | 2020 | 1.0183 | Same as small WH | Scaled from small WH | AEG BEST / Market Profile Calculations | Residential_Single Family Low Income_Existing_Water Heating_Water Heater (> 55 gal)_UEF 0.76 (Standard)
Residential_Single Family Low Income_Existing_Water Heating_Natural Gas_Water Heater (> 55 gal)_E2 | Residential | Single Family Low Income | Existing | Water Heating | Natural Gas | Water Heater (> 55 gal) | E2 | UEF 0.78 (ENERGY STAR 4.0) | 97.44% | 0% | 0% | 786.9697 | 676.8876 | 0 | 0 | 10 | 16 | 2019 | 2051 | 100% | 0 | 0 | 0% | Normal | 0% | 133.033 | 0 | 0 | unit | 1 | 0 | 1 | 124.7819 | 772.8 | 664.7 | 0 | 0 | 2020 | 1.0183 | Same as small WH | Scaled from small WH | AEG BEST / Market Profile Calculations | Residential_Single Family Low Income_Existing_Water Heating_Water Heater (> 55 gal)_UEF 0.78 (ENERGY STAR 4.0)
Residential_Single Family Low Income_Existing_Water Heating_Natural Gas_Water Heater (> 55 gal)_E3 | Residential | Single Family Low Income | Existing | Water Heating | Natural Gas | Water Heater (> 55 gal) | E3 | UEF 0.86 (ENERGY STAR 5.0) | 93.83% | 0% | 0% | 2618.548 | 1513.0429 | 0 | 0 | 10 | 16 | 2019 | 2051 | 100% | 0 | 0 | 0% | Normal | 0% | 128.1058 | 0 | 0 | unit | 1 | 0 | 1 | 120.1604 | 2571.4 | 1485.8 | 0 | 0 | 2020 | 1.0183 | Same as small WH | Scaled from small WH | AEG BEST / Market Profile Calculations | Residential_Single Family Low Income_Existing_Water Heating_Water Heater (> 55 gal)_UEF 0.86 (ENERGY STAR 5.0)
Residential_Single Family Low Income_Existing_Water Heating_Natural Gas_Water Heater (> 55 gal)_E4 | Residential | Single Family Low Income | Existing | Water Heating | Natural Gas | Water Heater (> 55 gal) | E4 | UEF 0.87 (Instantaneous, ENERGY STAR 4.0) | 87.36% | 0% | 0% | 1006.0018 | 1642.0523 | 0 | 0 | 15 | 25 | 2019 | 2051 | 100% | 0 | 0 | 0% | Normal | 0% | 119.2709 | 0 | 0 | unit | 1 | 0 | 1 | 111.8734 | 987.8884 | 1612.4865 | 0 | 0 | 2020 | 1.0183 | Same as small WH | Scaled from small WH | AEG BEST / Market Profile Calculations | Residential_Single Family Low Income_Existing_Water Heating_Water Heater (> 55 gal)_UEF 0.87 (Instantaneous, ENERGY STAR 4.0)
Residential_Single Family Low Income_Existing_Water Heating_Natural Gas_Water Heater (> 55 gal)_E5 | Residential | Single Family Low Income | Existing | Water Heating | Natural Gas | Water Heater (> 55 gal) | E5 | UEF 0.95 (Instantaneous, ENERGY STAR 5.0) | 83.52% | 0% | 0% | 1361.1265 | 1642.0523 | 0 | 0 | 15 | 25 | 2019 | 2051 | 100% | 0 | 0 | 0% | Normal | 0% | 114.0283 | 0 | 0 | unit | 1 | 0 | 1 | 106.9559 | 1336.6189 | 1612.4865 | 0 | 0 | 2020 | 1.0183 | Same as small WH | Scaled from small WH | AEG BEST / Market Profile Calculations | Residential_Single Family Low Income_Existing_Water Heating_Water Heater (> 55 gal)_UEF 0.95 (Instantaneous, ENERGY STAR 5.0)
Residential_Single Family Low Income_Existing_Water Heating_Natural Gas_Water Heater (> 55 gal)_E6 | Residential | Single Family Low Income | Existing | Water Heating | Natural Gas | Water Heater (> 55 gal) | E6 | UEF 1.0+ (Gas-Fired HPWH) | 71.7% | 0% | 0% | 3021.3057 | 2959.259 | 0 | 0 | 10 | 16 | 2019 | 2051 | 30% | 0 | 0 | 0% | Normal | 0% | 97.8922 | 0 | 0 | unit | 1 | 0 | 1 | 91.8206 | 2841.9786 | 2783.6147 | 0 | 0 | 2017 | 1.0631 | Same as small WH | Scaled from small WH | AEG BEST / Market Profile Calculations | Residential_Single Family Low Income_Existing_Water Heating_Water Heater (> 55 gal)_UEF 1.0+ (Gas-Fired HPWH)
Residential_Single Family Low Income_Existing_Water Heating_Natural Gas_Water Heater (> 55 gal)_E7 | Residential | Single Family Low Income | Existing | Water Heating | Natural Gas | Water Heater (> 55 gal) | E7 | NEEA Gas-Fired Absorption HPWH (COP 1.3) | 58.46% | 0% | 0% | 6239.2813 | 845.2798 | 0 | 0 | 6 | 20 | 2024 | 2051 | 30% | 0 | 0 | 0% | Normal | 0% | 79.8198 | 0 | 0 | unit | 1 | 0 | 1 | 74.8691 | 5941.9632 | 805 | 0 | 0 | 2018 | 1.05 | Scaled from small | Scaled from small | IL TRM - 5.4.2 - RS-HWE-GWHT-V09-210101 | Residential_Single Family Low Income_Existing_Water Heating_Water Heater (> 55 gal)_NEEA Gas-Fired Absorption HPWH (COP 1.3)
Residential_Single Family Low Income_Existing_Water Heating_Natural Gas_Water Heater (> 55 gal)_E8 | Residential | Single Family Low Income | Existing | Water Heating | Natural Gas | Water Heater (> 55 gal) | E8 |  | 0% | 0% | 0% | 0 | 0 | 0 | 0 | 0 | 0 | 0 | 0 | 0% | 0 | 0 | 0% | Normal | 0% | 0 | 0 | 0 | [9 empty] | 0 | 0 |  |  |  | Residential_Single Family Low Income_Existing_Water Heating_Water Heater (> 55 gal)_
Residential_Single Family Low Income_Existing_Water Heating_Natural Gas_Water Heater (> 55 gal)_E9 | Residential | Single Family Low Income | Existing | Water Heating | Natural Gas | Water Heater (> 55 gal) | E9 |  | 0% | 0% | 0% | 0 | 0 | 0 | 0 | 0 | 0 | 0 | 0 | 0% | 0 | 0 | 0% | Normal | 0% | 0 | 0 | 0 | [9 empty] | 0 | 0 |  |  |  | Residential_Single Family Low Income_Existing_Water Heating_Water Heater (> 55 gal)_
Residential_Single Family Low Income_Existing_Water Heating_Natural Gas_Water Heater (> 55 gal)_E10 | Residential | Single Family Low Income | Existing | Water Heating | Natural Gas | Water Heater (> 55 gal) | E10 |  | 0% | 0% | 0% | 0 | 0 | 0 | 0 | 0 | 0 | 0 | 0 | 0% | 0 | 0 | 0% | Normal | 0% | 0 | 0 | 0 | [9 empty] | 0 | 0 |  |  |  | Residential_Single Family Low Income_Existing_Water Heating_Water Heater (> 55 gal)_
Residential_Single Family Low Income_Existing_Appliances_Natural Gas_Clothes Dryer_E1 | Residential | Single Family Low Income | Existing | Appliances | Natural Gas | Clothes Dryer | E1 | Standard | 100% | 0% | 0% | 525.0185 | 168.0059 | 0 | 0 | 9 | 15 | 2019 | 2051 | 100% | 0 | 0 | 0% | Normal | 0% | 15.6205 | 0 | 0 | units | 1 | 0 | 1 | 29.1837 | 500 | 160 | 0 | 0 | 2018 | 1.05 | RTF Workbook - ResClothesDryers_v4.1 | EIA 2018 Tech Forecast | RTF Workbook - ResClothesDryers_v4.1 | Residential_Single Family Low Income_Existing_Appliances_Clothes Dryer_Standard
Residential_Single Family Low Income_Existing_Appliances_Natural Gas_Clothes Dryer_E2 | Residential | Single Family Low Income | Existing | Appliances | Natural Gas | Clothes Dryer | E2 | NEEA/ENERGY STAR (CE >60%) | 94.43% | 0% | 0% | 574.0737 | 170.0959 | 0 | 0 | 9 | 15 | 2019 | 2051 | 100% | 0 | 0 | 0% | Normal | 0% | 14.7501 | 0 | 0 | units | 1 | 0 | 1 | 27.5575 | 540 | 160 | 0 | 0 | 2017 | 1.0631 | RTF Workbook - ResClothesDryers_v4.1 | RTF Workbook - ResClothesDryers_v4.1 | RTF Workbook - ResClothesDryers_v4.1 | Residential_Single Family Low Income_Existing_Appliances_Clothes Dryer_NEEA/ENERGY STAR (CE >60%)
Residential_Single Family Low Income_Existing_Appliances_Natural Gas_Clothes Dryer_E3 | Residential | Single Family Low Income | Existing | Appliances | Natural Gas | Clothes Dryer | E3 |  | 0% | 0% | 0% | 0 | 0 | 0 | 0 | 0 | 0 | 0 | 0 | 0% | 0 | 0 | 0% | Normal | 0% | 0 | 0 | 0 | [9 empty] | 0 | 0 |  |  |  | Residential_Single Family Low Income_Existing_Appliances_Clothes Dryer_
Residential_Single Family Low Income_Existing_Appliances_Natural Gas_Clothes Dryer_E4 | Residential | Single Family Low Income | Existing | Appliances | Natural Gas | Clothes Dryer | E4 |  | 0% | 0% | 0% | 0 | 0 | 0 | 0 | 0 | 0 | 0 | 0 | 0% | 0 | 0 | 0% | Normal | 0% | 0 | 0 | 0 | [9 empty] | 0 | 0 |  |  |  | Residential_Single Family Low Income_Existing_Appliances_Clothes Dryer_
Residential_Single Family Low Income_Existing_Appliances_Natural Gas_Clothes Dryer_E5 | Residential | Single Family Low Income | Existing | Appliances | Natural Gas | Clothes Dryer | E5 |  | 0% | 0% | 0% | 0 | 0 | 0 | 0 | 0 | 0 | 0 | 0 | 0% | 0 | 0 | 0% | Normal | 0% | 0 | 0 | 0 | [9 empty] | 0 | 0 |  |  |  | Residential_Single Family Low Income_Existing_Appliances_Clothes Dryer_
Residential_Single Family Low Income_Existing_Appliances_Natural Gas_Clothes Dryer_E6 | Residential | Single Family Low Income | Existing | Appliances | Natural Gas | Clothes Dryer | E6 |  | 0% | 0% | 0% | 0 | 0 | 0 | 0 | 0 | 0 | 0 | 0 | 0% | 0 | 0 | 0% | Normal | 0% | 0 | 0 | 0 | [9 empty] | 0 | 0 |  |  |  | Residential_Single Family Low Income_Existing_Appliances_Clothes Dryer_
Residential_Single Family Low Income_Existing_Appliances_Natural Gas_Clothes Dryer_E7 | Residential | Single Family Low Income | Existing | Appliances | Natural Gas | Clothes Dryer | E7 |  | 0% | 0% | 0% | 0 | 0 | 0 | 0 | 0 | 0 | 0 | 0 | 0% | 0 | 0 | 0% | Normal | 0% | 0 | 0 | 0 | [9 empty] | 0 | 0 |  |  |  | Residential_Single Family Low Income_Existing_Appliances_Clothes Dryer_
Residential_Single Family Low Income_Existing_Appliances_Natural Gas_Clothes Dryer_E8 | Residential | Single Family Low Income | Existing | Appliances | Natural Gas | Clothes Dryer | E8 |  | 0% | 0% | 0% | 0 | 0 | 0 | 0 | 0 | 0 | 0 | 0 | 0% | 0 | 0 | 0% | Normal | 0% | 0 | 0 | 0 | [9 empty] | 0 | 0 |  |  |  | Residential_Single Family Low Income_Existing_Appliances_Clothes Dryer_
Residential_Single Family Low Income_Existing_Appliances_Natural Gas_Clothes Dryer_E9 | Residential | Single Family Low Income | Existing | Appliances | Natural Gas | Clothes Dryer | E9 |  | 0% | 0% | 0% | 0 | 0 | 0 | 0 | 0 | 0 | 0 | 0 | 0% | 0 | 0 | 0% | Normal | 0% | 0 | 0 | 0 | [9 empty] | 0 | 0 |  |  |  | Residential_Single Family Low Income_Existing_Appliances_Clothes Dryer_
Residential_Single Family Low Income_Existing_Appliances_Natural Gas_Clothes Dryer_E10 | Residential | Single Family Low Income | Existing | Appliances | Natural Gas | Clothes Dryer | E10 |  | 0% | 0% | 0% | 0 | 0 | 0 | 0 | 0 | 0 | 0 | 0 | 0% | 0 | 0 | 0% | Normal | 0% | 0 | 0 | 0 | [9 empty] | 0 | 0 |  |  |  | Residential_Single Family Low Income_Existing_Appliances_Clothes Dryer_
Residential_Single Family Low Income_Existing_Appliances_Natural Gas_Stove/Oven_E1 | Residential | Single Family Low Income | Existing | Appliances | Natural Gas | Stove/Oven | E1 | EF 0.399 | 100% | 0% | 0% | 861.0304 | 115.5041 | 0 | 0 | 9 | 15 | 2019 | 2051 | 100% | 0 | 0 | 0% | Normal | 0% | 17.837 | 0 | 0 | units | 1 | 0 | 1 | 31.82 | 820 | 110 | 0 | 0 | 2018 | 1.05 | EIA 2018 Appendix A | EIA 2018 Appendix A | EIA 2018 Appendix A | Residential_Single Family Low Income_Existing_Appliances_Stove/Oven_EF 0.399
Residential_Single Family Low Income_Existing_Appliances_Natural Gas_Stove/Oven_E2 | Residential | Single Family Low Income | Existing | Appliances | Natural Gas | Stove/Oven | E2 | High Efficiency (730 + 1660 IAEC) | 75.11% | 0% | 0% | 913.5322 | 115.5041 | 0 | 0 | 9 | 15 | 2019 | 2051 | 100% | 0 | 0 | 0% | Normal | 0% | 13.3974 | 0 | 0 | units | 1 | 0 | 1 | 23.9 | 870 | 110 | 0 | 0 | 2018 | 1.05 | EIA 2018 Appendix A | EIA 2018 Appendix A | EIA 2018 Appendix A | Residential_Single Family Low Income_Existing_Appliances_Stove/Oven_High Efficiency (730 + 1660 IAEC)
Residential_Single Family Low Income_Existing_Appliances_Natural Gas_Stove/Oven_E3 | Residential | Single Family Low Income | Existing | Appliances | Natural Gas | Stove/Oven | E3 |  | 0% | 0% | 0% | 0 | 0 | 0 | 0 | 0 | 0 | 0 | 0 | 0% | 0 | 0 | 0% | Normal | 0% | 0 | 0 | 0 | [9 empty] | 0 | 0 |  |  |  | Residential_Single Family Low Income_Existing_Appliances_Stove/Oven_
Residential_Single Family Low Income_Existing_Appliances_Natural Gas_Stove/Oven_E4 | Residential | Single Family Low Income | Existing | Appliances | Natural Gas | Stove/Oven | E4 |  | 0% | 0% | 0% | 0 | 0 | 0 | 0 | 0 | 0 | 0 | 0 | 0% | 0 | 0 | 0% | Normal | 0% | 0 | 0 | 0 | [9 empty] | 0 | 0 |  |  |  | Residential_Single Family Low Income_Existing_Appliances_Stove/Oven_
Residential_Single Family Low Income_Existing_Appliances_Natural Gas_Stove/Oven_E5 | Residential | Single Family Low Income | Existing | Appliances | Natural Gas | Stove/Oven | E5 |  | 0% | 0% | 0% | 0 | 0 | 0 | 0 | 0 | 0 | 0 | 0 | 0% | 0 | 0 | 0% | Normal | 0% | 0 | 0 | 0 | [9 empty] | 0 | 0 |  |  |  | Residential_Single Family Low Income_Existing_Appliances_Stove/Oven_
Residential_Single Family Low Income_Existing_Appliances_Natural Gas_Stove/Oven_E6 | Residential | Single Family Low Income | Existing | Appliances | Natural Gas | Stove/Oven | E6 |  | 0% | 0% | 0% | 0 | 0 | 0 | 0 | 0 | 0 | 0 | 0 | 0% | 0 | 0 | 0% | Normal | 0% | 0 | 0 | 0 | [9 empty] | 0 | 0 |  |  |  | Residential_Single Family Low Income_Existing_Appliances_Stove/Oven_
Residential_Single Family Low Income_Existing_Appliances_Natural Gas_Stove/Oven_E7 | Residential | Single Family Low Income | Existing | Appliances | Natural Gas | Stove/Oven | E7 |  | 0% | 0% | 0% | 0 | 0 | 0 | 0 | 0 | 0 | 0 | 0 | 0% | 0 | 0 | 0% | Normal | 0% | 0 | 0 | 0 | [9 empty] | 0 | 0 |  |  |  | Residential_Single Family Low Income_Existing_Appliances_Stove/Oven_
Residential_Single Family Low Income_Existing_Appliances_Natural Gas_Stove/Oven_E8 | Residential | Single Family Low Income | Existing | Appliances | Natural Gas | Stove/Oven | E8 |  | 0% | 0% | 0% | 0 | 0 | 0 | 0 | 0 | 0 | 0 | 0 | 0% | 0 | 0 | 0% | Normal | 0% | 0 | 0 | 0 | [9 empty] | 0 | 0 |  |  |  | Residential_Single Family Low Income_Existing_Appliances_Stove/Oven_
Residential_Single Family Low Income_Existing_Appliances_Natural Gas_Stove/Oven_E9 | Residential | Single Family Low Income | Existing | Appliances | Natural Gas | Stove/Oven | E9 |  | 0% | 0% | 0% | 0 | 0 | 0 | 0 | 0 | 0 | 0 | 0 | 0% | 0 | 0 | 0% | Normal | 0% | 0 | 0 | 0 | [9 empty] | 0 | 0 |  |  |  | Residential_Single Family Low Income_Existing_Appliances_Stove/Oven_
Residential_Single Family Low Income_Existing_Appliances_Natural Gas_Stove/Oven_E10 | Residential | Single Family Low Income | Existing | Appliances | Natural Gas | Stove/Oven | E10 |  | 0% | 0% | 0% | 0 | 0 | 0 | 0 | 0 | 0 | 0 | 0 | 0% | 0 | 0 | 0% | Normal | 0% | 0 | 0 | 0 | [9 empty] | 0 | 0 |  |  |  | Residential_Single Family Low Income_Existing_Appliances_Stove/Oven_
Residential_Single Family Low Income_Existing_Miscellaneous_Natural Gas_Pool Heater_E1 | Residential | Single Family Low Income | Existing | Miscellaneous | Natural Gas | Pool Heater | E1 | Standard (EF 0.82) | 100% | 0% | 0% | 2127.3029 | 814.6684 | 0 | 0 | 8 | 12 | 2019 | 2051 | 100% | 0 | 0 | 0% | Normal | 0% | 76.6466 | 0 | 0 | units | 1 | 0 | 1 | 1004 | 2089 | 800 | 0 | 0 | 2020 | 1.0183 | CA eTRM - Pool Heater, Residential | CA eTRM - Pool Heater, Residential | CA eTRM - Pool Heater, Residential | Residential_Single Family Low Income_Existing_Miscellaneous_Pool Heater_Standard (EF 0.82)
Residential_Single Family Low Income_Existing_Miscellaneous_Natural Gas_Pool Heater_E2 | Residential | Single Family Low Income | Existing | Miscellaneous | Natural Gas | Pool Heater | E2 | High Efficiency (EF 0.84) | 96.41% | 0% | 0% | 2758.6709 | 814.6684 | 0 | 0 | 8 | 12 | 2019 | 2051 | 100% | 0 | 0 | 0% | Normal | 0% | 73.8983 | 0 | 0 | units | 1 | 0 | 1 | 968 | 2709 | 800 | 0 | 0 | 2020 | 1.0183 | CA eTRM - Pool Heater, Residential | CA eTRM - Pool Heater, Residential | CA eTRM - Pool Heater, Residential | Residential_Single Family Low Income_Existing_Miscellaneous_Pool Heater_High Efficiency (EF 0.84)
Residential_Single Family Low Income_Existing_Miscellaneous_Natural Gas_Pool Heater_E3 | Residential | Single Family Low Income | Existing | Miscellaneous | Natural Gas | Pool Heater | E3 | Condensing (EF .94) | 85.46% | 0% | 0% | 5028.5408 | 916.502 | 0 | 0 | 8 | 12 | 2019 | 2051 | 100% | 0 | 0 | 0% | Normal | 0% | 65.5008 | 0 | 0 | units | 1 | 0 | 1 | 858 | 4938 | 900 | 0 | 0 | 2020 | 1.0183 | CA eTRM - Pool Heater, Residential | CA eTRM - Pool Heater, Residential | CA eTRM - Pool Heater, Residential | Residential_Single Family Low Income_Existing_Miscellaneous_Pool Heater_Condensing (EF .94)
Residential_Single Family Low Income_Existing_Miscellaneous_Natural Gas_Pool Heater_E4 | Residential | Single Family Low Income | Existing | Miscellaneous | Natural Gas | Pool Heater | E4 | Condensing w/Imp. HX (EF 0.95) | 84.6% | 0% | 0% | 5082.0359 | 916.502 | 0 | 0 | 8 | 12 | 2019 | 2051 | 100% | 0 | 0 | 0% | Normal | 0% | 64.8458 | 0 | 0 | units | 1 | 0 | 1 | 849.42 | 4990.5319 | 900 | 0 | 0 | 2020 | 1.0183 | CA eTRM - Pool Heater, Residential | CA eTRM - Pool Heater, Residential | CA eTRM - Pool Heater, Residential | Residential_Single Family Low Income_Existing_Miscellaneous_Pool Heater_Condensing w/Imp. HX (EF 0.95)
Residential_Single Family Low Income_Existing_Miscellaneous_Natural Gas_Pool Heater_E5 | Residential | Single Family Low Income | Existing | Miscellaneous | Natural Gas | Pool Heater | E5 |  | 0% | 0% | 0% | 0 | 0 | 0 | 0 | 0 | 0 | 0 | 0 | 0% | 0 | 0 | 0% | Normal | 0% | 0 | 0 | 0 | [9 empty] | 0 | 0 |  |  |  | Residential_Single Family Low Income_Existing_Miscellaneous_Pool Heater_
Residential_Single Family Low Income_Existing_Miscellaneous_Natural Gas_Pool Heater_E6 | Residential | Single Family Low Income | Existing | Miscellaneous | Natural Gas | Pool Heater | E6 |  | 0% | 0% | 0% | 0 | 0 | 0 | 0 | 0 | 0 | 0 | 0 | 0% | 0 | 0 | 0% | Normal | 0% | 0 | 0 | 0 | [9 empty] | 0 | 0 |  |  |  | Residential_Single Family Low Income_Existing_Miscellaneous_Pool Heater_
Residential_Single Family Low Income_Existing_Miscellaneous_Natural Gas_Pool Heater_E7 | Residential | Single Family Low Income | Existing | Miscellaneous | Natural Gas | Pool Heater | E7 |  | 0% | 0% | 0% | 0 | 0 | 0 | 0 | 0 | 0 | 0 | 0 | 0% | 0 | 0 | 0% | Normal | 0% | 0 | 0 | 0 | [9 empty] | 0 | 0 |  |  |  | Residential_Single Family Low Income_Existing_Miscellaneous_Pool Heater_
Residential_Single Family Low Income_Existing_Miscellaneous_Natural Gas_Pool Heater_E8 | Residential | Single Family Low Income | Existing | Miscellaneous | Natural Gas | Pool Heater | E8 |  | 0% | 0% | 0% | 0 | 0 | 0 | 0 | 0 | 0 | 0 | 0 | 0% | 0 | 0 | 0% | Normal | 0% | 0 | 0 | 0 | [9 empty] | 0 | 0 |  |  |  | Residential_Single Family Low Income_Existing_Miscellaneous_Pool Heater_
Residential_Single Family Low Income_Existing_Miscellaneous_Natural Gas_Pool Heater_E9 | Residential | Single Family Low Income | Existing | Miscellaneous | Natural Gas | Pool Heater | E9 |  | 0% | 0% | 0% | 0 | 0 | 0 | 0 | 0 | 0 | 0 | 0 | 0% | 0 | 0 | 0% | Normal | 0% | 0 | 0 | 0 | [9 empty] | 0 | 0 |  |  |  | Residential_Single Family Low Income_Existing_Miscellaneous_Pool Heater_
Residential_Single Family Low Income_Existing_Miscellaneous_Natural Gas_Pool Heater_E10 | Residential | Single Family Low Income | Existing | Miscellaneous | Natural Gas | Pool Heater | E10 |  | 0% | 0% | 0% | 0 | 0 | 0 | 0 | 0 | 0 | 0 | 0 | 0% | 0 | 0 | 0% | Normal | 0% | 0 | 0 | 0 | [9 empty] | 0 | 0 |  |  |  | Residential_Single Family Low Income_Existing_Miscellaneous_Pool Heater_
Residential_Single Family Low Income_Existing_Miscellaneous_Natural Gas_Miscellaneous_E1 | Residential | Single Family Low Income | Existing | Miscellaneous | Natural Gas | Miscellaneous | E1 | Default | 100% | 0% | 0% | 107.428 | 0 | 0 | 0 | 5 | 10 | 2019 | 2051 | 100% | 0 | 0 | 0% | Normal | 0% | 2.8959 | 0 | 0 | units | 1 | 0 | 1 | 100 | 100 | 0 | 0 | 0 | 2016 | 1.0743 | Default | Default | Default | Residential_Single Family Low Income_Existing_Miscellaneous_Miscellaneous_Default
Residential_Single Family Low Income_Existing_Miscellaneous_Natural Gas_Miscellaneous_E2 | Residential | Single Family Low Income | Existing | Miscellaneous | Natural Gas | Miscellaneous | E2 |  | 0% | 0% | 0% | 0 | 0 | 0 | 0 | 0 | 0 | 0 | 0 | 0% | 0 | 0 | 0% | Normal | 0% | 0 | 0 | 0 | [9 empty] | 0 | 0 |  |  |  | Residential_Single Family Low Income_Existing_Miscellaneous_Miscellaneous_
Residential_Single Family Low Income_Existing_Miscellaneous_Natural Gas_Miscellaneous_E3 | Residential | Single Family Low Income | Existing | Miscellaneous | Natural Gas | Miscellaneous | E3 |  | 0% | 0% | 0% | 0 | 0 | 0 | 0 | 0 | 0 | 0 | 0 | 0% | 0 | 0 | 0% | Normal | 0% | 0 | 0 | 0 | [9 empty] | 0 | 0 |  |  |  | Residential_Single Family Low Income_Existing_Miscellaneous_Miscellaneous_
Residential_Single Family Low Income_Existing_Miscellaneous_Natural Gas_Miscellaneous_E4 | Residential | Single Family Low Income | Existing | Miscellaneous | Natural Gas | Miscellaneous | E4 |  | 0% | 0% | 0% | 0 | 0 | 0 | 0 | 0 | 0 | 0 | 0 | 0% | 0 | 0 | 0% | Normal | 0% | 0 | 0 | 0 | [9 empty] | 0 | 0 |  |  |  | Residential_Single Family Low Income_Existing_Miscellaneous_Miscellaneous_
Residential_Single Family Low Income_Existing_Miscellaneous_Natural Gas_Miscellaneous_E5 | Residential | Single Family Low Income | Existing | Miscellaneous | Natural Gas | Miscellaneous | E5 |  | 0% | 0% | 0% | 0 | 0 | 0 | 0 | 0 | 0 | 0 | 0 | 0% | 0 | 0 | 0% | Normal | 0% | 0 | 0 | 0 | [9 empty] | 0 | 0 |  |  |  | Residential_Single Family Low Income_Existing_Miscellaneous_Miscellaneous_
Residential_Single Family Low Income_Existing_Miscellaneous_Natural Gas_Miscellaneous_E6 | Residential | Single Family Low Income | Existing | Miscellaneous | Natural Gas | Miscellaneous | E6 |  | 0% | 0% | 0% | 0 | 0 | 0 | 0 | 0 | 0 | 0 | 0 | 0% | 0 | 0 | 0% | Normal | 0% | 0 | 0 | 0 | [9 empty] | 0 | 0 |  |  |  | Residential_Single Family Low Income_Existing_Miscellaneous_Miscellaneous_
Residential_Single Family Low Income_Existing_Miscellaneous_Natural Gas_Miscellaneous_E7 | Residential | Single Family Low Income | Existing | Miscellaneous | Natural Gas | Miscellaneous | E7 |  | 0% | 0% | 0% | 0 | 0 | 0 | 0 | 0 | 0 | 0 | 0 | 0% | 0 | 0 | 0% | Normal | 0% | 0 | 0 | 0 | [9 empty] | 0 | 0 |  |  |  | Residential_Single Family Low Income_Existing_Miscellaneous_Miscellaneous_
Residential_Single Family Low Income_Existing_Miscellaneous_Natural Gas_Miscellaneous_E8 | Residential | Single Family Low Income | Existing | Miscellaneous | Natural Gas | Miscellaneous | E8 |  | 0% | 0% | 0% | 0 | 0 | 0 | 0 | 0 | 0 | 0 | 0 | 0% | 0 | 0 | 0% | Normal | 0% | 0 | 0 | 0 | [9 empty] | 0 | 0 |  |  |  | Residential_Single Family Low Income_Existing_Miscellaneous_Miscellaneous_
Residential_Single Family Low Income_Existing_Miscellaneous_Natural Gas_Miscellaneous_E9 | Residential | Single Family Low Income | Existing | Miscellaneous | Natural Gas | Miscellaneous | E9 |  | 0% | 0% | 0% | 0 | 0 | 0 | 0 | 0 | 0 | 0 | 0 | 0% | 0 | 0 | 0% | Normal | 0% | 0 | 0 | 0 | [9 empty] | 0 | 0 |  |  |  | Residential_Single Family Low Income_Existing_Miscellaneous_Miscellaneous_
Residential_Single Family Low Income_Existing_Miscellaneous_Natural Gas_Miscellaneous_E10 | Residential | Single Family Low Income | Existing | Miscellaneous | Natural Gas | Miscellaneous | E10 |  | 0% | 0% | 0% | 0 | 0 | 0 | 0 | 0 | 0 | 0 | 0 | 0% | 0 | 0 | 0% | Normal | 0% | 0 | 0 | 0 | [9 empty] | 0 | 0 |  |  |  | Residential_Single Family Low Income_Existing_Miscellaneous_Miscellaneous_
Residential_Single Family Low Income_New_Space Heating_Natural Gas_Furnace_E1 | Residential | Single Family Low Income | New | Space Heating | Natural Gas | Furnace | E1 | AFUE 80% | 100% | 0% | 0% | 2082.466 | 831.3984 | 87.4741 | 0 | 16 | 27 | 2019 | 2023 | 100% | 0 | 0 | 0% | Normal | 0% | 416.9698 | 0 | 0 | kBTU/hr | 80 | 0 | 60 | 363.6 | 2642.5376 | 1055 | 111 | 0 | 2015 | 1.0507 | RTF Wkbk - ResESGasFurnaces_v2_0 | RTF Wkbk - ResESGasFurnaces_v2_0 ¦ O&M from DOE TSD | AEG BEST | Residential_Single Family Low Income_New_Space Heating_Furnace_AFUE 80%
Residential_Single Family Low Income_New_Space Heating_Natural Gas_Furnace_E2 | Residential | Single Family Low Income | New | Space Heating | Natural Gas | Furnace | E2 | AFUE 95% (ENERGY STAR 4.1) | 84.65% | 0% | 0% | 2644.7139 | 1079.6359 | 92.2025 | 0 | 16 | 27 | 2019 | 2023 | 100% | 0 | 0 | 0% | Normal | 0% | 352.9794 | 0 | 0 | kBTU/hr | 80 | 0 | 60 | 307.8 | 3356 | 1370 | 117 | 0 | 2015 | 1.0507 | RTF Wkbk - ResESGasFurnaces_v2_0 | RTF Wkbk - ResESGasFurnaces_v2_0 | AEG BEST | Residential_Single Family Low Income_New_Space Heating_Furnace_AFUE 95% (ENERGY STAR 4.1)
Residential_Single Family Low Income_New_Space Heating_Natural Gas_Furnace_E3 | Residential | Single Family Low Income | New | Space Heating | Natural Gas | Furnace | E3 | AFUE 97% (CEE Tier 3) | 81.85% | 0% | 0% | 2873.9105 | 1079.6359 | 92.2025 | 0 | 16 | 27 | 2019 | 2023 | 100% | 0 | 0 | 0% | Normal | 0% | 341.2823 | 0 | 0 | kBTU/hr | 80 | 0 | 60 | 297.6 | 3646.8382 | 1370 | 117 | 0 | 2015 | 1.0507 | RTF Wkbk - ResESGasFurnaces_v2_0 | RTF Wkbk - ResESGasFurnaces_v2_0 | AEG BEST | Residential_Single Family Low Income_New_Space Heating_Furnace_AFUE 97% (CEE Tier 3)
Residential_Single Family Low Income_New_Space Heating_Natural Gas_Furnace_E4 | Residential | Single Family Low Income | New | Space Heating | Natural Gas | Furnace | E4 | Convert to Gas-Fired ASHP | 66.67% | 0% | 0% | 11770.4803 | 2029.3932 | 129.3738 | 0 | 12 | 18 | 2019 | 2051 | 100% | 0 | 0 | 0% | Normal | 0% | 277.9799 | 0 | 0 | kBTU/hr | 80 | 0 | 60 | 242.4 | 15466.6667 | 2666.6667 | 170 | 0 | 2018 | 1.0147 | EIA 2018 Tech Forecast | EIA 2018 Tech Forecast | Algorithm calc | Residential_Single Family Low Income_New_Space Heating_Furnace_Convert to Gas-Fired ASHP
Residential_Single Family Low Income_New_Space Heating_Natural Gas_Furnace_E5 | Residential | Single Family Low Income | New | Space Heating | Natural Gas | Furnace | E5 | ASHP with AFUE 80% Backup | 53.33% | 0% | 0% | 4950.1536 | 1854.0845 | 118.1979 | 0 | 14 | 22 | 2019 | 2051 | 100% | 0 | 0 | 0% | Normal | 0% | 222.3839 | 0 | 0 | kBTU/hr | 80 | 0 | 60 | 193.92 | 7119.6376 | 2666.6667 | 170 | 0 | 2023 | 0.92704 | RTF Wkbk - ResSF&MHExistingHVAC_v7_1 | RTF Wkbk - ResSF&MHExistingHVAC_v7_1 + RTF Wkbk - ResESGasFurnaces_v2_0 | Algorithm calc | Residential_Single Family Low Income_New_Space Heating_Furnace_ASHP with AFUE 80% Backup
Residential_Single Family Low Income_New_Space Heating_Natural Gas_Furnace_E6 | Residential | Single Family Low Income | New | Space Heating | Natural Gas | Furnace | E6 | ASHP with AFUE 95% backup | 44.91% | 0% | 0% | 5446.2109 | 1854.0845 | 118.1979 | 0 | 14 | 22 | 2019 | 2051 | 100% | 0 | 0 | 0% | Normal | 0% | 187.2707 | 0 | 0 | kBTU/hr | 80 | 0 | 60 | 163.3011 | 7833.1 | 2666.6667 | 170 | 0 | 2023 | 0.92704 | RTF Wkbk - ResSF&MHExistingHVAC_v7_1 | RTF Wkbk - ResSF&MHExistingHVAC_v7_1 + RTF Wkbk - ResESGasFurnaces_v2_0 | Algorithm calc | Residential_Single Family Low Income_New_Space Heating_Furnace_ASHP with AFUE 95% backup
Residential_Single Family Low Income_New_Space Heating_Natural Gas_Furnace_E7 | Residential | Single Family Low Income | New | Space Heating | Natural Gas | Furnace | E7 |  | 0% | 0% | 0% | 0 | 0 | 0 | 0 | 0 | 0 | 0 | 0 | 0% | 0 | 0 | 0% | Normal | 0% | 0 | 0 | 0 | [9 empty] | 0 | 0 |  |  |  | Residential_Single Family Low Income_New_Space Heating_Furnace_
Residential_Single Family Low Income_New_Space Heating_Natural Gas_Furnace_E8 | Residential | Single Family Low Income | New | Space Heating | Natural Gas | Furnace | E8 |  | 0% | 0% | 0% | 0 | 0 | 0 | 0 | 0 | 0 | 0 | 0 | 0% | 0 | 0 | 0% | Normal | 0% | 0 | 0 | 0 | [9 empty] | 0 | 0 |  |  |  | Residential_Single Family Low Income_New_Space Heating_Furnace_
Residential_Single Family Low Income_New_Space Heating_Natural Gas_Furnace_E9 | Residential | Single Family Low Income | New | Space Heating | Natural Gas | Furnace | E9 |  | 0% | 0% | 0% | 0 | 0 | 0 | 0 | 0 | 0 | 0 | 0 | 0% | 0 | 0 | 0% | Normal | 0% | 0 | 0 | 0 | [9 empty] | 0 | 0 |  |  |  | Residential_Single Family Low Income_New_Space Heating_Furnace_
Residential_Single Family Low Income_New_Space Heating_Natural Gas_Furnace_E10 | Residential | Single Family Low Income | New | Space Heating | Natural Gas | Furnace | E10 |  | 0% | 0% | 0% | 0 | 0 | 0 | 0 | 0 | 0 | 0 | 0 | 0% | 0 | 0 | 0% | Normal | 0% | 0 | 0 | 0 | [9 empty] | 0 | 0 |  |  |  | Residential_Single Family Low Income_New_Space Heating_Furnace_
Residential_Single Family Low Income_New_Space Heating_Natural Gas_Boiler_E1 | Residential | Single Family Low Income | New | Space Heating | Natural Gas | Boiler | E1 | AFUE 80% | 100% | 0% | 0% | 1188.6446 | 1188.6446 | 28.9913 | 0 | 20 | 30 | 2019 | 2020 | 100% | 0 | 0 | 0% | Normal | 0% | 231.292 | 0 | 0 | kBTU/hr | 105 | 0 | 60 | 360.6 | 2050 | 2050 | 50 | 0 | 2018 | 1.0147 | EIA 2018 Tech Forecast | EIA 2018 Tech Forecast | BEST | Residential_Single Family Low Income_New_Space Heating_Boiler_AFUE 80%
Residential_Single Family Low Income_New_Space Heating_Natural Gas_Boiler_E2 | Residential | Single Family Low Income | New | Space Heating | Natural Gas | Boiler | E2 | AFUE 82% | 97.84% | 0% | 0% | 1130.6619 | 1536.5405 | 52.1844 | 0 | 20 | 30 | 2019 | 2023 | 100% | 0 | 0 | 0% | Normal | 0% | 226.289 | 0 | 0 | kBTU/hr | 105 | 0 | 60 | 352.8 | 1950 | 2650 | 90 | 0 | 2018 | 1.0147 | EIA 2018 Tech Forecast | EIA 2018 Tech Forecast | BEST | Residential_Single Family Low Income_New_Space Heating_Boiler_AFUE 82%
Residential_Single Family Low Income_New_Space Heating_Natural Gas_Boiler_E3 | Residential | Single Family Low Income | New | Space Heating | Natural Gas | Boiler | E3 | AFUE 85% | 96.51% | 0% | 0% | 1505.9386 | 1642.8421 | 52.1844 | 0 | 20 | 30 | 2019 | 2023 | 100% | 0 | 0 | 0% | Normal | 0% | 223.2103 | 0 | 0 | kBTU/hr | 105 | 0 | 60 | 348 | 2597.2222 | 2833.3333 | 90 | 0 | 2018 | 1.0147 | EIA 2018 Tech Forecast | EIA 2018 Tech Forecast | BEST | Residential_Single Family Low Income_New_Space Heating_Boiler_AFUE 85%
Residential_Single Family Low Income_New_Space Heating_Natural Gas_Boiler_E4 | Residential | Single Family Low Income | New | Space Heating | Natural Gas | Boiler | E4 | AFUE 90% | 90.68% | 0% | 0% | 1594.5232 | 1739.4798 | 52.1844 | 0 | 20 | 30 | 2019 | 2023 | 100% | 0 | 0 | 0% | Normal | 0% | 209.7407 | 0 | 0 | kBTU/hr | 105 | 0 | 60 | 327 | 2750 | 3000 | 90 | 0 | 2018 | 1.0147 | EIA 2018 Tech Forecast | EIA 2018 Tech Forecast | BEST | Residential_Single Family Low Income_New_Space Heating_Boiler_AFUE 90%
Residential_Single Family Low Income_New_Space Heating_Natural Gas_Boiler_E5 | Residential | Single Family Low Income | New | Space Heating | Natural Gas | Boiler | E5 | AFUE 95% | 84.36% | 0% | 0% | 2129.5178 | 1732.0079 | 52.1844 | 0 | 20 | 30 | 2019 | 2023 | 100% | 0 | 0 | 0% | Normal | 0% | 195.1166 | 0 | 0 | kBTU/hr | 105 | 0 | 60 | 304.2 | 3672.6804 | 2987.1134 | 90 | 0 | 2018 | 1.0147 | EIA 2018 Tech Forecast | EIA 2018 Tech Forecast | BEST | Residential_Single Family Low Income_New_Space Heating_Boiler_AFUE 95%
Residential_Single Family Low Income_New_Space Heating_Natural Gas_Boiler_E6 | Residential | Single Family Low Income | New | Space Heating | Natural Gas | Boiler | E6 | Convert to Gas-Fired ASHP | 67.22% | 0% | 0% | 11770.4803 | 2029.3932 | 129.3738 | 0 | 12 | 18 | 2019 | 2051 | 100% | 0 | 0 | 0% | Normal | 0% | 155.4775 | 0 | 0 | kBTU/hr | 80 | 0 | 60 | 242.4 | 15466.6667 | 2666.6667 | 170 | 0 | 2018 | 1.0147 | EIA 2018 Tech Forecast | EIA 2018 Tech Forecast | AEG BEST | Residential_Single Family Low Income_New_Space Heating_Boiler_Convert to Gas-Fired ASHP
Residential_Single Family Low Income_New_Space Heating_Natural Gas_Boiler_E7 | Residential | Single Family Low Income | New | Space Heating | Natural Gas | Boiler | E7 | ASHP with AFUE 80% Backup | 53.78% | 0% | 0% | 4950.1536 | 1854.0845 | 118.1979 | 0 | 14 | 22 | 2019 | 2051 | 100% | 0 | 0 | 0% | Normal | 0% | 124.382 | 0 | 0 | kBTU/hr | 80 | 0 | 60 | 193.92 | 7119.6376 | 2666.6667 | 170 | 0 | 2023 | 0.92704 | RTF Wkbk - ResSF&MHExistingHVAC_v7_1 | RTF Wkbk - ResSF&MHExistingHVAC_v7_1 + RTF Wkbk - ResESGasFurnaces_v2_0 | Algorithm calc | Residential_Single Family Low Income_New_Space Heating_Boiler_ASHP with AFUE 80% Backup
Residential_Single Family Low Income_New_Space Heating_Natural Gas_Boiler_E8 | Residential | Single Family Low Income | New | Space Heating | Natural Gas | Boiler | E8 | ASHP with AFUE 95% backup | 45.29% | 0% | 0% | 5446.2109 | 1854.0845 | 118.1979 | 0 | 14 | 22 | 2019 | 2051 | 100% | 0 | 0 | 0% | Normal | 0% | 104.7427 | 0 | 0 | kBTU/hr | 80 | 0 | 60 | 163.3011 | 7833.1 | 2666.6667 | 170 | 0 | 2023 | 0.92704 | RTF Wkbk - ResSF&MHExistingHVAC_v7_1 | RTF Wkbk - ResSF&MHExistingHVAC_v7_1 + RTF Wkbk - ResESGasFurnaces_v2_0 | Algorithm calc | Residential_Single Family Low Income_New_Space Heating_Boiler_ASHP with AFUE 95% backup
Residential_Single Family Low Income_New_Space Heating_Natural Gas_Boiler_E9 | Residential | Single Family Low Income | New | Space Heating | Natural Gas | Boiler | E9 |  | 0% | 0% | 0% | 0 | 0 | 0 | 0 | 0 | 0 | 0 | 0 | 0% | 0 | 0 | 0% | Normal | 0% | 0 | 0 | 0 | [9 empty] | 0 | 0 |  |  |  | Residential_Single Family Low Income_New_Space Heating_Boiler_
Residential_Single Family Low Income_New_Space Heating_Natural Gas_Boiler_E10 | Residential | Single Family Low Income | New | Space Heating | Natural Gas | Boiler | E10 |  | 0% | 0% | 0% | 0 | 0 | 0 | 0 | 0 | 0 | 0 | 0 | 0% | 0 | 0 | 0% | Normal | 0% | 0 | 0 | 0 | [9 empty] | 0 | 0 |  |  |  | Residential_Single Family Low Income_New_Space Heating_Boiler_
Residential_Single Family Low Income_New_Secondary Heating_Natural Gas_Fireplace_E1 | Residential | Single Family Low Income | New | Secondary Heating | Natural Gas | Fireplace | E1 | Baseline (>50% FE) | 100% | 0% | 0% | 2567.1 | 1052 | 0 | 0 | 12 | 20 | 2019 | 2051 | 100% | 0 | 0 | 0% | Normal | 0% | 76.6141 | 0 | 0 | unit | 1 | 0 | 1 | 287.4458 | 2567.1 | 1052 | 0 | 0 | 2021 | 1 | RTF Wkbk - ResGasFireplaces_v1_0 | CA eTRM - Gas Fireplace, Residential - SWHC047-03 | AEG BEST / Market Profile | Residential_Single Family Low Income_New_Secondary Heating_Fireplace_Baseline (>50% FE)
Residential_Single Family Low Income_New_Secondary Heating_Natural Gas_Fireplace_E2 | Residential | Single Family Low Income | New | Secondary Heating | Natural Gas | Fireplace | E2 | Tier 1 (70% FE) | 83.16% | 0% | 0% | 2896.46 | 1052 | -0.36996 | 0 | 12 | 20 | 2019 | 2051 | 100% | 0 | 0 | 0% | Normal | 0% | 63.7112 | 0 | 0 | unit | 1 | 0 | 1 | 239.0358 | 2896.46 | 1052 | -0.36996 | 0 | 2021 | 1 | RTF Wkbk - ResGasFireplaces_v1_0 | CA eTRM - Gas Fireplace, Residential - SWHC047-03 | AEG BEST / Market Profile | Residential_Single Family Low Income_New_Secondary Heating_Fireplace_Tier 1 (70% FE)
Residential_Single Family Low Income_New_Secondary Heating_Natural Gas_Fireplace_E3 | Residential | Single Family Low Income | New | Secondary Heating | Natural Gas | Fireplace | E3 | Tier 2 (>75% FE) | 79.34% | 0% | 0% | 2972.5 | 1052 | -0.36996 | 0 | 12 | 20 | 2019 | 2051 | 100% | 0 | 0 | 0% | Normal | 0% | 60.7847 | 0 | 0 | unit | 1 | 0 | 1 | 228.0558 | 2972.5 | 1052 | -0.36996 | 0 | 2021 | 1 | RTF Wkbk - ResGasFireplaces_v1_0 | CA eTRM - Gas Fireplace, Residential - SWHC047-03 | AEG BEST / Market Profile | Residential_Single Family Low Income_New_Secondary Heating_Fireplace_Tier 2 (>75% FE)
Residential_Single Family Low Income_New_Secondary Heating_Natural Gas_Fireplace_E4 | Residential | Single Family Low Income | New | Secondary Heating | Natural Gas | Fireplace | E4 |  | 0% | 0% | 0% | 0 | 0 | 0 | 0 | 0 | 0 | 0 | 0 | 0% | 0 | 0 | 0% | Normal | 0% | 0 | 0 | 0 | [9 empty] | 0 | 0 |  |  |  | Residential_Single Family Low Income_New_Secondary Heating_Fireplace_
Residential_Single Family Low Income_New_Secondary Heating_Natural Gas_Fireplace_E5 | Residential | Single Family Low Income | New | Secondary Heating | Natural Gas | Fireplace | E5 |  | 0% | 0% | 0% | 0 | 0 | 0 | 0 | 0 | 0 | 0 | 0 | 0% | 0 | 0 | 0% | Normal | 0% | 0 | 0 | 0 | [9 empty] | 0 | 0 |  |  |  | Residential_Single Family Low Income_New_Secondary Heating_Fireplace_
Residential_Single Family Low Income_New_Secondary Heating_Natural Gas_Fireplace_E6 | Residential | Single Family Low Income | New | Secondary Heating | Natural Gas | Fireplace | E6 |  | 0% | 0% | 0% | 0 | 0 | 0 | 0 | 0 | 0 | 0 | 0 | 0% | 0 | 0 | 0% | Normal | 0% | 0 | 0 | 0 | [9 empty] | 0 | 0 |  |  |  | Residential_Single Family Low Income_New_Secondary Heating_Fireplace_
Residential_Single Family Low Income_New_Secondary Heating_Natural Gas_Fireplace_E7 | Residential | Single Family Low Income | New | Secondary Heating | Natural Gas | Fireplace | E7 |  | 0% | 0% | 0% | 0 | 0 | 0 | 0 | 0 | 0 | 0 | 0 | 0% | 0 | 0 | 0% | Normal | 0% | 0 | 0 | 0 | [9 empty] | 0 | 0 |  |  |  | Residential_Single Family Low Income_New_Secondary Heating_Fireplace_
Residential_Single Family Low Income_New_Secondary Heating_Natural Gas_Fireplace_E8 | Residential | Single Family Low Income | New | Secondary Heating | Natural Gas | Fireplace | E8 |  | 0% | 0% | 0% | 0 | 0 | 0 | 0 | 0 | 0 | 0 | 0 | 0% | 0 | 0 | 0% | Normal | 0% | 0 | 0 | 0 | [9 empty] | 0 | 0 |  |  |  | Residential_Single Family Low Income_New_Secondary Heating_Fireplace_
Residential_Single Family Low Income_New_Secondary Heating_Natural Gas_Fireplace_E9 | Residential | Single Family Low Income | New | Secondary Heating | Natural Gas | Fireplace | E9 |  | 0% | 0% | 0% | 0 | 0 | 0 | 0 | 0 | 0 | 0 | 0 | 0% | 0 | 0 | 0% | Normal | 0% | 0 | 0 | 0 | [9 empty] | 0 | 0 |  |  |  | Residential_Single Family Low Income_New_Secondary Heating_Fireplace_
Residential_Single Family Low Income_New_Secondary Heating_Natural Gas_Fireplace_E10 | Residential | Single Family Low Income | New | Secondary Heating | Natural Gas | Fireplace | E10 |  | 0% | 0% | 0% | 0 | 0 | 0 | 0 | 0 | 0 | 0 | 0 | 0% | 0 | 0 | 0% | Normal | 0% | 0 | 0 | 0 | [9 empty] | 0 | 0 |  |  |  | Residential_Single Family Low Income_New_Secondary Heating_Fireplace_
Residential_Single Family Low Income_New_Water Heating_Natural Gas_Water Heater (<= 55 gal)_E1 | Residential | Single Family Low Income | New | Water Heating | Natural Gas | Water Heater (<= 55 gal) | E1 | UEF 0.58 (Standard) | 100% | 0% | 0% | 539.7178 | 588.5979 | 0 | 0 | 10 | 16 | 2019 | 2023 | 100% | 0 | 0 | 0% | Normal | 0% | 136.8648 | 0 | 0 | unit | 1 | 0 | 1 | 167.8101 | 530 | 578 | 0 | 0 | 2020 | 1.0183 | RTF WkBk - ResGasWH_v2_0 | RTF WkBk - ResGasWH_v2_0 | AEG BEST / Market Profile Calculations | Residential_Single Family Low Income_New_Water Heating_Water Heater (<= 55 gal)_UEF 0.58 (Standard)
Residential_Single Family Low Income_New_Water Heating_Natural Gas_Water Heater (<= 55 gal)_E2 | Residential | Single Family Low Income | New | Water Heating | Natural Gas | Water Heater (<= 55 gal) | E2 | UEF 0.64 (ENERGY STAR 4.0) | 90.62% | 0% | 0% | 684.3215 | 588.5979 | 0 | 0 | 10 | 16 | 2019 | 2023 | 100% | 0 | 0 | 0% | Normal | 0% | 124.0338 | 0 | 0 | unit | 1 | 0 | 1 | 152.0779 | 672 | 578 | 0 | 0 | 2020 | 1.0183 | RTF WkBk - ResGasWH_v2_0 | RTF WkBk - ResGasWH_v2_0 | AEG BEST / Market Profile Calculations | Residential_Single Family Low Income_New_Water Heating_Water Heater (<= 55 gal)_UEF 0.64 (ENERGY STAR 4.0)
Residential_Single Family Low Income_New_Water Heating_Natural Gas_Water Heater (<= 55 gal)_E3 | Residential | Single Family Low Income | New | Water Heating | Natural Gas | Water Heater (<= 55 gal) | E3 | UEF 0.81 (ENERGY STAR 5.0) | 71.6% | 0% | 0% | 2276.9982 | 1315.6895 | 0 | 0 | 10 | 16 | 2019 | 2023 | 100% | 0 | 0 | 0% | Normal | 0% | 98.002 | 0 | 0 | unit | 1 | 0 | 1 | 120.1604 | 2236 | 1292 | 0 | 0 | 2020 | 1.0183 | RTF WkBk - ResGasWH_v2_0 | RTF WkBk - ResGasWH_v2_0 | AEG BEST / Market Profile Calculations | Residential_Single Family Low Income_New_Water Heating_Water Heater (<= 55 gal)_UEF 0.81 (ENERGY STAR 5.0)
Residential_Single Family Low Income_New_Water Heating_Natural Gas_Water Heater (<= 55 gal)_E4 | Residential | Single Family Low Income | New | Water Heating | Natural Gas | Water Heater (<= 55 gal) | E4 | UEF 0.87 (Instantaneous, ENERGY STAR 4.0) | 66.67% | 0% | 0% | 874.7842 | 1427.8716 | 0 | 0 | 15 | 25 | 2019 | 2023 | 100% | 0 | 0 | 0% | Normal | 0% | 91.2432 | 0 | 0 | unit | 1 | 0 | 1 | 111.8734 | 859.0334 | 1402.1622 | 0 | 0 | 2020 | 1.0183 | RTF WkBk - ResGasWH_v2_0 | RTF WkBk - ResGasWH_v2_0 - AEG Adjusted | AEG BEST / Market Profile Calculations | Residential_Single Family Low Income_New_Water Heating_Water Heater (<= 55 gal)_UEF 0.87 (Instantaneous, ENERGY STAR 4.0)
Residential_Single Family Low Income_New_Water Heating_Natural Gas_Water Heater (<= 55 gal)_E5 | Residential | Single Family Low Income | New | Water Heating | Natural Gas | Water Heater (<= 55 gal) | E5 | UEF 0.95 (Instantaneous, ENERGY STAR 5.0) | 63.74% | 0% | 0% | 1183.5883 | 1427.8716 | 0 | 0 | 15 | 25 | 2019 | 2023 | 100% | 0 | 0 | 0% | Normal | 0% | 87.2325 | 0 | 0 | unit | 1 | 0 | 1 | 106.9559 | 1162.2773 | 1402.1622 | 0 | 0 | 2020 | 1.0183 | RTF WkBk - ResGasWH_v2_0 | RTF WkBk - ResGasWH_v2_0 - AEG Adjusted | AEG BEST / Market Profile Calculations | Residential_Single Family Low Income_New_Water Heating_Water Heater (<= 55 gal)_UEF 0.95 (Instantaneous, ENERGY STAR 5.0)
Residential_Single Family Low Income_New_Water Heating_Natural Gas_Water Heater (<= 55 gal)_E6 | Residential | Single Family Low Income | New | Water Heating | Natural Gas | Water Heater (<= 55 gal) | E6 | UEF 1.0+ (Gas-Fired HPWH) | 54.72% | 0% | 0% | 2627.2224 | 2573.2687 | 0 | 0 | 10 | 16 | 2019 | 2051 | 30% | 0 | 0 | 0% | Normal | 0% | 74.8883 | 0 | 0 | unit | 1 | 0 | 1 | 91.8206 | 2471.2858 | 2420.5345 | 0 | 0 | 2017 | 1.0631 | RTF WkBk - ResGasWH_v2_0 | Modified EIA 2018 Tech Forecast and Regional Technical Forum | AEG BEST / Market Profile Calculations | Residential_Single Family Low Income_New_Water Heating_Water Heater (<= 55 gal)_UEF 1.0+ (Gas-Fired HPWH)
Residential_Single Family Low Income_New_Water Heating_Natural Gas_Water Heater (<= 55 gal)_E7 | Residential | Single Family Low Income | New | Water Heating | Natural Gas | Water Heater (<= 55 gal) | E7 | NEEA Gas-Fired Absorption HPWH (COP 1.3) | 44.62% | 0% | 0% | 5425.462 | 735.0259 | 0 | 0 | 6 | 20 | 2023 | 2051 | 30% | 0 | 0 | 0% | Normal | 0% | 61.0628 | 0 | 0 | unit | 1 | 0 | 1 | 74.8691 | 5166.9245 | 700 | 0 | 0 | 2018 | 1.05 | EIA 2018 Tech Forecast | Modified EIA 2018 Tech Forecast | IL TRM - 5.4.2 - RS-HWE-GWHT-V09-210101 | Residential_Single Family Low Income_New_Water Heating_Water Heater (<= 55 gal)_NEEA Gas-Fired Absorption HPWH (COP 1.3)
Residential_Single Family Low Income_New_Water Heating_Natural Gas_Water Heater (<= 55 gal)_E8 | Residential | Single Family Low Income | New | Water Heating | Natural Gas | Water Heater (<= 55 gal) | E8 |  | 0% | 0% | 0% | 0 | 0 | 0 | 0 | 0 | 0 | 0 | 0 | 0% | 0 | 0 | 0% | Normal | 0% | 0 | 0 | 0 | [9 empty] | 0 | 0 |  |  |  | Residential_Single Family Low Income_New_Water Heating_Water Heater (<= 55 gal)_
Residential_Single Family Low Income_New_Water Heating_Natural Gas_Water Heater (<= 55 gal)_E9 | Residential | Single Family Low Income | New | Water Heating | Natural Gas | Water Heater (<= 55 gal) | E9 |  | 0% | 0% | 0% | 0 | 0 | 0 | 0 | 0 | 0 | 0 | 0 | 0% | 0 | 0 | 0% | Normal | 0% | 0 | 0 | 0 | [9 empty] | 0 | 0 |  |  |  | Residential_Single Family Low Income_New_Water Heating_Water Heater (<= 55 gal)_
Residential_Single Family Low Income_New_Water Heating_Natural Gas_Water Heater (<= 55 gal)_E10 | Residential | Single Family Low Income | New | Water Heating | Natural Gas | Water Heater (<= 55 gal) | E10 |  | 0% | 0% | 0% | 0 | 0 | 0 | 0 | 0 | 0 | 0 | 0 | 0% | 0 | 0 | 0% | Normal | 0% | 0 | 0 | 0 | [9 empty] | 0 | 0 |  |  |  | Residential_Single Family Low Income_New_Water Heating_Water Heater (<= 55 gal)_
Residential_Single Family Low Income_New_Water Heating_Natural Gas_Water Heater (> 55 gal)_E1 | Residential | Single Family Low Income | New | Water Heating | Natural Gas | Water Heater (> 55 gal) | E1 | UEF 0.76 (Standard) | 100% | 0% | 0% | 620.6755 | 676.8876 | 0 | 0 | 10 | 16 | 2019 | 2023 | 100% | 0 | 0 | 0% | Normal | 0% | 136.5336 | 0 | 0 | unit | 1 | 0 | 1 | 128.0656 | 609.5 | 664.7 | 0 | 0 | 2020 | 1.0183 | Same as small WH | Scaled from small WH | AEG BEST / Market Profile Calculations | Residential_Single Family Low Income_New_Water Heating_Water Heater (> 55 gal)_UEF 0.76 (Standard)
Residential_Single Family Low Income_New_Water Heating_Natural Gas_Water Heater (> 55 gal)_E2 | Residential | Single Family Low Income | New | Water Heating | Natural Gas | Water Heater (> 55 gal) | E2 | UEF 0.78 (ENERGY STAR 4.0) | 97.44% | 0% | 0% | 786.9697 | 676.8876 | 0 | 0 | 10 | 16 | 2019 | 2023 | 100% | 0 | 0 | 0% | Normal | 0% | 133.0327 | 0 | 0 | unit | 1 | 0 | 1 | 124.7819 | 772.8 | 664.7 | 0 | 0 | 2020 | 1.0183 | Same as small WH | Scaled from small WH | AEG BEST / Market Profile Calculations | Residential_Single Family Low Income_New_Water Heating_Water Heater (> 55 gal)_UEF 0.78 (ENERGY STAR 4.0)
Residential_Single Family Low Income_New_Water Heating_Natural Gas_Water Heater (> 55 gal)_E3 | Residential | Single Family Low Income | New | Water Heating | Natural Gas | Water Heater (> 55 gal) | E3 | UEF 0.86 (ENERGY STAR 5.0) | 93.83% | 0% | 0% | 2618.548 | 1513.0429 | 0 | 0 | 10 | 16 | 2019 | 2023 | 100% | 0 | 0 | 0% | Normal | 0% | 128.1056 | 0 | 0 | unit | 1 | 0 | 1 | 120.1604 | 2571.4 | 1485.8 | 0 | 0 | 2020 | 1.0183 | Same as small WH | Scaled from small WH | AEG BEST / Market Profile Calculations | Residential_Single Family Low Income_New_Water Heating_Water Heater (> 55 gal)_UEF 0.86 (ENERGY STAR 5.0)
Residential_Single Family Low Income_New_Water Heating_Natural Gas_Water Heater (> 55 gal)_E4 | Residential | Single Family Low Income | New | Water Heating | Natural Gas | Water Heater (> 55 gal) | E4 | UEF 0.87 (Instantaneous, ENERGY STAR 4.0) | 87.36% | 0% | 0% | 1006.0018 | 1642.0523 | 0 | 0 | 15 | 25 | 2019 | 2023 | 100% | 0 | 0 | 0% | Normal | 0% | 119.2707 | 0 | 0 | unit | 1 | 0 | 1 | 111.8734 | 987.8884 | 1612.4865 | 0 | 0 | 2020 | 1.0183 | Same as small WH | Scaled from small WH | AEG BEST / Market Profile Calculations | Residential_Single Family Low Income_New_Water Heating_Water Heater (> 55 gal)_UEF 0.87 (Instantaneous, ENERGY STAR 4.0)
Residential_Single Family Low Income_New_Water Heating_Natural Gas_Water Heater (> 55 gal)_E5 | Residential | Single Family Low Income | New | Water Heating | Natural Gas | Water Heater (> 55 gal) | E5 | UEF 0.95 (Instantaneous, ENERGY STAR 5.0) | 83.52% | 0% | 0% | 1361.1265 | 1642.0523 | 0 | 0 | 15 | 25 | 2019 | 2023 | 100% | 0 | 0 | 0% | Normal | 0% | 114.028 | 0 | 0 | unit | 1 | 0 | 1 | 106.9559 | 1336.6189 | 1612.4865 | 0 | 0 | 2020 | 1.0183 | Same as small WH | Scaled from small WH | AEG BEST / Market Profile Calculations | Residential_Single Family Low Income_New_Water Heating_Water Heater (> 55 gal)_UEF 0.95 (Instantaneous, ENERGY STAR 5.0)
Residential_Single Family Low Income_New_Water Heating_Natural Gas_Water Heater (> 55 gal)_E6 | Residential | Single Family Low Income | New | Water Heating | Natural Gas | Water Heater (> 55 gal) | E6 | UEF 1.0+ (Gas-Fired HPWH) | 71.7% | 0% | 0% | 3021.3057 | 2959.259 | 0 | 0 | 10 | 16 | 2019 | 2051 | 30% | 0 | 0 | 0% | Normal | 0% | 97.892 | 0 | 0 | unit | 1 | 0 | 1 | 91.8206 | 2841.9786 | 2783.6147 | 0 | 0 | 2017 | 1.0631 | Same as small WH | Scaled from small WH | AEG BEST / Market Profile Calculations | Residential_Single Family Low Income_New_Water Heating_Water Heater (> 55 gal)_UEF 1.0+ (Gas-Fired HPWH)
Residential_Single Family Low Income_New_Water Heating_Natural Gas_Water Heater (> 55 gal)_E7 | Residential | Single Family Low Income | New | Water Heating | Natural Gas | Water Heater (> 55 gal) | E7 | NEEA Gas-Fired Absorption HPWH (COP 1.3) | 58.46% | 0% | 0% | 6239.2813 | 845.2798 | 0 | 0 | 6 | 20 | 2024 | 2051 | 30% | 0 | 0 | 0% | Normal | 0% | 79.8196 | 0 | 0 | unit | 1 | 0 | 1 | 74.8691 | 5941.9632 | 805 | 0 | 0 | 2018 | 1.05 | Scaled from small | Scaled from small | IL TRM - 5.4.2 - RS-HWE-GWHT-V09-210101 | Residential_Single Family Low Income_New_Water Heating_Water Heater (> 55 gal)_NEEA Gas-Fired Absorption HPWH (COP 1.3)
Residential_Single Family Low Income_New_Water Heating_Natural Gas_Water Heater (> 55 gal)_E8 | Residential | Single Family Low Income | New | Water Heating | Natural Gas | Water Heater (> 55 gal) | E8 |  | 0% | 0% | 0% | 0 | 0 | 0 | 0 | 0 | 0 | 0 | 0 | 0% | 0 | 0 | 0% | Normal | 0% | 0 | 0 | 0 | [9 empty] | 0 | 0 |  |  |  | Residential_Single Family Low Income_New_Water Heating_Water Heater (> 55 gal)_
Residential_Single Family Low Income_New_Water Heating_Natural Gas_Water Heater (> 55 gal)_E9 | Residential | Single Family Low Income | New | Water Heating | Natural Gas | Water Heater (> 55 gal) | E9 |  | 0% | 0% | 0% | 0 | 0 | 0 | 0 | 0 | 0 | 0 | 0 | 0% | 0 | 0 | 0% | Normal | 0% | 0 | 0 | 0 | [9 empty] | 0 | 0 |  |  |  | Residential_Single Family Low Income_New_Water Heating_Water Heater (> 55 gal)_
Residential_Single Family Low Income_New_Water Heating_Natural Gas_Water Heater (> 55 gal)_E10 | Residential | Single Family Low Income | New | Water Heating | Natural Gas | Water Heater (> 55 gal) | E10 |  | 0% | 0% | 0% | 0 | 0 | 0 | 0 | 0 | 0 | 0 | 0 | 0% | 0 | 0 | 0% | Normal | 0% | 0 | 0 | 0 | [9 empty] | 0 | 0 |  |  |  | Residential_Single Family Low Income_New_Water Heating_Water Heater (> 55 gal)_
Residential_Single Family Low Income_New_Appliances_Natural Gas_Clothes Dryer_E1 | Residential | Single Family Low Income | New | Appliances | Natural Gas | Clothes Dryer | E1 | Standard | 100% | 0% | 0% | 525.0185 | 168.0059 | 0 | 0 | 9 | 15 | 2019 | 2051 | 100% | 0 | 0 | 0% | Normal | 0% | 15.6206 | 0 | 0 | units | 1 | 0 | 1 | 29.1837 | 500 | 160 | 0 | 0 | 2018 | 1.05 | RTF Workbook - ResClothesDryers_v4.1 | EIA 2018 Tech Forecast | RTF Workbook - ResClothesDryers_v4.1 | Residential_Single Family Low Income_New_Appliances_Clothes Dryer_Standard
Residential_Single Family Low Income_New_Appliances_Natural Gas_Clothes Dryer_E2 | Residential | Single Family Low Income | New | Appliances | Natural Gas | Clothes Dryer | E2 | NEEA/ENERGY STAR (CE >60%) | 94.43% | 0% | 0% | 574.0737 | 170.0959 | 0 | 0 | 9 | 15 | 2019 | 2051 | 100% | 0 | 0 | 0% | Normal | 0% | 14.7501 | 0 | 0 | units | 1 | 0 | 1 | 27.5575 | 540 | 160 | 0 | 0 | 2017 | 1.0631 | RTF Workbook - ResClothesDryers_v4.1 | RTF Workbook - ResClothesDryers_v4.1 | RTF Workbook - ResClothesDryers_v4.1 | Residential_Single Family Low Income_New_Appliances_Clothes Dryer_NEEA/ENERGY STAR (CE >60%)
Residential_Single Family Low Income_New_Appliances_Natural Gas_Clothes Dryer_E3 | Residential | Single Family Low Income | New | Appliances | Natural Gas | Clothes Dryer | E3 |  | 0% | 0% | 0% | 0 | 0 | 0 | 0 | 0 | 0 | 0 | 0 | 0% | 0 | 0 | 0% | Normal | 0% | 0 | 0 | 0 | [9 empty] | 0 | 0 |  |  |  | Residential_Single Family Low Income_New_Appliances_Clothes Dryer_
Residential_Single Family Low Income_New_Appliances_Natural Gas_Clothes Dryer_E4 | Residential | Single Family Low Income | New | Appliances | Natural Gas | Clothes Dryer | E4 |  | 0% | 0% | 0% | 0 | 0 | 0 | 0 | 0 | 0 | 0 | 0 | 0% | 0 | 0 | 0% | Normal | 0% | 0 | 0 | 0 | [9 empty] | 0 | 0 |  |  |  | Residential_Single Family Low Income_New_Appliances_Clothes Dryer_
Residential_Single Family Low Income_New_Appliances_Natural Gas_Clothes Dryer_E5 | Residential | Single Family Low Income | New | Appliances | Natural Gas | Clothes Dryer | E5 |  | 0% | 0% | 0% | 0 | 0 | 0 | 0 | 0 | 0 | 0 | 0 | 0% | 0 | 0 | 0% | Normal | 0% | 0 | 0 | 0 | [9 empty] | 0 | 0 |  |  |  | Residential_Single Family Low Income_New_Appliances_Clothes Dryer_
Residential_Single Family Low Income_New_Appliances_Natural Gas_Clothes Dryer_E6 | Residential | Single Family Low Income | New | Appliances | Natural Gas | Clothes Dryer | E6 |  | 0% | 0% | 0% | 0 | 0 | 0 | 0 | 0 | 0 | 0 | 0 | 0% | 0 | 0 | 0% | Normal | 0% | 0 | 0 | 0 | [9 empty] | 0 | 0 |  |  |  | Residential_Single Family Low Income_New_Appliances_Clothes Dryer_
Residential_Single Family Low Income_New_Appliances_Natural Gas_Clothes Dryer_E7 | Residential | Single Family Low Income | New | Appliances | Natural Gas | Clothes Dryer | E7 |  | 0% | 0% | 0% | 0 | 0 | 0 | 0 | 0 | 0 | 0 | 0 | 0% | 0 | 0 | 0% | Normal | 0% | 0 | 0 | 0 | [9 empty] | 0 | 0 |  |  |  | Residential_Single Family Low Income_New_Appliances_Clothes Dryer_
Residential_Single Family Low Income_New_Appliances_Natural Gas_Clothes Dryer_E8 | Residential | Single Family Low Income | New | Appliances | Natural Gas | Clothes Dryer | E8 |  | 0% | 0% | 0% | 0 | 0 | 0 | 0 | 0 | 0 | 0 | 0 | 0% | 0 | 0 | 0% | Normal | 0% | 0 | 0 | 0 | [9 empty] | 0 | 0 |  |  |  | Residential_Single Family Low Income_New_Appliances_Clothes Dryer_
Residential_Single Family Low Income_New_Appliances_Natural Gas_Clothes Dryer_E9 | Residential | Single Family Low Income | New | Appliances | Natural Gas | Clothes Dryer | E9 |  | 0% | 0% | 0% | 0 | 0 | 0 | 0 | 0 | 0 | 0 | 0 | 0% | 0 | 0 | 0% | Normal | 0% | 0 | 0 | 0 | [9 empty] | 0 | 0 |  |  |  | Residential_Single Family Low Income_New_Appliances_Clothes Dryer_
Residential_Single Family Low Income_New_Appliances_Natural Gas_Clothes Dryer_E10 | Residential | Single Family Low Income | New | Appliances | Natural Gas | Clothes Dryer | E10 |  | 0% | 0% | 0% | 0 | 0 | 0 | 0 | 0 | 0 | 0 | 0 | 0% | 0 | 0 | 0% | Normal | 0% | 0 | 0 | 0 | [9 empty] | 0 | 0 |  |  |  | Residential_Single Family Low Income_New_Appliances_Clothes Dryer_
Residential_Single Family Low Income_New_Appliances_Natural Gas_Stove/Oven_E1 | Residential | Single Family Low Income | New | Appliances | Natural Gas | Stove/Oven | E1 | EF 0.399 | 100% | 0% | 0% | 861.0304 | 115.5041 | 0 | 0 | 9 | 15 | 2019 | 2051 | 100% | 0 | 0 | 0% | Normal | 0% | 17.837 | 0 | 0 | units | 1 | 0 | 1 | 31.82 | 820 | 110 | 0 | 0 | 2018 | 1.05 | EIA 2018 Appendix A | EIA 2018 Appendix A | EIA 2018 Appendix A | Residential_Single Family Low Income_New_Appliances_Stove/Oven_EF 0.399
Residential_Single Family Low Income_New_Appliances_Natural Gas_Stove/Oven_E2 | Residential | Single Family Low Income | New | Appliances | Natural Gas | Stove/Oven | E2 | High Efficiency (730 + 1660 IAEC) | 75.11% | 0% | 0% | 913.5322 | 115.5041 | 0 | 0 | 9 | 15 | 2019 | 2051 | 100% | 0 | 0 | 0% | Normal | 0% | 13.3974 | 0 | 0 | units | 1 | 0 | 1 | 23.9 | 870 | 110 | 0 | 0 | 2018 | 1.05 | EIA 2018 Appendix A | EIA 2018 Appendix A | EIA 2018 Appendix A | Residential_Single Family Low Income_New_Appliances_Stove/Oven_High Efficiency (730 + 1660 IAEC)
Residential_Single Family Low Income_New_Appliances_Natural Gas_Stove/Oven_E3 | Residential | Single Family Low Income | New | Appliances | Natural Gas | Stove/Oven | E3 |  | 0% | 0% | 0% | 0 | 0 | 0 | 0 | 0 | 0 | 0 | 0 | 0% | 0 | 0 | 0% | Normal | 0% | 0 | 0 | 0 | [9 empty] | 0 | 0 |  |  |  | Residential_Single Family Low Income_New_Appliances_Stove/Oven_
Residential_Single Family Low Income_New_Appliances_Natural Gas_Stove/Oven_E4 | Residential | Single Family Low Income | New | Appliances | Natural Gas | Stove/Oven | E4 |  | 0% | 0% | 0% | 0 | 0 | 0 | 0 | 0 | 0 | 0 | 0 | 0% | 0 | 0 | 0% | Normal | 0% | 0 | 0 | 0 | [9 empty] | 0 | 0 |  |  |  | Residential_Single Family Low Income_New_Appliances_Stove/Oven_
Residential_Single Family Low Income_New_Appliances_Natural Gas_Stove/Oven_E5 | Residential | Single Family Low Income | New | Appliances | Natural Gas | Stove/Oven | E5 |  | 0% | 0% | 0% | 0 | 0 | 0 | 0 | 0 | 0 | 0 | 0 | 0% | 0 | 0 | 0% | Normal | 0% | 0 | 0 | 0 | [9 empty] | 0 | 0 |  |  |  | Residential_Single Family Low Income_New_Appliances_Stove/Oven_
Residential_Single Family Low Income_New_Appliances_Natural Gas_Stove/Oven_E6 | Residential | Single Family Low Income | New | Appliances | Natural Gas | Stove/Oven | E6 |  | 0% | 0% | 0% | 0 | 0 | 0 | 0 | 0 | 0 | 0 | 0 | 0% | 0 | 0 | 0% | Normal | 0% | 0 | 0 | 0 | [9 empty] | 0 | 0 |  |  |  | Residential_Single Family Low Income_New_Appliances_Stove/Oven_
Residential_Single Family Low Income_New_Appliances_Natural Gas_Stove/Oven_E7 | Residential | Single Family Low Income | New | Appliances | Natural Gas | Stove/Oven | E7 |  | 0% | 0% | 0% | 0 | 0 | 0 | 0 | 0 | 0 | 0 | 0 | 0% | 0 | 0 | 0% | Normal | 0% | 0 | 0 | 0 | [9 empty] | 0 | 0 |  |  |  | Residential_Single Family Low Income_New_Appliances_Stove/Oven_
Residential_Single Family Low Income_New_Appliances_Natural Gas_Stove/Oven_E8 | Residential | Single Family Low Income | New | Appliances | Natural Gas | Stove/Oven | E8 |  | 0% | 0% | 0% | 0 | 0 | 0 | 0 | 0 | 0 | 0 | 0 | 0% | 0 | 0 | 0% | Normal | 0% | 0 | 0 | 0 | [9 empty] | 0 | 0 |  |  |  | Residential_Single Family Low Income_New_Appliances_Stove/Oven_
Residential_Single Family Low Income_New_Appliances_Natural Gas_Stove/Oven_E9 | Residential | Single Family Low Income | New | Appliances | Natural Gas | Stove/Oven | E9 |  | 0% | 0% | 0% | 0 | 0 | 0 | 0 | 0 | 0 | 0 | 0 | 0% | 0 | 0 | 0% | Normal | 0% | 0 | 0 | 0 | [9 empty] | 0 | 0 |  |  |  | Residential_Single Family Low Income_New_Appliances_Stove/Oven_
Residential_Single Family Low Income_New_Appliances_Natural Gas_Stove/Oven_E10 | Residential | Single Family Low Income | New | Appliances | Natural Gas | Stove/Oven | E10 |  | 0% | 0% | 0% | 0 | 0 | 0 | 0 | 0 | 0 | 0 | 0 | 0% | 0 | 0 | 0% | Normal | 0% | 0 | 0 | 0 | [9 empty] | 0 | 0 |  |  |  | Residential_Single Family Low Income_New_Appliances_Stove/Oven_
Residential_Single Family Low Income_New_Miscellaneous_Natural Gas_Pool Heater_E1 | Residential | Single Family Low Income | New | Miscellaneous | Natural Gas | Pool Heater | E1 | Standard (EF 0.82) | 100% | 0% | 0% | 2127.3029 | 814.6684 | 0 | 0 | 8 | 12 | 2019 | 2051 | 100% | 0 | 0 | 0% | Normal | 0% | 76.6466 | 0 | 0 | units | 1 | 0 | 1 | 1004 | 2089 | 800 | 0 | 0 | 2020 | 1.0183 | CA eTRM - Pool Heater, Residential | CA eTRM - Pool Heater, Residential | CA eTRM - Pool Heater, Residential | Residential_Single Family Low Income_New_Miscellaneous_Pool Heater_Standard (EF 0.82)
Residential_Single Family Low Income_New_Miscellaneous_Natural Gas_Pool Heater_E2 | Residential | Single Family Low Income | New | Miscellaneous | Natural Gas | Pool Heater | E2 | High Efficiency (EF 0.84) | 96.41% | 0% | 0% | 2758.6709 | 814.6684 | 0 | 0 | 8 | 12 | 2019 | 2051 | 100% | 0 | 0 | 0% | Normal | 0% | 73.8983 | 0 | 0 | units | 1 | 0 | 1 | 968 | 2709 | 800 | 0 | 0 | 2020 | 1.0183 | CA eTRM - Pool Heater, Residential | CA eTRM - Pool Heater, Residential | CA eTRM - Pool Heater, Residential | Residential_Single Family Low Income_New_Miscellaneous_Pool Heater_High Efficiency (EF 0.84)
Residential_Single Family Low Income_New_Miscellaneous_Natural Gas_Pool Heater_E3 | Residential | Single Family Low Income | New | Miscellaneous | Natural Gas | Pool Heater | E3 | Condensing (EF .94) | 85.46% | 0% | 0% | 5028.5408 | 916.502 | 0 | 0 | 8 | 12 | 2019 | 2051 | 100% | 0 | 0 | 0% | Normal | 0% | 65.5008 | 0 | 0 | units | 1 | 0 | 1 | 858 | 4938 | 900 | 0 | 0 | 2020 | 1.0183 | CA eTRM - Pool Heater, Residential | CA eTRM - Pool Heater, Residential | CA eTRM - Pool Heater, Residential | Residential_Single Family Low Income_New_Miscellaneous_Pool Heater_Condensing (EF .94)
Residential_Single Family Low Income_New_Miscellaneous_Natural Gas_Pool Heater_E4 | Residential | Single Family Low Income | New | Miscellaneous | Natural Gas | Pool Heater | E4 | Condensing w/Imp. HX (EF 0.95) | 84.6% | 0% | 0% | 5082.0359 | 916.502 | 0 | 0 | 8 | 12 | 2019 | 2051 | 100% | 0 | 0 | 0% | Normal | 0% | 64.8458 | 0 | 0 | units | 1 | 0 | 1 | 849.42 | 4990.5319 | 900 | 0 | 0 | 2020 | 1.0183 | CA eTRM - Pool Heater, Residential | CA eTRM - Pool Heater, Residential | CA eTRM - Pool Heater, Residential | Residential_Single Family Low Income_New_Miscellaneous_Pool Heater_Condensing w/Imp. HX (EF 0.95)
Residential_Single Family Low Income_New_Miscellaneous_Natural Gas_Pool Heater_E5 | Residential | Single Family Low Income | New | Miscellaneous | Natural Gas | Pool Heater | E5 |  | 0% | 0% | 0% | 0 | 0 | 0 | 0 | 0 | 0 | 0 | 0 | 0% | 0 | 0 | 0% | Normal | 0% | 0 | 0 | 0 | [9 empty] | 0 | 0 |  |  |  | Residential_Single Family Low Income_New_Miscellaneous_Pool Heater_
Residential_Single Family Low Income_New_Miscellaneous_Natural Gas_Pool Heater_E6 | Residential | Single Family Low Income | New | Miscellaneous | Natural Gas | Pool Heater | E6 |  | 0% | 0% | 0% | 0 | 0 | 0 | 0 | 0 | 0 | 0 | 0 | 0% | 0 | 0 | 0% | Normal | 0% | 0 | 0 | 0 | [9 empty] | 0 | 0 |  |  |  | Residential_Single Family Low Income_New_Miscellaneous_Pool Heater_
Residential_Single Family Low Income_New_Miscellaneous_Natural Gas_Pool Heater_E7 | Residential | Single Family Low Income | New | Miscellaneous | Natural Gas | Pool Heater | E7 |  | 0% | 0% | 0% | 0 | 0 | 0 | 0 | 0 | 0 | 0 | 0 | 0% | 0 | 0 | 0% | Normal | 0% | 0 | 0 | 0 | [9 empty] | 0 | 0 |  |  |  | Residential_Single Family Low Income_New_Miscellaneous_Pool Heater_
Residential_Single Family Low Income_New_Miscellaneous_Natural Gas_Pool Heater_E8 | Residential | Single Family Low Income | New | Miscellaneous | Natural Gas | Pool Heater | E8 |  | 0% | 0% | 0% | 0 | 0 | 0 | 0 | 0 | 0 | 0 | 0 | 0% | 0 | 0 | 0% | Normal | 0% | 0 | 0 | 0 | [9 empty] | 0 | 0 |  |  |  | Residential_Single Family Low Income_New_Miscellaneous_Pool Heater_
Residential_Single Family Low Income_New_Miscellaneous_Natural Gas_Pool Heater_E9 | Residential | Single Family Low Income | New | Miscellaneous | Natural Gas | Pool Heater | E9 |  | 0% | 0% | 0% | 0 | 0 | 0 | 0 | 0 | 0 | 0 | 0 | 0% | 0 | 0 | 0% | Normal | 0% | 0 | 0 | 0 | [9 empty] | 0 | 0 |  |  |  | Residential_Single Family Low Income_New_Miscellaneous_Pool Heater_
Residential_Single Family Low Income_New_Miscellaneous_Natural Gas_Pool Heater_E10 | Residential | Single Family Low Income | New | Miscellaneous | Natural Gas | Pool Heater | E10 |  | 0% | 0% | 0% | 0 | 0 | 0 | 0 | 0 | 0 | 0 | 0 | 0% | 0 | 0 | 0% | Normal | 0% | 0 | 0 | 0 | [9 empty] | 0 | 0 |  |  |  | Residential_Single Family Low Income_New_Miscellaneous_Pool Heater_
Residential_Single Family Low Income_New_Miscellaneous_Natural Gas_Miscellaneous_E1 | Residential | Single Family Low Income | New | Miscellaneous | Natural Gas | Miscellaneous | E1 | Default | 100% | 0% | 0% | 107.428 | 0 | 0 | 0 | 5 | 10 | 2019 | 2051 | 100% | 0 | 0 | 0% | Normal | 0% | 2.8959 | 0 | 0 | units | 1 | 0 | 1 | 100 | 100 | 0 | 0 | 0 | 2016 | 1.0743 | Default | Default | Default | Residential_Single Family Low Income_New_Miscellaneous_Miscellaneous_Default
Residential_Single Family Low Income_New_Miscellaneous_Natural Gas_Miscellaneous_E2 | Residential | Single Family Low Income | New | Miscellaneous | Natural Gas | Miscellaneous | E2 |  | 0% | 0% | 0% | 0 | 0 | 0 | 0 | 0 | 0 | 0 | 0 | 0% | 0 | 0 | 0% | Normal | 0% | 0 | 0 | 0 | [9 empty] | 0 | 0 |  |  |  | Residential_Single Family Low Income_New_Miscellaneous_Miscellaneous_
Residential_Single Family Low Income_New_Miscellaneous_Natural Gas_Miscellaneous_E3 | Residential | Single Family Low Income | New | Miscellaneous | Natural Gas | Miscellaneous | E3 |  | 0% | 0% | 0% | 0 | 0 | 0 | 0 | 0 | 0 | 0 | 0 | 0% | 0 | 0 | 0% | Normal | 0% | 0 | 0 | 0 | [9 empty] | 0 | 0 |  |  |  | Residential_Single Family Low Income_New_Miscellaneous_Miscellaneous_
Residential_Single Family Low Income_New_Miscellaneous_Natural Gas_Miscellaneous_E4 | Residential | Single Family Low Income | New | Miscellaneous | Natural Gas | Miscellaneous | E4 |  | 0% | 0% | 0% | 0 | 0 | 0 | 0 | 0 | 0 | 0 | 0 | 0% | 0 | 0 | 0% | Normal | 0% | 0 | 0 | 0 | [9 empty] | 0 | 0 |  |  |  | Residential_Single Family Low Income_New_Miscellaneous_Miscellaneous_
Residential_Single Family Low Income_New_Miscellaneous_Natural Gas_Miscellaneous_E5 | Residential | Single Family Low Income | New | Miscellaneous | Natural Gas | Miscellaneous | E5 |  | 0% | 0% | 0% | 0 | 0 | 0 | 0 | 0 | 0 | 0 | 0 | 0% | 0 | 0 | 0% | Normal | 0% | 0 | 0 | 0 | [9 empty] | 0 | 0 |  |  |  | Residential_Single Family Low Income_New_Miscellaneous_Miscellaneous_
Residential_Single Family Low Income_New_Miscellaneous_Natural Gas_Miscellaneous_E6 | Residential | Single Family Low Income | New | Miscellaneous | Natural Gas | Miscellaneous | E6 |  | 0% | 0% | 0% | 0 | 0 | 0 | 0 | 0 | 0 | 0 | 0 | 0% | 0 | 0 | 0% | Normal | 0% | 0 | 0 | 0 | [9 empty] | 0 | 0 |  |  |  | Residential_Single Family Low Income_New_Miscellaneous_Miscellaneous_
Residential_Single Family Low Income_New_Miscellaneous_Natural Gas_Miscellaneous_E7 | Residential | Single Family Low Income | New | Miscellaneous | Natural Gas | Miscellaneous | E7 |  | 0% | 0% | 0% | 0 | 0 | 0 | 0 | 0 | 0 | 0 | 0 | 0% | 0 | 0 | 0% | Normal | 0% | 0 | 0 | 0 | [9 empty] | 0 | 0 |  |  |  | Residential_Single Family Low Income_New_Miscellaneous_Miscellaneous_
Residential_Single Family Low Income_New_Miscellaneous_Natural Gas_Miscellaneous_E8 | Residential | Single Family Low Income | New | Miscellaneous | Natural Gas | Miscellaneous | E8 |  | 0% | 0% | 0% | 0 | 0 | 0 | 0 | 0 | 0 | 0 | 0 | 0% | 0 | 0 | 0% | Normal | 0% | 0 | 0 | 0 | [9 empty] | 0 | 0 |  |  |  | Residential_Single Family Low Income_New_Miscellaneous_Miscellaneous_
Residential_Single Family Low Income_New_Miscellaneous_Natural Gas_Miscellaneous_E9 | Residential | Single Family Low Income | New | Miscellaneous | Natural Gas | Miscellaneous | E9 |  | 0% | 0% | 0% | 0 | 0 | 0 | 0 | 0 | 0 | 0 | 0 | 0% | 0 | 0 | 0% | Normal | 0% | 0 | 0 | 0 | [9 empty] | 0 | 0 |  |  |  | Residential_Single Family Low Income_New_Miscellaneous_Miscellaneous_
Residential_Single Family Low Income_New_Miscellaneous_Natural Gas_Miscellaneous_E10 | Residential | Single Family Low Income | New | Miscellaneous | Natural Gas | Miscellaneous | E10 |  | 0% | 0% | 0% | 0 | 0 | 0 | 0 | 0 | 0 | 0 | 0 | 0% | 0 | 0 | 0% | Normal | 0% | 0 | 0 | 0 | [9 empty] | 0 | 0 |  |  |  | Residential_Single Family Low Income_New_Miscellaneous_Miscellaneous_
Residential_Multi-Family Regular Income_Existing_Space Heating_Natural Gas_Furnace_E1 | Residential | Multi-Family Regular Income | Existing | Space Heating | Natural Gas | Furnace | E1 | AFUE 80% | 100% | 0% | 0% | 1249.4796 | 498.8391 | 52.4845 | 0 | 16 | 27 | 2019 | 2051 | 100% | 0 | 0 | 0% | Normal | 0% | 341.2363 | 0 | 0 | kBTU/hr | 80 | 0 | 36 | 74.667 | 2642.5376 | 1055 | 111 | 0 | 2015 | 1.0507 | RTF Wkbk - ResESGasFurnaces_v2_0 | RTF Wkbk - ResESGasFurnaces_v2_0 ¦ O&M from DOE TSD | AEG BEST | Residential_Multi-Family Regular Income_Existing_Space Heating_Furnace_AFUE 80%
Residential_Multi-Family Regular Income_Existing_Space Heating_Natural Gas_Furnace_E2 | Residential | Multi-Family Regular Income | Existing | Space Heating | Natural Gas | Furnace | E2 | AFUE 95% (ENERGY STAR 4.1) | 84.71% | 0% | 0% | 1586.8283 | 647.7815 | 55.3215 | 0 | 16 | 27 | 2019 | 2051 | 100% | 0 | 0 | 0% | Normal | 0% | 289.0594 | 0 | 0 | kBTU/hr | 80 | 0 | 36 | 63.25 | 3356 | 1370 | 117 | 0 | 2015 | 1.0507 | RTF Wkbk - ResESGasFurnaces_v2_0 | RTF Wkbk - ResESGasFurnaces_v2_0 | AEG BEST | Residential_Multi-Family Regular Income_Existing_Space Heating_Furnace_AFUE 95% (ENERGY STAR 4.1)
Residential_Multi-Family Regular Income_Existing_Space Heating_Natural Gas_Furnace_E3 | Residential | Multi-Family Regular Income | Existing | Space Heating | Natural Gas | Furnace | E3 | AFUE 97% (CEE Tier 3) | 81.86% | 0% | 0% | 1724.3463 | 647.7815 | 55.3215 | 0 | 16 | 27 | 2019 | 2051 | 100% | 0 | 0 | 0% | Normal | 0% | 279.3479 | 0 | 0 | kBTU/hr | 80 | 0 | 36 | 61.125 | 3646.8382 | 1370 | 117 | 0 | 2015 | 1.0507 | RTF Wkbk - ResESGasFurnaces_v2_0 | RTF Wkbk - ResESGasFurnaces_v2_0 | AEG BEST | Residential_Multi-Family Regular Income_Existing_Space Heating_Furnace_AFUE 97% (CEE Tier 3)
Residential_Multi-Family Regular Income_Existing_Space Heating_Natural Gas_Furnace_E4 | Residential | Multi-Family Regular Income | Existing | Space Heating | Natural Gas | Furnace | E4 | Convert to Gas-Fired ASHP | 66.67% | 0% | 0% | 7062.2882 | 1217.6359 | 77.6243 | 0 | 12 | 18 | 2019 | 2051 | 100% | 0 | 0 | 0% | Normal | 0% | 227.4909 | 0 | 0 | kBTU/hr | 80 | 0 | 36 | 49.778 | 15466.6667 | 2666.6667 | 170 | 0 | 2018 | 1.0147 | EIA 2018 Tech Forecast | EIA 2018 Tech Forecast | Algorithm calc | Residential_Multi-Family Regular Income_Existing_Space Heating_Furnace_Convert to Gas-Fired ASHP
Residential_Multi-Family Regular Income_Existing_Space Heating_Natural Gas_Furnace_E5 | Residential | Multi-Family Regular Income | Existing | Space Heating | Natural Gas | Furnace | E5 | ASHP with AFUE 80% Backup | 53.33% | 0% | 0% | 2970.0921 | 1112.4507 | 70.9187 | 0 | 14 | 22 | 2019 | 2051 | 100% | 0 | 0 | 0% | Normal | 0% | 181.9927 | 0 | 0 | kBTU/hr | 80 | 0 | 36 | 39.8224 | 7119.6376 | 2666.6667 | 170 | 0 | 2023 | 0.92704 | RTF Wkbk - ResSF&MHExistingHVAC_v7_1 | RTF Wkbk - ResSF&MHExistingHVAC_v7_1 + RTF Wkbk - ResESGasFurnaces_v2_0 | Algorithm calc | Residential_Multi-Family Regular Income_Existing_Space Heating_Furnace_ASHP with AFUE 80% Backup
Residential_Multi-Family Regular Income_Existing_Space Heating_Natural Gas_Furnace_E6 | Residential | Multi-Family Regular Income | Existing | Space Heating | Natural Gas | Furnace | E6 | ASHP with AFUE 95% backup | 44.91% | 0% | 0% | 3267.7266 | 1112.4507 | 70.9187 | 0 | 14 | 22 | 2019 | 2051 | 100% | 0 | 0 | 0% | Normal | 0% | 153.257 | 0 | 0 | kBTU/hr | 80 | 0 | 36 | 33.5347 | 7833.1 | 2666.6667 | 170 | 0 | 2023 | 0.92704 | RTF Wkbk - ResSF&MHExistingHVAC_v7_1 | RTF Wkbk - ResSF&MHExistingHVAC_v7_1 + RTF Wkbk - ResESGasFurnaces_v2_0 | Algorithm calc | Residential_Multi-Family Regular Income_Existing_Space Heating_Furnace_ASHP with AFUE 95% backup
Residential_Multi-Family Regular Income_Existing_Space Heating_Natural Gas_Furnace_E7 | Residential | Multi-Family Regular Income | Existing | Space Heating | Natural Gas | Furnace | E7 |  | 0% | 0% | 0% | 0 | 0 | 0 | 0 | 0 | 0 | 0 | 0 | 0% | 0 | 0 | 0% | Normal | 0% | 0 | 0 | 0 | [9 empty] | 0 | 0 |  |  |  | Residential_Multi-Family Regular Income_Existing_Space Heating_Furnace_
Residential_Multi-Family Regular Income_Existing_Space Heating_Natural Gas_Furnace_E8 | Residential | Multi-Family Regular Income | Existing | Space Heating | Natural Gas | Furnace | E8 |  | 0% | 0% | 0% | 0 | 0 | 0 | 0 | 0 | 0 | 0 | 0 | 0% | 0 | 0 | 0% | Normal | 0% | 0 | 0 | 0 | [9 empty] | 0 | 0 |  |  |  | Residential_Multi-Family Regular Income_Existing_Space Heating_Furnace_
Residential_Multi-Family Regular Income_Existing_Space Heating_Natural Gas_Furnace_E9 | Residential | Multi-Family Regular Income | Existing | Space Heating | Natural Gas | Furnace | E9 |  | 0% | 0% | 0% | 0 | 0 | 0 | 0 | 0 | 0 | 0 | 0 | 0% | 0 | 0 | 0% | Normal | 0% | 0 | 0 | 0 | [9 empty] | 0 | 0 |  |  |  | Residential_Multi-Family Regular Income_Existing_Space Heating_Furnace_
Residential_Multi-Family Regular Income_Existing_Space Heating_Natural Gas_Furnace_E10 | Residential | Multi-Family Regular Income | Existing | Space Heating | Natural Gas | Furnace | E10 |  | 0% | 0% | 0% | 0 | 0 | 0 | 0 | 0 | 0 | 0 | 0 | 0% | 0 | 0 | 0% | Normal | 0% | 0 | 0 | 0 | [9 empty] | 0 | 0 |  |  |  | Residential_Multi-Family Regular Income_Existing_Space Heating_Furnace_
Residential_Multi-Family Regular Income_Existing_Space Heating_Natural Gas_Boiler_E1 | Residential | Multi-Family Regular Income | Existing | Space Heating | Natural Gas | Boiler | E1 | AFUE 80% | 100% | 0% | 0% | 891.4834 | 891.4834 | 21.7435 | 0 | 20 | 30 | 2019 | 2020 | 100% | 0 | 0 | 0% | Normal | 0% | 285.6084 | 0 | 0 | kBTU/hr | 105 | 0 | 45 | 76 | 2050 | 2050 | 50 | 0 | 2018 | 1.0147 | EIA 2018 Tech Forecast | EIA 2018 Tech Forecast | BEST | Residential_Multi-Family Regular Income_Existing_Space Heating_Boiler_AFUE 80%
Residential_Multi-Family Regular Income_Existing_Space Heating_Natural Gas_Boiler_E2 | Residential | Multi-Family Regular Income | Existing | Space Heating | Natural Gas | Boiler | E2 | AFUE 82% | 97.75% | 0% | 0% | 847.9964 | 1152.4054 | 39.1383 | 0 | 20 | 30 | 2019 | 2051 | 100% | 0 | 0 | 0% | Normal | 0% | 279.1897 | 0 | 0 | kBTU/hr | 105 | 0 | 45 | 74.292 | 1950 | 2650 | 90 | 0 | 2018 | 1.0147 | EIA 2018 Tech Forecast | EIA 2018 Tech Forecast | BEST | Residential_Multi-Family Regular Income_Existing_Space Heating_Boiler_AFUE 82%
Residential_Multi-Family Regular Income_Existing_Space Heating_Natural Gas_Boiler_E3 | Residential | Multi-Family Regular Income | Existing | Space Heating | Natural Gas | Boiler | E3 | AFUE 85% | 96.49% | 0% | 0% | 1129.4539 | 1232.1316 | 39.1383 | 0 | 20 | 30 | 2019 | 2051 | 100% | 0 | 0 | 0% | Normal | 0% | 275.5858 | 0 | 0 | kBTU/hr | 105 | 0 | 45 | 73.333 | 2597.2222 | 2833.3333 | 90 | 0 | 2018 | 1.0147 | EIA 2018 Tech Forecast | EIA 2018 Tech Forecast | BEST | Residential_Multi-Family Regular Income_Existing_Space Heating_Boiler_AFUE 85%
Residential_Multi-Family Regular Income_Existing_Space Heating_Natural Gas_Boiler_E4 | Residential | Multi-Family Regular Income | Existing | Space Heating | Natural Gas | Boiler | E4 | AFUE 90% | 90.57% | 0% | 0% | 1195.8924 | 1304.6099 | 39.1383 | 0 | 20 | 30 | 2019 | 2051 | 100% | 0 | 0 | 0% | Normal | 0% | 258.6747 | 0 | 0 | kBTU/hr | 105 | 0 | 45 | 68.833 | 2750 | 3000 | 90 | 0 | 2018 | 1.0147 | EIA 2018 Tech Forecast | EIA 2018 Tech Forecast | BEST | Residential_Multi-Family Regular Income_Existing_Space Heating_Boiler_AFUE 90%
Residential_Multi-Family Regular Income_Existing_Space Heating_Natural Gas_Boiler_E5 | Residential | Multi-Family Regular Income | Existing | Space Heating | Natural Gas | Boiler | E5 | AFUE 95% | 84.32% | 0% | 0% | 1597.1384 | 1299.0059 | 39.1383 | 0 | 20 | 30 | 2019 | 2051 | 100% | 0 | 0 | 0% | Normal | 0% | 240.8242 | 0 | 0 | kBTU/hr | 105 | 0 | 45 | 64.083 | 3672.6804 | 2987.1134 | 90 | 0 | 2018 | 1.0147 | EIA 2018 Tech Forecast | EIA 2018 Tech Forecast | BEST | Residential_Multi-Family Regular Income_Existing_Space Heating_Boiler_AFUE 95%
Residential_Multi-Family Regular Income_Existing_Space Heating_Natural Gas_Boiler_E6 | Residential | Multi-Family Regular Income | Existing | Space Heating | Natural Gas | Boiler | E6 | Convert to Gas-Fired ASHP | 65.5% | 0% | 0% | 8827.8602 | 1522.0449 | 97.0304 | 0 | 12 | 18 | 2019 | 2051 | 100% | 0 | 0 | 0% | Normal | 0% | 187.066 | 0 | 0 | kBTU/hr | 80 | 0 | 45 | 49.778 | 15466.6667 | 2666.6667 | 170 | 0 | 2018 | 1.0147 | EIA 2018 Tech Forecast | EIA 2018 Tech Forecast | AEG BEST | Residential_Multi-Family Regular Income_Existing_Space Heating_Boiler_Convert to Gas-Fired ASHP
Residential_Multi-Family Regular Income_Existing_Space Heating_Natural Gas_Boiler_E7 | Residential | Multi-Family Regular Income | Existing | Space Heating | Natural Gas | Boiler | E7 | ASHP with AFUE 80% Backup | 52.4% | 0% | 0% | 3712.6152 | 1390.5634 | 88.6484 | 0 | 14 | 22 | 2019 | 2051 | 100% | 0 | 0 | 0% | Normal | 0% | 149.6528 | 0 | 0 | kBTU/hr | 80 | 0 | 45 | 39.8224 | 7119.6376 | 2666.6667 | 170 | 0 | 2023 | 0.92704 | RTF Wkbk - ResSF&MHExistingHVAC_v7_1 | RTF Wkbk - ResSF&MHExistingHVAC_v7_1 + RTF Wkbk - ResESGasFurnaces_v2_0 | Algorithm calc | Residential_Multi-Family Regular Income_Existing_Space Heating_Boiler_ASHP with AFUE 80% Backup
Residential_Multi-Family Regular Income_Existing_Space Heating_Natural Gas_Boiler_E8 | Residential | Multi-Family Regular Income | Existing | Space Heating | Natural Gas | Boiler | E8 | ASHP with AFUE 95% backup | 44.12% | 0% | 0% | 4084.6582 | 1390.5634 | 88.6484 | 0 | 14 | 22 | 2019 | 2051 | 100% | 0 | 0 | 0% | Normal | 0% | 126.0234 | 0 | 0 | kBTU/hr | 80 | 0 | 45 | 33.5347 | 7833.1 | 2666.6667 | 170 | 0 | 2023 | 0.92704 | RTF Wkbk - ResSF&MHExistingHVAC_v7_1 | RTF Wkbk - ResSF&MHExistingHVAC_v7_1 + RTF Wkbk - ResESGasFurnaces_v2_0 | Algorithm calc | Residential_Multi-Family Regular Income_Existing_Space Heating_Boiler_ASHP with AFUE 95% backup
Residential_Multi-Family Regular Income_Existing_Space Heating_Natural Gas_Boiler_E9 | Residential | Multi-Family Regular Income | Existing | Space Heating | Natural Gas | Boiler | E9 |  | 0% | 0% | 0% | 0 | 0 | 0 | 0 | 0 | 0 | 0 | 0 | 0% | 0 | 0 | 0% | Normal | 0% | 0 | 0 | 0 | [9 empty] | 0 | 0 |  |  |  | Residential_Multi-Family Regular Income_Existing_Space Heating_Boiler_
Residential_Multi-Family Regular Income_Existing_Space Heating_Natural Gas_Boiler_E10 | Residential | Multi-Family Regular Income | Existing | Space Heating | Natural Gas | Boiler | E10 |  | 0% | 0% | 0% | 0 | 0 | 0 | 0 | 0 | 0 | 0 | 0 | 0% | 0 | 0 | 0% | Normal | 0% | 0 | 0 | 0 | [9 empty] | 0 | 0 |  |  |  | Residential_Multi-Family Regular Income_Existing_Space Heating_Boiler_
Residential_Multi-Family Regular Income_Existing_Secondary Heating_Natural Gas_Fireplace_E1 | Residential | Multi-Family Regular Income | Existing | Secondary Heating | Natural Gas | Fireplace | E1 | Baseline (>50% FE) | 100% | 0% | 0% | 2567.1 | 1052 | 0 | 0 | 12 | 20 | 2019 | 2051 | 100% | 0 | 0 | 0% | Normal | 0% | 63.4593 | 0 | 0 | unit | 1 | 0 | 1 | 287.4458 | 2567.1 | 1052 | 0 | 0 | 2021 | 1 | RTF Wkbk - ResGasFireplaces_v1_0 | CA eTRM - Gas Fireplace, Residential - SWHC047-03 | AEG BEST / Market Profile | Residential_Multi-Family Regular Income_Existing_Secondary Heating_Fireplace_Baseline (>50% FE)
Residential_Multi-Family Regular Income_Existing_Secondary Heating_Natural Gas_Fireplace_E2 | Residential | Multi-Family Regular Income | Existing | Secondary Heating | Natural Gas | Fireplace | E2 | Tier 1 (70% FE) | 83.16% | 0% | 0% | 2896.46 | 1052 | -0.30644 | 0 | 12 | 20 | 2019 | 2051 | 100% | 0 | 0 | 0% | Normal | 0% | 52.7718 | 0 | 0 | unit | 1 | 0 | 1 | 239.0358 | 2896.46 | 1052 | -0.30644 | 0 | 2021 | 1 | RTF Wkbk - ResGasFireplaces_v1_0 | CA eTRM - Gas Fireplace, Residential - SWHC047-03 | AEG BEST / Market Profile | Residential_Multi-Family Regular Income_Existing_Secondary Heating_Fireplace_Tier 1 (70% FE)
Residential_Multi-Family Regular Income_Existing_Secondary Heating_Natural Gas_Fireplace_E3 | Residential | Multi-Family Regular Income | Existing | Secondary Heating | Natural Gas | Fireplace | E3 | Tier 2 (>75% FE) | 79.34% | 0% | 0% | 2972.5 | 1052 | -0.30644 | 0 | 12 | 20 | 2019 | 2051 | 100% | 0 | 0 | 0% | Normal | 0% | 50.3478 | 0 | 0 | unit | 1 | 0 | 1 | 228.0558 | 2972.5 | 1052 | -0.30644 | 0 | 2021 | 1 | RTF Wkbk - ResGasFireplaces_v1_0 | CA eTRM - Gas Fireplace, Residential - SWHC047-03 | AEG BEST / Market Profile | Residential_Multi-Family Regular Income_Existing_Secondary Heating_Fireplace_Tier 2 (>75% FE)
Residential_Multi-Family Regular Income_Existing_Secondary Heating_Natural Gas_Fireplace_E4 | Residential | Multi-Family Regular Income | Existing | Secondary Heating | Natural Gas | Fireplace | E4 |  | 0% | 0% | 0% | 0 | 0 | 0 | 0 | 0 | 0 | 0 | 0 | 0% | 0 | 0 | 0% | Normal | 0% | 0 | 0 | 0 | [9 empty] | 0 | 0 |  |  |  | Residential_Multi-Family Regular Income_Existing_Secondary Heating_Fireplace_
Residential_Multi-Family Regular Income_Existing_Secondary Heating_Natural Gas_Fireplace_E5 | Residential | Multi-Family Regular Income | Existing | Secondary Heating | Natural Gas | Fireplace | E5 |  | 0% | 0% | 0% | 0 | 0 | 0 | 0 | 0 | 0 | 0 | 0 | 0% | 0 | 0 | 0% | Normal | 0% | 0 | 0 | 0 | [9 empty] | 0 | 0 |  |  |  | Residential_Multi-Family Regular Income_Existing_Secondary Heating_Fireplace_
Residential_Multi-Family Regular Income_Existing_Secondary Heating_Natural Gas_Fireplace_E6 | Residential | Multi-Family Regular Income | Existing | Secondary Heating | Natural Gas | Fireplace | E6 |  | 0% | 0% | 0% | 0 | 0 | 0 | 0 | 0 | 0 | 0 | 0 | 0% | 0 | 0 | 0% | Normal | 0% | 0 | 0 | 0 | [9 empty] | 0 | 0 |  |  |  | Residential_Multi-Family Regular Income_Existing_Secondary Heating_Fireplace_
Residential_Multi-Family Regular Income_Existing_Secondary Heating_Natural Gas_Fireplace_E7 | Residential | Multi-Family Regular Income | Existing | Secondary Heating | Natural Gas | Fireplace | E7 |  | 0% | 0% | 0% | 0 | 0 | 0 | 0 | 0 | 0 | 0 | 0 | 0% | 0 | 0 | 0% | Normal | 0% | 0 | 0 | 0 | [9 empty] | 0 | 0 |  |  |  | Residential_Multi-Family Regular Income_Existing_Secondary Heating_Fireplace_
Residential_Multi-Family Regular Income_Existing_Secondary Heating_Natural Gas_Fireplace_E8 | Residential | Multi-Family Regular Income | Existing | Secondary Heating | Natural Gas | Fireplace | E8 |  | 0% | 0% | 0% | 0 | 0 | 0 | 0 | 0 | 0 | 0 | 0 | 0% | 0 | 0 | 0% | Normal | 0% | 0 | 0 | 0 | [9 empty] | 0 | 0 |  |  |  | Residential_Multi-Family Regular Income_Existing_Secondary Heating_Fireplace_
Residential_Multi-Family Regular Income_Existing_Secondary Heating_Natural Gas_Fireplace_E9 | Residential | Multi-Family Regular Income | Existing | Secondary Heating | Natural Gas | Fireplace | E9 |  | 0% | 0% | 0% | 0 | 0 | 0 | 0 | 0 | 0 | 0 | 0 | 0% | 0 | 0 | 0% | Normal | 0% | 0 | 0 | 0 | [9 empty] | 0 | 0 |  |  |  | Residential_Multi-Family Regular Income_Existing_Secondary Heating_Fireplace_
Residential_Multi-Family Regular Income_Existing_Secondary Heating_Natural Gas_Fireplace_E10 | Residential | Multi-Family Regular Income | Existing | Secondary Heating | Natural Gas | Fireplace | E10 |  | 0% | 0% | 0% | 0 | 0 | 0 | 0 | 0 | 0 | 0 | 0 | 0% | 0 | 0 | 0% | Normal | 0% | 0 | 0 | 0 | [9 empty] | 0 | 0 |  |  |  | Residential_Multi-Family Regular Income_Existing_Secondary Heating_Fireplace_
Residential_Multi-Family Regular Income_Existing_Water Heating_Natural Gas_Water Heater (<= 55 gal)_E1 | Residential | Multi-Family Regular Income | Existing | Water Heating | Natural Gas | Water Heater (<= 55 gal) | E1 | UEF 0.58 (Standard) | 100% | 0% | 0% | 539.7178 | 588.5979 | 0 | 0 | 10 | 16 | 2019 | 2051 | 100% | 0 | 0 | 0% | Normal | 0% | 123.7271 | 0 | 0 | unit | 1 | 0 | 1 | 167.8101 | 530 | 578 | 0 | 0 | 2020 | 1.0183 | RTF WkBk - ResGasWH_v2_0 | RTF WkBk - ResGasWH_v2_0 | AEG BEST / Market Profile Calculations | Residential_Multi-Family Regular Income_Existing_Water Heating_Water Heater (<= 55 gal)_UEF 0.58 (Standard)
Residential_Multi-Family Regular Income_Existing_Water Heating_Natural Gas_Water Heater (<= 55 gal)_E2 | Residential | Multi-Family Regular Income | Existing | Water Heating | Natural Gas | Water Heater (<= 55 gal) | E2 | UEF 0.64 (ENERGY STAR 4.0) | 90.62% | 0% | 0% | 684.3215 | 588.5979 | 0 | 0 | 10 | 16 | 2019 | 2051 | 100% | 0 | 0 | 0% | Normal | 0% | 112.1277 | 0 | 0 | unit | 1 | 0 | 1 | 152.0779 | 672 | 578 | 0 | 0 | 2020 | 1.0183 | RTF WkBk - ResGasWH_v2_0 | RTF WkBk - ResGasWH_v2_0 | AEG BEST / Market Profile Calculations | Residential_Multi-Family Regular Income_Existing_Water Heating_Water Heater (<= 55 gal)_UEF 0.64 (ENERGY STAR 4.0)
Residential_Multi-Family Regular Income_Existing_Water Heating_Natural Gas_Water Heater (<= 55 gal)_E3 | Residential | Multi-Family Regular Income | Existing | Water Heating | Natural Gas | Water Heater (<= 55 gal) | E3 | UEF 0.81 (ENERGY STAR 5.0) | 71.6% | 0% | 0% | 2276.9982 | 1315.6895 | 0 | 0 | 10 | 16 | 2019 | 2051 | 100% | 0 | 0 | 0% | Normal | 0% | 88.5947 | 0 | 0 | unit | 1 | 0 | 1 | 120.1604 | 2236 | 1292 | 0 | 0 | 2020 | 1.0183 | RTF WkBk - ResGasWH_v2_0 | RTF WkBk - ResGasWH_v2_0 | AEG BEST / Market Profile Calculations | Residential_Multi-Family Regular Income_Existing_Water Heating_Water Heater (<= 55 gal)_UEF 0.81 (ENERGY STAR 5.0)
Residential_Multi-Family Regular Income_Existing_Water Heating_Natural Gas_Water Heater (<= 55 gal)_E4 | Residential | Multi-Family Regular Income | Existing | Water Heating | Natural Gas | Water Heater (<= 55 gal) | E4 | UEF 0.87 (Instantaneous, ENERGY STAR 4.0) | 66.67% | 0% | 0% | 874.7842 | 1427.8716 | 0 | 0 | 15 | 25 | 2019 | 2051 | 100% | 0 | 0 | 0% | Normal | 0% | 82.4847 | 0 | 0 | unit | 1 | 0 | 1 | 111.8734 | 859.0334 | 1402.1622 | 0 | 0 | 2020 | 1.0183 | RTF WkBk - ResGasWH_v2_0 | RTF WkBk - ResGasWH_v2_0 - AEG Adjusted | AEG BEST / Market Profile Calculations | Residential_Multi-Family Regular Income_Existing_Water Heating_Water Heater (<= 55 gal)_UEF 0.87 (Instantaneous, ENERGY STAR 4.0)
Residential_Multi-Family Regular Income_Existing_Water Heating_Natural Gas_Water Heater (<= 55 gal)_E5 | Residential | Multi-Family Regular Income | Existing | Water Heating | Natural Gas | Water Heater (<= 55 gal) | E5 | UEF 0.95 (Instantaneous, ENERGY STAR 5.0) | 63.74% | 0% | 0% | 1183.5883 | 1427.8716 | 0 | 0 | 15 | 25 | 2019 | 2051 | 100% | 0 | 0 | 0% | Normal | 0% | 78.859 | 0 | 0 | unit | 1 | 0 | 1 | 106.9559 | 1162.2773 | 1402.1622 | 0 | 0 | 2020 | 1.0183 | RTF WkBk - ResGasWH_v2_0 | RTF WkBk - ResGasWH_v2_0 - AEG Adjusted | AEG BEST / Market Profile Calculations | Residential_Multi-Family Regular Income_Existing_Water Heating_Water Heater (<= 55 gal)_UEF 0.95 (Instantaneous, ENERGY STAR 5.0)
Residential_Multi-Family Regular Income_Existing_Water Heating_Natural Gas_Water Heater (<= 55 gal)_E6 | Residential | Multi-Family Regular Income | Existing | Water Heating | Natural Gas | Water Heater (<= 55 gal) | E6 | UEF 1.0+ (Gas-Fired HPWH) | 54.72% | 0% | 0% | 2627.2224 | 2573.2687 | 0 | 0 | 10 | 16 | 2019 | 2051 | 30% | 0 | 0 | 0% | Normal | 0% | 67.6997 | 0 | 0 | unit | 1 | 0 | 1 | 91.8206 | 2471.2858 | 2420.5345 | 0 | 0 | 2017 | 1.0631 | RTF WkBk - ResGasWH_v2_0 | Modified EIA 2018 Tech Forecast and Regional Technical Forum | AEG BEST / Market Profile Calculations | Residential_Multi-Family Regular Income_Existing_Water Heating_Water Heater (<= 55 gal)_UEF 1.0+ (Gas-Fired HPWH)
Residential_Multi-Family Regular Income_Existing_Water Heating_Natural Gas_Water Heater (<= 55 gal)_E7 | Residential | Multi-Family Regular Income | Existing | Water Heating | Natural Gas | Water Heater (<= 55 gal) | E7 | NEEA Gas-Fired Absorption HPWH (COP 1.3) | 44.62% | 0% | 0% | 5425.462 | 735.0259 | 0 | 0 | 6 | 20 | 2023 | 2051 | 30% | 0 | 0 | 0% | Normal | 0% | 55.2013 | 0 | 0 | unit | 1 | 0 | 1 | 74.8691 | 5166.9245 | 700 | 0 | 0 | 2018 | 1.05 | EIA 2018 Tech Forecast | Modified EIA 2018 Tech Forecast | IL TRM - 5.4.2 - RS-HWE-GWHT-V09-210101 | Residential_Multi-Family Regular Income_Existing_Water Heating_Water Heater (<= 55 gal)_NEEA Gas-Fired Absorption HPWH (COP 1.3)
Residential_Multi-Family Regular Income_Existing_Water Heating_Natural Gas_Water Heater (<= 55 gal)_E8 | Residential | Multi-Family Regular Income | Existing | Water Heating | Natural Gas | Water Heater (<= 55 gal) | E8 |  | 0% | 0% | 0% | 0 | 0 | 0 | 0 | 0 | 0 | 0 | 0 | 0% | 0 | 0 | 0% | Normal | 0% | 0 | 0 | 0 | [9 empty] | 0 | 0 |  |  |  | Residential_Multi-Family Regular Income_Existing_Water Heating_Water Heater (<= 55 gal)_
Residential_Multi-Family Regular Income_Existing_Water Heating_Natural Gas_Water Heater (<= 55 gal)_E9 | Residential | Multi-Family Regular Income | Existing | Water Heating | Natural Gas | Water Heater (<= 55 gal) | E9 |  | 0% | 0% | 0% | 0 | 0 | 0 | 0 | 0 | 0 | 0 | 0 | 0% | 0 | 0 | 0% | Normal | 0% | 0 | 0 | 0 | [9 empty] | 0 | 0 |  |  |  | Residential_Multi-Family Regular Income_Existing_Water Heating_Water Heater (<= 55 gal)_
Residential_Multi-Family Regular Income_Existing_Water Heating_Natural Gas_Water Heater (<= 55 gal)_E10 | Residential | Multi-Family Regular Income | Existing | Water Heating | Natural Gas | Water Heater (<= 55 gal) | E10 |  | 0% | 0% | 0% | 0 | 0 | 0 | 0 | 0 | 0 | 0 | 0 | 0% | 0 | 0 | 0% | Normal | 0% | 0 | 0 | 0 | [9 empty] | 0 | 0 |  |  |  | Residential_Multi-Family Regular Income_Existing_Water Heating_Water Heater (<= 55 gal)_
Residential_Multi-Family Regular Income_Existing_Water Heating_Natural Gas_Water Heater (> 55 gal)_E1 | Residential | Multi-Family Regular Income | Existing | Water Heating | Natural Gas | Water Heater (> 55 gal) | E1 | UEF 0.76 (Standard) | 100% | 0% | 0% | 620.6755 | 676.8876 | 0 | 0 | 10 | 16 | 2019 | 2051 | 100% | 0 | 0 | 0% | Normal | 0% | 124.028 | 0 | 0 | unit | 1 | 0 | 1 | 128.0656 | 609.5 | 664.7 | 0 | 0 | 2020 | 1.0183 | Same as small WH | Scaled from small WH | AEG BEST / Market Profile Calculations | Residential_Multi-Family Regular Income_Existing_Water Heating_Water Heater (> 55 gal)_UEF 0.76 (Standard)
Residential_Multi-Family Regular Income_Existing_Water Heating_Natural Gas_Water Heater (> 55 gal)_E2 | Residential | Multi-Family Regular Income | Existing | Water Heating | Natural Gas | Water Heater (> 55 gal) | E2 | UEF 0.78 (ENERGY STAR 4.0) | 97.44% | 0% | 0% | 786.9697 | 676.8876 | 0 | 0 | 10 | 16 | 2019 | 2051 | 100% | 0 | 0 | 0% | Normal | 0% | 120.8478 | 0 | 0 | unit | 1 | 0 | 1 | 124.7819 | 772.8 | 664.7 | 0 | 0 | 2020 | 1.0183 | Same as small WH | Scaled from small WH | AEG BEST / Market Profile Calculations | Residential_Multi-Family Regular Income_Existing_Water Heating_Water Heater (> 55 gal)_UEF 0.78 (ENERGY STAR 4.0)
Residential_Multi-Family Regular Income_Existing_Water Heating_Natural Gas_Water Heater (> 55 gal)_E3 | Residential | Multi-Family Regular Income | Existing | Water Heating | Natural Gas | Water Heater (> 55 gal) | E3 | UEF 0.86 (ENERGY STAR 5.0) | 93.83% | 0% | 0% | 2618.548 | 1513.0429 | 0 | 0 | 10 | 16 | 2019 | 2051 | 100% | 0 | 0 | 0% | Normal | 0% | 116.3719 | 0 | 0 | unit | 1 | 0 | 1 | 120.1604 | 2571.4 | 1485.8 | 0 | 0 | 2020 | 1.0183 | Same as small WH | Scaled from small WH | AEG BEST / Market Profile Calculations | Residential_Multi-Family Regular Income_Existing_Water Heating_Water Heater (> 55 gal)_UEF 0.86 (ENERGY STAR 5.0)
Residential_Multi-Family Regular Income_Existing_Water Heating_Natural Gas_Water Heater (> 55 gal)_E4 | Residential | Multi-Family Regular Income | Existing | Water Heating | Natural Gas | Water Heater (> 55 gal) | E4 | UEF 0.87 (Instantaneous, ENERGY STAR 4.0) | 87.36% | 0% | 0% | 1006.0018 | 1642.0523 | 0 | 0 | 15 | 25 | 2019 | 2051 | 100% | 0 | 0 | 0% | Normal | 0% | 108.3463 | 0 | 0 | unit | 1 | 0 | 1 | 111.8734 | 987.8884 | 1612.4865 | 0 | 0 | 2020 | 1.0183 | Same as small WH | Scaled from small WH | AEG BEST / Market Profile Calculations | Residential_Multi-Family Regular Income_Existing_Water Heating_Water Heater (> 55 gal)_UEF 0.87 (Instantaneous, ENERGY STAR 4.0)
Residential_Multi-Family Regular Income_Existing_Water Heating_Natural Gas_Water Heater (> 55 gal)_E5 | Residential | Multi-Family Regular Income | Existing | Water Heating | Natural Gas | Water Heater (> 55 gal) | E5 | UEF 0.95 (Instantaneous, ENERGY STAR 5.0) | 83.52% | 0% | 0% | 1361.1265 | 1642.0523 | 0 | 0 | 15 | 25 | 2019 | 2051 | 100% | 0 | 0 | 0% | Normal | 0% | 103.5838 | 0 | 0 | unit | 1 | 0 | 1 | 106.9559 | 1336.6189 | 1612.4865 | 0 | 0 | 2020 | 1.0183 | Same as small WH | Scaled from small WH | AEG BEST / Market Profile Calculations | Residential_Multi-Family Regular Income_Existing_Water Heating_Water Heater (> 55 gal)_UEF 0.95 (Instantaneous, ENERGY STAR 5.0)
Residential_Multi-Family Regular Income_Existing_Water Heating_Natural Gas_Water Heater (> 55 gal)_E6 | Residential | Multi-Family Regular Income | Existing | Water Heating | Natural Gas | Water Heater (> 55 gal) | E6 | UEF 1.0+ (Gas-Fired HPWH) | 71.7% | 0% | 0% | 3021.3057 | 2959.259 | 0 | 0 | 10 | 16 | 2019 | 2051 | 30% | 0 | 0 | 0% | Normal | 0% | 88.9257 | 0 | 0 | unit | 1 | 0 | 1 | 91.8206 | 2841.9786 | 2783.6147 | 0 | 0 | 2017 | 1.0631 | Same as small WH | Scaled from small WH | AEG BEST / Market Profile Calculations | Residential_Multi-Family Regular Income_Existing_Water Heating_Water Heater (> 55 gal)_UEF 1.0+ (Gas-Fired HPWH)
Residential_Multi-Family Regular Income_Existing_Water Heating_Natural Gas_Water Heater (> 55 gal)_E7 | Residential | Multi-Family Regular Income | Existing | Water Heating | Natural Gas | Water Heater (> 55 gal) | E7 | NEEA Gas-Fired Absorption HPWH (COP 1.3) | 58.46% | 0% | 0% | 6239.2813 | 845.2798 | 0 | 0 | 6 | 20 | 2024 | 2051 | 30% | 0 | 0 | 0% | Normal | 0% | 72.5087 | 0 | 0 | unit | 1 | 0 | 1 | 74.8691 | 5941.9632 | 805 | 0 | 0 | 2018 | 1.05 | Scaled from small | Scaled from small | IL TRM - 5.4.2 - RS-HWE-GWHT-V09-210101 | Residential_Multi-Family Regular Income_Existing_Water Heating_Water Heater (> 55 gal)_NEEA Gas-Fired Absorption HPWH (COP 1.3)
Residential_Multi-Family Regular Income_Existing_Water Heating_Natural Gas_Water Heater (> 55 gal)_E8 | Residential | Multi-Family Regular Income | Existing | Water Heating | Natural Gas | Water Heater (> 55 gal) | E8 |  | 0% | 0% | 0% | 0 | 0 | 0 | 0 | 0 | 0 | 0 | 0 | 0% | 0 | 0 | 0% | Normal | 0% | 0 | 0 | 0 | [9 empty] | 0 | 0 |  |  |  | Residential_Multi-Family Regular Income_Existing_Water Heating_Water Heater (> 55 gal)_
Residential_Multi-Family Regular Income_Existing_Water Heating_Natural Gas_Water Heater (> 55 gal)_E9 | Residential | Multi-Family Regular Income | Existing | Water Heating | Natural Gas | Water Heater (> 55 gal) | E9 |  | 0% | 0% | 0% | 0 | 0 | 0 | 0 | 0 | 0 | 0 | 0 | 0% | 0 | 0 | 0% | Normal | 0% | 0 | 0 | 0 | [9 empty] | 0 | 0 |  |  |  | Residential_Multi-Family Regular Income_Existing_Water Heating_Water Heater (> 55 gal)_
Residential_Multi-Family Regular Income_Existing_Water Heating_Natural Gas_Water Heater (> 55 gal)_E10 | Residential | Multi-Family Regular Income | Existing | Water Heating | Natural Gas | Water Heater (> 55 gal) | E10 |  | 0% | 0% | 0% | 0 | 0 | 0 | 0 | 0 | 0 | 0 | 0 | 0% | 0 | 0 | 0% | Normal | 0% | 0 | 0 | 0 | [9 empty] | 0 | 0 |  |  |  | Residential_Multi-Family Regular Income_Existing_Water Heating_Water Heater (> 55 gal)_
Residential_Multi-Family Regular Income_Existing_Appliances_Natural Gas_Clothes Dryer_E1 | Residential | Multi-Family Regular Income | Existing | Appliances | Natural Gas | Clothes Dryer | E1 | Standard | 100% | 0% | 0% | 525.0185 | 168.0059 | 0 | 0 | 9 | 15 | 2019 | 2051 | 100% | 0 | 0 | 0% | Normal | 0% | 12.358 | 0 | 0 | units | 1 | 0 | 1 | 29.1837 | 500 | 160 | 0 | 0 | 2018 | 1.05 | RTF Workbook - ResClothesDryers_v4.1 | EIA 2018 Tech Forecast | RTF Workbook - ResClothesDryers_v4.1 | Residential_Multi-Family Regular Income_Existing_Appliances_Clothes Dryer_Standard
Residential_Multi-Family Regular Income_Existing_Appliances_Natural Gas_Clothes Dryer_E2 | Residential | Multi-Family Regular Income | Existing | Appliances | Natural Gas | Clothes Dryer | E2 | NEEA/ENERGY STAR (CE >60%) | 94.43% | 0% | 0% | 574.0737 | 170.0959 | 0 | 0 | 9 | 15 | 2019 | 2051 | 100% | 0 | 0 | 0% | Normal | 0% | 11.6694 | 0 | 0 | units | 1 | 0 | 1 | 27.5575 | 540 | 160 | 0 | 0 | 2017 | 1.0631 | RTF Workbook - ResClothesDryers_v4.1 | RTF Workbook - ResClothesDryers_v4.1 | RTF Workbook - ResClothesDryers_v4.1 | Residential_Multi-Family Regular Income_Existing_Appliances_Clothes Dryer_NEEA/ENERGY STAR (CE >60%)
Residential_Multi-Family Regular Income_Existing_Appliances_Natural Gas_Clothes Dryer_E3 | Residential | Multi-Family Regular Income | Existing | Appliances | Natural Gas | Clothes Dryer | E3 |  | 0% | 0% | 0% | 0 | 0 | 0 | 0 | 0 | 0 | 0 | 0 | 0% | 0 | 0 | 0% | Normal | 0% | 0 | 0 | 0 | [9 empty] | 0 | 0 |  |  |  | Residential_Multi-Family Regular Income_Existing_Appliances_Clothes Dryer_
Residential_Multi-Family Regular Income_Existing_Appliances_Natural Gas_Clothes Dryer_E4 | Residential | Multi-Family Regular Income | Existing | Appliances | Natural Gas | Clothes Dryer | E4 |  | 0% | 0% | 0% | 0 | 0 | 0 | 0 | 0 | 0 | 0 | 0 | 0% | 0 | 0 | 0% | Normal | 0% | 0 | 0 | 0 | [9 empty] | 0 | 0 |  |  |  | Residential_Multi-Family Regular Income_Existing_Appliances_Clothes Dryer_
Residential_Multi-Family Regular Income_Existing_Appliances_Natural Gas_Clothes Dryer_E5 | Residential | Multi-Family Regular Income | Existing | Appliances | Natural Gas | Clothes Dryer | E5 |  | 0% | 0% | 0% | 0 | 0 | 0 | 0 | 0 | 0 | 0 | 0 | 0% | 0 | 0 | 0% | Normal | 0% | 0 | 0 | 0 | [9 empty] | 0 | 0 |  |  |  | Residential_Multi-Family Regular Income_Existing_Appliances_Clothes Dryer_
Residential_Multi-Family Regular Income_Existing_Appliances_Natural Gas_Clothes Dryer_E6 | Residential | Multi-Family Regular Income | Existing | Appliances | Natural Gas | Clothes Dryer | E6 |  | 0% | 0% | 0% | 0 | 0 | 0 | 0 | 0 | 0 | 0 | 0 | 0% | 0 | 0 | 0% | Normal | 0% | 0 | 0 | 0 | [9 empty] | 0 | 0 |  |  |  | Residential_Multi-Family Regular Income_Existing_Appliances_Clothes Dryer_
Residential_Multi-Family Regular Income_Existing_Appliances_Natural Gas_Clothes Dryer_E7 | Residential | Multi-Family Regular Income | Existing | Appliances | Natural Gas | Clothes Dryer | E7 |  | 0% | 0% | 0% | 0 | 0 | 0 | 0 | 0 | 0 | 0 | 0 | 0% | 0 | 0 | 0% | Normal | 0% | 0 | 0 | 0 | [9 empty] | 0 | 0 |  |  |  | Residential_Multi-Family Regular Income_Existing_Appliances_Clothes Dryer_
Residential_Multi-Family Regular Income_Existing_Appliances_Natural Gas_Clothes Dryer_E8 | Residential | Multi-Family Regular Income | Existing | Appliances | Natural Gas | Clothes Dryer | E8 |  | 0% | 0% | 0% | 0 | 0 | 0 | 0 | 0 | 0 | 0 | 0 | 0% | 0 | 0 | 0% | Normal | 0% | 0 | 0 | 0 | [9 empty] | 0 | 0 |  |  |  | Residential_Multi-Family Regular Income_Existing_Appliances_Clothes Dryer_
Residential_Multi-Family Regular Income_Existing_Appliances_Natural Gas_Clothes Dryer_E9 | Residential | Multi-Family Regular Income | Existing | Appliances | Natural Gas | Clothes Dryer | E9 |  | 0% | 0% | 0% | 0 | 0 | 0 | 0 | 0 | 0 | 0 | 0 | 0% | 0 | 0 | 0% | Normal | 0% | 0 | 0 | 0 | [9 empty] | 0 | 0 |  |  |  | Residential_Multi-Family Regular Income_Existing_Appliances_Clothes Dryer_
Residential_Multi-Family Regular Income_Existing_Appliances_Natural Gas_Clothes Dryer_E10 | Residential | Multi-Family Regular Income | Existing | Appliances | Natural Gas | Clothes Dryer | E10 |  | 0% | 0% | 0% | 0 | 0 | 0 | 0 | 0 | 0 | 0 | 0 | 0% | 0 | 0 | 0% | Normal | 0% | 0 | 0 | 0 | [9 empty] | 0 | 0 |  |  |  | Residential_Multi-Family Regular Income_Existing_Appliances_Clothes Dryer_
Residential_Multi-Family Regular Income_Existing_Appliances_Natural Gas_Stove/Oven_E1 | Residential | Multi-Family Regular Income | Existing | Appliances | Natural Gas | Stove/Oven | E1 | EF 0.399 | 100% | 0% | 0% | 861.0304 | 115.5041 | 0 | 0 | 9 | 15 | 2019 | 2051 | 100% | 0 | 0 | 0% | Normal | 0% | 15.5879 | 0 | 0 | units | 1 | 0 | 1 | 31.82 | 820 | 110 | 0 | 0 | 2018 | 1.05 | EIA 2018 Appendix A | EIA 2018 Appendix A | EIA 2018 Appendix A | Residential_Multi-Family Regular Income_Existing_Appliances_Stove/Oven_EF 0.399
Residential_Multi-Family Regular Income_Existing_Appliances_Natural Gas_Stove/Oven_E2 | Residential | Multi-Family Regular Income | Existing | Appliances | Natural Gas | Stove/Oven | E2 | High Efficiency (730 + 1660 IAEC) | 75.11% | 0% | 0% | 913.5322 | 115.5041 | 0 | 0 | 9 | 15 | 2019 | 2051 | 100% | 0 | 0 | 0% | Normal | 0% | 11.7081 | 0 | 0 | units | 1 | 0 | 1 | 23.9 | 870 | 110 | 0 | 0 | 2018 | 1.05 | EIA 2018 Appendix A | EIA 2018 Appendix A | EIA 2018 Appendix A | Residential_Multi-Family Regular Income_Existing_Appliances_Stove/Oven_High Efficiency (730 + 1660 IAEC)
Residential_Multi-Family Regular Income_Existing_Appliances_Natural Gas_Stove/Oven_E3 | Residential | Multi-Family Regular Income | Existing | Appliances | Natural Gas | Stove/Oven | E3 |  | 0% | 0% | 0% | 0 | 0 | 0 | 0 | 0 | 0 | 0 | 0 | 0% | 0 | 0 | 0% | Normal | 0% | 0 | 0 | 0 | [9 empty] | 0 | 0 |  |  |  | Residential_Multi-Family Regular Income_Existing_Appliances_Stove/Oven_
Residential_Multi-Family Regular Income_Existing_Appliances_Natural Gas_Stove/Oven_E4 | Residential | Multi-Family Regular Income | Existing | Appliances | Natural Gas | Stove/Oven | E4 |  | 0% | 0% | 0% | 0 | 0 | 0 | 0 | 0 | 0 | 0 | 0 | 0% | 0 | 0 | 0% | Normal | 0% | 0 | 0 | 0 | [9 empty] | 0 | 0 |  |  |  | Residential_Multi-Family Regular Income_Existing_Appliances_Stove/Oven_
Residential_Multi-Family Regular Income_Existing_Appliances_Natural Gas_Stove/Oven_E5 | Residential | Multi-Family Regular Income | Existing | Appliances | Natural Gas | Stove/Oven | E5 |  | 0% | 0% | 0% | 0 | 0 | 0 | 0 | 0 | 0 | 0 | 0 | 0% | 0 | 0 | 0% | Normal | 0% | 0 | 0 | 0 | [9 empty] | 0 | 0 |  |  |  | Residential_Multi-Family Regular Income_Existing_Appliances_Stove/Oven_
Residential_Multi-Family Regular Income_Existing_Appliances_Natural Gas_Stove/Oven_E6 | Residential | Multi-Family Regular Income | Existing | Appliances | Natural Gas | Stove/Oven | E6 |  | 0% | 0% | 0% | 0 | 0 | 0 | 0 | 0 | 0 | 0 | 0 | 0% | 0 | 0 | 0% | Normal | 0% | 0 | 0 | 0 | [9 empty] | 0 | 0 |  |  |  | Residential_Multi-Family Regular Income_Existing_Appliances_Stove/Oven_
Residential_Multi-Family Regular Income_Existing_Appliances_Natural Gas_Stove/Oven_E7 | Residential | Multi-Family Regular Income | Existing | Appliances | Natural Gas | Stove/Oven | E7 |  | 0% | 0% | 0% | 0 | 0 | 0 | 0 | 0 | 0 | 0 | 0 | 0% | 0 | 0 | 0% | Normal | 0% | 0 | 0 | 0 | [9 empty] | 0 | 0 |  |  |  | Residential_Multi-Family Regular Income_Existing_Appliances_Stove/Oven_
Residential_Multi-Family Regular Income_Existing_Appliances_Natural Gas_Stove/Oven_E8 | Residential | Multi-Family Regular Income | Existing | Appliances | Natural Gas | Stove/Oven | E8 |  | 0% | 0% | 0% | 0 | 0 | 0 | 0 | 0 | 0 | 0 | 0 | 0% | 0 | 0 | 0% | Normal | 0% | 0 | 0 | 0 | [9 empty] | 0 | 0 |  |  |  | Residential_Multi-Family Regular Income_Existing_Appliances_Stove/Oven_
Residential_Multi-Family Regular Income_Existing_Appliances_Natural Gas_Stove/Oven_E9 | Residential | Multi-Family Regular Income | Existing | Appliances | Natural Gas | Stove/Oven | E9 |  | 0% | 0% | 0% | 0 | 0 | 0 | 0 | 0 | 0 | 0 | 0 | 0% | 0 | 0 | 0% | Normal | 0% | 0 | 0 | 0 | [9 empty] | 0 | 0 |  |  |  | Residential_Multi-Family Regular Income_Existing_Appliances_Stove/Oven_
Residential_Multi-Family Regular Income_Existing_Appliances_Natural Gas_Stove/Oven_E10 | Residential | Multi-Family Regular Income | Existing | Appliances | Natural Gas | Stove/Oven | E10 |  | 0% | 0% | 0% | 0 | 0 | 0 | 0 | 0 | 0 | 0 | 0 | 0% | 0 | 0 | 0% | Normal | 0% | 0 | 0 | 0 | [9 empty] | 0 | 0 |  |  |  | Residential_Multi-Family Regular Income_Existing_Appliances_Stove/Oven_
Residential_Multi-Family Regular Income_Existing_Miscellaneous_Natural Gas_Pool Heater_E1 | Residential | Multi-Family Regular Income | Existing | Miscellaneous | Natural Gas | Pool Heater | E1 | Standard (EF 0.82) | 100% | 0% | 0% | 2127.3029 | 814.6684 | 0 | 0 | 8 | 12 | 2019 | 2051 | 100% | 0 | 0 | 0% | Normal | 0% | 59.7844 | 0 | 0 | units | 1 | 0 | 1 | 1004 | 2089 | 800 | 0 | 0 | 2020 | 1.0183 | CA eTRM - Pool Heater, Residential | CA eTRM - Pool Heater, Residential | CA eTRM - Pool Heater, Residential | Residential_Multi-Family Regular Income_Existing_Miscellaneous_Pool Heater_Standard (EF 0.82)
Residential_Multi-Family Regular Income_Existing_Miscellaneous_Natural Gas_Pool Heater_E2 | Residential | Multi-Family Regular Income | Existing | Miscellaneous | Natural Gas | Pool Heater | E2 | High Efficiency (EF 0.84) | 96.41% | 0% | 0% | 2758.6709 | 814.6684 | 0 | 0 | 8 | 12 | 2019 | 2051 | 100% | 0 | 0 | 0% | Normal | 0% | 57.6407 | 0 | 0 | units | 1 | 0 | 1 | 968 | 2709 | 800 | 0 | 0 | 2020 | 1.0183 | CA eTRM - Pool Heater, Residential | CA eTRM - Pool Heater, Residential | CA eTRM - Pool Heater, Residential | Residential_Multi-Family Regular Income_Existing_Miscellaneous_Pool Heater_High Efficiency (EF 0.84)
Residential_Multi-Family Regular Income_Existing_Miscellaneous_Natural Gas_Pool Heater_E3 | Residential | Multi-Family Regular Income | Existing | Miscellaneous | Natural Gas | Pool Heater | E3 | Condensing (EF .94) | 85.46% | 0% | 0% | 5028.5408 | 916.502 | 0 | 0 | 8 | 12 | 2019 | 2051 | 100% | 0 | 0 | 0% | Normal | 0% | 51.0906 | 0 | 0 | units | 1 | 0 | 1 | 858 | 4938 | 900 | 0 | 0 | 2020 | 1.0183 | CA eTRM - Pool Heater, Residential | CA eTRM - Pool Heater, Residential | CA eTRM - Pool Heater, Residential | Residential_Multi-Family Regular Income_Existing_Miscellaneous_Pool Heater_Condensing (EF .94)
Residential_Multi-Family Regular Income_Existing_Miscellaneous_Natural Gas_Pool Heater_E4 | Residential | Multi-Family Regular Income | Existing | Miscellaneous | Natural Gas | Pool Heater | E4 | Condensing w/Imp. HX (EF 0.95) | 84.6% | 0% | 0% | 5082.0359 | 916.502 | 0 | 0 | 8 | 12 | 2019 | 2051 | 100% | 0 | 0 | 0% | Normal | 0% | 50.5797 | 0 | 0 | units | 1 | 0 | 1 | 849.42 | 4990.5319 | 900 | 0 | 0 | 2020 | 1.0183 | CA eTRM - Pool Heater, Residential | CA eTRM - Pool Heater, Residential | CA eTRM - Pool Heater, Residential | Residential_Multi-Family Regular Income_Existing_Miscellaneous_Pool Heater_Condensing w/Imp. HX (EF 0.95)
Residential_Multi-Family Regular Income_Existing_Miscellaneous_Natural Gas_Pool Heater_E5 | Residential | Multi-Family Regular Income | Existing | Miscellaneous | Natural Gas | Pool Heater | E5 |  | 0% | 0% | 0% | 0 | 0 | 0 | 0 | 0 | 0 | 0 | 0 | 0% | 0 | 0 | 0% | Normal | 0% | 0 | 0 | 0 | [9 empty] | 0 | 0 |  |  |  | Residential_Multi-Family Regular Income_Existing_Miscellaneous_Pool Heater_
Residential_Multi-Family Regular Income_Existing_Miscellaneous_Natural Gas_Pool Heater_E6 | Residential | Multi-Family Regular Income | Existing | Miscellaneous | Natural Gas | Pool Heater | E6 |  | 0% | 0% | 0% | 0 | 0 | 0 | 0 | 0 | 0 | 0 | 0 | 0% | 0 | 0 | 0% | Normal | 0% | 0 | 0 | 0 | [9 empty] | 0 | 0 |  |  |  | Residential_Multi-Family Regular Income_Existing_Miscellaneous_Pool Heater_
Residential_Multi-Family Regular Income_Existing_Miscellaneous_Natural Gas_Pool Heater_E7 | Residential | Multi-Family Regular Income | Existing | Miscellaneous | Natural Gas | Pool Heater | E7 |  | 0% | 0% | 0% | 0 | 0 | 0 | 0 | 0 | 0 | 0 | 0 | 0% | 0 | 0 | 0% | Normal | 0% | 0 | 0 | 0 | [9 empty] | 0 | 0 |  |  |  | Residential_Multi-Family Regular Income_Existing_Miscellaneous_Pool Heater_
Residential_Multi-Family Regular Income_Existing_Miscellaneous_Natural Gas_Pool Heater_E8 | Residential | Multi-Family Regular Income | Existing | Miscellaneous | Natural Gas | Pool Heater | E8 |  | 0% | 0% | 0% | 0 | 0 | 0 | 0 | 0 | 0 | 0 | 0 | 0% | 0 | 0 | 0% | Normal | 0% | 0 | 0 | 0 | [9 empty] | 0 | 0 |  |  |  | Residential_Multi-Family Regular Income_Existing_Miscellaneous_Pool Heater_
Residential_Multi-Family Regular Income_Existing_Miscellaneous_Natural Gas_Pool Heater_E9 | Residential | Multi-Family Regular Income | Existing | Miscellaneous | Natural Gas | Pool Heater | E9 |  | 0% | 0% | 0% | 0 | 0 | 0 | 0 | 0 | 0 | 0 | 0 | 0% | 0 | 0 | 0% | Normal | 0% | 0 | 0 | 0 | [9 empty] | 0 | 0 |  |  |  | Residential_Multi-Family Regular Income_Existing_Miscellaneous_Pool Heater_
Residential_Multi-Family Regular Income_Existing_Miscellaneous_Natural Gas_Pool Heater_E10 | Residential | Multi-Family Regular Income | Existing | Miscellaneous | Natural Gas | Pool Heater | E10 |  | 0% | 0% | 0% | 0 | 0 | 0 | 0 | 0 | 0 | 0 | 0 | 0% | 0 | 0 | 0% | Normal | 0% | 0 | 0 | 0 | [9 empty] | 0 | 0 |  |  |  | Residential_Multi-Family Regular Income_Existing_Miscellaneous_Pool Heater_
Residential_Multi-Family Regular Income_Existing_Miscellaneous_Natural Gas_Miscellaneous_E1 | Residential | Multi-Family Regular Income | Existing | Miscellaneous | Natural Gas | Miscellaneous | E1 | Default | 100% | 0% | 0% | 107.428 | 0 | 0 | 0 | 5 | 10 | 2019 | 2051 | 100% | 0 | 0 | 0% | Normal | 0% | 3.7092 | 0 | 0 | units | 1 | 0 | 1 | 100 | 100 | 0 | 0 | 0 | 2016 | 1.0743 | Default | Default | Default | Residential_Multi-Family Regular Income_Existing_Miscellaneous_Miscellaneous_Default
Residential_Multi-Family Regular Income_Existing_Miscellaneous_Natural Gas_Miscellaneous_E2 | Residential | Multi-Family Regular Income | Existing | Miscellaneous | Natural Gas | Miscellaneous | E2 |  | 0% | 0% | 0% | 0 | 0 | 0 | 0 | 0 | 0 | 0 | 0 | 0% | 0 | 0 | 0% | Normal | 0% | 0 | 0 | 0 | [9 empty] | 0 | 0 |  |  |  | Residential_Multi-Family Regular Income_Existing_Miscellaneous_Miscellaneous_
Residential_Multi-Family Regular Income_Existing_Miscellaneous_Natural Gas_Miscellaneous_E3 | Residential | Multi-Family Regular Income | Existing | Miscellaneous | Natural Gas | Miscellaneous | E3 |  | 0% | 0% | 0% | 0 | 0 | 0 | 0 | 0 | 0 | 0 | 0 | 0% | 0 | 0 | 0% | Normal | 0% | 0 | 0 | 0 | [9 empty] | 0 | 0 |  |  |  | Residential_Multi-Family Regular Income_Existing_Miscellaneous_Miscellaneous_
Residential_Multi-Family Regular Income_Existing_Miscellaneous_Natural Gas_Miscellaneous_E4 | Residential | Multi-Family Regular Income | Existing | Miscellaneous | Natural Gas | Miscellaneous | E4 |  | 0% | 0% | 0% | 0 | 0 | 0 | 0 | 0 | 0 | 0 | 0 | 0% | 0 | 0 | 0% | Normal | 0% | 0 | 0 | 0 | [9 empty] | 0 | 0 |  |  |  | Residential_Multi-Family Regular Income_Existing_Miscellaneous_Miscellaneous_
Residential_Multi-Family Regular Income_Existing_Miscellaneous_Natural Gas_Miscellaneous_E5 | Residential | Multi-Family Regular Income | Existing | Miscellaneous | Natural Gas | Miscellaneous | E5 |  | 0% | 0% | 0% | 0 | 0 | 0 | 0 | 0 | 0 | 0 | 0 | 0% | 0 | 0 | 0% | Normal | 0% | 0 | 0 | 0 | [9 empty] | 0 | 0 |  |  |  | Residential_Multi-Family Regular Income_Existing_Miscellaneous_Miscellaneous_
Residential_Multi-Family Regular Income_Existing_Miscellaneous_Natural Gas_Miscellaneous_E6 | Residential | Multi-Family Regular Income | Existing | Miscellaneous | Natural Gas | Miscellaneous | E6 |  | 0% | 0% | 0% | 0 | 0 | 0 | 0 | 0 | 0 | 0 | 0 | 0% | 0 | 0 | 0% | Normal | 0% | 0 | 0 | 0 | [9 empty] | 0 | 0 |  |  |  | Residential_Multi-Family Regular Income_Existing_Miscellaneous_Miscellaneous_
Residential_Multi-Family Regular Income_Existing_Miscellaneous_Natural Gas_Miscellaneous_E7 | Residential | Multi-Family Regular Income | Existing | Miscellaneous | Natural Gas | Miscellaneous | E7 |  | 0% | 0% | 0% | 0 | 0 | 0 | 0 | 0 | 0 | 0 | 0 | 0% | 0 | 0 | 0% | Normal | 0% | 0 | 0 | 0 | [9 empty] | 0 | 0 |  |  |  | Residential_Multi-Family Regular Income_Existing_Miscellaneous_Miscellaneous_
Residential_Multi-Family Regular Income_Existing_Miscellaneous_Natural Gas_Miscellaneous_E8 | Residential | Multi-Family Regular Income | Existing | Miscellaneous | Natural Gas | Miscellaneous | E8 |  | 0% | 0% | 0% | 0 | 0 | 0 | 0 | 0 | 0 | 0 | 0 | 0% | 0 | 0 | 0% | Normal | 0% | 0 | 0 | 0 | [9 empty] | 0 | 0 |  |  |  | Residential_Multi-Family Regular Income_Existing_Miscellaneous_Miscellaneous_
Residential_Multi-Family Regular Income_Existing_Miscellaneous_Natural Gas_Miscellaneous_E9 | Residential | Multi-Family Regular Income | Existing | Miscellaneous | Natural Gas | Miscellaneous | E9 |  | 0% | 0% | 0% | 0 | 0 | 0 | 0 | 0 | 0 | 0 | 0 | 0% | 0 | 0 | 0% | Normal | 0% | 0 | 0 | 0 | [9 empty] | 0 | 0 |  |  |  | Residential_Multi-Family Regular Income_Existing_Miscellaneous_Miscellaneous_
Residential_Multi-Family Regular Income_Existing_Miscellaneous_Natural Gas_Miscellaneous_E10 | Residential | Multi-Family Regular Income | Existing | Miscellaneous | Natural Gas | Miscellaneous | E10 |  | 0% | 0% | 0% | 0 | 0 | 0 | 0 | 0 | 0 | 0 | 0 | 0% | 0 | 0 | 0% | Normal | 0% | 0 | 0 | 0 | [9 empty] | 0 | 0 |  |  |  | Residential_Multi-Family Regular Income_Existing_Miscellaneous_Miscellaneous_
Residential_Multi-Family Regular Income_New_Space Heating_Natural Gas_Furnace_E1 | Residential | Multi-Family Regular Income | New | Space Heating | Natural Gas | Furnace | E1 | AFUE 80% | 100% | 0% | 0% | 1249.4796 | 498.8391 | 52.4845 | 0 | 16 | 27 | 2019 | 2023 | 100% | 0 | 0 | 0% | Normal | 0% | 345.4209 | 0 | 0 | kBTU/hr | 80 | 0 | 36 | 47.4 | 2642.5376 | 1055 | 111 | 0 | 2015 | 1.0507 | RTF Wkbk - ResESGasFurnaces_v2_0 | RTF Wkbk - ResESGasFurnaces_v2_0 ¦ O&M from DOE TSD | AEG BEST | Residential_Multi-Family Regular Income_New_Space Heating_Furnace_AFUE 80%
Residential_Multi-Family Regular Income_New_Space Heating_Natural Gas_Furnace_E2 | Residential | Multi-Family Regular Income | New | Space Heating | Natural Gas | Furnace | E2 | AFUE 95% (ENERGY STAR 4.1) | 84.7% | 0% | 0% | 1586.8283 | 647.7815 | 55.3215 | 0 | 16 | 27 | 2019 | 2023 | 100% | 0 | 0 | 0% | Normal | 0% | 292.5846 | 0 | 0 | kBTU/hr | 80 | 0 | 36 | 40.1496 | 3356 | 1370 | 117 | 0 | 2015 | 1.0507 | RTF Wkbk - ResESGasFurnaces_v2_0 | RTF Wkbk - ResESGasFurnaces_v2_0 | AEG BEST | Residential_Multi-Family Regular Income_New_Space Heating_Furnace_AFUE 95% (ENERGY STAR 4.1)
Residential_Multi-Family Regular Income_New_Space Heating_Natural Gas_Furnace_E3 | Residential | Multi-Family Regular Income | New | Space Heating | Natural Gas | Furnace | E3 | AFUE 97% (CEE Tier 3) | 81.86% | 0% | 0% | 1724.3463 | 647.7815 | 55.3215 | 0 | 16 | 27 | 2019 | 2023 | 100% | 0 | 0 | 0% | Normal | 0% | 282.7467 | 0 | 0 | kBTU/hr | 80 | 0 | 36 | 38.7996 | 3646.8382 | 1370 | 117 | 0 | 2015 | 1.0507 | RTF Wkbk - ResESGasFurnaces_v2_0 | RTF Wkbk - ResESGasFurnaces_v2_0 | AEG BEST | Residential_Multi-Family Regular Income_New_Space Heating_Furnace_AFUE 97% (CEE Tier 3)
Residential_Multi-Family Regular Income_New_Space Heating_Natural Gas_Furnace_E4 | Residential | Multi-Family Regular Income | New | Space Heating | Natural Gas | Furnace | E4 | Convert to Gas-Fired ASHP | 66.67% | 0% | 0% | 7062.2882 | 1217.6359 | 77.6243 | 0 | 12 | 18 | 2019 | 2051 | 100% | 0 | 0 | 0% | Normal | 0% | 230.2806 | 0 | 0 | kBTU/hr | 80 | 0 | 36 | 31.6 | 15466.6667 | 2666.6667 | 170 | 0 | 2018 | 1.0147 | EIA 2018 Tech Forecast | EIA 2018 Tech Forecast | Algorithm calc | Residential_Multi-Family Regular Income_New_Space Heating_Furnace_Convert to Gas-Fired ASHP
Residential_Multi-Family Regular Income_New_Space Heating_Natural Gas_Furnace_E5 | Residential | Multi-Family Regular Income | New | Space Heating | Natural Gas | Furnace | E5 | ASHP with AFUE 80% Backup | 53.33% | 0% | 0% | 2970.0921 | 1112.4507 | 70.9187 | 0 | 14 | 22 | 2019 | 2051 | 100% | 0 | 0 | 0% | Normal | 0% | 184.2245 | 0 | 0 | kBTU/hr | 80 | 0 | 36 | 25.28 | 7119.6376 | 2666.6667 | 170 | 0 | 2023 | 0.92704 | RTF Wkbk - ResSF&MHExistingHVAC_v7_1 | RTF Wkbk - ResSF&MHExistingHVAC_v7_1 + RTF Wkbk - ResESGasFurnaces_v2_0 | Algorithm calc | Residential_Multi-Family Regular Income_New_Space Heating_Furnace_ASHP with AFUE 80% Backup
Residential_Multi-Family Regular Income_New_Space Heating_Natural Gas_Furnace_E6 | Residential | Multi-Family Regular Income | New | Space Heating | Natural Gas | Furnace | E6 | ASHP with AFUE 95% backup | 44.91% | 0% | 0% | 3267.7266 | 1112.4507 | 70.9187 | 0 | 14 | 22 | 2019 | 2051 | 100% | 0 | 0 | 0% | Normal | 0% | 155.1364 | 0 | 0 | kBTU/hr | 80 | 0 | 36 | 21.2884 | 7833.1 | 2666.6667 | 170 | 0 | 2023 | 0.92704 | RTF Wkbk - ResSF&MHExistingHVAC_v7_1 | RTF Wkbk - ResSF&MHExistingHVAC_v7_1 + RTF Wkbk - ResESGasFurnaces_v2_0 | Algorithm calc | Residential_Multi-Family Regular Income_New_Space Heating_Furnace_ASHP with AFUE 95% backup
Residential_Multi-Family Regular Income_New_Space Heating_Natural Gas_Furnace_E7 | Residential | Multi-Family Regular Income | New | Space Heating | Natural Gas | Furnace | E7 |  | 0% | 0% | 0% | 0 | 0 | 0 | 0 | 0 | 0 | 0 | 0 | 0% | 0 | 0 | 0% | Normal | 0% | 0 | 0 | 0 | [9 empty] | 0 | 0 |  |  |  | Residential_Multi-Family Regular Income_New_Space Heating_Furnace_
Residential_Multi-Family Regular Income_New_Space Heating_Natural Gas_Furnace_E8 | Residential | Multi-Family Regular Income | New | Space Heating | Natural Gas | Furnace | E8 |  | 0% | 0% | 0% | 0 | 0 | 0 | 0 | 0 | 0 | 0 | 0 | 0% | 0 | 0 | 0% | Normal | 0% | 0 | 0 | 0 | [9 empty] | 0 | 0 |  |  |  | Residential_Multi-Family Regular Income_New_Space Heating_Furnace_
Residential_Multi-Family Regular Income_New_Space Heating_Natural Gas_Furnace_E9 | Residential | Multi-Family Regular Income | New | Space Heating | Natural Gas | Furnace | E9 |  | 0% | 0% | 0% | 0 | 0 | 0 | 0 | 0 | 0 | 0 | 0 | 0% | 0 | 0 | 0% | Normal | 0% | 0 | 0 | 0 | [9 empty] | 0 | 0 |  |  |  | Residential_Multi-Family Regular Income_New_Space Heating_Furnace_
Residential_Multi-Family Regular Income_New_Space Heating_Natural Gas_Furnace_E10 | Residential | Multi-Family Regular Income | New | Space Heating | Natural Gas | Furnace | E10 |  | 0% | 0% | 0% | 0 | 0 | 0 | 0 | 0 | 0 | 0 | 0 | 0% | 0 | 0 | 0% | Normal | 0% | 0 | 0 | 0 | [9 empty] | 0 | 0 |  |  |  | Residential_Multi-Family Regular Income_New_Space Heating_Furnace_
Residential_Multi-Family Regular Income_New_Space Heating_Natural Gas_Boiler_E1 | Residential | Multi-Family Regular Income | New | Space Heating | Natural Gas | Boiler | E1 | AFUE 80% | 100% | 0% | 0% | 891.4834 | 891.4834 | 21.7435 | 0 | 20 | 30 | 2019 | 2020 | 100% | 0 | 0 | 0% | Normal | 0% | 178.3836 | 0 | 0 | kBTU/hr | 105 | 0 | 45 | 47.1 | 2050 | 2050 | 50 | 0 | 2018 | 1.0147 | EIA 2018 Tech Forecast | EIA 2018 Tech Forecast | BEST | Residential_Multi-Family Regular Income_New_Space Heating_Boiler_AFUE 80%
Residential_Multi-Family Regular Income_New_Space Heating_Natural Gas_Boiler_E2 | Residential | Multi-Family Regular Income | New | Space Heating | Natural Gas | Boiler | E2 | AFUE 82% | 97.77% | 0% | 0% | 847.9964 | 1152.4054 | 39.1383 | 0 | 20 | 30 | 2019 | 2023 | 100% | 0 | 0 | 0% | Normal | 0% | 174.4069 | 0 | 0 | kBTU/hr | 105 | 0 | 45 | 46.05 | 1950 | 2650 | 90 | 0 | 2018 | 1.0147 | EIA 2018 Tech Forecast | EIA 2018 Tech Forecast | BEST | Residential_Multi-Family Regular Income_New_Space Heating_Boiler_AFUE 82%
Residential_Multi-Family Regular Income_New_Space Heating_Natural Gas_Boiler_E3 | Residential | Multi-Family Regular Income | New | Space Heating | Natural Gas | Boiler | E3 | AFUE 85% | 96.5% | 0% | 0% | 1129.4539 | 1232.1316 | 39.1383 | 0 | 20 | 30 | 2019 | 2023 | 100% | 0 | 0 | 0% | Normal | 0% | 172.1345 | 0 | 0 | kBTU/hr | 105 | 0 | 45 | 45.45 | 2597.2222 | 2833.3333 | 90 | 0 | 2018 | 1.0147 | EIA 2018 Tech Forecast | EIA 2018 Tech Forecast | BEST | Residential_Multi-Family Regular Income_New_Space Heating_Boiler_AFUE 85%
Residential_Multi-Family Regular Income_New_Space Heating_Natural Gas_Boiler_E4 | Residential | Multi-Family Regular Income | New | Space Heating | Natural Gas | Boiler | E4 | AFUE 90% | 90.55% | 0% | 0% | 1195.8924 | 1304.6099 | 39.1383 | 0 | 20 | 30 | 2019 | 2023 | 100% | 0 | 0 | 0% | Normal | 0% | 161.5315 | 0 | 0 | kBTU/hr | 105 | 0 | 45 | 42.6504 | 2750 | 3000 | 90 | 0 | 2018 | 1.0147 | EIA 2018 Tech Forecast | EIA 2018 Tech Forecast | BEST | Residential_Multi-Family Regular Income_New_Space Heating_Boiler_AFUE 90%
Residential_Multi-Family Regular Income_New_Space Heating_Natural Gas_Boiler_E5 | Residential | Multi-Family Regular Income | New | Space Heating | Natural Gas | Boiler | E5 | AFUE 95% | 84.29% | 0% | 0% | 1597.1384 | 1299.0059 | 39.1383 | 0 | 20 | 30 | 2019 | 2023 | 100% | 0 | 0 | 0% | Normal | 0% | 150.3558 | 0 | 0 | kBTU/hr | 105 | 0 | 45 | 39.6996 | 3672.6804 | 2987.1134 | 90 | 0 | 2018 | 1.0147 | EIA 2018 Tech Forecast | EIA 2018 Tech Forecast | BEST | Residential_Multi-Family Regular Income_New_Space Heating_Boiler_AFUE 95%
Residential_Multi-Family Regular Income_New_Space Heating_Natural Gas_Boiler_E6 | Residential | Multi-Family Regular Income | New | Space Heating | Natural Gas | Boiler | E6 | Convert to Gas-Fired ASHP | 67.09% | 0% | 0% | 8827.8602 | 1522.0449 | 97.0304 | 0 | 12 | 18 | 2019 | 2051 | 100% | 0 | 0 | 0% | Normal | 0% | 119.6799 | 0 | 0 | kBTU/hr | 80 | 0 | 45 | 31.6 | 15466.6667 | 2666.6667 | 170 | 0 | 2018 | 1.0147 | EIA 2018 Tech Forecast | EIA 2018 Tech Forecast | AEG BEST | Residential_Multi-Family Regular Income_New_Space Heating_Boiler_Convert to Gas-Fired ASHP
Residential_Multi-Family Regular Income_New_Space Heating_Natural Gas_Boiler_E7 | Residential | Multi-Family Regular Income | New | Space Heating | Natural Gas | Boiler | E7 | ASHP with AFUE 80% Backup | 53.67% | 0% | 0% | 3712.6152 | 1390.5634 | 88.6484 | 0 | 14 | 22 | 2019 | 2051 | 100% | 0 | 0 | 0% | Normal | 0% | 95.7439 | 0 | 0 | kBTU/hr | 80 | 0 | 45 | 25.28 | 7119.6376 | 2666.6667 | 170 | 0 | 2023 | 0.92704 | RTF Wkbk - ResSF&MHExistingHVAC_v7_1 | RTF Wkbk - ResSF&MHExistingHVAC_v7_1 + RTF Wkbk - ResESGasFurnaces_v2_0 | Algorithm calc | Residential_Multi-Family Regular Income_New_Space Heating_Boiler_ASHP with AFUE 80% Backup
Residential_Multi-Family Regular Income_New_Space Heating_Natural Gas_Boiler_E8 | Residential | Multi-Family Regular Income | New | Space Heating | Natural Gas | Boiler | E8 | ASHP with AFUE 95% backup | 45.2% | 0% | 0% | 4084.6582 | 1390.5634 | 88.6484 | 0 | 14 | 22 | 2019 | 2051 | 100% | 0 | 0 | 0% | Normal | 0% | 80.6265 | 0 | 0 | kBTU/hr | 80 | 0 | 45 | 21.2884 | 7833.1 | 2666.6667 | 170 | 0 | 2023 | 0.92704 | RTF Wkbk - ResSF&MHExistingHVAC_v7_1 | RTF Wkbk - ResSF&MHExistingHVAC_v7_1 + RTF Wkbk - ResESGasFurnaces_v2_0 | Algorithm calc | Residential_Multi-Family Regular Income_New_Space Heating_Boiler_ASHP with AFUE 95% backup
Residential_Multi-Family Regular Income_New_Space Heating_Natural Gas_Boiler_E9 | Residential | Multi-Family Regular Income | New | Space Heating | Natural Gas | Boiler | E9 |  | 0% | 0% | 0% | 0 | 0 | 0 | 0 | 0 | 0 | 0 | 0 | 0% | 0 | 0 | 0% | Normal | 0% | 0 | 0 | 0 | [9 empty] | 0 | 0 |  |  |  | Residential_Multi-Family Regular Income_New_Space Heating_Boiler_
Residential_Multi-Family Regular Income_New_Space Heating_Natural Gas_Boiler_E10 | Residential | Multi-Family Regular Income | New | Space Heating | Natural Gas | Boiler | E10 |  | 0% | 0% | 0% | 0 | 0 | 0 | 0 | 0 | 0 | 0 | 0 | 0% | 0 | 0 | 0% | Normal | 0% | 0 | 0 | 0 | [9 empty] | 0 | 0 |  |  |  | Residential_Multi-Family Regular Income_New_Space Heating_Boiler_
Residential_Multi-Family Regular Income_New_Secondary Heating_Natural Gas_Fireplace_E1 | Residential | Multi-Family Regular Income | New | Secondary Heating | Natural Gas | Fireplace | E1 | Baseline (>50% FE) | 100% | 0% | 0% | 2567.1 | 1052 | 0 | 0 | 12 | 20 | 2019 | 2051 | 100% | 0 | 0 | 0% | Normal | 0% | 63.4593 | 0 | 0 | unit | 1 | 0 | 1 | 287.4458 | 2567.1 | 1052 | 0 | 0 | 2021 | 1 | RTF Wkbk - ResGasFireplaces_v1_0 | CA eTRM - Gas Fireplace, Residential - SWHC047-03 | AEG BEST / Market Profile | Residential_Multi-Family Regular Income_New_Secondary Heating_Fireplace_Baseline (>50% FE)
Residential_Multi-Family Regular Income_New_Secondary Heating_Natural Gas_Fireplace_E2 | Residential | Multi-Family Regular Income | New | Secondary Heating | Natural Gas | Fireplace | E2 | Tier 1 (70% FE) | 83.16% | 0% | 0% | 2896.46 | 1052 | -0.30644 | 0 | 12 | 20 | 2019 | 2051 | 100% | 0 | 0 | 0% | Normal | 0% | 52.7718 | 0 | 0 | unit | 1 | 0 | 1 | 239.0358 | 2896.46 | 1052 | -0.30644 | 0 | 2021 | 1 | RTF Wkbk - ResGasFireplaces_v1_0 | CA eTRM - Gas Fireplace, Residential - SWHC047-03 | AEG BEST / Market Profile | Residential_Multi-Family Regular Income_New_Secondary Heating_Fireplace_Tier 1 (70% FE)
Residential_Multi-Family Regular Income_New_Secondary Heating_Natural Gas_Fireplace_E3 | Residential | Multi-Family Regular Income | New | Secondary Heating | Natural Gas | Fireplace | E3 | Tier 2 (>75% FE) | 79.34% | 0% | 0% | 2972.5 | 1052 | -0.30644 | 0 | 12 | 20 | 2019 | 2051 | 100% | 0 | 0 | 0% | Normal | 0% | 50.3478 | 0 | 0 | unit | 1 | 0 | 1 | 228.0558 | 2972.5 | 1052 | -0.30644 | 0 | 2021 | 1 | RTF Wkbk - ResGasFireplaces_v1_0 | CA eTRM - Gas Fireplace, Residential - SWHC047-03 | AEG BEST / Market Profile | Residential_Multi-Family Regular Income_New_Secondary Heating_Fireplace_Tier 2 (>75% FE)
Residential_Multi-Family Regular Income_New_Secondary Heating_Natural Gas_Fireplace_E4 | Residential | Multi-Family Regular Income | New | Secondary Heating | Natural Gas | Fireplace | E4 |  | 0% | 0% | 0% | 0 | 0 | 0 | 0 | 0 | 0 | 0 | 0 | 0% | 0 | 0 | 0% | Normal | 0% | 0 | 0 | 0 | [9 empty] | 0 | 0 |  |  |  | Residential_Multi-Family Regular Income_New_Secondary Heating_Fireplace_
Residential_Multi-Family Regular Income_New_Secondary Heating_Natural Gas_Fireplace_E5 | Residential | Multi-Family Regular Income | New | Secondary Heating | Natural Gas | Fireplace | E5 |  | 0% | 0% | 0% | 0 | 0 | 0 | 0 | 0 | 0 | 0 | 0 | 0% | 0 | 0 | 0% | Normal | 0% | 0 | 0 | 0 | [9 empty] | 0 | 0 |  |  |  | Residential_Multi-Family Regular Income_New_Secondary Heating_Fireplace_
Residential_Multi-Family Regular Income_New_Secondary Heating_Natural Gas_Fireplace_E6 | Residential | Multi-Family Regular Income | New | Secondary Heating | Natural Gas | Fireplace | E6 |  | 0% | 0% | 0% | 0 | 0 | 0 | 0 | 0 | 0 | 0 | 0 | 0% | 0 | 0 | 0% | Normal | 0% | 0 | 0 | 0 | [9 empty] | 0 | 0 |  |  |  | Residential_Multi-Family Regular Income_New_Secondary Heating_Fireplace_
Residential_Multi-Family Regular Income_New_Secondary Heating_Natural Gas_Fireplace_E7 | Residential | Multi-Family Regular Income | New | Secondary Heating | Natural Gas | Fireplace | E7 |  | 0% | 0% | 0% | 0 | 0 | 0 | 0 | 0 | 0 | 0 | 0 | 0% | 0 | 0 | 0% | Normal | 0% | 0 | 0 | 0 | [9 empty] | 0 | 0 |  |  |  | Residential_Multi-Family Regular Income_New_Secondary Heating_Fireplace_
Residential_Multi-Family Regular Income_New_Secondary Heating_Natural Gas_Fireplace_E8 | Residential | Multi-Family Regular Income | New | Secondary Heating | Natural Gas | Fireplace | E8 |  | 0% | 0% | 0% | 0 | 0 | 0 | 0 | 0 | 0 | 0 | 0 | 0% | 0 | 0 | 0% | Normal | 0% | 0 | 0 | 0 | [9 empty] | 0 | 0 |  |  |  | Residential_Multi-Family Regular Income_New_Secondary Heating_Fireplace_
Residential_Multi-Family Regular Income_New_Secondary Heating_Natural Gas_Fireplace_E9 | Residential | Multi-Family Regular Income | New | Secondary Heating | Natural Gas | Fireplace | E9 |  | 0% | 0% | 0% | 0 | 0 | 0 | 0 | 0 | 0 | 0 | 0 | 0% | 0 | 0 | 0% | Normal | 0% | 0 | 0 | 0 | [9 empty] | 0 | 0 |  |  |  | Residential_Multi-Family Regular Income_New_Secondary Heating_Fireplace_
Residential_Multi-Family Regular Income_New_Secondary Heating_Natural Gas_Fireplace_E10 | Residential | Multi-Family Regular Income | New | Secondary Heating | Natural Gas | Fireplace | E10 |  | 0% | 0% | 0% | 0 | 0 | 0 | 0 | 0 | 0 | 0 | 0 | 0% | 0 | 0 | 0% | Normal | 0% | 0 | 0 | 0 | [9 empty] | 0 | 0 |  |  |  | Residential_Multi-Family Regular Income_New_Secondary Heating_Fireplace_
Residential_Multi-Family Regular Income_New_Water Heating_Natural Gas_Water Heater (<= 55 gal)_E1 | Residential | Multi-Family Regular Income | New | Water Heating | Natural Gas | Water Heater (<= 55 gal) | E1 | UEF 0.58 (Standard) | 100% | 0% | 0% | 539.7178 | 588.5979 | 0 | 0 | 10 | 16 | 2019 | 2023 | 100% | 0 | 0 | 0% | Normal | 0% | 123.728 | 0 | 0 | unit | 1 | 0 | 1 | 167.8101 | 530 | 578 | 0 | 0 | 2020 | 1.0183 | RTF WkBk - ResGasWH_v2_0 | RTF WkBk - ResGasWH_v2_0 | AEG BEST / Market Profile Calculations | Residential_Multi-Family Regular Income_New_Water Heating_Water Heater (<= 55 gal)_UEF 0.58 (Standard)
Residential_Multi-Family Regular Income_New_Water Heating_Natural Gas_Water Heater (<= 55 gal)_E2 | Residential | Multi-Family Regular Income | New | Water Heating | Natural Gas | Water Heater (<= 55 gal) | E2 | UEF 0.64 (ENERGY STAR 4.0) | 90.62% | 0% | 0% | 684.3215 | 588.5979 | 0 | 0 | 10 | 16 | 2019 | 2023 | 100% | 0 | 0 | 0% | Normal | 0% | 112.1285 | 0 | 0 | unit | 1 | 0 | 1 | 152.0779 | 672 | 578 | 0 | 0 | 2020 | 1.0183 | RTF WkBk - ResGasWH_v2_0 | RTF WkBk - ResGasWH_v2_0 | AEG BEST / Market Profile Calculations | Residential_Multi-Family Regular Income_New_Water Heating_Water Heater (<= 55 gal)_UEF 0.64 (ENERGY STAR 4.0)
Residential_Multi-Family Regular Income_New_Water Heating_Natural Gas_Water Heater (<= 55 gal)_E3 | Residential | Multi-Family Regular Income | New | Water Heating | Natural Gas | Water Heater (<= 55 gal) | E3 | UEF 0.81 (ENERGY STAR 5.0) | 71.6% | 0% | 0% | 2276.9982 | 1315.6895 | 0 | 0 | 10 | 16 | 2019 | 2023 | 100% | 0 | 0 | 0% | Normal | 0% | 88.5954 | 0 | 0 | unit | 1 | 0 | 1 | 120.1604 | 2236 | 1292 | 0 | 0 | 2020 | 1.0183 | RTF WkBk - ResGasWH_v2_0 | RTF WkBk - ResGasWH_v2_0 | AEG BEST / Market Profile Calculations | Residential_Multi-Family Regular Income_New_Water Heating_Water Heater (<= 55 gal)_UEF 0.81 (ENERGY STAR 5.0)
Residential_Multi-Family Regular Income_New_Water Heating_Natural Gas_Water Heater (<= 55 gal)_E4 | Residential | Multi-Family Regular Income | New | Water Heating | Natural Gas | Water Heater (<= 55 gal) | E4 | UEF 0.87 (Instantaneous, ENERGY STAR 4.0) | 66.67% | 0% | 0% | 874.7842 | 1427.8716 | 0 | 0 | 15 | 25 | 2019 | 2023 | 100% | 0 | 0 | 0% | Normal | 0% | 82.4853 | 0 | 0 | unit | 1 | 0 | 1 | 111.8734 | 859.0334 | 1402.1622 | 0 | 0 | 2020 | 1.0183 | RTF WkBk - ResGasWH_v2_0 | RTF WkBk - ResGasWH_v2_0 - AEG Adjusted | AEG BEST / Market Profile Calculations | Residential_Multi-Family Regular Income_New_Water Heating_Water Heater (<= 55 gal)_UEF 0.87 (Instantaneous, ENERGY STAR 4.0)
Residential_Multi-Family Regular Income_New_Water Heating_Natural Gas_Water Heater (<= 55 gal)_E5 | Residential | Multi-Family Regular Income | New | Water Heating | Natural Gas | Water Heater (<= 55 gal) | E5 | UEF 0.95 (Instantaneous, ENERGY STAR 5.0) | 63.74% | 0% | 0% | 1183.5883 | 1427.8716 | 0 | 0 | 15 | 25 | 2019 | 2023 | 100% | 0 | 0 | 0% | Normal | 0% | 78.8596 | 0 | 0 | unit | 1 | 0 | 1 | 106.9559 | 1162.2773 | 1402.1622 | 0 | 0 | 2020 | 1.0183 | RTF WkBk - ResGasWH_v2_0 | RTF WkBk - ResGasWH_v2_0 - AEG Adjusted | AEG BEST / Market Profile Calculations | Residential_Multi-Family Regular Income_New_Water Heating_Water Heater (<= 55 gal)_UEF 0.95 (Instantaneous, ENERGY STAR 5.0)
Residential_Multi-Family Regular Income_New_Water Heating_Natural Gas_Water Heater (<= 55 gal)_E6 | Residential | Multi-Family Regular Income | New | Water Heating | Natural Gas | Water Heater (<= 55 gal) | E6 | UEF 1.0+ (Gas-Fired HPWH) | 54.72% | 0% | 0% | 2627.2224 | 2573.2687 | 0 | 0 | 10 | 16 | 2019 | 2051 | 30% | 0 | 0 | 0% | Normal | 0% | 67.7002 | 0 | 0 | unit | 1 | 0 | 1 | 91.8206 | 2471.2858 | 2420.5345 | 0 | 0 | 2017 | 1.0631 | RTF WkBk - ResGasWH_v2_0 | Modified EIA 2018 Tech Forecast and Regional Technical Forum | AEG BEST / Market Profile Calculations | Residential_Multi-Family Regular Income_New_Water Heating_Water Heater (<= 55 gal)_UEF 1.0+ (Gas-Fired HPWH)
Residential_Multi-Family Regular Income_New_Water Heating_Natural Gas_Water Heater (<= 55 gal)_E7 | Residential | Multi-Family Regular Income | New | Water Heating | Natural Gas | Water Heater (<= 55 gal) | E7 | NEEA Gas-Fired Absorption HPWH (COP 1.3) | 44.62% | 0% | 0% | 5425.462 | 735.0259 | 0 | 0 | 6 | 20 | 2023 | 2051 | 30% | 0 | 0 | 0% | Normal | 0% | 55.2017 | 0 | 0 | unit | 1 | 0 | 1 | 74.8691 | 5166.9245 | 700 | 0 | 0 | 2018 | 1.05 | EIA 2018 Tech Forecast | Modified EIA 2018 Tech Forecast | IL TRM - 5.4.2 - RS-HWE-GWHT-V09-210101 | Residential_Multi-Family Regular Income_New_Water Heating_Water Heater (<= 55 gal)_NEEA Gas-Fired Absorption HPWH (COP 1.3)
Residential_Multi-Family Regular Income_New_Water Heating_Natural Gas_Water Heater (<= 55 gal)_E8 | Residential | Multi-Family Regular Income | New | Water Heating | Natural Gas | Water Heater (<= 55 gal) | E8 |  | 0% | 0% | 0% | 0 | 0 | 0 | 0 | 0 | 0 | 0 | 0 | 0% | 0 | 0 | 0% | Normal | 0% | 0 | 0 | 0 | [9 empty] | 0 | 0 |  |  |  | Residential_Multi-Family Regular Income_New_Water Heating_Water Heater (<= 55 gal)_
Residential_Multi-Family Regular Income_New_Water Heating_Natural Gas_Water Heater (<= 55 gal)_E9 | Residential | Multi-Family Regular Income | New | Water Heating | Natural Gas | Water Heater (<= 55 gal) | E9 |  | 0% | 0% | 0% | 0 | 0 | 0 | 0 | 0 | 0 | 0 | 0 | 0% | 0 | 0 | 0% | Normal | 0% | 0 | 0 | 0 | [9 empty] | 0 | 0 |  |  |  | Residential_Multi-Family Regular Income_New_Water Heating_Water Heater (<= 55 gal)_
Residential_Multi-Family Regular Income_New_Water Heating_Natural Gas_Water Heater (<= 55 gal)_E10 | Residential | Multi-Family Regular Income | New | Water Heating | Natural Gas | Water Heater (<= 55 gal) | E10 |  | 0% | 0% | 0% | 0 | 0 | 0 | 0 | 0 | 0 | 0 | 0 | 0% | 0 | 0 | 0% | Normal | 0% | 0 | 0 | 0 | [9 empty] | 0 | 0 |  |  |  | Residential_Multi-Family Regular Income_New_Water Heating_Water Heater (<= 55 gal)_
Residential_Multi-Family Regular Income_New_Water Heating_Natural Gas_Water Heater (> 55 gal)_E1 | Residential | Multi-Family Regular Income | New | Water Heating | Natural Gas | Water Heater (> 55 gal) | E1 | UEF 0.76 (Standard) | 100% | 0% | 0% | 620.6755 | 676.8876 | 0 | 0 | 10 | 16 | 2019 | 2023 | 100% | 0 | 0 | 0% | Normal | 0% | 124.0282 | 0 | 0 | unit | 1 | 0 | 1 | 128.0656 | 609.5 | 664.7 | 0 | 0 | 2020 | 1.0183 | Same as small WH | Scaled from small WH | AEG BEST / Market Profile Calculations | Residential_Multi-Family Regular Income_New_Water Heating_Water Heater (> 55 gal)_UEF 0.76 (Standard)
Residential_Multi-Family Regular Income_New_Water Heating_Natural Gas_Water Heater (> 55 gal)_E2 | Residential | Multi-Family Regular Income | New | Water Heating | Natural Gas | Water Heater (> 55 gal) | E2 | UEF 0.78 (ENERGY STAR 4.0) | 97.44% | 0% | 0% | 786.9697 | 676.8876 | 0 | 0 | 10 | 16 | 2019 | 2023 | 100% | 0 | 0 | 0% | Normal | 0% | 120.848 | 0 | 0 | unit | 1 | 0 | 1 | 124.7819 | 772.8 | 664.7 | 0 | 0 | 2020 | 1.0183 | Same as small WH | Scaled from small WH | AEG BEST / Market Profile Calculations | Residential_Multi-Family Regular Income_New_Water Heating_Water Heater (> 55 gal)_UEF 0.78 (ENERGY STAR 4.0)
Residential_Multi-Family Regular Income_New_Water Heating_Natural Gas_Water Heater (> 55 gal)_E3 | Residential | Multi-Family Regular Income | New | Water Heating | Natural Gas | Water Heater (> 55 gal) | E3 | UEF 0.86 (ENERGY STAR 5.0) | 93.83% | 0% | 0% | 2618.548 | 1513.0429 | 0 | 0 | 10 | 16 | 2019 | 2023 | 100% | 0 | 0 | 0% | Normal | 0% | 116.3722 | 0 | 0 | unit | 1 | 0 | 1 | 120.1604 | 2571.4 | 1485.8 | 0 | 0 | 2020 | 1.0183 | Same as small WH | Scaled from small WH | AEG BEST / Market Profile Calculations | Residential_Multi-Family Regular Income_New_Water Heating_Water Heater (> 55 gal)_UEF 0.86 (ENERGY STAR 5.0)
Residential_Multi-Family Regular Income_New_Water Heating_Natural Gas_Water Heater (> 55 gal)_E4 | Residential | Multi-Family Regular Income | New | Water Heating | Natural Gas | Water Heater (> 55 gal) | E4 | UEF 0.87 (Instantaneous, ENERGY STAR 4.0) | 87.36% | 0% | 0% | 1006.0018 | 1642.0523 | 0 | 0 | 15 | 25 | 2019 | 2023 | 100% | 0 | 0 | 0% | Normal | 0% | 108.3465 | 0 | 0 | unit | 1 | 0 | 1 | 111.8734 | 987.8884 | 1612.4865 | 0 | 0 | 2020 | 1.0183 | Same as small WH | Scaled from small WH | AEG BEST / Market Profile Calculations | Residential_Multi-Family Regular Income_New_Water Heating_Water Heater (> 55 gal)_UEF 0.87 (Instantaneous, ENERGY STAR 4.0)
Residential_Multi-Family Regular Income_New_Water Heating_Natural Gas_Water Heater (> 55 gal)_E5 | Residential | Multi-Family Regular Income | New | Water Heating | Natural Gas | Water Heater (> 55 gal) | E5 | UEF 0.95 (Instantaneous, ENERGY STAR 5.0) | 83.52% | 0% | 0% | 1361.1265 | 1642.0523 | 0 | 0 | 15 | 25 | 2019 | 2023 | 100% | 0 | 0 | 0% | Normal | 0% | 103.584 | 0 | 0 | unit | 1 | 0 | 1 | 106.9559 | 1336.6189 | 1612.4865 | 0 | 0 | 2020 | 1.0183 | Same as small WH | Scaled from small WH | AEG BEST / Market Profile Calculations | Residential_Multi-Family Regular Income_New_Water Heating_Water Heater (> 55 gal)_UEF 0.95 (Instantaneous, ENERGY STAR 5.0)
Residential_Multi-Family Regular Income_New_Water Heating_Natural Gas_Water Heater (> 55 gal)_E6 | Residential | Multi-Family Regular Income | New | Water Heating | Natural Gas | Water Heater (> 55 gal) | E6 | UEF 1.0+ (Gas-Fired HPWH) | 71.7% | 0% | 0% | 3021.3057 | 2959.259 | 0 | 0 | 10 | 16 | 2019 | 2051 | 30% | 0 | 0 | 0% | Normal | 0% | 88.9259 | 0 | 0 | unit | 1 | 0 | 1 | 91.8206 | 2841.9786 | 2783.6147 | 0 | 0 | 2017 | 1.0631 | Same as small WH | Scaled from small WH | AEG BEST / Market Profile Calculations | Residential_Multi-Family Regular Income_New_Water Heating_Water Heater (> 55 gal)_UEF 1.0+ (Gas-Fired HPWH)
Residential_Multi-Family Regular Income_New_Water Heating_Natural Gas_Water Heater (> 55 gal)_E7 | Residential | Multi-Family Regular Income | New | Water Heating | Natural Gas | Water Heater (> 55 gal) | E7 | NEEA Gas-Fired Absorption HPWH (COP 1.3) | 58.46% | 0% | 0% | 6239.2813 | 845.2798 | 0 | 0 | 6 | 20 | 2024 | 2051 | 30% | 0 | 0 | 0% | Normal | 0% | 72.5088 | 0 | 0 | unit | 1 | 0 | 1 | 74.8691 | 5941.9632 | 805 | 0 | 0 | 2018 | 1.05 | Scaled from small | Scaled from small | IL TRM - 5.4.2 - RS-HWE-GWHT-V09-210101 | Residential_Multi-Family Regular Income_New_Water Heating_Water Heater (> 55 gal)_NEEA Gas-Fired Absorption HPWH (COP 1.3)
Residential_Multi-Family Regular Income_New_Water Heating_Natural Gas_Water Heater (> 55 gal)_E8 | Residential | Multi-Family Regular Income | New | Water Heating | Natural Gas | Water Heater (> 55 gal) | E8 |  | 0% | 0% | 0% | 0 | 0 | 0 | 0 | 0 | 0 | 0 | 0 | 0% | 0 | 0 | 0% | Normal | 0% | 0 | 0 | 0 | [9 empty] | 0 | 0 |  |  |  | Residential_Multi-Family Regular Income_New_Water Heating_Water Heater (> 55 gal)_
Residential_Multi-Family Regular Income_New_Water Heating_Natural Gas_Water Heater (> 55 gal)_E9 | Residential | Multi-Family Regular Income | New | Water Heating | Natural Gas | Water Heater (> 55 gal) | E9 |  | 0% | 0% | 0% | 0 | 0 | 0 | 0 | 0 | 0 | 0 | 0 | 0% | 0 | 0 | 0% | Normal | 0% | 0 | 0 | 0 | [9 empty] | 0 | 0 |  |  |  | Residential_Multi-Family Regular Income_New_Water Heating_Water Heater (> 55 gal)_
Residential_Multi-Family Regular Income_New_Water Heating_Natural Gas_Water Heater (> 55 gal)_E10 | Residential | Multi-Family Regular Income | New | Water Heating | Natural Gas | Water Heater (> 55 gal) | E10 |  | 0% | 0% | 0% | 0 | 0 | 0 | 0 | 0 | 0 | 0 | 0 | 0% | 0 | 0 | 0% | Normal | 0% | 0 | 0 | 0 | [9 empty] | 0 | 0 |  |  |  | Residential_Multi-Family Regular Income_New_Water Heating_Water Heater (> 55 gal)_
Residential_Multi-Family Regular Income_New_Appliances_Natural Gas_Clothes Dryer_E1 | Residential | Multi-Family Regular Income | New | Appliances | Natural Gas | Clothes Dryer | E1 | Standard | 100% | 0% | 0% | 525.0185 | 168.0059 | 0 | 0 | 9 | 15 | 2019 | 2051 | 100% | 0 | 0 | 0% | Normal | 0% | 12.358 | 0 | 0 | units | 1 | 0 | 1 | 29.1837 | 500 | 160 | 0 | 0 | 2018 | 1.05 | RTF Workbook - ResClothesDryers_v4.1 | EIA 2018 Tech Forecast | RTF Workbook - ResClothesDryers_v4.1 | Residential_Multi-Family Regular Income_New_Appliances_Clothes Dryer_Standard
Residential_Multi-Family Regular Income_New_Appliances_Natural Gas_Clothes Dryer_E2 | Residential | Multi-Family Regular Income | New | Appliances | Natural Gas | Clothes Dryer | E2 | NEEA/ENERGY STAR (CE >60%) | 94.43% | 0% | 0% | 574.0737 | 170.0959 | 0 | 0 | 9 | 15 | 2019 | 2051 | 100% | 0 | 0 | 0% | Normal | 0% | 11.6694 | 0 | 0 | units | 1 | 0 | 1 | 27.5575 | 540 | 160 | 0 | 0 | 2017 | 1.0631 | RTF Workbook - ResClothesDryers_v4.1 | RTF Workbook - ResClothesDryers_v4.1 | RTF Workbook - ResClothesDryers_v4.1 | Residential_Multi-Family Regular Income_New_Appliances_Clothes Dryer_NEEA/ENERGY STAR (CE >60%)
Residential_Multi-Family Regular Income_New_Appliances_Natural Gas_Clothes Dryer_E3 | Residential | Multi-Family Regular Income | New | Appliances | Natural Gas | Clothes Dryer | E3 |  | 0% | 0% | 0% | 0 | 0 | 0 | 0 | 0 | 0 | 0 | 0 | 0% | 0 | 0 | 0% | Normal | 0% | 0 | 0 | 0 | [9 empty] | 0 | 0 |  |  |  | Residential_Multi-Family Regular Income_New_Appliances_Clothes Dryer_
Residential_Multi-Family Regular Income_New_Appliances_Natural Gas_Clothes Dryer_E4 | Residential | Multi-Family Regular Income | New | Appliances | Natural Gas | Clothes Dryer | E4 |  | 0% | 0% | 0% | 0 | 0 | 0 | 0 | 0 | 0 | 0 | 0 | 0% | 0 | 0 | 0% | Normal | 0% | 0 | 0 | 0 | [9 empty] | 0 | 0 |  |  |  | Residential_Multi-Family Regular Income_New_Appliances_Clothes Dryer_
Residential_Multi-Family Regular Income_New_Appliances_Natural Gas_Clothes Dryer_E5 | Residential | Multi-Family Regular Income | New | Appliances | Natural Gas | Clothes Dryer | E5 |  | 0% | 0% | 0% | 0 | 0 | 0 | 0 | 0 | 0 | 0 | 0 | 0% | 0 | 0 | 0% | Normal | 0% | 0 | 0 | 0 | [9 empty] | 0 | 0 |  |  |  | Residential_Multi-Family Regular Income_New_Appliances_Clothes Dryer_
Residential_Multi-Family Regular Income_New_Appliances_Natural Gas_Clothes Dryer_E6 | Residential | Multi-Family Regular Income | New | Appliances | Natural Gas | Clothes Dryer | E6 |  | 0% | 0% | 0% | 0 | 0 | 0 | 0 | 0 | 0 | 0 | 0 | 0% | 0 | 0 | 0% | Normal | 0% | 0 | 0 | 0 | [9 empty] | 0 | 0 |  |  |  | Residential_Multi-Family Regular Income_New_Appliances_Clothes Dryer_
Residential_Multi-Family Regular Income_New_Appliances_Natural Gas_Clothes Dryer_E7 | Residential | Multi-Family Regular Income | New | Appliances | Natural Gas | Clothes Dryer | E7 |  | 0% | 0% | 0% | 0 | 0 | 0 | 0 | 0 | 0 | 0 | 0 | 0% | 0 | 0 | 0% | Normal | 0% | 0 | 0 | 0 | [9 empty] | 0 | 0 |  |  |  | Residential_Multi-Family Regular Income_New_Appliances_Clothes Dryer_
Residential_Multi-Family Regular Income_New_Appliances_Natural Gas_Clothes Dryer_E8 | Residential | Multi-Family Regular Income | New | Appliances | Natural Gas | Clothes Dryer | E8 |  | 0% | 0% | 0% | 0 | 0 | 0 | 0 | 0 | 0 | 0 | 0 | 0% | 0 | 0 | 0% | Normal | 0% | 0 | 0 | 0 | [9 empty] | 0 | 0 |  |  |  | Residential_Multi-Family Regular Income_New_Appliances_Clothes Dryer_
Residential_Multi-Family Regular Income_New_Appliances_Natural Gas_Clothes Dryer_E9 | Residential | Multi-Family Regular Income | New | Appliances | Natural Gas | Clothes Dryer | E9 |  | 0% | 0% | 0% | 0 | 0 | 0 | 0 | 0 | 0 | 0 | 0 | 0% | 0 | 0 | 0% | Normal | 0% | 0 | 0 | 0 | [9 empty] | 0 | 0 |  |  |  | Residential_Multi-Family Regular Income_New_Appliances_Clothes Dryer_
Residential_Multi-Family Regular Income_New_Appliances_Natural Gas_Clothes Dryer_E10 | Residential | Multi-Family Regular Income | New | Appliances | Natural Gas | Clothes Dryer | E10 |  | 0% | 0% | 0% | 0 | 0 | 0 | 0 | 0 | 0 | 0 | 0 | 0% | 0 | 0 | 0% | Normal | 0% | 0 | 0 | 0 | [9 empty] | 0 | 0 |  |  |  | Residential_Multi-Family Regular Income_New_Appliances_Clothes Dryer_
Residential_Multi-Family Regular Income_New_Appliances_Natural Gas_Stove/Oven_E1 | Residential | Multi-Family Regular Income | New | Appliances | Natural Gas | Stove/Oven | E1 | EF 0.399 | 100% | 0% | 0% | 861.0304 | 115.5041 | 0 | 0 | 9 | 15 | 2019 | 2051 | 100% | 0 | 0 | 0% | Normal | 0% | 15.5879 | 0 | 0 | units | 1 | 0 | 1 | 31.82 | 820 | 110 | 0 | 0 | 2018 | 1.05 | EIA 2018 Appendix A | EIA 2018 Appendix A | EIA 2018 Appendix A | Residential_Multi-Family Regular Income_New_Appliances_Stove/Oven_EF 0.399
Residential_Multi-Family Regular Income_New_Appliances_Natural Gas_Stove/Oven_E2 | Residential | Multi-Family Regular Income | New | Appliances | Natural Gas | Stove/Oven | E2 | High Efficiency (730 + 1660 IAEC) | 75.11% | 0% | 0% | 913.5322 | 115.5041 | 0 | 0 | 9 | 15 | 2019 | 2051 | 100% | 0 | 0 | 0% | Normal | 0% | 11.7081 | 0 | 0 | units | 1 | 0 | 1 | 23.9 | 870 | 110 | 0 | 0 | 2018 | 1.05 | EIA 2018 Appendix A | EIA 2018 Appendix A | EIA 2018 Appendix A | Residential_Multi-Family Regular Income_New_Appliances_Stove/Oven_High Efficiency (730 + 1660 IAEC)
Residential_Multi-Family Regular Income_New_Appliances_Natural Gas_Stove/Oven_E3 | Residential | Multi-Family Regular Income | New | Appliances | Natural Gas | Stove/Oven | E3 |  | 0% | 0% | 0% | 0 | 0 | 0 | 0 | 0 | 0 | 0 | 0 | 0% | 0 | 0 | 0% | Normal | 0% | 0 | 0 | 0 | [9 empty] | 0 | 0 |  |  |  | Residential_Multi-Family Regular Income_New_Appliances_Stove/Oven_
Residential_Multi-Family Regular Income_New_Appliances_Natural Gas_Stove/Oven_E4 | Residential | Multi-Family Regular Income | New | Appliances | Natural Gas | Stove/Oven | E4 |  | 0% | 0% | 0% | 0 | 0 | 0 | 0 | 0 | 0 | 0 | 0 | 0% | 0 | 0 | 0% | Normal | 0% | 0 | 0 | 0 | [9 empty] | 0 | 0 |  |  |  | Residential_Multi-Family Regular Income_New_Appliances_Stove/Oven_
Residential_Multi-Family Regular Income_New_Appliances_Natural Gas_Stove/Oven_E5 | Residential | Multi-Family Regular Income | New | Appliances | Natural Gas | Stove/Oven | E5 |  | 0% | 0% | 0% | 0 | 0 | 0 | 0 | 0 | 0 | 0 | 0 | 0% | 0 | 0 | 0% | Normal | 0% | 0 | 0 | 0 | [9 empty] | 0 | 0 |  |  |  | Residential_Multi-Family Regular Income_New_Appliances_Stove/Oven_
Residential_Multi-Family Regular Income_New_Appliances_Natural Gas_Stove/Oven_E6 | Residential | Multi-Family Regular Income | New | Appliances | Natural Gas | Stove/Oven | E6 |  | 0% | 0% | 0% | 0 | 0 | 0 | 0 | 0 | 0 | 0 | 0 | 0% | 0 | 0 | 0% | Normal | 0% | 0 | 0 | 0 | [9 empty] | 0 | 0 |  |  |  | Residential_Multi-Family Regular Income_New_Appliances_Stove/Oven_
Residential_Multi-Family Regular Income_New_Appliances_Natural Gas_Stove/Oven_E7 | Residential | Multi-Family Regular Income | New | Appliances | Natural Gas | Stove/Oven | E7 |  | 0% | 0% | 0% | 0 | 0 | 0 | 0 | 0 | 0 | 0 | 0 | 0% | 0 | 0 | 0% | Normal | 0% | 0 | 0 | 0 | [9 empty] | 0 | 0 |  |  |  | Residential_Multi-Family Regular Income_New_Appliances_Stove/Oven_
Residential_Multi-Family Regular Income_New_Appliances_Natural Gas_Stove/Oven_E8 | Residential | Multi-Family Regular Income | New | Appliances | Natural Gas | Stove/Oven | E8 |  | 0% | 0% | 0% | 0 | 0 | 0 | 0 | 0 | 0 | 0 | 0 | 0% | 0 | 0 | 0% | Normal | 0% | 0 | 0 | 0 | [9 empty] | 0 | 0 |  |  |  | Residential_Multi-Family Regular Income_New_Appliances_Stove/Oven_
Residential_Multi-Family Regular Income_New_Appliances_Natural Gas_Stove/Oven_E9 | Residential | Multi-Family Regular Income | New | Appliances | Natural Gas | Stove/Oven | E9 |  | 0% | 0% | 0% | 0 | 0 | 0 | 0 | 0 | 0 | 0 | 0 | 0% | 0 | 0 | 0% | Normal | 0% | 0 | 0 | 0 | [9 empty] | 0 | 0 |  |  |  | Residential_Multi-Family Regular Income_New_Appliances_Stove/Oven_
Residential_Multi-Family Regular Income_New_Appliances_Natural Gas_Stove/Oven_E10 | Residential | Multi-Family Regular Income | New | Appliances | Natural Gas | Stove/Oven | E10 |  | 0% | 0% | 0% | 0 | 0 | 0 | 0 | 0 | 0 | 0 | 0 | 0% | 0 | 0 | 0% | Normal | 0% | 0 | 0 | 0 | [9 empty] | 0 | 0 |  |  |  | Residential_Multi-Family Regular Income_New_Appliances_Stove/Oven_
Residential_Multi-Family Regular Income_New_Miscellaneous_Natural Gas_Pool Heater_E1 | Residential | Multi-Family Regular Income | New | Miscellaneous | Natural Gas | Pool Heater | E1 | Standard (EF 0.82) | 100% | 0% | 0% | 2127.3029 | 814.6684 | 0 | 0 | 8 | 12 | 2019 | 2051 | 100% | 0 | 0 | 0% | Normal | 0% | 59.7844 | 0 | 0 | units | 1 | 0 | 1 | 1004 | 2089 | 800 | 0 | 0 | 2020 | 1.0183 | CA eTRM - Pool Heater, Residential | CA eTRM - Pool Heater, Residential | CA eTRM - Pool Heater, Residential | Residential_Multi-Family Regular Income_New_Miscellaneous_Pool Heater_Standard (EF 0.82)
Residential_Multi-Family Regular Income_New_Miscellaneous_Natural Gas_Pool Heater_E2 | Residential | Multi-Family Regular Income | New | Miscellaneous | Natural Gas | Pool Heater | E2 | High Efficiency (EF 0.84) | 96.41% | 0% | 0% | 2758.6709 | 814.6684 | 0 | 0 | 8 | 12 | 2019 | 2051 | 100% | 0 | 0 | 0% | Normal | 0% | 57.6407 | 0 | 0 | units | 1 | 0 | 1 | 968 | 2709 | 800 | 0 | 0 | 2020 | 1.0183 | CA eTRM - Pool Heater, Residential | CA eTRM - Pool Heater, Residential | CA eTRM - Pool Heater, Residential | Residential_Multi-Family Regular Income_New_Miscellaneous_Pool Heater_High Efficiency (EF 0.84)
Residential_Multi-Family Regular Income_New_Miscellaneous_Natural Gas_Pool Heater_E3 | Residential | Multi-Family Regular Income | New | Miscellaneous | Natural Gas | Pool Heater | E3 | Condensing (EF .94) | 85.46% | 0% | 0% | 5028.5408 | 916.502 | 0 | 0 | 8 | 12 | 2019 | 2051 | 100% | 0 | 0 | 0% | Normal | 0% | 51.0906 | 0 | 0 | units | 1 | 0 | 1 | 858 | 4938 | 900 | 0 | 0 | 2020 | 1.0183 | CA eTRM - Pool Heater, Residential | CA eTRM - Pool Heater, Residential | CA eTRM - Pool Heater, Residential | Residential_Multi-Family Regular Income_New_Miscellaneous_Pool Heater_Condensing (EF .94)
Residential_Multi-Family Regular Income_New_Miscellaneous_Natural Gas_Pool Heater_E4 | Residential | Multi-Family Regular Income | New | Miscellaneous | Natural Gas | Pool Heater | E4 | Condensing w/Imp. HX (EF 0.95) | 84.6% | 0% | 0% | 5082.0359 | 916.502 | 0 | 0 | 8 | 12 | 2019 | 2051 | 100% | 0 | 0 | 0% | Normal | 0% | 50.5797 | 0 | 0 | units | 1 | 0 | 1 | 849.42 | 4990.5319 | 900 | 0 | 0 | 2020 | 1.0183 | CA eTRM - Pool Heater, Residential | CA eTRM - Pool Heater, Residential | CA eTRM - Pool Heater, Residential | Residential_Multi-Family Regular Income_New_Miscellaneous_Pool Heater_Condensing w/Imp. HX (EF 0.95)
Residential_Multi-Family Regular Income_New_Miscellaneous_Natural Gas_Pool Heater_E5 | Residential | Multi-Family Regular Income | New | Miscellaneous | Natural Gas | Pool Heater | E5 |  | 0% | 0% | 0% | 0 | 0 | 0 | 0 | 0 | 0 | 0 | 0 | 0% | 0 | 0 | 0% | Normal | 0% | 0 | 0 | 0 | [9 empty] | 0 | 0 |  |  |  | Residential_Multi-Family Regular Income_New_Miscellaneous_Pool Heater_
Residential_Multi-Family Regular Income_New_Miscellaneous_Natural Gas_Pool Heater_E6 | Residential | Multi-Family Regular Income | New | Miscellaneous | Natural Gas | Pool Heater | E6 |  | 0% | 0% | 0% | 0 | 0 | 0 | 0 | 0 | 0 | 0 | 0 | 0% | 0 | 0 | 0% | Normal | 0% | 0 | 0 | 0 | [9 empty] | 0 | 0 |  |  |  | Residential_Multi-Family Regular Income_New_Miscellaneous_Pool Heater_
Residential_Multi-Family Regular Income_New_Miscellaneous_Natural Gas_Pool Heater_E7 | Residential | Multi-Family Regular Income | New | Miscellaneous | Natural Gas | Pool Heater | E7 |  | 0% | 0% | 0% | 0 | 0 | 0 | 0 | 0 | 0 | 0 | 0 | 0% | 0 | 0 | 0% | Normal | 0% | 0 | 0 | 0 | [9 empty] | 0 | 0 |  |  |  | Residential_Multi-Family Regular Income_New_Miscellaneous_Pool Heater_
Residential_Multi-Family Regular Income_New_Miscellaneous_Natural Gas_Pool Heater_E8 | Residential | Multi-Family Regular Income | New | Miscellaneous | Natural Gas | Pool Heater | E8 |  | 0% | 0% | 0% | 0 | 0 | 0 | 0 | 0 | 0 | 0 | 0 | 0% | 0 | 0 | 0% | Normal | 0% | 0 | 0 | 0 | [9 empty] | 0 | 0 |  |  |  | Residential_Multi-Family Regular Income_New_Miscellaneous_Pool Heater_
Residential_Multi-Family Regular Income_New_Miscellaneous_Natural Gas_Pool Heater_E9 | Residential | Multi-Family Regular Income | New | Miscellaneous | Natural Gas | Pool Heater | E9 |  | 0% | 0% | 0% | 0 | 0 | 0 | 0 | 0 | 0 | 0 | 0 | 0% | 0 | 0 | 0% | Normal | 0% | 0 | 0 | 0 | [9 empty] | 0 | 0 |  |  |  | Residential_Multi-Family Regular Income_New_Miscellaneous_Pool Heater_
Residential_Multi-Family Regular Income_New_Miscellaneous_Natural Gas_Pool Heater_E10 | Residential | Multi-Family Regular Income | New | Miscellaneous | Natural Gas | Pool Heater | E10 |  | 0% | 0% | 0% | 0 | 0 | 0 | 0 | 0 | 0 | 0 | 0 | 0% | 0 | 0 | 0% | Normal | 0% | 0 | 0 | 0 | [9 empty] | 0 | 0 |  |  |  | Residential_Multi-Family Regular Income_New_Miscellaneous_Pool Heater_
Residential_Multi-Family Regular Income_New_Miscellaneous_Natural Gas_Miscellaneous_E1 | Residential | Multi-Family Regular Income | New | Miscellaneous | Natural Gas | Miscellaneous | E1 | Default | 100% | 0% | 0% | 107.428 | 0 | 0 | 0 | 5 | 10 | 2019 | 2051 | 100% | 0 | 0 | 0% | Normal | 0% | 3.7092 | 0 | 0 | units | 1 | 0 | 1 | 100 | 100 | 0 | 0 | 0 | 2016 | 1.0743 | Default | Default | Default | Residential_Multi-Family Regular Income_New_Miscellaneous_Miscellaneous_Default
Residential_Multi-Family Regular Income_New_Miscellaneous_Natural Gas_Miscellaneous_E2 | Residential | Multi-Family Regular Income | New | Miscellaneous | Natural Gas | Miscellaneous | E2 |  | 0% | 0% | 0% | 0 | 0 | 0 | 0 | 0 | 0 | 0 | 0 | 0% | 0 | 0 | 0% | Normal | 0% | 0 | 0 | 0 | [9 empty] | 0 | 0 |  |  |  | Residential_Multi-Family Regular Income_New_Miscellaneous_Miscellaneous_
Residential_Multi-Family Regular Income_New_Miscellaneous_Natural Gas_Miscellaneous_E3 | Residential | Multi-Family Regular Income | New | Miscellaneous | Natural Gas | Miscellaneous | E3 |  | 0% | 0% | 0% | 0 | 0 | 0 | 0 | 0 | 0 | 0 | 0 | 0% | 0 | 0 | 0% | Normal | 0% | 0 | 0 | 0 | [9 empty] | 0 | 0 |  |  |  | Residential_Multi-Family Regular Income_New_Miscellaneous_Miscellaneous_
Residential_Multi-Family Regular Income_New_Miscellaneous_Natural Gas_Miscellaneous_E4 | Residential | Multi-Family Regular Income | New | Miscellaneous | Natural Gas | Miscellaneous | E4 |  | 0% | 0% | 0% | 0 | 0 | 0 | 0 | 0 | 0 | 0 | 0 | 0% | 0 | 0 | 0% | Normal | 0% | 0 | 0 | 0 | [9 empty] | 0 | 0 |  |  |  | Residential_Multi-Family Regular Income_New_Miscellaneous_Miscellaneous_
Residential_Multi-Family Regular Income_New_Miscellaneous_Natural Gas_Miscellaneous_E5 | Residential | Multi-Family Regular Income | New | Miscellaneous | Natural Gas | Miscellaneous | E5 |  | 0% | 0% | 0% | 0 | 0 | 0 | 0 | 0 | 0 | 0 | 0 | 0% | 0 | 0 | 0% | Normal | 0% | 0 | 0 | 0 | [9 empty] | 0 | 0 |  |  |  | Residential_Multi-Family Regular Income_New_Miscellaneous_Miscellaneous_
Residential_Multi-Family Regular Income_New_Miscellaneous_Natural Gas_Miscellaneous_E6 | Residential | Multi-Family Regular Income | New | Miscellaneous | Natural Gas | Miscellaneous | E6 |  | 0% | 0% | 0% | 0 | 0 | 0 | 0 | 0 | 0 | 0 | 0 | 0% | 0 | 0 | 0% | Normal | 0% | 0 | 0 | 0 | [9 empty] | 0 | 0 |  |  |  | Residential_Multi-Family Regular Income_New_Miscellaneous_Miscellaneous_
Residential_Multi-Family Regular Income_New_Miscellaneous_Natural Gas_Miscellaneous_E7 | Residential | Multi-Family Regular Income | New | Miscellaneous | Natural Gas | Miscellaneous | E7 |  | 0% | 0% | 0% | 0 | 0 | 0 | 0 | 0 | 0 | 0 | 0 | 0% | 0 | 0 | 0% | Normal | 0% | 0 | 0 | 0 | [9 empty] | 0 | 0 |  |  |  | Residential_Multi-Family Regular Income_New_Miscellaneous_Miscellaneous_
Residential_Multi-Family Regular Income_New_Miscellaneous_Natural Gas_Miscellaneous_E8 | Residential | Multi-Family Regular Income | New | Miscellaneous | Natural Gas | Miscellaneous | E8 |  | 0% | 0% | 0% | 0 | 0 | 0 | 0 | 0 | 0 | 0 | 0 | 0% | 0 | 0 | 0% | Normal | 0% | 0 | 0 | 0 | [9 empty] | 0 | 0 |  |  |  | Residential_Multi-Family Regular Income_New_Miscellaneous_Miscellaneous_
Residential_Multi-Family Regular Income_New_Miscellaneous_Natural Gas_Miscellaneous_E9 | Residential | Multi-Family Regular Income | New | Miscellaneous | Natural Gas | Miscellaneous | E9 |  | 0% | 0% | 0% | 0 | 0 | 0 | 0 | 0 | 0 | 0 | 0 | 0% | 0 | 0 | 0% | Normal | 0% | 0 | 0 | 0 | [9 empty] | 0 | 0 |  |  |  | Residential_Multi-Family Regular Income_New_Miscellaneous_Miscellaneous_
Residential_Multi-Family Regular Income_New_Miscellaneous_Natural Gas_Miscellaneous_E10 | Residential | Multi-Family Regular Income | New | Miscellaneous | Natural Gas | Miscellaneous | E10 |  | 0% | 0% | 0% | 0 | 0 | 0 | 0 | 0 | 0 | 0 | 0 | 0% | 0 | 0 | 0% | Normal | 0% | 0 | 0 | 0 | [9 empty] | 0 | 0 |  |  |  | Residential_Multi-Family Regular Income_New_Miscellaneous_Miscellaneous_
Residential_Multi-Family Moderate Income_Existing_Space Heating_Natural Gas_Furnace_E1 | Residential | Multi-Family Moderate Income | Existing | Space Heating | Natural Gas | Furnace | E1 | AFUE 80% | 100% | 0% | 0% | 2082.466 | 831.3984 | 87.4741 | 0 | 16 | 27 | 2019 | 2051 | 100% | 0 | 0 | 0% | Normal | 0% | 309.8004 | 0 | 0 | kBTU/hr | 80 | 0 | 60 | 74.667 | 2642.5376 | 1055 | 111 | 0 | 2015 | 1.0507 | RTF Wkbk - ResESGasFurnaces_v2_0 | RTF Wkbk - ResESGasFurnaces_v2_0 ¦ O&M from DOE TSD | AEG BEST | Residential_Multi-Family Moderate Income_Existing_Space Heating_Furnace_AFUE 80%
Residential_Multi-Family Moderate Income_Existing_Space Heating_Natural Gas_Furnace_E2 | Residential | Multi-Family Moderate Income | Existing | Space Heating | Natural Gas | Furnace | E2 | AFUE 95% (ENERGY STAR 4.1) | 84.71% | 0% | 0% | 2644.7139 | 1079.6359 | 92.2025 | 0 | 16 | 27 | 2019 | 2051 | 100% | 0 | 0 | 0% | Normal | 0% | 262.4302 | 0 | 0 | kBTU/hr | 80 | 0 | 60 | 63.25 | 3356 | 1370 | 117 | 0 | 2015 | 1.0507 | RTF Wkbk - ResESGasFurnaces_v2_0 | RTF Wkbk - ResESGasFurnaces_v2_0 | AEG BEST | Residential_Multi-Family Moderate Income_Existing_Space Heating_Furnace_AFUE 95% (ENERGY STAR 4.1)
Residential_Multi-Family Moderate Income_Existing_Space Heating_Natural Gas_Furnace_E3 | Residential | Multi-Family Moderate Income | Existing | Space Heating | Natural Gas | Furnace | E3 | AFUE 97% (CEE Tier 3) | 81.86% | 0% | 0% | 2873.9105 | 1079.6359 | 92.2025 | 0 | 16 | 27 | 2019 | 2051 | 100% | 0 | 0 | 0% | Normal | 0% | 253.6134 | 0 | 0 | kBTU/hr | 80 | 0 | 60 | 61.125 | 3646.8382 | 1370 | 117 | 0 | 2015 | 1.0507 | RTF Wkbk - ResESGasFurnaces_v2_0 | RTF Wkbk - ResESGasFurnaces_v2_0 | AEG BEST | Residential_Multi-Family Moderate Income_Existing_Space Heating_Furnace_AFUE 97% (CEE Tier 3)
Residential_Multi-Family Moderate Income_Existing_Space Heating_Natural Gas_Furnace_E4 | Residential | Multi-Family Moderate Income | Existing | Space Heating | Natural Gas | Furnace | E4 | Convert to Gas-Fired ASHP | 66.67% | 0% | 0% | 11770.4803 | 2029.3932 | 129.3738 | 0 | 12 | 18 | 2019 | 2051 | 100% | 0 | 0 | 0% | Normal | 0% | 206.5336 | 0 | 0 | kBTU/hr | 80 | 0 | 60 | 49.778 | 15466.6667 | 2666.6667 | 170 | 0 | 2018 | 1.0147 | EIA 2018 Tech Forecast | EIA 2018 Tech Forecast | Algorithm calc | Residential_Multi-Family Moderate Income_Existing_Space Heating_Furnace_Convert to Gas-Fired ASHP
Residential_Multi-Family Moderate Income_Existing_Space Heating_Natural Gas_Furnace_E5 | Residential | Multi-Family Moderate Income | Existing | Space Heating | Natural Gas | Furnace | E5 | ASHP with AFUE 80% Backup | 53.33% | 0% | 0% | 4950.1536 | 1854.0845 | 118.1979 | 0 | 14 | 22 | 2019 | 2051 | 100% | 0 | 0 | 0% | Normal | 0% | 165.2269 | 0 | 0 | kBTU/hr | 80 | 0 | 60 | 39.8224 | 7119.6376 | 2666.6667 | 170 | 0 | 2023 | 0.92704 | RTF Wkbk - ResSF&MHExistingHVAC_v7_1 | RTF Wkbk - ResSF&MHExistingHVAC_v7_1 + RTF Wkbk - ResESGasFurnaces_v2_0 | Algorithm calc | Residential_Multi-Family Moderate Income_Existing_Space Heating_Furnace_ASHP with AFUE 80% Backup
Residential_Multi-Family Moderate Income_Existing_Space Heating_Natural Gas_Furnace_E6 | Residential | Multi-Family Moderate Income | Existing | Space Heating | Natural Gas | Furnace | E6 | ASHP with AFUE 95% backup | 44.91% | 0% | 0% | 5446.2109 | 1854.0845 | 118.1979 | 0 | 14 | 22 | 2019 | 2051 | 100% | 0 | 0 | 0% | Normal | 0% | 139.1384 | 0 | 0 | kBTU/hr | 80 | 0 | 60 | 33.5347 | 7833.1 | 2666.6667 | 170 | 0 | 2023 | 0.92704 | RTF Wkbk - ResSF&MHExistingHVAC_v7_1 | RTF Wkbk - ResSF&MHExistingHVAC_v7_1 + RTF Wkbk - ResESGasFurnaces_v2_0 | Algorithm calc | Residential_Multi-Family Moderate Income_Existing_Space Heating_Furnace_ASHP with AFUE 95% backup
Residential_Multi-Family Moderate Income_Existing_Space Heating_Natural Gas_Furnace_E7 | Residential | Multi-Family Moderate Income | Existing | Space Heating | Natural Gas | Furnace | E7 |  | 0% | 0% | 0% | 0 | 0 | 0 | 0 | 0 | 0 | 0 | 0 | 0% | 0 | 0 | 0% | Normal | 0% | 0 | 0 | 0 | [9 empty] | 0 | 0 |  |  |  | Residential_Multi-Family Moderate Income_Existing_Space Heating_Furnace_
Residential_Multi-Family Moderate Income_Existing_Space Heating_Natural Gas_Furnace_E8 | Residential | Multi-Family Moderate Income | Existing | Space Heating | Natural Gas | Furnace | E8 |  | 0% | 0% | 0% | 0 | 0 | 0 | 0 | 0 | 0 | 0 | 0 | 0% | 0 | 0 | 0% | Normal | 0% | 0 | 0 | 0 | [9 empty] | 0 | 0 |  |  |  | Residential_Multi-Family Moderate Income_Existing_Space Heating_Furnace_
Residential_Multi-Family Moderate Income_Existing_Space Heating_Natural Gas_Furnace_E9 | Residential | Multi-Family Moderate Income | Existing | Space Heating | Natural Gas | Furnace | E9 |  | 0% | 0% | 0% | 0 | 0 | 0 | 0 | 0 | 0 | 0 | 0 | 0% | 0 | 0 | 0% | Normal | 0% | 0 | 0 | 0 | [9 empty] | 0 | 0 |  |  |  | Residential_Multi-Family Moderate Income_Existing_Space Heating_Furnace_
Residential_Multi-Family Moderate Income_Existing_Space Heating_Natural Gas_Furnace_E10 | Residential | Multi-Family Moderate Income | Existing | Space Heating | Natural Gas | Furnace | E10 |  | 0% | 0% | 0% | 0 | 0 | 0 | 0 | 0 | 0 | 0 | 0 | 0% | 0 | 0 | 0% | Normal | 0% | 0 | 0 | 0 | [9 empty] | 0 | 0 |  |  |  | Residential_Multi-Family Moderate Income_Existing_Space Heating_Furnace_
Residential_Multi-Family Moderate Income_Existing_Space Heating_Natural Gas_Boiler_E1 | Residential | Multi-Family Moderate Income | Existing | Space Heating | Natural Gas | Boiler | E1 | AFUE 80% | 100% | 0% | 0% | 1188.6446 | 1188.6446 | 28.9913 | 0 | 20 | 30 | 2019 | 2020 | 100% | 0 | 0 | 0% | Normal | 0% | 260.0258 | 0 | 0 | kBTU/hr | 105 | 0 | 60 | 76 | 2050 | 2050 | 50 | 0 | 2018 | 1.0147 | EIA 2018 Tech Forecast | EIA 2018 Tech Forecast | BEST | Residential_Multi-Family Moderate Income_Existing_Space Heating_Boiler_AFUE 80%
Residential_Multi-Family Moderate Income_Existing_Space Heating_Natural Gas_Boiler_E2 | Residential | Multi-Family Moderate Income | Existing | Space Heating | Natural Gas | Boiler | E2 | AFUE 82% | 97.75% | 0% | 0% | 1130.6619 | 1536.5405 | 52.1844 | 0 | 20 | 30 | 2019 | 2051 | 100% | 0 | 0 | 0% | Normal | 0% | 254.1821 | 0 | 0 | kBTU/hr | 105 | 0 | 60 | 74.292 | 1950 | 2650 | 90 | 0 | 2018 | 1.0147 | EIA 2018 Tech Forecast | EIA 2018 Tech Forecast | BEST | Residential_Multi-Family Moderate Income_Existing_Space Heating_Boiler_AFUE 82%
Residential_Multi-Family Moderate Income_Existing_Space Heating_Natural Gas_Boiler_E3 | Residential | Multi-Family Moderate Income | Existing | Space Heating | Natural Gas | Boiler | E3 | AFUE 85% | 96.49% | 0% | 0% | 1505.9386 | 1642.8421 | 52.1844 | 0 | 20 | 30 | 2019 | 2051 | 100% | 0 | 0 | 0% | Normal | 0% | 250.9009 | 0 | 0 | kBTU/hr | 105 | 0 | 60 | 73.333 | 2597.2222 | 2833.3333 | 90 | 0 | 2018 | 1.0147 | EIA 2018 Tech Forecast | EIA 2018 Tech Forecast | BEST | Residential_Multi-Family Moderate Income_Existing_Space Heating_Boiler_AFUE 85%
Residential_Multi-Family Moderate Income_Existing_Space Heating_Natural Gas_Boiler_E4 | Residential | Multi-Family Moderate Income | Existing | Space Heating | Natural Gas | Boiler | E4 | AFUE 90% | 90.57% | 0% | 0% | 1594.5232 | 1739.4798 | 52.1844 | 0 | 20 | 30 | 2019 | 2051 | 100% | 0 | 0 | 0% | Normal | 0% | 235.5047 | 0 | 0 | kBTU/hr | 105 | 0 | 60 | 68.833 | 2750 | 3000 | 90 | 0 | 2018 | 1.0147 | EIA 2018 Tech Forecast | EIA 2018 Tech Forecast | BEST | Residential_Multi-Family Moderate Income_Existing_Space Heating_Boiler_AFUE 90%
Residential_Multi-Family Moderate Income_Existing_Space Heating_Natural Gas_Boiler_E5 | Residential | Multi-Family Moderate Income | Existing | Space Heating | Natural Gas | Boiler | E5 | AFUE 95% | 84.32% | 0% | 0% | 2129.5178 | 1732.0079 | 52.1844 | 0 | 20 | 30 | 2019 | 2051 | 100% | 0 | 0 | 0% | Normal | 0% | 219.2531 | 0 | 0 | kBTU/hr | 105 | 0 | 60 | 64.083 | 3672.6804 | 2987.1134 | 90 | 0 | 2018 | 1.0147 | EIA 2018 Tech Forecast | EIA 2018 Tech Forecast | BEST | Residential_Multi-Family Moderate Income_Existing_Space Heating_Boiler_AFUE 95%
Residential_Multi-Family Moderate Income_Existing_Space Heating_Natural Gas_Boiler_E6 | Residential | Multi-Family Moderate Income | Existing | Space Heating | Natural Gas | Boiler | E6 | Convert to Gas-Fired ASHP | 65.5% | 0% | 0% | 11770.4803 | 2029.3932 | 129.3738 | 0 | 12 | 18 | 2019 | 2051 | 100% | 0 | 0 | 0% | Normal | 0% | 170.31 | 0 | 0 | kBTU/hr | 80 | 0 | 60 | 49.778 | 15466.6667 | 2666.6667 | 170 | 0 | 2018 | 1.0147 | EIA 2018 Tech Forecast | EIA 2018 Tech Forecast | AEG BEST | Residential_Multi-Family Moderate Income_Existing_Space Heating_Boiler_Convert to Gas-Fired ASHP
Residential_Multi-Family Moderate Income_Existing_Space Heating_Natural Gas_Boiler_E7 | Residential | Multi-Family Moderate Income | Existing | Space Heating | Natural Gas | Boiler | E7 | ASHP with AFUE 80% Backup | 52.4% | 0% | 0% | 4950.1536 | 1854.0845 | 118.1979 | 0 | 14 | 22 | 2019 | 2051 | 100% | 0 | 0 | 0% | Normal | 0% | 136.248 | 0 | 0 | kBTU/hr | 80 | 0 | 60 | 39.8224 | 7119.6376 | 2666.6667 | 170 | 0 | 2023 | 0.92704 | RTF Wkbk - ResSF&MHExistingHVAC_v7_1 | RTF Wkbk - ResSF&MHExistingHVAC_v7_1 + RTF Wkbk - ResESGasFurnaces_v2_0 | Algorithm calc | Residential_Multi-Family Moderate Income_Existing_Space Heating_Boiler_ASHP with AFUE 80% Backup
Residential_Multi-Family Moderate Income_Existing_Space Heating_Natural Gas_Boiler_E8 | Residential | Multi-Family Moderate Income | Existing | Space Heating | Natural Gas | Boiler | E8 | ASHP with AFUE 95% backup | 44.12% | 0% | 0% | 5446.2109 | 1854.0845 | 118.1979 | 0 | 14 | 22 | 2019 | 2051 | 100% | 0 | 0 | 0% | Normal | 0% | 114.7352 | 0 | 0 | kBTU/hr | 80 | 0 | 60 | 33.5347 | 7833.1 | 2666.6667 | 170 | 0 | 2023 | 0.92704 | RTF Wkbk - ResSF&MHExistingHVAC_v7_1 | RTF Wkbk - ResSF&MHExistingHVAC_v7_1 + RTF Wkbk - ResESGasFurnaces_v2_0 | Algorithm calc | Residential_Multi-Family Moderate Income_Existing_Space Heating_Boiler_ASHP with AFUE 95% backup
Residential_Multi-Family Moderate Income_Existing_Space Heating_Natural Gas_Boiler_E9 | Residential | Multi-Family Moderate Income | Existing | Space Heating | Natural Gas | Boiler | E9 |  | 0% | 0% | 0% | 0 | 0 | 0 | 0 | 0 | 0 | 0 | 0 | 0% | 0 | 0 | 0% | Normal | 0% | 0 | 0 | 0 | [9 empty] | 0 | 0 |  |  |  | Residential_Multi-Family Moderate Income_Existing_Space Heating_Boiler_
Residential_Multi-Family Moderate Income_Existing_Space Heating_Natural Gas_Boiler_E10 | Residential | Multi-Family Moderate Income | Existing | Space Heating | Natural Gas | Boiler | E10 |  | 0% | 0% | 0% | 0 | 0 | 0 | 0 | 0 | 0 | 0 | 0 | 0% | 0 | 0 | 0% | Normal | 0% | 0 | 0 | 0 | [9 empty] | 0 | 0 |  |  |  | Residential_Multi-Family Moderate Income_Existing_Space Heating_Boiler_
Residential_Multi-Family Moderate Income_Existing_Secondary Heating_Natural Gas_Fireplace_E1 | Residential | Multi-Family Moderate Income | Existing | Secondary Heating | Natural Gas | Fireplace | E1 | Baseline (>50% FE) | 100% | 0% | 0% | 2567.1 | 1052 | 0 | 0 | 12 | 20 | 2019 | 2051 | 100% | 0 | 0 | 0% | Normal | 0% | 57.3276 | 0 | 0 | unit | 1 | 0 | 1 | 287.4458 | 2567.1 | 1052 | 0 | 0 | 2021 | 1 | RTF Wkbk - ResGasFireplaces_v1_0 | CA eTRM - Gas Fireplace, Residential - SWHC047-03 | AEG BEST / Market Profile | Residential_Multi-Family Moderate Income_Existing_Secondary Heating_Fireplace_Baseline (>50% FE)
Residential_Multi-Family Moderate Income_Existing_Secondary Heating_Natural Gas_Fireplace_E2 | Residential | Multi-Family Moderate Income | Existing | Secondary Heating | Natural Gas | Fireplace | E2 | Tier 1 (70% FE) | 83.16% | 0% | 0% | 2896.46 | 1052 | -0.27683 | 0 | 12 | 20 | 2019 | 2051 | 100% | 0 | 0 | 0% | Normal | 0% | 47.6728 | 0 | 0 | unit | 1 | 0 | 1 | 239.0358 | 2896.46 | 1052 | -0.27683 | 0 | 2021 | 1 | RTF Wkbk - ResGasFireplaces_v1_0 | CA eTRM - Gas Fireplace, Residential - SWHC047-03 | AEG BEST / Market Profile | Residential_Multi-Family Moderate Income_Existing_Secondary Heating_Fireplace_Tier 1 (70% FE)
Residential_Multi-Family Moderate Income_Existing_Secondary Heating_Natural Gas_Fireplace_E3 | Residential | Multi-Family Moderate Income | Existing | Secondary Heating | Natural Gas | Fireplace | E3 | Tier 2 (>75% FE) | 79.34% | 0% | 0% | 2972.5 | 1052 | -0.27683 | 0 | 12 | 20 | 2019 | 2051 | 100% | 0 | 0 | 0% | Normal | 0% | 45.483 | 0 | 0 | unit | 1 | 0 | 1 | 228.0558 | 2972.5 | 1052 | -0.27683 | 0 | 2021 | 1 | RTF Wkbk - ResGasFireplaces_v1_0 | CA eTRM - Gas Fireplace, Residential - SWHC047-03 | AEG BEST / Market Profile | Residential_Multi-Family Moderate Income_Existing_Secondary Heating_Fireplace_Tier 2 (>75% FE)
Residential_Multi-Family Moderate Income_Existing_Secondary Heating_Natural Gas_Fireplace_E4 | Residential | Multi-Family Moderate Income | Existing | Secondary Heating | Natural Gas | Fireplace | E4 |  | 0% | 0% | 0% | 0 | 0 | 0 | 0 | 0 | 0 | 0 | 0 | 0% | 0 | 0 | 0% | Normal | 0% | 0 | 0 | 0 | [9 empty] | 0 | 0 |  |  |  | Residential_Multi-Family Moderate Income_Existing_Secondary Heating_Fireplace_
Residential_Multi-Family Moderate Income_Existing_Secondary Heating_Natural Gas_Fireplace_E5 | Residential | Multi-Family Moderate Income | Existing | Secondary Heating | Natural Gas | Fireplace | E5 |  | 0% | 0% | 0% | 0 | 0 | 0 | 0 | 0 | 0 | 0 | 0 | 0% | 0 | 0 | 0% | Normal | 0% | 0 | 0 | 0 | [9 empty] | 0 | 0 |  |  |  | Residential_Multi-Family Moderate Income_Existing_Secondary Heating_Fireplace_
Residential_Multi-Family Moderate Income_Existing_Secondary Heating_Natural Gas_Fireplace_E6 | Residential | Multi-Family Moderate Income | Existing | Secondary Heating | Natural Gas | Fireplace | E6 |  | 0% | 0% | 0% | 0 | 0 | 0 | 0 | 0 | 0 | 0 | 0 | 0% | 0 | 0 | 0% | Normal | 0% | 0 | 0 | 0 | [9 empty] | 0 | 0 |  |  |  | Residential_Multi-Family Moderate Income_Existing_Secondary Heating_Fireplace_
Residential_Multi-Family Moderate Income_Existing_Secondary Heating_Natural Gas_Fireplace_E7 | Residential | Multi-Family Moderate Income | Existing | Secondary Heating | Natural Gas | Fireplace | E7 |  | 0% | 0% | 0% | 0 | 0 | 0 | 0 | 0 | 0 | 0 | 0 | 0% | 0 | 0 | 0% | Normal | 0% | 0 | 0 | 0 | [9 empty] | 0 | 0 |  |  |  | Residential_Multi-Family Moderate Income_Existing_Secondary Heating_Fireplace_
Residential_Multi-Family Moderate Income_Existing_Secondary Heating_Natural Gas_Fireplace_E8 | Residential | Multi-Family Moderate Income | Existing | Secondary Heating | Natural Gas | Fireplace | E8 |  | 0% | 0% | 0% | 0 | 0 | 0 | 0 | 0 | 0 | 0 | 0 | 0% | 0 | 0 | 0% | Normal | 0% | 0 | 0 | 0 | [9 empty] | 0 | 0 |  |  |  | Residential_Multi-Family Moderate Income_Existing_Secondary Heating_Fireplace_
Residential_Multi-Family Moderate Income_Existing_Secondary Heating_Natural Gas_Fireplace_E9 | Residential | Multi-Family Moderate Income | Existing | Secondary Heating | Natural Gas | Fireplace | E9 |  | 0% | 0% | 0% | 0 | 0 | 0 | 0 | 0 | 0 | 0 | 0 | 0% | 0 | 0 | 0% | Normal | 0% | 0 | 0 | 0 | [9 empty] | 0 | 0 |  |  |  | Residential_Multi-Family Moderate Income_Existing_Secondary Heating_Fireplace_
Residential_Multi-Family Moderate Income_Existing_Secondary Heating_Natural Gas_Fireplace_E10 | Residential | Multi-Family Moderate Income | Existing | Secondary Heating | Natural Gas | Fireplace | E10 |  | 0% | 0% | 0% | 0 | 0 | 0 | 0 | 0 | 0 | 0 | 0 | 0% | 0 | 0 | 0% | Normal | 0% | 0 | 0 | 0 | [9 empty] | 0 | 0 |  |  |  | Residential_Multi-Family Moderate Income_Existing_Secondary Heating_Fireplace_
Residential_Multi-Family Moderate Income_Existing_Water Heating_Natural Gas_Water Heater (<= 55 gal)_E1 | Residential | Multi-Family Moderate Income | Existing | Water Heating | Natural Gas | Water Heater (<= 55 gal) | E1 | UEF 0.58 (Standard) | 100% | 0% | 0% | 539.7178 | 588.5979 | 0 | 0 | 10 | 16 | 2019 | 2051 | 100% | 0 | 0 | 0% | Normal | 0% | 134.6004 | 0 | 0 | unit | 1 | 0 | 1 | 167.8101 | 530 | 578 | 0 | 0 | 2020 | 1.0183 | RTF WkBk - ResGasWH_v2_0 | RTF WkBk - ResGasWH_v2_0 | AEG BEST / Market Profile Calculations | Residential_Multi-Family Moderate Income_Existing_Water Heating_Water Heater (<= 55 gal)_UEF 0.58 (Standard)
Residential_Multi-Family Moderate Income_Existing_Water Heating_Natural Gas_Water Heater (<= 55 gal)_E2 | Residential | Multi-Family Moderate Income | Existing | Water Heating | Natural Gas | Water Heater (<= 55 gal) | E2 | UEF 0.64 (ENERGY STAR 4.0) | 90.62% | 0% | 0% | 684.3215 | 588.5979 | 0 | 0 | 10 | 16 | 2019 | 2051 | 100% | 0 | 0 | 0% | Normal | 0% | 121.9816 | 0 | 0 | unit | 1 | 0 | 1 | 152.0779 | 672 | 578 | 0 | 0 | 2020 | 1.0183 | RTF WkBk - ResGasWH_v2_0 | RTF WkBk - ResGasWH_v2_0 | AEG BEST / Market Profile Calculations | Residential_Multi-Family Moderate Income_Existing_Water Heating_Water Heater (<= 55 gal)_UEF 0.64 (ENERGY STAR 4.0)
Residential_Multi-Family Moderate Income_Existing_Water Heating_Natural Gas_Water Heater (<= 55 gal)_E3 | Residential | Multi-Family Moderate Income | Existing | Water Heating | Natural Gas | Water Heater (<= 55 gal) | E3 | UEF 0.81 (ENERGY STAR 5.0) | 71.6% | 0% | 0% | 2276.9982 | 1315.6895 | 0 | 0 | 10 | 16 | 2019 | 2051 | 100% | 0 | 0 | 0% | Normal | 0% | 96.3805 | 0 | 0 | unit | 1 | 0 | 1 | 120.1604 | 2236 | 1292 | 0 | 0 | 2020 | 1.0183 | RTF WkBk - ResGasWH_v2_0 | RTF WkBk - ResGasWH_v2_0 | AEG BEST / Market Profile Calculations | Residential_Multi-Family Moderate Income_Existing_Water Heating_Water Heater (<= 55 gal)_UEF 0.81 (ENERGY STAR 5.0)
Residential_Multi-Family Moderate Income_Existing_Water Heating_Natural Gas_Water Heater (<= 55 gal)_E4 | Residential | Multi-Family Moderate Income | Existing | Water Heating | Natural Gas | Water Heater (<= 55 gal) | E4 | UEF 0.87 (Instantaneous, ENERGY STAR 4.0) | 66.67% | 0% | 0% | 874.7842 | 1427.8716 | 0 | 0 | 15 | 25 | 2019 | 2051 | 100% | 0 | 0 | 0% | Normal | 0% | 89.7336 | 0 | 0 | unit | 1 | 0 | 1 | 111.8734 | 859.0334 | 1402.1622 | 0 | 0 | 2020 | 1.0183 | RTF WkBk - ResGasWH_v2_0 | RTF WkBk - ResGasWH_v2_0 - AEG Adjusted | AEG BEST / Market Profile Calculations | Residential_Multi-Family Moderate Income_Existing_Water Heating_Water Heater (<= 55 gal)_UEF 0.87 (Instantaneous, ENERGY STAR 4.0)
Residential_Multi-Family Moderate Income_Existing_Water Heating_Natural Gas_Water Heater (<= 55 gal)_E5 | Residential | Multi-Family Moderate Income | Existing | Water Heating | Natural Gas | Water Heater (<= 55 gal) | E5 | UEF 0.95 (Instantaneous, ENERGY STAR 5.0) | 63.74% | 0% | 0% | 1183.5883 | 1427.8716 | 0 | 0 | 15 | 25 | 2019 | 2051 | 100% | 0 | 0 | 0% | Normal | 0% | 85.7893 | 0 | 0 | unit | 1 | 0 | 1 | 106.9559 | 1162.2773 | 1402.1622 | 0 | 0 | 2020 | 1.0183 | RTF WkBk - ResGasWH_v2_0 | RTF WkBk - ResGasWH_v2_0 - AEG Adjusted | AEG BEST / Market Profile Calculations | Residential_Multi-Family Moderate Income_Existing_Water Heating_Water Heater (<= 55 gal)_UEF 0.95 (Instantaneous, ENERGY STAR 5.0)
Residential_Multi-Family Moderate Income_Existing_Water Heating_Natural Gas_Water Heater (<= 55 gal)_E6 | Residential | Multi-Family Moderate Income | Existing | Water Heating | Natural Gas | Water Heater (<= 55 gal) | E6 | UEF 1.0+ (Gas-Fired HPWH) | 54.72% | 0% | 0% | 2627.2224 | 2573.2687 | 0 | 0 | 10 | 16 | 2019 | 2051 | 30% | 0 | 0 | 0% | Normal | 0% | 73.6493 | 0 | 0 | unit | 1 | 0 | 1 | 91.8206 | 2471.2858 | 2420.5345 | 0 | 0 | 2017 | 1.0631 | RTF WkBk - ResGasWH_v2_0 | Modified EIA 2018 Tech Forecast and Regional Technical Forum | AEG BEST / Market Profile Calculations | Residential_Multi-Family Moderate Income_Existing_Water Heating_Water Heater (<= 55 gal)_UEF 1.0+ (Gas-Fired HPWH)
Residential_Multi-Family Moderate Income_Existing_Water Heating_Natural Gas_Water Heater (<= 55 gal)_E7 | Residential | Multi-Family Moderate Income | Existing | Water Heating | Natural Gas | Water Heater (<= 55 gal) | E7 | NEEA Gas-Fired Absorption HPWH (COP 1.3) | 44.62% | 0% | 0% | 5425.462 | 735.0259 | 0 | 0 | 6 | 20 | 2023 | 2051 | 30% | 0 | 0 | 0% | Normal | 0% | 60.0525 | 0 | 0 | unit | 1 | 0 | 1 | 74.8691 | 5166.9245 | 700 | 0 | 0 | 2018 | 1.05 | EIA 2018 Tech Forecast | Modified EIA 2018 Tech Forecast | IL TRM - 5.4.2 - RS-HWE-GWHT-V09-210101 | Residential_Multi-Family Moderate Income_Existing_Water Heating_Water Heater (<= 55 gal)_NEEA Gas-Fired Absorption HPWH (COP 1.3)
Residential_Multi-Family Moderate Income_Existing_Water Heating_Natural Gas_Water Heater (<= 55 gal)_E8 | Residential | Multi-Family Moderate Income | Existing | Water Heating | Natural Gas | Water Heater (<= 55 gal) | E8 |  | 0% | 0% | 0% | 0 | 0 | 0 | 0 | 0 | 0 | 0 | 0 | 0% | 0 | 0 | 0% | Normal | 0% | 0 | 0 | 0 | [9 empty] | 0 | 0 |  |  |  | Residential_Multi-Family Moderate Income_Existing_Water Heating_Water Heater (<= 55 gal)_
Residential_Multi-Family Moderate Income_Existing_Water Heating_Natural Gas_Water Heater (<= 55 gal)_E9 | Residential | Multi-Family Moderate Income | Existing | Water Heating | Natural Gas | Water Heater (<= 55 gal) | E9 |  | 0% | 0% | 0% | 0 | 0 | 0 | 0 | 0 | 0 | 0 | 0 | 0% | 0 | 0 | 0% | Normal | 0% | 0 | 0 | 0 | [9 empty] | 0 | 0 |  |  |  | Residential_Multi-Family Moderate Income_Existing_Water Heating_Water Heater (<= 55 gal)_
Residential_Multi-Family Moderate Income_Existing_Water Heating_Natural Gas_Water Heater (<= 55 gal)_E10 | Residential | Multi-Family Moderate Income | Existing | Water Heating | Natural Gas | Water Heater (<= 55 gal) | E10 |  | 0% | 0% | 0% | 0 | 0 | 0 | 0 | 0 | 0 | 0 | 0 | 0% | 0 | 0 | 0% | Normal | 0% | 0 | 0 | 0 | [9 empty] | 0 | 0 |  |  |  | Residential_Multi-Family Moderate Income_Existing_Water Heating_Water Heater (<= 55 gal)_
Residential_Multi-Family Moderate Income_Existing_Water Heating_Natural Gas_Water Heater (> 55 gal)_E1 | Residential | Multi-Family Moderate Income | Existing | Water Heating | Natural Gas | Water Heater (> 55 gal) | E1 | UEF 0.76 (Standard) | 100% | 0% | 0% | 620.6755 | 676.8876 | 0 | 0 | 10 | 16 | 2019 | 2051 | 100% | 0 | 0 | 0% | Normal | 0% | 134.6004 | 0 | 0 | unit | 1 | 0 | 1 | 128.0656 | 609.5 | 664.7 | 0 | 0 | 2020 | 1.0183 | Same as small WH | Scaled from small WH | AEG BEST / Market Profile Calculations | Residential_Multi-Family Moderate Income_Existing_Water Heating_Water Heater (> 55 gal)_UEF 0.76 (Standard)
Residential_Multi-Family Moderate Income_Existing_Water Heating_Natural Gas_Water Heater (> 55 gal)_E2 | Residential | Multi-Family Moderate Income | Existing | Water Heating | Natural Gas | Water Heater (> 55 gal) | E2 | UEF 0.78 (ENERGY STAR 4.0) | 97.44% | 0% | 0% | 786.9697 | 676.8876 | 0 | 0 | 10 | 16 | 2019 | 2051 | 100% | 0 | 0 | 0% | Normal | 0% | 131.1491 | 0 | 0 | unit | 1 | 0 | 1 | 124.7819 | 772.8 | 664.7 | 0 | 0 | 2020 | 1.0183 | Same as small WH | Scaled from small WH | AEG BEST / Market Profile Calculations | Residential_Multi-Family Moderate Income_Existing_Water Heating_Water Heater (> 55 gal)_UEF 0.78 (ENERGY STAR 4.0)
Residential_Multi-Family Moderate Income_Existing_Water Heating_Natural Gas_Water Heater (> 55 gal)_E3 | Residential | Multi-Family Moderate Income | Existing | Water Heating | Natural Gas | Water Heater (> 55 gal) | E3 | UEF 0.86 (ENERGY STAR 5.0) | 93.83% | 0% | 0% | 2618.548 | 1513.0429 | 0 | 0 | 10 | 16 | 2019 | 2051 | 100% | 0 | 0 | 0% | Normal | 0% | 126.2917 | 0 | 0 | unit | 1 | 0 | 1 | 120.1604 | 2571.4 | 1485.8 | 0 | 0 | 2020 | 1.0183 | Same as small WH | Scaled from small WH | AEG BEST / Market Profile Calculations | Residential_Multi-Family Moderate Income_Existing_Water Heating_Water Heater (> 55 gal)_UEF 0.86 (ENERGY STAR 5.0)
Residential_Multi-Family Moderate Income_Existing_Water Heating_Natural Gas_Water Heater (> 55 gal)_E4 | Residential | Multi-Family Moderate Income | Existing | Water Heating | Natural Gas | Water Heater (> 55 gal) | E4 | UEF 0.87 (Instantaneous, ENERGY STAR 4.0) | 87.36% | 0% | 0% | 1006.0018 | 1642.0523 | 0 | 0 | 15 | 25 | 2019 | 2051 | 100% | 0 | 0 | 0% | Normal | 0% | 117.582 | 0 | 0 | unit | 1 | 0 | 1 | 111.8734 | 987.8884 | 1612.4865 | 0 | 0 | 2020 | 1.0183 | Same as small WH | Scaled from small WH | AEG BEST / Market Profile Calculations | Residential_Multi-Family Moderate Income_Existing_Water Heating_Water Heater (> 55 gal)_UEF 0.87 (Instantaneous, ENERGY STAR 4.0)
Residential_Multi-Family Moderate Income_Existing_Water Heating_Natural Gas_Water Heater (> 55 gal)_E5 | Residential | Multi-Family Moderate Income | Existing | Water Heating | Natural Gas | Water Heater (> 55 gal) | E5 | UEF 0.95 (Instantaneous, ENERGY STAR 5.0) | 83.52% | 0% | 0% | 1361.1265 | 1642.0523 | 0 | 0 | 15 | 25 | 2019 | 2051 | 100% | 0 | 0 | 0% | Normal | 0% | 112.4135 | 0 | 0 | unit | 1 | 0 | 1 | 106.9559 | 1336.6189 | 1612.4865 | 0 | 0 | 2020 | 1.0183 | Same as small WH | Scaled from small WH | AEG BEST / Market Profile Calculations | Residential_Multi-Family Moderate Income_Existing_Water Heating_Water Heater (> 55 gal)_UEF 0.95 (Instantaneous, ENERGY STAR 5.0)
Residential_Multi-Family Moderate Income_Existing_Water Heating_Natural Gas_Water Heater (> 55 gal)_E6 | Residential | Multi-Family Moderate Income | Existing | Water Heating | Natural Gas | Water Heater (> 55 gal) | E6 | UEF 1.0+ (Gas-Fired HPWH) | 71.7% | 0% | 0% | 3021.3057 | 2959.259 | 0 | 0 | 10 | 16 | 2019 | 2051 | 30% | 0 | 0 | 0% | Normal | 0% | 96.5059 | 0 | 0 | unit | 1 | 0 | 1 | 91.8206 | 2841.9786 | 2783.6147 | 0 | 0 | 2017 | 1.0631 | Same as small WH | Scaled from small WH | AEG BEST / Market Profile Calculations | Residential_Multi-Family Moderate Income_Existing_Water Heating_Water Heater (> 55 gal)_UEF 1.0+ (Gas-Fired HPWH)
Residential_Multi-Family Moderate Income_Existing_Water Heating_Natural Gas_Water Heater (> 55 gal)_E7 | Residential | Multi-Family Moderate Income | Existing | Water Heating | Natural Gas | Water Heater (> 55 gal) | E7 | NEEA Gas-Fired Absorption HPWH (COP 1.3) | 58.46% | 0% | 0% | 6239.2813 | 845.2798 | 0 | 0 | 6 | 20 | 2024 | 2051 | 30% | 0 | 0 | 0% | Normal | 0% | 78.6895 | 0 | 0 | unit | 1 | 0 | 1 | 74.8691 | 5941.9632 | 805 | 0 | 0 | 2018 | 1.05 | Scaled from small | Scaled from small | IL TRM - 5.4.2 - RS-HWE-GWHT-V09-210101 | Residential_Multi-Family Moderate Income_Existing_Water Heating_Water Heater (> 55 gal)_NEEA Gas-Fired Absorption HPWH (COP 1.3)
Residential_Multi-Family Moderate Income_Existing_Water Heating_Natural Gas_Water Heater (> 55 gal)_E8 | Residential | Multi-Family Moderate Income | Existing | Water Heating | Natural Gas | Water Heater (> 55 gal) | E8 |  | 0% | 0% | 0% | 0 | 0 | 0 | 0 | 0 | 0 | 0 | 0 | 0% | 0 | 0 | 0% | Normal | 0% | 0 | 0 | 0 | [9 empty] | 0 | 0 |  |  |  | Residential_Multi-Family Moderate Income_Existing_Water Heating_Water Heater (> 55 gal)_
Residential_Multi-Family Moderate Income_Existing_Water Heating_Natural Gas_Water Heater (> 55 gal)_E9 | Residential | Multi-Family Moderate Income | Existing | Water Heating | Natural Gas | Water Heater (> 55 gal) | E9 |  | 0% | 0% | 0% | 0 | 0 | 0 | 0 | 0 | 0 | 0 | 0 | 0% | 0 | 0 | 0% | Normal | 0% | 0 | 0 | 0 | [9 empty] | 0 | 0 |  |  |  | Residential_Multi-Family Moderate Income_Existing_Water Heating_Water Heater (> 55 gal)_
Residential_Multi-Family Moderate Income_Existing_Water Heating_Natural Gas_Water Heater (> 55 gal)_E10 | Residential | Multi-Family Moderate Income | Existing | Water Heating | Natural Gas | Water Heater (> 55 gal) | E10 |  | 0% | 0% | 0% | 0 | 0 | 0 | 0 | 0 | 0 | 0 | 0 | 0% | 0 | 0 | 0% | Normal | 0% | 0 | 0 | 0 | [9 empty] | 0 | 0 |  |  |  | Residential_Multi-Family Moderate Income_Existing_Water Heating_Water Heater (> 55 gal)_
Residential_Multi-Family Moderate Income_Existing_Appliances_Natural Gas_Clothes Dryer_E1 | Residential | Multi-Family Moderate Income | Existing | Appliances | Natural Gas | Clothes Dryer | E1 | Standard | 100% | 0% | 0% | 525.0185 | 168.0059 | 0 | 0 | 9 | 15 | 2019 | 2051 | 100% | 0 | 0 | 0% | Normal | 0% | 12.3593 | 0 | 0 | units | 1 | 0 | 1 | 29.1837 | 500 | 160 | 0 | 0 | 2018 | 1.05 | RTF Workbook - ResClothesDryers_v4.1 | EIA 2018 Tech Forecast | RTF Workbook - ResClothesDryers_v4.1 | Residential_Multi-Family Moderate Income_Existing_Appliances_Clothes Dryer_Standard
Residential_Multi-Family Moderate Income_Existing_Appliances_Natural Gas_Clothes Dryer_E2 | Residential | Multi-Family Moderate Income | Existing | Appliances | Natural Gas | Clothes Dryer | E2 | NEEA/ENERGY STAR (CE >60%) | 94.43% | 0% | 0% | 574.0737 | 170.0959 | 0 | 0 | 9 | 15 | 2019 | 2051 | 100% | 0 | 0 | 0% | Normal | 0% | 11.6706 | 0 | 0 | units | 1 | 0 | 1 | 27.5575 | 540 | 160 | 0 | 0 | 2017 | 1.0631 | RTF Workbook - ResClothesDryers_v4.1 | RTF Workbook - ResClothesDryers_v4.1 | RTF Workbook - ResClothesDryers_v4.1 | Residential_Multi-Family Moderate Income_Existing_Appliances_Clothes Dryer_NEEA/ENERGY STAR (CE >60%)
Residential_Multi-Family Moderate Income_Existing_Appliances_Natural Gas_Clothes Dryer_E3 | Residential | Multi-Family Moderate Income | Existing | Appliances | Natural Gas | Clothes Dryer | E3 |  | 0% | 0% | 0% | 0 | 0 | 0 | 0 | 0 | 0 | 0 | 0 | 0% | 0 | 0 | 0% | Normal | 0% | 0 | 0 | 0 | [9 empty] | 0 | 0 |  |  |  | Residential_Multi-Family Moderate Income_Existing_Appliances_Clothes Dryer_
Residential_Multi-Family Moderate Income_Existing_Appliances_Natural Gas_Clothes Dryer_E4 | Residential | Multi-Family Moderate Income | Existing | Appliances | Natural Gas | Clothes Dryer | E4 |  | 0% | 0% | 0% | 0 | 0 | 0 | 0 | 0 | 0 | 0 | 0 | 0% | 0 | 0 | 0% | Normal | 0% | 0 | 0 | 0 | [9 empty] | 0 | 0 |  |  |  | Residential_Multi-Family Moderate Income_Existing_Appliances_Clothes Dryer_
Residential_Multi-Family Moderate Income_Existing_Appliances_Natural Gas_Clothes Dryer_E5 | Residential | Multi-Family Moderate Income | Existing | Appliances | Natural Gas | Clothes Dryer | E5 |  | 0% | 0% | 0% | 0 | 0 | 0 | 0 | 0 | 0 | 0 | 0 | 0% | 0 | 0 | 0% | Normal | 0% | 0 | 0 | 0 | [9 empty] | 0 | 0 |  |  |  | Residential_Multi-Family Moderate Income_Existing_Appliances_Clothes Dryer_
Residential_Multi-Family Moderate Income_Existing_Appliances_Natural Gas_Clothes Dryer_E6 | Residential | Multi-Family Moderate Income | Existing | Appliances | Natural Gas | Clothes Dryer | E6 |  | 0% | 0% | 0% | 0 | 0 | 0 | 0 | 0 | 0 | 0 | 0 | 0% | 0 | 0 | 0% | Normal | 0% | 0 | 0 | 0 | [9 empty] | 0 | 0 |  |  |  | Residential_Multi-Family Moderate Income_Existing_Appliances_Clothes Dryer_
Residential_Multi-Family Moderate Income_Existing_Appliances_Natural Gas_Clothes Dryer_E7 | Residential | Multi-Family Moderate Income | Existing | Appliances | Natural Gas | Clothes Dryer | E7 |  | 0% | 0% | 0% | 0 | 0 | 0 | 0 | 0 | 0 | 0 | 0 | 0% | 0 | 0 | 0% | Normal | 0% | 0 | 0 | 0 | [9 empty] | 0 | 0 |  |  |  | Residential_Multi-Family Moderate Income_Existing_Appliances_Clothes Dryer_
Residential_Multi-Family Moderate Income_Existing_Appliances_Natural Gas_Clothes Dryer_E8 | Residential | Multi-Family Moderate Income | Existing | Appliances | Natural Gas | Clothes Dryer | E8 |  | 0% | 0% | 0% | 0 | 0 | 0 | 0 | 0 | 0 | 0 | 0 | 0% | 0 | 0 | 0% | Normal | 0% | 0 | 0 | 0 | [9 empty] | 0 | 0 |  |  |  | Residential_Multi-Family Moderate Income_Existing_Appliances_Clothes Dryer_
Residential_Multi-Family Moderate Income_Existing_Appliances_Natural Gas_Clothes Dryer_E9 | Residential | Multi-Family Moderate Income | Existing | Appliances | Natural Gas | Clothes Dryer | E9 |  | 0% | 0% | 0% | 0 | 0 | 0 | 0 | 0 | 0 | 0 | 0 | 0% | 0 | 0 | 0% | Normal | 0% | 0 | 0 | 0 | [9 empty] | 0 | 0 |  |  |  | Residential_Multi-Family Moderate Income_Existing_Appliances_Clothes Dryer_
Residential_Multi-Family Moderate Income_Existing_Appliances_Natural Gas_Clothes Dryer_E10 | Residential | Multi-Family Moderate Income | Existing | Appliances | Natural Gas | Clothes Dryer | E10 |  | 0% | 0% | 0% | 0 | 0 | 0 | 0 | 0 | 0 | 0 | 0 | 0% | 0 | 0 | 0% | Normal | 0% | 0 | 0 | 0 | [9 empty] | 0 | 0 |  |  |  | Residential_Multi-Family Moderate Income_Existing_Appliances_Clothes Dryer_
Residential_Multi-Family Moderate Income_Existing_Appliances_Natural Gas_Stove/Oven_E1 | Residential | Multi-Family Moderate Income | Existing | Appliances | Natural Gas | Stove/Oven | E1 | EF 0.399 | 100% | 0% | 0% | 861.0304 | 115.5041 | 0 | 0 | 9 | 15 | 2019 | 2051 | 100% | 0 | 0 | 0% | Normal | 0% | 15.5977 | 0 | 0 | units | 1 | 0 | 1 | 31.82 | 820 | 110 | 0 | 0 | 2018 | 1.05 | EIA 2018 Appendix A | EIA 2018 Appendix A | EIA 2018 Appendix A | Residential_Multi-Family Moderate Income_Existing_Appliances_Stove/Oven_EF 0.399
Residential_Multi-Family Moderate Income_Existing_Appliances_Natural Gas_Stove/Oven_E2 | Residential | Multi-Family Moderate Income | Existing | Appliances | Natural Gas | Stove/Oven | E2 | High Efficiency (730 + 1660 IAEC) | 75.11% | 0% | 0% | 913.5322 | 115.5041 | 0 | 0 | 9 | 15 | 2019 | 2051 | 100% | 0 | 0 | 0% | Normal | 0% | 11.7154 | 0 | 0 | units | 1 | 0 | 1 | 23.9 | 870 | 110 | 0 | 0 | 2018 | 1.05 | EIA 2018 Appendix A | EIA 2018 Appendix A | EIA 2018 Appendix A | Residential_Multi-Family Moderate Income_Existing_Appliances_Stove/Oven_High Efficiency (730 + 1660 IAEC)
Residential_Multi-Family Moderate Income_Existing_Appliances_Natural Gas_Stove/Oven_E3 | Residential | Multi-Family Moderate Income | Existing | Appliances | Natural Gas | Stove/Oven | E3 |  | 0% | 0% | 0% | 0 | 0 | 0 | 0 | 0 | 0 | 0 | 0 | 0% | 0 | 0 | 0% | Normal | 0% | 0 | 0 | 0 | [9 empty] | 0 | 0 |  |  |  | Residential_Multi-Family Moderate Income_Existing_Appliances_Stove/Oven_
Residential_Multi-Family Moderate Income_Existing_Appliances_Natural Gas_Stove/Oven_E4 | Residential | Multi-Family Moderate Income | Existing | Appliances | Natural Gas | Stove/Oven | E4 |  | 0% | 0% | 0% | 0 | 0 | 0 | 0 | 0 | 0 | 0 | 0 | 0% | 0 | 0 | 0% | Normal | 0% | 0 | 0 | 0 | [9 empty] | 0 | 0 |  |  |  | Residential_Multi-Family Moderate Income_Existing_Appliances_Stove/Oven_
Residential_Multi-Family Moderate Income_Existing_Appliances_Natural Gas_Stove/Oven_E5 | Residential | Multi-Family Moderate Income | Existing | Appliances | Natural Gas | Stove/Oven | E5 |  | 0% | 0% | 0% | 0 | 0 | 0 | 0 | 0 | 0 | 0 | 0 | 0% | 0 | 0 | 0% | Normal | 0% | 0 | 0 | 0 | [9 empty] | 0 | 0 |  |  |  | Residential_Multi-Family Moderate Income_Existing_Appliances_Stove/Oven_
Residential_Multi-Family Moderate Income_Existing_Appliances_Natural Gas_Stove/Oven_E6 | Residential | Multi-Family Moderate Income | Existing | Appliances | Natural Gas | Stove/Oven | E6 |  | 0% | 0% | 0% | 0 | 0 | 0 | 0 | 0 | 0 | 0 | 0 | 0% | 0 | 0 | 0% | Normal | 0% | 0 | 0 | 0 | [9 empty] | 0 | 0 |  |  |  | Residential_Multi-Family Moderate Income_Existing_Appliances_Stove/Oven_
Residential_Multi-Family Moderate Income_Existing_Appliances_Natural Gas_Stove/Oven_E7 | Residential | Multi-Family Moderate Income | Existing | Appliances | Natural Gas | Stove/Oven | E7 |  | 0% | 0% | 0% | 0 | 0 | 0 | 0 | 0 | 0 | 0 | 0 | 0% | 0 | 0 | 0% | Normal | 0% | 0 | 0 | 0 | [9 empty] | 0 | 0 |  |  |  | Residential_Multi-Family Moderate Income_Existing_Appliances_Stove/Oven_
Residential_Multi-Family Moderate Income_Existing_Appliances_Natural Gas_Stove/Oven_E8 | Residential | Multi-Family Moderate Income | Existing | Appliances | Natural Gas | Stove/Oven | E8 |  | 0% | 0% | 0% | 0 | 0 | 0 | 0 | 0 | 0 | 0 | 0 | 0% | 0 | 0 | 0% | Normal | 0% | 0 | 0 | 0 | [9 empty] | 0 | 0 |  |  |  | Residential_Multi-Family Moderate Income_Existing_Appliances_Stove/Oven_
Residential_Multi-Family Moderate Income_Existing_Appliances_Natural Gas_Stove/Oven_E9 | Residential | Multi-Family Moderate Income | Existing | Appliances | Natural Gas | Stove/Oven | E9 |  | 0% | 0% | 0% | 0 | 0 | 0 | 0 | 0 | 0 | 0 | 0 | 0% | 0 | 0 | 0% | Normal | 0% | 0 | 0 | 0 | [9 empty] | 0 | 0 |  |  |  | Residential_Multi-Family Moderate Income_Existing_Appliances_Stove/Oven_
Residential_Multi-Family Moderate Income_Existing_Appliances_Natural Gas_Stove/Oven_E10 | Residential | Multi-Family Moderate Income | Existing | Appliances | Natural Gas | Stove/Oven | E10 |  | 0% | 0% | 0% | 0 | 0 | 0 | 0 | 0 | 0 | 0 | 0 | 0% | 0 | 0 | 0% | Normal | 0% | 0 | 0 | 0 | [9 empty] | 0 | 0 |  |  |  | Residential_Multi-Family Moderate Income_Existing_Appliances_Stove/Oven_
Residential_Multi-Family Moderate Income_Existing_Miscellaneous_Natural Gas_Pool Heater_E1 | Residential | Multi-Family Moderate Income | Existing | Miscellaneous | Natural Gas | Pool Heater | E1 | Standard (EF 0.82) | 100% | 0% | 0% | 2127.3029 | 814.6684 | 0 | 0 | 8 | 12 | 2019 | 2051 | 100% | 0 | 0 | 0% | Normal | 0% | 59.7844 | 0 | 0 | units | 1 | 0 | 1 | 1004 | 2089 | 800 | 0 | 0 | 2020 | 1.0183 | CA eTRM - Pool Heater, Residential | CA eTRM - Pool Heater, Residential | CA eTRM - Pool Heater, Residential | Residential_Multi-Family Moderate Income_Existing_Miscellaneous_Pool Heater_Standard (EF 0.82)
Residential_Multi-Family Moderate Income_Existing_Miscellaneous_Natural Gas_Pool Heater_E2 | Residential | Multi-Family Moderate Income | Existing | Miscellaneous | Natural Gas | Pool Heater | E2 | High Efficiency (EF 0.84) | 96.41% | 0% | 0% | 2758.6709 | 814.6684 | 0 | 0 | 8 | 12 | 2019 | 2051 | 100% | 0 | 0 | 0% | Normal | 0% | 57.6407 | 0 | 0 | units | 1 | 0 | 1 | 968 | 2709 | 800 | 0 | 0 | 2020 | 1.0183 | CA eTRM - Pool Heater, Residential | CA eTRM - Pool Heater, Residential | CA eTRM - Pool Heater, Residential | Residential_Multi-Family Moderate Income_Existing_Miscellaneous_Pool Heater_High Efficiency (EF 0.84)
Residential_Multi-Family Moderate Income_Existing_Miscellaneous_Natural Gas_Pool Heater_E3 | Residential | Multi-Family Moderate Income | Existing | Miscellaneous | Natural Gas | Pool Heater | E3 | Condensing (EF .94) | 85.46% | 0% | 0% | 5028.5408 | 916.502 | 0 | 0 | 8 | 12 | 2019 | 2051 | 100% | 0 | 0 | 0% | Normal | 0% | 51.0906 | 0 | 0 | units | 1 | 0 | 1 | 858 | 4938 | 900 | 0 | 0 | 2020 | 1.0183 | CA eTRM - Pool Heater, Residential | CA eTRM - Pool Heater, Residential | CA eTRM - Pool Heater, Residential | Residential_Multi-Family Moderate Income_Existing_Miscellaneous_Pool Heater_Condensing (EF .94)
Residential_Multi-Family Moderate Income_Existing_Miscellaneous_Natural Gas_Pool Heater_E4 | Residential | Multi-Family Moderate Income | Existing | Miscellaneous | Natural Gas | Pool Heater | E4 | Condensing w/Imp. HX (EF 0.95) | 84.6% | 0% | 0% | 5082.0359 | 916.502 | 0 | 0 | 8 | 12 | 2019 | 2051 | 100% | 0 | 0 | 0% | Normal | 0% | 50.5797 | 0 | 0 | units | 1 | 0 | 1 | 849.42 | 4990.5319 | 900 | 0 | 0 | 2020 | 1.0183 | CA eTRM - Pool Heater, Residential | CA eTRM - Pool Heater, Residential | CA eTRM - Pool Heater, Residential | Residential_Multi-Family Moderate Income_Existing_Miscellaneous_Pool Heater_Condensing w/Imp. HX (EF 0.95)
Residential_Multi-Family Moderate Income_Existing_Miscellaneous_Natural Gas_Pool Heater_E5 | Residential | Multi-Family Moderate Income | Existing | Miscellaneous | Natural Gas | Pool Heater | E5 |  | 0% | 0% | 0% | 0 | 0 | 0 | 0 | 0 | 0 | 0 | 0 | 0% | 0 | 0 | 0% | Normal | 0% | 0 | 0 | 0 | [9 empty] | 0 | 0 |  |  |  | Residential_Multi-Family Moderate Income_Existing_Miscellaneous_Pool Heater_
Residential_Multi-Family Moderate Income_Existing_Miscellaneous_Natural Gas_Pool Heater_E6 | Residential | Multi-Family Moderate Income | Existing | Miscellaneous | Natural Gas | Pool Heater | E6 |  | 0% | 0% | 0% | 0 | 0 | 0 | 0 | 0 | 0 | 0 | 0 | 0% | 0 | 0 | 0% | Normal | 0% | 0 | 0 | 0 | [9 empty] | 0 | 0 |  |  |  | Residential_Multi-Family Moderate Income_Existing_Miscellaneous_Pool Heater_
Residential_Multi-Family Moderate Income_Existing_Miscellaneous_Natural Gas_Pool Heater_E7 | Residential | Multi-Family Moderate Income | Existing | Miscellaneous | Natural Gas | Pool Heater | E7 |  | 0% | 0% | 0% | 0 | 0 | 0 | 0 | 0 | 0 | 0 | 0 | 0% | 0 | 0 | 0% | Normal | 0% | 0 | 0 | 0 | [9 empty] | 0 | 0 |  |  |  | Residential_Multi-Family Moderate Income_Existing_Miscellaneous_Pool Heater_
Residential_Multi-Family Moderate Income_Existing_Miscellaneous_Natural Gas_Pool Heater_E8 | Residential | Multi-Family Moderate Income | Existing | Miscellaneous | Natural Gas | Pool Heater | E8 |  | 0% | 0% | 0% | 0 | 0 | 0 | 0 | 0 | 0 | 0 | 0 | 0% | 0 | 0 | 0% | Normal | 0% | 0 | 0 | 0 | [9 empty] | 0 | 0 |  |  |  | Residential_Multi-Family Moderate Income_Existing_Miscellaneous_Pool Heater_
Residential_Multi-Family Moderate Income_Existing_Miscellaneous_Natural Gas_Pool Heater_E9 | Residential | Multi-Family Moderate Income | Existing | Miscellaneous | Natural Gas | Pool Heater | E9 |  | 0% | 0% | 0% | 0 | 0 | 0 | 0 | 0 | 0 | 0 | 0 | 0% | 0 | 0 | 0% | Normal | 0% | 0 | 0 | 0 | [9 empty] | 0 | 0 |  |  |  | Residential_Multi-Family Moderate Income_Existing_Miscellaneous_Pool Heater_
Residential_Multi-Family Moderate Income_Existing_Miscellaneous_Natural Gas_Pool Heater_E10 | Residential | Multi-Family Moderate Income | Existing | Miscellaneous | Natural Gas | Pool Heater | E10 |  | 0% | 0% | 0% | 0 | 0 | 0 | 0 | 0 | 0 | 0 | 0 | 0% | 0 | 0 | 0% | Normal | 0% | 0 | 0 | 0 | [9 empty] | 0 | 0 |  |  |  | Residential_Multi-Family Moderate Income_Existing_Miscellaneous_Pool Heater_
Residential_Multi-Family Moderate Income_Existing_Miscellaneous_Natural Gas_Miscellaneous_E1 | Residential | Multi-Family Moderate Income | Existing | Miscellaneous | Natural Gas | Miscellaneous | E1 | Default | 100% | 0% | 0% | 107.428 | 0 | 0 | 0 | 5 | 10 | 2019 | 2051 | 100% | 0 | 0 | 0% | Normal | 0% | 5.6656 | 0 | 0 | units | 1 | 0 | 1 | 100 | 100 | 0 | 0 | 0 | 2016 | 1.0743 | Default | Default | Default | Residential_Multi-Family Moderate Income_Existing_Miscellaneous_Miscellaneous_Default
Residential_Multi-Family Moderate Income_Existing_Miscellaneous_Natural Gas_Miscellaneous_E2 | Residential | Multi-Family Moderate Income | Existing | Miscellaneous | Natural Gas | Miscellaneous | E2 |  | 0% | 0% | 0% | 0 | 0 | 0 | 0 | 0 | 0 | 0 | 0 | 0% | 0 | 0 | 0% | Normal | 0% | 0 | 0 | 0 | [9 empty] | 0 | 0 |  |  |  | Residential_Multi-Family Moderate Income_Existing_Miscellaneous_Miscellaneous_
Residential_Multi-Family Moderate Income_Existing_Miscellaneous_Natural Gas_Miscellaneous_E3 | Residential | Multi-Family Moderate Income | Existing | Miscellaneous | Natural Gas | Miscellaneous | E3 |  | 0% | 0% | 0% | 0 | 0 | 0 | 0 | 0 | 0 | 0 | 0 | 0% | 0 | 0 | 0% | Normal | 0% | 0 | 0 | 0 | [9 empty] | 0 | 0 |  |  |  | Residential_Multi-Family Moderate Income_Existing_Miscellaneous_Miscellaneous_
Residential_Multi-Family Moderate Income_Existing_Miscellaneous_Natural Gas_Miscellaneous_E4 | Residential | Multi-Family Moderate Income | Existing | Miscellaneous | Natural Gas | Miscellaneous | E4 |  | 0% | 0% | 0% | 0 | 0 | 0 | 0 | 0 | 0 | 0 | 0 | 0% | 0 | 0 | 0% | Normal | 0% | 0 | 0 | 0 | [9 empty] | 0 | 0 |  |  |  | Residential_Multi-Family Moderate Income_Existing_Miscellaneous_Miscellaneous_
Residential_Multi-Family Moderate Income_Existing_Miscellaneous_Natural Gas_Miscellaneous_E5 | Residential | Multi-Family Moderate Income | Existing | Miscellaneous | Natural Gas | Miscellaneous | E5 |  | 0% | 0% | 0% | 0 | 0 | 0 | 0 | 0 | 0 | 0 | 0 | 0% | 0 | 0 | 0% | Normal | 0% | 0 | 0 | 0 | [9 empty] | 0 | 0 |  |  |  | Residential_Multi-Family Moderate Income_Existing_Miscellaneous_Miscellaneous_
Residential_Multi-Family Moderate Income_Existing_Miscellaneous_Natural Gas_Miscellaneous_E6 | Residential | Multi-Family Moderate Income | Existing | Miscellaneous | Natural Gas | Miscellaneous | E6 |  | 0% | 0% | 0% | 0 | 0 | 0 | 0 | 0 | 0 | 0 | 0 | 0% | 0 | 0 | 0% | Normal | 0% | 0 | 0 | 0 | [9 empty] | 0 | 0 |  |  |  | Residential_Multi-Family Moderate Income_Existing_Miscellaneous_Miscellaneous_
Residential_Multi-Family Moderate Income_Existing_Miscellaneous_Natural Gas_Miscellaneous_E7 | Residential | Multi-Family Moderate Income | Existing | Miscellaneous | Natural Gas | Miscellaneous | E7 |  | 0% | 0% | 0% | 0 | 0 | 0 | 0 | 0 | 0 | 0 | 0 | 0% | 0 | 0 | 0% | Normal | 0% | 0 | 0 | 0 | [9 empty] | 0 | 0 |  |  |  | Residential_Multi-Family Moderate Income_Existing_Miscellaneous_Miscellaneous_
Residential_Multi-Family Moderate Income_Existing_Miscellaneous_Natural Gas_Miscellaneous_E8 | Residential | Multi-Family Moderate Income | Existing | Miscellaneous | Natural Gas | Miscellaneous | E8 |  | 0% | 0% | 0% | 0 | 0 | 0 | 0 | 0 | 0 | 0 | 0 | 0% | 0 | 0 | 0% | Normal | 0% | 0 | 0 | 0 | [9 empty] | 0 | 0 |  |  |  | Residential_Multi-Family Moderate Income_Existing_Miscellaneous_Miscellaneous_
Residential_Multi-Family Moderate Income_Existing_Miscellaneous_Natural Gas_Miscellaneous_E9 | Residential | Multi-Family Moderate Income | Existing | Miscellaneous | Natural Gas | Miscellaneous | E9 |  | 0% | 0% | 0% | 0 | 0 | 0 | 0 | 0 | 0 | 0 | 0 | 0% | 0 | 0 | 0% | Normal | 0% | 0 | 0 | 0 | [9 empty] | 0 | 0 |  |  |  | Residential_Multi-Family Moderate Income_Existing_Miscellaneous_Miscellaneous_
Residential_Multi-Family Moderate Income_Existing_Miscellaneous_Natural Gas_Miscellaneous_E10 | Residential | Multi-Family Moderate Income | Existing | Miscellaneous | Natural Gas | Miscellaneous | E10 |  | 0% | 0% | 0% | 0 | 0 | 0 | 0 | 0 | 0 | 0 | 0 | 0% | 0 | 0 | 0% | Normal | 0% | 0 | 0 | 0 | [9 empty] | 0 | 0 |  |  |  | Residential_Multi-Family Moderate Income_Existing_Miscellaneous_Miscellaneous_
Residential_Multi-Family Moderate Income_New_Space Heating_Natural Gas_Furnace_E1 | Residential | Multi-Family Moderate Income | New | Space Heating | Natural Gas | Furnace | E1 | AFUE 80% | 100% | 0% | 0% | 2082.466 | 831.3984 | 87.4741 | 0 | 16 | 27 | 2019 | 2023 | 100% | 0 | 0 | 0% | Normal | 0% | 312.0451 | 0 | 0 | kBTU/hr | 80 | 0 | 60 | 47.4 | 2642.5376 | 1055 | 111 | 0 | 2015 | 1.0507 | RTF Wkbk - ResESGasFurnaces_v2_0 | RTF Wkbk - ResESGasFurnaces_v2_0 ¦ O&M from DOE TSD | AEG BEST | Residential_Multi-Family Moderate Income_New_Space Heating_Furnace_AFUE 80%
Residential_Multi-Family Moderate Income_New_Space Heating_Natural Gas_Furnace_E2 | Residential | Multi-Family Moderate Income | New | Space Heating | Natural Gas | Furnace | E2 | AFUE 95% (ENERGY STAR 4.1) | 84.7% | 0% | 0% | 2644.7139 | 1079.6359 | 92.2025 | 0 | 16 | 27 | 2019 | 2023 | 100% | 0 | 0 | 0% | Normal | 0% | 264.314 | 0 | 0 | kBTU/hr | 80 | 0 | 60 | 40.1496 | 3356 | 1370 | 117 | 0 | 2015 | 1.0507 | RTF Wkbk - ResESGasFurnaces_v2_0 | RTF Wkbk - ResESGasFurnaces_v2_0 | AEG BEST | Residential_Multi-Family Moderate Income_New_Space Heating_Furnace_AFUE 95% (ENERGY STAR 4.1)
Residential_Multi-Family Moderate Income_New_Space Heating_Natural Gas_Furnace_E3 | Residential | Multi-Family Moderate Income | New | Space Heating | Natural Gas | Furnace | E3 | AFUE 97% (CEE Tier 3) | 81.86% | 0% | 0% | 2873.9105 | 1079.6359 | 92.2025 | 0 | 16 | 27 | 2019 | 2023 | 100% | 0 | 0 | 0% | Normal | 0% | 255.4267 | 0 | 0 | kBTU/hr | 80 | 0 | 60 | 38.7996 | 3646.8382 | 1370 | 117 | 0 | 2015 | 1.0507 | RTF Wkbk - ResESGasFurnaces_v2_0 | RTF Wkbk - ResESGasFurnaces_v2_0 | AEG BEST | Residential_Multi-Family Moderate Income_New_Space Heating_Furnace_AFUE 97% (CEE Tier 3)
Residential_Multi-Family Moderate Income_New_Space Heating_Natural Gas_Furnace_E4 | Residential | Multi-Family Moderate Income | New | Space Heating | Natural Gas | Furnace | E4 | Convert to Gas-Fired ASHP | 66.67% | 0% | 0% | 11770.4803 | 2029.3932 | 129.3738 | 0 | 12 | 18 | 2019 | 2051 | 100% | 0 | 0 | 0% | Normal | 0% | 208.03 | 0 | 0 | kBTU/hr | 80 | 0 | 60 | 31.6 | 15466.6667 | 2666.6667 | 170 | 0 | 2018 | 1.0147 | EIA 2018 Tech Forecast | EIA 2018 Tech Forecast | Algorithm calc | Residential_Multi-Family Moderate Income_New_Space Heating_Furnace_Convert to Gas-Fired ASHP
Residential_Multi-Family Moderate Income_New_Space Heating_Natural Gas_Furnace_E5 | Residential | Multi-Family Moderate Income | New | Space Heating | Natural Gas | Furnace | E5 | ASHP with AFUE 80% Backup | 53.33% | 0% | 0% | 4950.1536 | 1854.0845 | 118.1979 | 0 | 14 | 22 | 2019 | 2051 | 100% | 0 | 0 | 0% | Normal | 0% | 166.424 | 0 | 0 | kBTU/hr | 80 | 0 | 60 | 25.28 | 7119.6376 | 2666.6667 | 170 | 0 | 2023 | 0.92704 | RTF Wkbk - ResSF&MHExistingHVAC_v7_1 | RTF Wkbk - ResSF&MHExistingHVAC_v7_1 + RTF Wkbk - ResESGasFurnaces_v2_0 | Algorithm calc | Residential_Multi-Family Moderate Income_New_Space Heating_Furnace_ASHP with AFUE 80% Backup
Residential_Multi-Family Moderate Income_New_Space Heating_Natural Gas_Furnace_E6 | Residential | Multi-Family Moderate Income | New | Space Heating | Natural Gas | Furnace | E6 | ASHP with AFUE 95% backup | 44.91% | 0% | 0% | 5446.2109 | 1854.0845 | 118.1979 | 0 | 14 | 22 | 2019 | 2051 | 100% | 0 | 0 | 0% | Normal | 0% | 140.1466 | 0 | 0 | kBTU/hr | 80 | 0 | 60 | 21.2884 | 7833.1 | 2666.6667 | 170 | 0 | 2023 | 0.92704 | RTF Wkbk - ResSF&MHExistingHVAC_v7_1 | RTF Wkbk - ResSF&MHExistingHVAC_v7_1 + RTF Wkbk - ResESGasFurnaces_v2_0 | Algorithm calc | Residential_Multi-Family Moderate Income_New_Space Heating_Furnace_ASHP with AFUE 95% backup
Residential_Multi-Family Moderate Income_New_Space Heating_Natural Gas_Furnace_E7 | Residential | Multi-Family Moderate Income | New | Space Heating | Natural Gas | Furnace | E7 |  | 0% | 0% | 0% | 0 | 0 | 0 | 0 | 0 | 0 | 0 | 0 | 0% | 0 | 0 | 0% | Normal | 0% | 0 | 0 | 0 | [9 empty] | 0 | 0 |  |  |  | Residential_Multi-Family Moderate Income_New_Space Heating_Furnace_
Residential_Multi-Family Moderate Income_New_Space Heating_Natural Gas_Furnace_E8 | Residential | Multi-Family Moderate Income | New | Space Heating | Natural Gas | Furnace | E8 |  | 0% | 0% | 0% | 0 | 0 | 0 | 0 | 0 | 0 | 0 | 0 | 0% | 0 | 0 | 0% | Normal | 0% | 0 | 0 | 0 | [9 empty] | 0 | 0 |  |  |  | Residential_Multi-Family Moderate Income_New_Space Heating_Furnace_
Residential_Multi-Family Moderate Income_New_Space Heating_Natural Gas_Furnace_E9 | Residential | Multi-Family Moderate Income | New | Space Heating | Natural Gas | Furnace | E9 |  | 0% | 0% | 0% | 0 | 0 | 0 | 0 | 0 | 0 | 0 | 0 | 0% | 0 | 0 | 0% | Normal | 0% | 0 | 0 | 0 | [9 empty] | 0 | 0 |  |  |  | Residential_Multi-Family Moderate Income_New_Space Heating_Furnace_
Residential_Multi-Family Moderate Income_New_Space Heating_Natural Gas_Furnace_E10 | Residential | Multi-Family Moderate Income | New | Space Heating | Natural Gas | Furnace | E10 |  | 0% | 0% | 0% | 0 | 0 | 0 | 0 | 0 | 0 | 0 | 0 | 0% | 0 | 0 | 0% | Normal | 0% | 0 | 0 | 0 | [9 empty] | 0 | 0 |  |  |  | Residential_Multi-Family Moderate Income_New_Space Heating_Furnace_
Residential_Multi-Family Moderate Income_New_Space Heating_Natural Gas_Boiler_E1 | Residential | Multi-Family Moderate Income | New | Space Heating | Natural Gas | Boiler | E1 | AFUE 80% | 100% | 0% | 0% | 1188.6446 | 1188.6446 | 28.9913 | 0 | 20 | 30 | 2019 | 2020 | 100% | 0 | 0 | 0% | Normal | 0% | 161.1476 | 0 | 0 | kBTU/hr | 105 | 0 | 60 | 47.1 | 2050 | 2050 | 50 | 0 | 2018 | 1.0147 | EIA 2018 Tech Forecast | EIA 2018 Tech Forecast | BEST | Residential_Multi-Family Moderate Income_New_Space Heating_Boiler_AFUE 80%
Residential_Multi-Family Moderate Income_New_Space Heating_Natural Gas_Boiler_E2 | Residential | Multi-Family Moderate Income | New | Space Heating | Natural Gas | Boiler | E2 | AFUE 82% | 97.77% | 0% | 0% | 1130.6619 | 1536.5405 | 52.1844 | 0 | 20 | 30 | 2019 | 2023 | 100% | 0 | 0 | 0% | Normal | 0% | 157.5551 | 0 | 0 | kBTU/hr | 105 | 0 | 60 | 46.05 | 1950 | 2650 | 90 | 0 | 2018 | 1.0147 | EIA 2018 Tech Forecast | EIA 2018 Tech Forecast | BEST | Residential_Multi-Family Moderate Income_New_Space Heating_Boiler_AFUE 82%
Residential_Multi-Family Moderate Income_New_Space Heating_Natural Gas_Boiler_E3 | Residential | Multi-Family Moderate Income | New | Space Heating | Natural Gas | Boiler | E3 | AFUE 85% | 96.5% | 0% | 0% | 1505.9386 | 1642.8421 | 52.1844 | 0 | 20 | 30 | 2019 | 2023 | 100% | 0 | 0 | 0% | Normal | 0% | 155.5023 | 0 | 0 | kBTU/hr | 105 | 0 | 60 | 45.45 | 2597.2222 | 2833.3333 | 90 | 0 | 2018 | 1.0147 | EIA 2018 Tech Forecast | EIA 2018 Tech Forecast | BEST | Residential_Multi-Family Moderate Income_New_Space Heating_Boiler_AFUE 85%
Residential_Multi-Family Moderate Income_New_Space Heating_Natural Gas_Boiler_E4 | Residential | Multi-Family Moderate Income | New | Space Heating | Natural Gas | Boiler | E4 | AFUE 90% | 90.55% | 0% | 0% | 1594.5232 | 1739.4798 | 52.1844 | 0 | 20 | 30 | 2019 | 2023 | 100% | 0 | 0 | 0% | Normal | 0% | 145.9237 | 0 | 0 | kBTU/hr | 105 | 0 | 60 | 42.6504 | 2750 | 3000 | 90 | 0 | 2018 | 1.0147 | EIA 2018 Tech Forecast | EIA 2018 Tech Forecast | BEST | Residential_Multi-Family Moderate Income_New_Space Heating_Boiler_AFUE 90%
Residential_Multi-Family Moderate Income_New_Space Heating_Natural Gas_Boiler_E5 | Residential | Multi-Family Moderate Income | New | Space Heating | Natural Gas | Boiler | E5 | AFUE 95% | 84.29% | 0% | 0% | 2129.5178 | 1732.0079 | 52.1844 | 0 | 20 | 30 | 2019 | 2023 | 100% | 0 | 0 | 0% | Normal | 0% | 135.8279 | 0 | 0 | kBTU/hr | 105 | 0 | 60 | 39.6996 | 3672.6804 | 2987.1134 | 90 | 0 | 2018 | 1.0147 | EIA 2018 Tech Forecast | EIA 2018 Tech Forecast | BEST | Residential_Multi-Family Moderate Income_New_Space Heating_Boiler_AFUE 95%
Residential_Multi-Family Moderate Income_New_Space Heating_Natural Gas_Boiler_E6 | Residential | Multi-Family Moderate Income | New | Space Heating | Natural Gas | Boiler | E6 | Convert to Gas-Fired ASHP | 67.09% | 0% | 0% | 11770.4803 | 2029.3932 | 129.3738 | 0 | 12 | 18 | 2019 | 2051 | 100% | 0 | 0 | 0% | Normal | 0% | 108.116 | 0 | 0 | kBTU/hr | 80 | 0 | 60 | 31.6 | 15466.6667 | 2666.6667 | 170 | 0 | 2018 | 1.0147 | EIA 2018 Tech Forecast | EIA 2018 Tech Forecast | AEG BEST | Residential_Multi-Family Moderate Income_New_Space Heating_Boiler_Convert to Gas-Fired ASHP
Residential_Multi-Family Moderate Income_New_Space Heating_Natural Gas_Boiler_E7 | Residential | Multi-Family Moderate Income | New | Space Heating | Natural Gas | Boiler | E7 | ASHP with AFUE 80% Backup | 53.67% | 0% | 0% | 4950.1536 | 1854.0845 | 118.1979 | 0 | 14 | 22 | 2019 | 2051 | 100% | 0 | 0 | 0% | Normal | 0% | 86.4928 | 0 | 0 | kBTU/hr | 80 | 0 | 60 | 25.28 | 7119.6376 | 2666.6667 | 170 | 0 | 2023 | 0.92704 | RTF Wkbk - ResSF&MHExistingHVAC_v7_1 | RTF Wkbk - ResSF&MHExistingHVAC_v7_1 + RTF Wkbk - ResESGasFurnaces_v2_0 | Algorithm calc | Residential_Multi-Family Moderate Income_New_Space Heating_Boiler_ASHP with AFUE 80% Backup
Residential_Multi-Family Moderate Income_New_Space Heating_Natural Gas_Boiler_E8 | Residential | Multi-Family Moderate Income | New | Space Heating | Natural Gas | Boiler | E8 | ASHP with AFUE 95% backup | 45.2% | 0% | 0% | 5446.2109 | 1854.0845 | 118.1979 | 0 | 14 | 22 | 2019 | 2051 | 100% | 0 | 0 | 0% | Normal | 0% | 72.836 | 0 | 0 | kBTU/hr | 80 | 0 | 60 | 21.2884 | 7833.1 | 2666.6667 | 170 | 0 | 2023 | 0.92704 | RTF Wkbk - ResSF&MHExistingHVAC_v7_1 | RTF Wkbk - ResSF&MHExistingHVAC_v7_1 + RTF Wkbk - ResESGasFurnaces_v2_0 | Algorithm calc | Residential_Multi-Family Moderate Income_New_Space Heating_Boiler_ASHP with AFUE 95% backup
Residential_Multi-Family Moderate Income_New_Space Heating_Natural Gas_Boiler_E9 | Residential | Multi-Family Moderate Income | New | Space Heating | Natural Gas | Boiler | E9 |  | 0% | 0% | 0% | 0 | 0 | 0 | 0 | 0 | 0 | 0 | 0 | 0% | 0 | 0 | 0% | Normal | 0% | 0 | 0 | 0 | [9 empty] | 0 | 0 |  |  |  | Residential_Multi-Family Moderate Income_New_Space Heating_Boiler_
Residential_Multi-Family Moderate Income_New_Space Heating_Natural Gas_Boiler_E10 | Residential | Multi-Family Moderate Income | New | Space Heating | Natural Gas | Boiler | E10 |  | 0% | 0% | 0% | 0 | 0 | 0 | 0 | 0 | 0 | 0 | 0 | 0% | 0 | 0 | 0% | Normal | 0% | 0 | 0 | 0 | [9 empty] | 0 | 0 |  |  |  | Residential_Multi-Family Moderate Income_New_Space Heating_Boiler_
Residential_Multi-Family Moderate Income_New_Secondary Heating_Natural Gas_Fireplace_E1 | Residential | Multi-Family Moderate Income | New | Secondary Heating | Natural Gas | Fireplace | E1 | Baseline (>50% FE) | 100% | 0% | 0% | 2567.1 | 1052 | 0 | 0 | 12 | 20 | 2019 | 2051 | 100% | 0 | 0 | 0% | Normal | 0% | 57.3276 | 0 | 0 | unit | 1 | 0 | 1 | 287.4458 | 2567.1 | 1052 | 0 | 0 | 2021 | 1 | RTF Wkbk - ResGasFireplaces_v1_0 | CA eTRM - Gas Fireplace, Residential - SWHC047-03 | AEG BEST / Market Profile | Residential_Multi-Family Moderate Income_New_Secondary Heating_Fireplace_Baseline (>50% FE)
Residential_Multi-Family Moderate Income_New_Secondary Heating_Natural Gas_Fireplace_E2 | Residential | Multi-Family Moderate Income | New | Secondary Heating | Natural Gas | Fireplace | E2 | Tier 1 (70% FE) | 83.16% | 0% | 0% | 2896.46 | 1052 | -0.27683 | 0 | 12 | 20 | 2019 | 2051 | 100% | 0 | 0 | 0% | Normal | 0% | 47.6728 | 0 | 0 | unit | 1 | 0 | 1 | 239.0358 | 2896.46 | 1052 | -0.27683 | 0 | 2021 | 1 | RTF Wkbk - ResGasFireplaces_v1_0 | CA eTRM - Gas Fireplace, Residential - SWHC047-03 | AEG BEST / Market Profile | Residential_Multi-Family Moderate Income_New_Secondary Heating_Fireplace_Tier 1 (70% FE)
Residential_Multi-Family Moderate Income_New_Secondary Heating_Natural Gas_Fireplace_E3 | Residential | Multi-Family Moderate Income | New | Secondary Heating | Natural Gas | Fireplace | E3 | Tier 2 (>75% FE) | 79.34% | 0% | 0% | 2972.5 | 1052 | -0.27683 | 0 | 12 | 20 | 2019 | 2051 | 100% | 0 | 0 | 0% | Normal | 0% | 45.483 | 0 | 0 | unit | 1 | 0 | 1 | 228.0558 | 2972.5 | 1052 | -0.27683 | 0 | 2021 | 1 | RTF Wkbk - ResGasFireplaces_v1_0 | CA eTRM - Gas Fireplace, Residential - SWHC047-03 | AEG BEST / Market Profile | Residential_Multi-Family Moderate Income_New_Secondary Heating_Fireplace_Tier 2 (>75% FE)
Residential_Multi-Family Moderate Income_New_Secondary Heating_Natural Gas_Fireplace_E4 | Residential | Multi-Family Moderate Income | New | Secondary Heating | Natural Gas | Fireplace | E4 |  | 0% | 0% | 0% | 0 | 0 | 0 | 0 | 0 | 0 | 0 | 0 | 0% | 0 | 0 | 0% | Normal | 0% | 0 | 0 | 0 | [9 empty] | 0 | 0 |  |  |  | Residential_Multi-Family Moderate Income_New_Secondary Heating_Fireplace_
Residential_Multi-Family Moderate Income_New_Secondary Heating_Natural Gas_Fireplace_E5 | Residential | Multi-Family Moderate Income | New | Secondary Heating | Natural Gas | Fireplace | E5 |  | 0% | 0% | 0% | 0 | 0 | 0 | 0 | 0 | 0 | 0 | 0 | 0% | 0 | 0 | 0% | Normal | 0% | 0 | 0 | 0 | [9 empty] | 0 | 0 |  |  |  | Residential_Multi-Family Moderate Income_New_Secondary Heating_Fireplace_
Residential_Multi-Family Moderate Income_New_Secondary Heating_Natural Gas_Fireplace_E6 | Residential | Multi-Family Moderate Income | New | Secondary Heating | Natural Gas | Fireplace | E6 |  | 0% | 0% | 0% | 0 | 0 | 0 | 0 | 0 | 0 | 0 | 0 | 0% | 0 | 0 | 0% | Normal | 0% | 0 | 0 | 0 | [9 empty] | 0 | 0 |  |  |  | Residential_Multi-Family Moderate Income_New_Secondary Heating_Fireplace_
Residential_Multi-Family Moderate Income_New_Secondary Heating_Natural Gas_Fireplace_E7 | Residential | Multi-Family Moderate Income | New | Secondary Heating | Natural Gas | Fireplace | E7 |  | 0% | 0% | 0% | 0 | 0 | 0 | 0 | 0 | 0 | 0 | 0 | 0% | 0 | 0 | 0% | Normal | 0% | 0 | 0 | 0 | [9 empty] | 0 | 0 |  |  |  | Residential_Multi-Family Moderate Income_New_Secondary Heating_Fireplace_
Residential_Multi-Family Moderate Income_New_Secondary Heating_Natural Gas_Fireplace_E8 | Residential | Multi-Family Moderate Income | New | Secondary Heating | Natural Gas | Fireplace | E8 |  | 0% | 0% | 0% | 0 | 0 | 0 | 0 | 0 | 0 | 0 | 0 | 0% | 0 | 0 | 0% | Normal | 0% | 0 | 0 | 0 | [9 empty] | 0 | 0 |  |  |  | Residential_Multi-Family Moderate Income_New_Secondary Heating_Fireplace_
Residential_Multi-Family Moderate Income_New_Secondary Heating_Natural Gas_Fireplace_E9 | Residential | Multi-Family Moderate Income | New | Secondary Heating | Natural Gas | Fireplace | E9 |  | 0% | 0% | 0% | 0 | 0 | 0 | 0 | 0 | 0 | 0 | 0 | 0% | 0 | 0 | 0% | Normal | 0% | 0 | 0 | 0 | [9 empty] | 0 | 0 |  |  |  | Residential_Multi-Family Moderate Income_New_Secondary Heating_Fireplace_
Residential_Multi-Family Moderate Income_New_Secondary Heating_Natural Gas_Fireplace_E10 | Residential | Multi-Family Moderate Income | New | Secondary Heating | Natural Gas | Fireplace | E10 |  | 0% | 0% | 0% | 0 | 0 | 0 | 0 | 0 | 0 | 0 | 0 | 0% | 0 | 0 | 0% | Normal | 0% | 0 | 0 | 0 | [9 empty] | 0 | 0 |  |  |  | Residential_Multi-Family Moderate Income_New_Secondary Heating_Fireplace_
Residential_Multi-Family Moderate Income_New_Water Heating_Natural Gas_Water Heater (<= 55 gal)_E1 | Residential | Multi-Family Moderate Income | New | Water Heating | Natural Gas | Water Heater (<= 55 gal) | E1 | UEF 0.58 (Standard) | 100% | 0% | 0% | 539.7178 | 588.5979 | 0 | 0 | 10 | 16 | 2019 | 2023 | 100% | 0 | 0 | 0% | Normal | 0% | 134.6004 | 0 | 0 | unit | 1 | 0 | 1 | 167.8101 | 530 | 578 | 0 | 0 | 2020 | 1.0183 | RTF WkBk - ResGasWH_v2_0 | RTF WkBk - ResGasWH_v2_0 | AEG BEST / Market Profile Calculations | Residential_Multi-Family Moderate Income_New_Water Heating_Water Heater (<= 55 gal)_UEF 0.58 (Standard)
Residential_Multi-Family Moderate Income_New_Water Heating_Natural Gas_Water Heater (<= 55 gal)_E2 | Residential | Multi-Family Moderate Income | New | Water Heating | Natural Gas | Water Heater (<= 55 gal) | E2 | UEF 0.64 (ENERGY STAR 4.0) | 90.62% | 0% | 0% | 684.3215 | 588.5979 | 0 | 0 | 10 | 16 | 2019 | 2023 | 100% | 0 | 0 | 0% | Normal | 0% | 121.9816 | 0 | 0 | unit | 1 | 0 | 1 | 152.0779 | 672 | 578 | 0 | 0 | 2020 | 1.0183 | RTF WkBk - ResGasWH_v2_0 | RTF WkBk - ResGasWH_v2_0 | AEG BEST / Market Profile Calculations | Residential_Multi-Family Moderate Income_New_Water Heating_Water Heater (<= 55 gal)_UEF 0.64 (ENERGY STAR 4.0)
Residential_Multi-Family Moderate Income_New_Water Heating_Natural Gas_Water Heater (<= 55 gal)_E3 | Residential | Multi-Family Moderate Income | New | Water Heating | Natural Gas | Water Heater (<= 55 gal) | E3 | UEF 0.81 (ENERGY STAR 5.0) | 71.6% | 0% | 0% | 2276.9982 | 1315.6895 | 0 | 0 | 10 | 16 | 2019 | 2023 | 100% | 0 | 0 | 0% | Normal | 0% | 96.3805 | 0 | 0 | unit | 1 | 0 | 1 | 120.1604 | 2236 | 1292 | 0 | 0 | 2020 | 1.0183 | RTF WkBk - ResGasWH_v2_0 | RTF WkBk - ResGasWH_v2_0 | AEG BEST / Market Profile Calculations | Residential_Multi-Family Moderate Income_New_Water Heating_Water Heater (<= 55 gal)_UEF 0.81 (ENERGY STAR 5.0)
Residential_Multi-Family Moderate Income_New_Water Heating_Natural Gas_Water Heater (<= 55 gal)_E4 | Residential | Multi-Family Moderate Income | New | Water Heating | Natural Gas | Water Heater (<= 55 gal) | E4 | UEF 0.87 (Instantaneous, ENERGY STAR 4.0) | 66.67% | 0% | 0% | 874.7842 | 1427.8716 | 0 | 0 | 15 | 25 | 2019 | 2023 | 100% | 0 | 0 | 0% | Normal | 0% | 89.7336 | 0 | 0 | unit | 1 | 0 | 1 | 111.8734 | 859.0334 | 1402.1622 | 0 | 0 | 2020 | 1.0183 | RTF WkBk - ResGasWH_v2_0 | RTF WkBk - ResGasWH_v2_0 - AEG Adjusted | AEG BEST / Market Profile Calculations | Residential_Multi-Family Moderate Income_New_Water Heating_Water Heater (<= 55 gal)_UEF 0.87 (Instantaneous, ENERGY STAR 4.0)
Residential_Multi-Family Moderate Income_New_Water Heating_Natural Gas_Water Heater (<= 55 gal)_E5 | Residential | Multi-Family Moderate Income | New | Water Heating | Natural Gas | Water Heater (<= 55 gal) | E5 | UEF 0.95 (Instantaneous, ENERGY STAR 5.0) | 63.74% | 0% | 0% | 1183.5883 | 1427.8716 | 0 | 0 | 15 | 25 | 2019 | 2023 | 100% | 0 | 0 | 0% | Normal | 0% | 85.7893 | 0 | 0 | unit | 1 | 0 | 1 | 106.9559 | 1162.2773 | 1402.1622 | 0 | 0 | 2020 | 1.0183 | RTF WkBk - ResGasWH_v2_0 | RTF WkBk - ResGasWH_v2_0 - AEG Adjusted | AEG BEST / Market Profile Calculations | Residential_Multi-Family Moderate Income_New_Water Heating_Water Heater (<= 55 gal)_UEF 0.95 (Instantaneous, ENERGY STAR 5.0)
Residential_Multi-Family Moderate Income_New_Water Heating_Natural Gas_Water Heater (<= 55 gal)_E6 | Residential | Multi-Family Moderate Income | New | Water Heating | Natural Gas | Water Heater (<= 55 gal) | E6 | UEF 1.0+ (Gas-Fired HPWH) | 54.72% | 0% | 0% | 2627.2224 | 2573.2687 | 0 | 0 | 10 | 16 | 2019 | 2051 | 30% | 0 | 0 | 0% | Normal | 0% | 73.6493 | 0 | 0 | unit | 1 | 0 | 1 | 91.8206 | 2471.2858 | 2420.5345 | 0 | 0 | 2017 | 1.0631 | RTF WkBk - ResGasWH_v2_0 | Modified EIA 2018 Tech Forecast and Regional Technical Forum | AEG BEST / Market Profile Calculations | Residential_Multi-Family Moderate Income_New_Water Heating_Water Heater (<= 55 gal)_UEF 1.0+ (Gas-Fired HPWH)
Residential_Multi-Family Moderate Income_New_Water Heating_Natural Gas_Water Heater (<= 55 gal)_E7 | Residential | Multi-Family Moderate Income | New | Water Heating | Natural Gas | Water Heater (<= 55 gal) | E7 | NEEA Gas-Fired Absorption HPWH (COP 1.3) | 44.62% | 0% | 0% | 5425.462 | 735.0259 | 0 | 0 | 6 | 20 | 2023 | 2051 | 30% | 0 | 0 | 0% | Normal | 0% | 60.0525 | 0 | 0 | unit | 1 | 0 | 1 | 74.8691 | 5166.9245 | 700 | 0 | 0 | 2018 | 1.05 | EIA 2018 Tech Forecast | Modified EIA 2018 Tech Forecast | IL TRM - 5.4.2 - RS-HWE-GWHT-V09-210101 | Residential_Multi-Family Moderate Income_New_Water Heating_Water Heater (<= 55 gal)_NEEA Gas-Fired Absorption HPWH (COP 1.3)
Residential_Multi-Family Moderate Income_New_Water Heating_Natural Gas_Water Heater (<= 55 gal)_E8 | Residential | Multi-Family Moderate Income | New | Water Heating | Natural Gas | Water Heater (<= 55 gal) | E8 |  | 0% | 0% | 0% | 0 | 0 | 0 | 0 | 0 | 0 | 0 | 0 | 0% | 0 | 0 | 0% | Normal | 0% | 0 | 0 | 0 | [9 empty] | 0 | 0 |  |  |  | Residential_Multi-Family Moderate Income_New_Water Heating_Water Heater (<= 55 gal)_
Residential_Multi-Family Moderate Income_New_Water Heating_Natural Gas_Water Heater (<= 55 gal)_E9 | Residential | Multi-Family Moderate Income | New | Water Heating | Natural Gas | Water Heater (<= 55 gal) | E9 |  | 0% | 0% | 0% | 0 | 0 | 0 | 0 | 0 | 0 | 0 | 0 | 0% | 0 | 0 | 0% | Normal | 0% | 0 | 0 | 0 | [9 empty] | 0 | 0 |  |  |  | Residential_Multi-Family Moderate Income_New_Water Heating_Water Heater (<= 55 gal)_
Residential_Multi-Family Moderate Income_New_Water Heating_Natural Gas_Water Heater (<= 55 gal)_E10 | Residential | Multi-Family Moderate Income | New | Water Heating | Natural Gas | Water Heater (<= 55 gal) | E10 |  | 0% | 0% | 0% | 0 | 0 | 0 | 0 | 0 | 0 | 0 | 0 | 0% | 0 | 0 | 0% | Normal | 0% | 0 | 0 | 0 | [9 empty] | 0 | 0 |  |  |  | Residential_Multi-Family Moderate Income_New_Water Heating_Water Heater (<= 55 gal)_
Residential_Multi-Family Moderate Income_New_Water Heating_Natural Gas_Water Heater (> 55 gal)_E1 | Residential | Multi-Family Moderate Income | New | Water Heating | Natural Gas | Water Heater (> 55 gal) | E1 | UEF 0.76 (Standard) | 100% | 0% | 0% | 620.6755 | 676.8876 | 0 | 0 | 10 | 16 | 2019 | 2023 | 100% | 0 | 0 | 0% | Normal | 0% | 134.6004 | 0 | 0 | unit | 1 | 0 | 1 | 128.0656 | 609.5 | 664.7 | 0 | 0 | 2020 | 1.0183 | Same as small WH | Scaled from small WH | AEG BEST / Market Profile Calculations | Residential_Multi-Family Moderate Income_New_Water Heating_Water Heater (> 55 gal)_UEF 0.76 (Standard)
Residential_Multi-Family Moderate Income_New_Water Heating_Natural Gas_Water Heater (> 55 gal)_E2 | Residential | Multi-Family Moderate Income | New | Water Heating | Natural Gas | Water Heater (> 55 gal) | E2 | UEF 0.78 (ENERGY STAR 4.0) | 97.44% | 0% | 0% | 786.9697 | 676.8876 | 0 | 0 | 10 | 16 | 2019 | 2023 | 100% | 0 | 0 | 0% | Normal | 0% | 131.1491 | 0 | 0 | unit | 1 | 0 | 1 | 124.7819 | 772.8 | 664.7 | 0 | 0 | 2020 | 1.0183 | Same as small WH | Scaled from small WH | AEG BEST / Market Profile Calculations | Residential_Multi-Family Moderate Income_New_Water Heating_Water Heater (> 55 gal)_UEF 0.78 (ENERGY STAR 4.0)
Residential_Multi-Family Moderate Income_New_Water Heating_Natural Gas_Water Heater (> 55 gal)_E3 | Residential | Multi-Family Moderate Income | New | Water Heating | Natural Gas | Water Heater (> 55 gal) | E3 | UEF 0.86 (ENERGY STAR 5.0) | 93.83% | 0% | 0% | 2618.548 | 1513.0429 | 0 | 0 | 10 | 16 | 2019 | 2023 | 100% | 0 | 0 | 0% | Normal | 0% | 126.2917 | 0 | 0 | unit | 1 | 0 | 1 | 120.1604 | 2571.4 | 1485.8 | 0 | 0 | 2020 | 1.0183 | Same as small WH | Scaled from small WH | AEG BEST / Market Profile Calculations | Residential_Multi-Family Moderate Income_New_Water Heating_Water Heater (> 55 gal)_UEF 0.86 (ENERGY STAR 5.0)
Residential_Multi-Family Moderate Income_New_Water Heating_Natural Gas_Water Heater (> 55 gal)_E4 | Residential | Multi-Family Moderate Income | New | Water Heating | Natural Gas | Water Heater (> 55 gal) | E4 | UEF 0.87 (Instantaneous, ENERGY STAR 4.0) | 87.36% | 0% | 0% | 1006.0018 | 1642.0523 | 0 | 0 | 15 | 25 | 2019 | 2023 | 100% | 0 | 0 | 0% | Normal | 0% | 117.582 | 0 | 0 | unit | 1 | 0 | 1 | 111.8734 | 987.8884 | 1612.4865 | 0 | 0 | 2020 | 1.0183 | Same as small WH | Scaled from small WH | AEG BEST / Market Profile Calculations | Residential_Multi-Family Moderate Income_New_Water Heating_Water Heater (> 55 gal)_UEF 0.87 (Instantaneous, ENERGY STAR 4.0)
Residential_Multi-Family Moderate Income_New_Water Heating_Natural Gas_Water Heater (> 55 gal)_E5 | Residential | Multi-Family Moderate Income | New | Water Heating | Natural Gas | Water Heater (> 55 gal) | E5 | UEF 0.95 (Instantaneous, ENERGY STAR 5.0) | 83.52% | 0% | 0% | 1361.1265 | 1642.0523 | 0 | 0 | 15 | 25 | 2019 | 2023 | 100% | 0 | 0 | 0% | Normal | 0% | 112.4135 | 0 | 0 | unit | 1 | 0 | 1 | 106.9559 | 1336.6189 | 1612.4865 | 0 | 0 | 2020 | 1.0183 | Same as small WH | Scaled from small WH | AEG BEST / Market Profile Calculations | Residential_Multi-Family Moderate Income_New_Water Heating_Water Heater (> 55 gal)_UEF 0.95 (Instantaneous, ENERGY STAR 5.0)
Residential_Multi-Family Moderate Income_New_Water Heating_Natural Gas_Water Heater (> 55 gal)_E6 | Residential | Multi-Family Moderate Income | New | Water Heating | Natural Gas | Water Heater (> 55 gal) | E6 | UEF 1.0+ (Gas-Fired HPWH) | 71.7% | 0% | 0% | 3021.3057 | 2959.259 | 0 | 0 | 10 | 16 | 2019 | 2051 | 30% | 0 | 0 | 0% | Normal | 0% | 96.5059 | 0 | 0 | unit | 1 | 0 | 1 | 91.8206 | 2841.9786 | 2783.6147 | 0 | 0 | 2017 | 1.0631 | Same as small WH | Scaled from small WH | AEG BEST / Market Profile Calculations | Residential_Multi-Family Moderate Income_New_Water Heating_Water Heater (> 55 gal)_UEF 1.0+ (Gas-Fired HPWH)
Residential_Multi-Family Moderate Income_New_Water Heating_Natural Gas_Water Heater (> 55 gal)_E7 | Residential | Multi-Family Moderate Income | New | Water Heating | Natural Gas | Water Heater (> 55 gal) | E7 | NEEA Gas-Fired Absorption HPWH (COP 1.3) | 58.46% | 0% | 0% | 6239.2813 | 845.2798 | 0 | 0 | 6 | 20 | 2024 | 2051 | 30% | 0 | 0 | 0% | Normal | 0% | 78.6895 | 0 | 0 | unit | 1 | 0 | 1 | 74.8691 | 5941.9632 | 805 | 0 | 0 | 2018 | 1.05 | Scaled from small | Scaled from small | IL TRM - 5.4.2 - RS-HWE-GWHT-V09-210101 | Residential_Multi-Family Moderate Income_New_Water Heating_Water Heater (> 55 gal)_NEEA Gas-Fired Absorption HPWH (COP 1.3)
Residential_Multi-Family Moderate Income_New_Water Heating_Natural Gas_Water Heater (> 55 gal)_E8 | Residential | Multi-Family Moderate Income | New | Water Heating | Natural Gas | Water Heater (> 55 gal) | E8 |  | 0% | 0% | 0% | 0 | 0 | 0 | 0 | 0 | 0 | 0 | 0 | 0% | 0 | 0 | 0% | Normal | 0% | 0 | 0 | 0 | [9 empty] | 0 | 0 |  |  |  | Residential_Multi-Family Moderate Income_New_Water Heating_Water Heater (> 55 gal)_
Residential_Multi-Family Moderate Income_New_Water Heating_Natural Gas_Water Heater (> 55 gal)_E9 | Residential | Multi-Family Moderate Income | New | Water Heating | Natural Gas | Water Heater (> 55 gal) | E9 |  | 0% | 0% | 0% | 0 | 0 | 0 | 0 | 0 | 0 | 0 | 0 | 0% | 0 | 0 | 0% | Normal | 0% | 0 | 0 | 0 | [9 empty] | 0 | 0 |  |  |  | Residential_Multi-Family Moderate Income_New_Water Heating_Water Heater (> 55 gal)_
Residential_Multi-Family Moderate Income_New_Water Heating_Natural Gas_Water Heater (> 55 gal)_E10 | Residential | Multi-Family Moderate Income | New | Water Heating | Natural Gas | Water Heater (> 55 gal) | E10 |  | 0% | 0% | 0% | 0 | 0 | 0 | 0 | 0 | 0 | 0 | 0 | 0% | 0 | 0 | 0% | Normal | 0% | 0 | 0 | 0 | [9 empty] | 0 | 0 |  |  |  | Residential_Multi-Family Moderate Income_New_Water Heating_Water Heater (> 55 gal)_
Residential_Multi-Family Moderate Income_New_Appliances_Natural Gas_Clothes Dryer_E1 | Residential | Multi-Family Moderate Income | New | Appliances | Natural Gas | Clothes Dryer | E1 | Standard | 100% | 0% | 0% | 525.0185 | 168.0059 | 0 | 0 | 9 | 15 | 2019 | 2051 | 100% | 0 | 0 | 0% | Normal | 0% | 12.3593 | 0 | 0 | units | 1 | 0 | 1 | 29.1837 | 500 | 160 | 0 | 0 | 2018 | 1.05 | RTF Workbook - ResClothesDryers_v4.1 | EIA 2018 Tech Forecast | RTF Workbook - ResClothesDryers_v4.1 | Residential_Multi-Family Moderate Income_New_Appliances_Clothes Dryer_Standard
Residential_Multi-Family Moderate Income_New_Appliances_Natural Gas_Clothes Dryer_E2 | Residential | Multi-Family Moderate Income | New | Appliances | Natural Gas | Clothes Dryer | E2 | NEEA/ENERGY STAR (CE >60%) | 94.43% | 0% | 0% | 574.0737 | 170.0959 | 0 | 0 | 9 | 15 | 2019 | 2051 | 100% | 0 | 0 | 0% | Normal | 0% | 11.6706 | 0 | 0 | units | 1 | 0 | 1 | 27.5575 | 540 | 160 | 0 | 0 | 2017 | 1.0631 | RTF Workbook - ResClothesDryers_v4.1 | RTF Workbook - ResClothesDryers_v4.1 | RTF Workbook - ResClothesDryers_v4.1 | Residential_Multi-Family Moderate Income_New_Appliances_Clothes Dryer_NEEA/ENERGY STAR (CE >60%)
Residential_Multi-Family Moderate Income_New_Appliances_Natural Gas_Clothes Dryer_E3 | Residential | Multi-Family Moderate Income | New | Appliances | Natural Gas | Clothes Dryer | E3 |  | 0% | 0% | 0% | 0 | 0 | 0 | 0 | 0 | 0 | 0 | 0 | 0% | 0 | 0 | 0% | Normal | 0% | 0 | 0 | 0 | [9 empty] | 0 | 0 |  |  |  | Residential_Multi-Family Moderate Income_New_Appliances_Clothes Dryer_
Residential_Multi-Family Moderate Income_New_Appliances_Natural Gas_Clothes Dryer_E4 | Residential | Multi-Family Moderate Income | New | Appliances | Natural Gas | Clothes Dryer | E4 |  | 0% | 0% | 0% | 0 | 0 | 0 | 0 | 0 | 0 | 0 | 0 | 0% | 0 | 0 | 0% | Normal | 0% | 0 | 0 | 0 | [9 empty] | 0 | 0 |  |  |  | Residential_Multi-Family Moderate Income_New_Appliances_Clothes Dryer_
Residential_Multi-Family Moderate Income_New_Appliances_Natural Gas_Clothes Dryer_E5 | Residential | Multi-Family Moderate Income | New | Appliances | Natural Gas | Clothes Dryer | E5 |  | 0% | 0% | 0% | 0 | 0 | 0 | 0 | 0 | 0 | 0 | 0 | 0% | 0 | 0 | 0% | Normal | 0% | 0 | 0 | 0 | [9 empty] | 0 | 0 |  |  |  | Residential_Multi-Family Moderate Income_New_Appliances_Clothes Dryer_
Residential_Multi-Family Moderate Income_New_Appliances_Natural Gas_Clothes Dryer_E6 | Residential | Multi-Family Moderate Income | New | Appliances | Natural Gas | Clothes Dryer | E6 |  | 0% | 0% | 0% | 0 | 0 | 0 | 0 | 0 | 0 | 0 | 0 | 0% | 0 | 0 | 0% | Normal | 0% | 0 | 0 | 0 | [9 empty] | 0 | 0 |  |  |  | Residential_Multi-Family Moderate Income_New_Appliances_Clothes Dryer_
Residential_Multi-Family Moderate Income_New_Appliances_Natural Gas_Clothes Dryer_E7 | Residential | Multi-Family Moderate Income | New | Appliances | Natural Gas | Clothes Dryer | E7 |  | 0% | 0% | 0% | 0 | 0 | 0 | 0 | 0 | 0 | 0 | 0 | 0% | 0 | 0 | 0% | Normal | 0% | 0 | 0 | 0 | [9 empty] | 0 | 0 |  |  |  | Residential_Multi-Family Moderate Income_New_Appliances_Clothes Dryer_
Residential_Multi-Family Moderate Income_New_Appliances_Natural Gas_Clothes Dryer_E8 | Residential | Multi-Family Moderate Income | New | Appliances | Natural Gas | Clothes Dryer | E8 |  | 0% | 0% | 0% | 0 | 0 | 0 | 0 | 0 | 0 | 0 | 0 | 0% | 0 | 0 | 0% | Normal | 0% | 0 | 0 | 0 | [9 empty] | 0 | 0 |  |  |  | Residential_Multi-Family Moderate Income_New_Appliances_Clothes Dryer_
Residential_Multi-Family Moderate Income_New_Appliances_Natural Gas_Clothes Dryer_E9 | Residential | Multi-Family Moderate Income | New | Appliances | Natural Gas | Clothes Dryer | E9 |  | 0% | 0% | 0% | 0 | 0 | 0 | 0 | 0 | 0 | 0 | 0 | 0% | 0 | 0 | 0% | Normal | 0% | 0 | 0 | 0 | [9 empty] | 0 | 0 |  |  |  | Residential_Multi-Family Moderate Income_New_Appliances_Clothes Dryer_
Residential_Multi-Family Moderate Income_New_Appliances_Natural Gas_Clothes Dryer_E10 | Residential | Multi-Family Moderate Income | New | Appliances | Natural Gas | Clothes Dryer | E10 |  | 0% | 0% | 0% | 0 | 0 | 0 | 0 | 0 | 0 | 0 | 0 | 0% | 0 | 0 | 0% | Normal | 0% | 0 | 0 | 0 | [9 empty] | 0 | 0 |  |  |  | Residential_Multi-Family Moderate Income_New_Appliances_Clothes Dryer_
Residential_Multi-Family Moderate Income_New_Appliances_Natural Gas_Stove/Oven_E1 | Residential | Multi-Family Moderate Income | New | Appliances | Natural Gas | Stove/Oven | E1 | EF 0.399 | 100% | 0% | 0% | 861.0304 | 115.5041 | 0 | 0 | 9 | 15 | 2019 | 2051 | 100% | 0 | 0 | 0% | Normal | 0% | 15.5977 | 0 | 0 | units | 1 | 0 | 1 | 31.82 | 820 | 110 | 0 | 0 | 2018 | 1.05 | EIA 2018 Appendix A | EIA 2018 Appendix A | EIA 2018 Appendix A | Residential_Multi-Family Moderate Income_New_Appliances_Stove/Oven_EF 0.399
Residential_Multi-Family Moderate Income_New_Appliances_Natural Gas_Stove/Oven_E2 | Residential | Multi-Family Moderate Income | New | Appliances | Natural Gas | Stove/Oven | E2 | High Efficiency (730 + 1660 IAEC) | 75.11% | 0% | 0% | 913.5322 | 115.5041 | 0 | 0 | 9 | 15 | 2019 | 2051 | 100% | 0 | 0 | 0% | Normal | 0% | 11.7154 | 0 | 0 | units | 1 | 0 | 1 | 23.9 | 870 | 110 | 0 | 0 | 2018 | 1.05 | EIA 2018 Appendix A | EIA 2018 Appendix A | EIA 2018 Appendix A | Residential_Multi-Family Moderate Income_New_Appliances_Stove/Oven_High Efficiency (730 + 1660 IAEC)
Residential_Multi-Family Moderate Income_New_Appliances_Natural Gas_Stove/Oven_E3 | Residential | Multi-Family Moderate Income | New | Appliances | Natural Gas | Stove/Oven | E3 |  | 0% | 0% | 0% | 0 | 0 | 0 | 0 | 0 | 0 | 0 | 0 | 0% | 0 | 0 | 0% | Normal | 0% | 0 | 0 | 0 | [9 empty] | 0 | 0 |  |  |  | Residential_Multi-Family Moderate Income_New_Appliances_Stove/Oven_
Residential_Multi-Family Moderate Income_New_Appliances_Natural Gas_Stove/Oven_E4 | Residential | Multi-Family Moderate Income | New | Appliances | Natural Gas | Stove/Oven | E4 |  | 0% | 0% | 0% | 0 | 0 | 0 | 0 | 0 | 0 | 0 | 0 | 0% | 0 | 0 | 0% | Normal | 0% | 0 | 0 | 0 | [9 empty] | 0 | 0 |  |  |  | Residential_Multi-Family Moderate Income_New_Appliances_Stove/Oven_
Residential_Multi-Family Moderate Income_New_Appliances_Natural Gas_Stove/Oven_E5 | Residential | Multi-Family Moderate Income | New | Appliances | Natural Gas | Stove/Oven | E5 |  | 0% | 0% | 0% | 0 | 0 | 0 | 0 | 0 | 0 | 0 | 0 | 0% | 0 | 0 | 0% | Normal | 0% | 0 | 0 | 0 | [9 empty] | 0 | 0 |  |  |  | Residential_Multi-Family Moderate Income_New_Appliances_Stove/Oven_
Residential_Multi-Family Moderate Income_New_Appliances_Natural Gas_Stove/Oven_E6 | Residential | Multi-Family Moderate Income | New | Appliances | Natural Gas | Stove/Oven | E6 |  | 0% | 0% | 0% | 0 | 0 | 0 | 0 | 0 | 0 | 0 | 0 | 0% | 0 | 0 | 0% | Normal | 0% | 0 | 0 | 0 | [9 empty] | 0 | 0 |  |  |  | Residential_Multi-Family Moderate Income_New_Appliances_Stove/Oven_
Residential_Multi-Family Moderate Income_New_Appliances_Natural Gas_Stove/Oven_E7 | Residential | Multi-Family Moderate Income | New | Appliances | Natural Gas | Stove/Oven | E7 |  | 0% | 0% | 0% | 0 | 0 | 0 | 0 | 0 | 0 | 0 | 0 | 0% | 0 | 0 | 0% | Normal | 0% | 0 | 0 | 0 | [9 empty] | 0 | 0 |  |  |  | Residential_Multi-Family Moderate Income_New_Appliances_Stove/Oven_
Residential_Multi-Family Moderate Income_New_Appliances_Natural Gas_Stove/Oven_E8 | Residential | Multi-Family Moderate Income | New | Appliances | Natural Gas | Stove/Oven | E8 |  | 0% | 0% | 0% | 0 | 0 | 0 | 0 | 0 | 0 | 0 | 0 | 0% | 0 | 0 | 0% | Normal | 0% | 0 | 0 | 0 | [9 empty] | 0 | 0 |  |  |  | Residential_Multi-Family Moderate Income_New_Appliances_Stove/Oven_
Residential_Multi-Family Moderate Income_New_Appliances_Natural Gas_Stove/Oven_E9 | Residential | Multi-Family Moderate Income | New | Appliances | Natural Gas | Stove/Oven | E9 |  | 0% | 0% | 0% | 0 | 0 | 0 | 0 | 0 | 0 | 0 | 0 | 0% | 0 | 0 | 0% | Normal | 0% | 0 | 0 | 0 | [9 empty] | 0 | 0 |  |  |  | Residential_Multi-Family Moderate Income_New_Appliances_Stove/Oven_
Residential_Multi-Family Moderate Income_New_Appliances_Natural Gas_Stove/Oven_E10 | Residential | Multi-Family Moderate Income | New | Appliances | Natural Gas | Stove/Oven | E10 |  | 0% | 0% | 0% | 0 | 0 | 0 | 0 | 0 | 0 | 0 | 0 | 0% | 0 | 0 | 0% | Normal | 0% | 0 | 0 | 0 | [9 empty] | 0 | 0 |  |  |  | Residential_Multi-Family Moderate Income_New_Appliances_Stove/Oven_
Residential_Multi-Family Moderate Income_New_Miscellaneous_Natural Gas_Pool Heater_E1 | Residential | Multi-Family Moderate Income | New | Miscellaneous | Natural Gas | Pool Heater | E1 | Standard (EF 0.82) | 100% | 0% | 0% | 2127.3029 | 814.6684 | 0 | 0 | 8 | 12 | 2019 | 2051 | 100% | 0 | 0 | 0% | Normal | 0% | 59.7844 | 0 | 0 | units | 1 | 0 | 1 | 1004 | 2089 | 800 | 0 | 0 | 2020 | 1.0183 | CA eTRM - Pool Heater, Residential | CA eTRM - Pool Heater, Residential | CA eTRM - Pool Heater, Residential | Residential_Multi-Family Moderate Income_New_Miscellaneous_Pool Heater_Standard (EF 0.82)
Residential_Multi-Family Moderate Income_New_Miscellaneous_Natural Gas_Pool Heater_E2 | Residential | Multi-Family Moderate Income | New | Miscellaneous | Natural Gas | Pool Heater | E2 | High Efficiency (EF 0.84) | 96.41% | 0% | 0% | 2758.6709 | 814.6684 | 0 | 0 | 8 | 12 | 2019 | 2051 | 100% | 0 | 0 | 0% | Normal | 0% | 57.6407 | 0 | 0 | units | 1 | 0 | 1 | 968 | 2709 | 800 | 0 | 0 | 2020 | 1.0183 | CA eTRM - Pool Heater, Residential | CA eTRM - Pool Heater, Residential | CA eTRM - Pool Heater, Residential | Residential_Multi-Family Moderate Income_New_Miscellaneous_Pool Heater_High Efficiency (EF 0.84)
Residential_Multi-Family Moderate Income_New_Miscellaneous_Natural Gas_Pool Heater_E3 | Residential | Multi-Family Moderate Income | New | Miscellaneous | Natural Gas | Pool Heater | E3 | Condensing (EF .94) | 85.46% | 0% | 0% | 5028.5408 | 916.502 | 0 | 0 | 8 | 12 | 2019 | 2051 | 100% | 0 | 0 | 0% | Normal | 0% | 51.0906 | 0 | 0 | units | 1 | 0 | 1 | 858 | 4938 | 900 | 0 | 0 | 2020 | 1.0183 | CA eTRM - Pool Heater, Residential | CA eTRM - Pool Heater, Residential | CA eTRM - Pool Heater, Residential | Residential_Multi-Family Moderate Income_New_Miscellaneous_Pool Heater_Condensing (EF .94)
Residential_Multi-Family Moderate Income_New_Miscellaneous_Natural Gas_Pool Heater_E4 | Residential | Multi-Family Moderate Income | New | Miscellaneous | Natural Gas | Pool Heater | E4 | Condensing w/Imp. HX (EF 0.95) | 84.6% | 0% | 0% | 5082.0359 | 916.502 | 0 | 0 | 8 | 12 | 2019 | 2051 | 100% | 0 | 0 | 0% | Normal | 0% | 50.5797 | 0 | 0 | units | 1 | 0 | 1 | 849.42 | 4990.5319 | 900 | 0 | 0 | 2020 | 1.0183 | CA eTRM - Pool Heater, Residential | CA eTRM - Pool Heater, Residential | CA eTRM - Pool Heater, Residential | Residential_Multi-Family Moderate Income_New_Miscellaneous_Pool Heater_Condensing w/Imp. HX (EF 0.95)
Residential_Multi-Family Moderate Income_New_Miscellaneous_Natural Gas_Pool Heater_E5 | Residential | Multi-Family Moderate Income | New | Miscellaneous | Natural Gas | Pool Heater | E5 |  | 0% | 0% | 0% | 0 | 0 | 0 | 0 | 0 | 0 | 0 | 0 | 0% | 0 | 0 | 0% | Normal | 0% | 0 | 0 | 0 | [9 empty] | 0 | 0 |  |  |  | Residential_Multi-Family Moderate Income_New_Miscellaneous_Pool Heater_
Residential_Multi-Family Moderate Income_New_Miscellaneous_Natural Gas_Pool Heater_E6 | Residential | Multi-Family Moderate Income | New | Miscellaneous | Natural Gas | Pool Heater | E6 |  | 0% | 0% | 0% | 0 | 0 | 0 | 0 | 0 | 0 | 0 | 0 | 0% | 0 | 0 | 0% | Normal | 0% | 0 | 0 | 0 | [9 empty] | 0 | 0 |  |  |  | Residential_Multi-Family Moderate Income_New_Miscellaneous_Pool Heater_
Residential_Multi-Family Moderate Income_New_Miscellaneous_Natural Gas_Pool Heater_E7 | Residential | Multi-Family Moderate Income | New | Miscellaneous | Natural Gas | Pool Heater | E7 |  | 0% | 0% | 0% | 0 | 0 | 0 | 0 | 0 | 0 | 0 | 0 | 0% | 0 | 0 | 0% | Normal | 0% | 0 | 0 | 0 | [9 empty] | 0 | 0 |  |  |  | Residential_Multi-Family Moderate Income_New_Miscellaneous_Pool Heater_
Residential_Multi-Family Moderate Income_New_Miscellaneous_Natural Gas_Pool Heater_E8 | Residential | Multi-Family Moderate Income | New | Miscellaneous | Natural Gas | Pool Heater | E8 |  | 0% | 0% | 0% | 0 | 0 | 0 | 0 | 0 | 0 | 0 | 0 | 0% | 0 | 0 | 0% | Normal | 0% | 0 | 0 | 0 | [9 empty] | 0 | 0 |  |  |  | Residential_Multi-Family Moderate Income_New_Miscellaneous_Pool Heater_
Residential_Multi-Family Moderate Income_New_Miscellaneous_Natural Gas_Pool Heater_E9 | Residential | Multi-Family Moderate Income | New | Miscellaneous | Natural Gas | Pool Heater | E9 |  | 0% | 0% | 0% | 0 | 0 | 0 | 0 | 0 | 0 | 0 | 0 | 0% | 0 | 0 | 0% | Normal | 0% | 0 | 0 | 0 | [9 empty] | 0 | 0 |  |  |  | Residential_Multi-Family Moderate Income_New_Miscellaneous_Pool Heater_
Residential_Multi-Family Moderate Income_New_Miscellaneous_Natural Gas_Pool Heater_E10 | Residential | Multi-Family Moderate Income | New | Miscellaneous | Natural Gas | Pool Heater | E10 |  | 0% | 0% | 0% | 0 | 0 | 0 | 0 | 0 | 0 | 0 | 0 | 0% | 0 | 0 | 0% | Normal | 0% | 0 | 0 | 0 | [9 empty] | 0 | 0 |  |  |  | Residential_Multi-Family Moderate Income_New_Miscellaneous_Pool Heater_
Residential_Multi-Family Moderate Income_New_Miscellaneous_Natural Gas_Miscellaneous_E1 | Residential | Multi-Family Moderate Income | New | Miscellaneous | Natural Gas | Miscellaneous | E1 | Default | 100% | 0% | 0% | 107.428 | 0 | 0 | 0 | 5 | 10 | 2019 | 2051 | 100% | 0 | 0 | 0% | Normal | 0% | 5.6656 | 0 | 0 | units | 1 | 0 | 1 | 100 | 100 | 0 | 0 | 0 | 2016 | 1.0743 | Default | Default | Default | Residential_Multi-Family Moderate Income_New_Miscellaneous_Miscellaneous_Default
Residential_Multi-Family Moderate Income_New_Miscellaneous_Natural Gas_Miscellaneous_E2 | Residential | Multi-Family Moderate Income | New | Miscellaneous | Natural Gas | Miscellaneous | E2 |  | 0% | 0% | 0% | 0 | 0 | 0 | 0 | 0 | 0 | 0 | 0 | 0% | 0 | 0 | 0% | Normal | 0% | 0 | 0 | 0 | [9 empty] | 0 | 0 |  |  |  | Residential_Multi-Family Moderate Income_New_Miscellaneous_Miscellaneous_
Residential_Multi-Family Moderate Income_New_Miscellaneous_Natural Gas_Miscellaneous_E3 | Residential | Multi-Family Moderate Income | New | Miscellaneous | Natural Gas | Miscellaneous | E3 |  | 0% | 0% | 0% | 0 | 0 | 0 | 0 | 0 | 0 | 0 | 0 | 0% | 0 | 0 | 0% | Normal | 0% | 0 | 0 | 0 | [9 empty] | 0 | 0 |  |  |  | Residential_Multi-Family Moderate Income_New_Miscellaneous_Miscellaneous_
Residential_Multi-Family Moderate Income_New_Miscellaneous_Natural Gas_Miscellaneous_E4 | Residential | Multi-Family Moderate Income | New | Miscellaneous | Natural Gas | Miscellaneous | E4 |  | 0% | 0% | 0% | 0 | 0 | 0 | 0 | 0 | 0 | 0 | 0 | 0% | 0 | 0 | 0% | Normal | 0% | 0 | 0 | 0 | [9 empty] | 0 | 0 |  |  |  | Residential_Multi-Family Moderate Income_New_Miscellaneous_Miscellaneous_
Residential_Multi-Family Moderate Income_New_Miscellaneous_Natural Gas_Miscellaneous_E5 | Residential | Multi-Family Moderate Income | New | Miscellaneous | Natural Gas | Miscellaneous | E5 |  | 0% | 0% | 0% | 0 | 0 | 0 | 0 | 0 | 0 | 0 | 0 | 0% | 0 | 0 | 0% | Normal | 0% | 0 | 0 | 0 | [9 empty] | 0 | 0 |  |  |  | Residential_Multi-Family Moderate Income_New_Miscellaneous_Miscellaneous_
Residential_Multi-Family Moderate Income_New_Miscellaneous_Natural Gas_Miscellaneous_E6 | Residential | Multi-Family Moderate Income | New | Miscellaneous | Natural Gas | Miscellaneous | E6 |  | 0% | 0% | 0% | 0 | 0 | 0 | 0 | 0 | 0 | 0 | 0 | 0% | 0 | 0 | 0% | Normal | 0% | 0 | 0 | 0 | [9 empty] | 0 | 0 |  |  |  | Residential_Multi-Family Moderate Income_New_Miscellaneous_Miscellaneous_
Residential_Multi-Family Moderate Income_New_Miscellaneous_Natural Gas_Miscellaneous_E7 | Residential | Multi-Family Moderate Income | New | Miscellaneous | Natural Gas | Miscellaneous | E7 |  | 0% | 0% | 0% | 0 | 0 | 0 | 0 | 0 | 0 | 0 | 0 | 0% | 0 | 0 | 0% | Normal | 0% | 0 | 0 | 0 | [9 empty] | 0 | 0 |  |  |  | Residential_Multi-Family Moderate Income_New_Miscellaneous_Miscellaneous_
Residential_Multi-Family Moderate Income_New_Miscellaneous_Natural Gas_Miscellaneous_E8 | Residential | Multi-Family Moderate Income | New | Miscellaneous | Natural Gas | Miscellaneous | E8 |  | 0% | 0% | 0% | 0 | 0 | 0 | 0 | 0 | 0 | 0 | 0 | 0% | 0 | 0 | 0% | Normal | 0% | 0 | 0 | 0 | [9 empty] | 0 | 0 |  |  |  | Residential_Multi-Family Moderate Income_New_Miscellaneous_Miscellaneous_
Residential_Multi-Family Moderate Income_New_Miscellaneous_Natural Gas_Miscellaneous_E9 | Residential | Multi-Family Moderate Income | New | Miscellaneous | Natural Gas | Miscellaneous | E9 |  | 0% | 0% | 0% | 0 | 0 | 0 | 0 | 0 | 0 | 0 | 0 | 0% | 0 | 0 | 0% | Normal | 0% | 0 | 0 | 0 | [9 empty] | 0 | 0 |  |  |  | Residential_Multi-Family Moderate Income_New_Miscellaneous_Miscellaneous_
Residential_Multi-Family Moderate Income_New_Miscellaneous_Natural Gas_Miscellaneous_E10 | Residential | Multi-Family Moderate Income | New | Miscellaneous | Natural Gas | Miscellaneous | E10 |  | 0% | 0% | 0% | 0 | 0 | 0 | 0 | 0 | 0 | 0 | 0 | 0% | 0 | 0 | 0% | Normal | 0% | 0 | 0 | 0 | [9 empty] | 0 | 0 |  |  |  | Residential_Multi-Family Moderate Income_New_Miscellaneous_Miscellaneous_
Residential_Multi-Family Low Income_Existing_Space Heating_Natural Gas_Furnace_E1 | Residential | Multi-Family Low Income | Existing | Space Heating | Natural Gas | Furnace | E1 | AFUE 80% | 100% | 0% | 0% | 2082.466 | 831.3984 | 87.4741 | 0 | 16 | 27 | 2019 | 2051 | 100% | 0 | 0 | 0% | Normal | 0% | 217.6605 | 0 | 0 | kBTU/hr | 80 | 0 | 60 | 74.667 | 2642.5376 | 1055 | 111 | 0 | 2015 | 1.0507 | RTF Wkbk - ResESGasFurnaces_v2_0 | RTF Wkbk - ResESGasFurnaces_v2_0 ¦ O&M from DOE TSD | AEG BEST | Residential_Multi-Family Low Income_Existing_Space Heating_Furnace_AFUE 80%
Residential_Multi-Family Low Income_Existing_Space Heating_Natural Gas_Furnace_E2 | Residential | Multi-Family Low Income | Existing | Space Heating | Natural Gas | Furnace | E2 | AFUE 95% (ENERGY STAR 4.1) | 84.71% | 0% | 0% | 2644.7139 | 1079.6359 | 92.2025 | 0 | 16 | 27 | 2019 | 2051 | 100% | 0 | 0 | 0% | Normal | 0% | 184.379 | 0 | 0 | kBTU/hr | 80 | 0 | 60 | 63.25 | 3356 | 1370 | 117 | 0 | 2015 | 1.0507 | RTF Wkbk - ResESGasFurnaces_v2_0 | RTF Wkbk - ResESGasFurnaces_v2_0 | AEG BEST | Residential_Multi-Family Low Income_Existing_Space Heating_Furnace_AFUE 95% (ENERGY STAR 4.1)
Residential_Multi-Family Low Income_Existing_Space Heating_Natural Gas_Furnace_E3 | Residential | Multi-Family Low Income | Existing | Space Heating | Natural Gas | Furnace | E3 | AFUE 97% (CEE Tier 3) | 81.86% | 0% | 0% | 2873.9105 | 1079.6359 | 92.2025 | 0 | 16 | 27 | 2019 | 2051 | 100% | 0 | 0 | 0% | Normal | 0% | 178.1844 | 0 | 0 | kBTU/hr | 80 | 0 | 60 | 61.125 | 3646.8382 | 1370 | 117 | 0 | 2015 | 1.0507 | RTF Wkbk - ResESGasFurnaces_v2_0 | RTF Wkbk - ResESGasFurnaces_v2_0 | AEG BEST | Residential_Multi-Family Low Income_Existing_Space Heating_Furnace_AFUE 97% (CEE Tier 3)
Residential_Multi-Family Low Income_Existing_Space Heating_Natural Gas_Furnace_E4 | Residential | Multi-Family Low Income | Existing | Space Heating | Natural Gas | Furnace | E4 | Convert to Gas-Fired ASHP | 66.67% | 0% | 0% | 11770.4803 | 2029.3932 | 129.3738 | 0 | 12 | 18 | 2019 | 2051 | 100% | 0 | 0 | 0% | Normal | 0% | 145.107 | 0 | 0 | kBTU/hr | 80 | 0 | 60 | 49.778 | 15466.6667 | 2666.6667 | 170 | 0 | 2018 | 1.0147 | EIA 2018 Tech Forecast | EIA 2018 Tech Forecast | Algorithm calc | Residential_Multi-Family Low Income_Existing_Space Heating_Furnace_Convert to Gas-Fired ASHP
Residential_Multi-Family Low Income_Existing_Space Heating_Natural Gas_Furnace_E5 | Residential | Multi-Family Low Income | Existing | Space Heating | Natural Gas | Furnace | E5 | ASHP with AFUE 80% Backup | 53.33% | 0% | 0% | 4950.1536 | 1854.0845 | 118.1979 | 0 | 14 | 22 | 2019 | 2051 | 100% | 0 | 0 | 0% | Normal | 0% | 116.0856 | 0 | 0 | kBTU/hr | 80 | 0 | 60 | 39.8224 | 7119.6376 | 2666.6667 | 170 | 0 | 2023 | 0.92704 | RTF Wkbk - ResSF&MHExistingHVAC_v7_1 | RTF Wkbk - ResSF&MHExistingHVAC_v7_1 + RTF Wkbk - ResESGasFurnaces_v2_0 | Algorithm calc | Residential_Multi-Family Low Income_Existing_Space Heating_Furnace_ASHP with AFUE 80% Backup
Residential_Multi-Family Low Income_Existing_Space Heating_Natural Gas_Furnace_E6 | Residential | Multi-Family Low Income | Existing | Space Heating | Natural Gas | Furnace | E6 | ASHP with AFUE 95% backup | 44.91% | 0% | 0% | 5446.2109 | 1854.0845 | 118.1979 | 0 | 14 | 22 | 2019 | 2051 | 100% | 0 | 0 | 0% | Normal | 0% | 97.7563 | 0 | 0 | kBTU/hr | 80 | 0 | 60 | 33.5347 | 7833.1 | 2666.6667 | 170 | 0 | 2023 | 0.92704 | RTF Wkbk - ResSF&MHExistingHVAC_v7_1 | RTF Wkbk - ResSF&MHExistingHVAC_v7_1 + RTF Wkbk - ResESGasFurnaces_v2_0 | Algorithm calc | Residential_Multi-Family Low Income_Existing_Space Heating_Furnace_ASHP with AFUE 95% backup
Residential_Multi-Family Low Income_Existing_Space Heating_Natural Gas_Furnace_E7 | Residential | Multi-Family Low Income | Existing | Space Heating | Natural Gas | Furnace | E7 |  | 0% | 0% | 0% | 0 | 0 | 0 | 0 | 0 | 0 | 0 | 0 | 0% | 0 | 0 | 0% | Normal | 0% | 0 | 0 | 0 | [9 empty] | 0 | 0 |  |  |  | Residential_Multi-Family Low Income_Existing_Space Heating_Furnace_
Residential_Multi-Family Low Income_Existing_Space Heating_Natural Gas_Furnace_E8 | Residential | Multi-Family Low Income | Existing | Space Heating | Natural Gas | Furnace | E8 |  | 0% | 0% | 0% | 0 | 0 | 0 | 0 | 0 | 0 | 0 | 0 | 0% | 0 | 0 | 0% | Normal | 0% | 0 | 0 | 0 | [9 empty] | 0 | 0 |  |  |  | Residential_Multi-Family Low Income_Existing_Space Heating_Furnace_
Residential_Multi-Family Low Income_Existing_Space Heating_Natural Gas_Furnace_E9 | Residential | Multi-Family Low Income | Existing | Space Heating | Natural Gas | Furnace | E9 |  | 0% | 0% | 0% | 0 | 0 | 0 | 0 | 0 | 0 | 0 | 0 | 0% | 0 | 0 | 0% | Normal | 0% | 0 | 0 | 0 | [9 empty] | 0 | 0 |  |  |  | Residential_Multi-Family Low Income_Existing_Space Heating_Furnace_
Residential_Multi-Family Low Income_Existing_Space Heating_Natural Gas_Furnace_E10 | Residential | Multi-Family Low Income | Existing | Space Heating | Natural Gas | Furnace | E10 |  | 0% | 0% | 0% | 0 | 0 | 0 | 0 | 0 | 0 | 0 | 0 | 0% | 0 | 0 | 0% | Normal | 0% | 0 | 0 | 0 | [9 empty] | 0 | 0 |  |  |  | Residential_Multi-Family Low Income_Existing_Space Heating_Furnace_
Residential_Multi-Family Low Income_Existing_Space Heating_Natural Gas_Boiler_E1 | Residential | Multi-Family Low Income | Existing | Space Heating | Natural Gas | Boiler | E1 | AFUE 80% | 100% | 0% | 0% | 1188.6446 | 1188.6446 | 28.9913 | 0 | 20 | 30 | 2019 | 2020 | 100% | 0 | 0 | 0% | Normal | 0% | 182.6897 | 0 | 0 | kBTU/hr | 105 | 0 | 60 | 76 | 2050 | 2050 | 50 | 0 | 2018 | 1.0147 | EIA 2018 Tech Forecast | EIA 2018 Tech Forecast | BEST | Residential_Multi-Family Low Income_Existing_Space Heating_Boiler_AFUE 80%
Residential_Multi-Family Low Income_Existing_Space Heating_Natural Gas_Boiler_E2 | Residential | Multi-Family Low Income | Existing | Space Heating | Natural Gas | Boiler | E2 | AFUE 82% | 97.75% | 0% | 0% | 1130.6619 | 1536.5405 | 52.1844 | 0 | 20 | 30 | 2019 | 2051 | 100% | 0 | 0 | 0% | Normal | 0% | 178.584 | 0 | 0 | kBTU/hr | 105 | 0 | 60 | 74.292 | 1950 | 2650 | 90 | 0 | 2018 | 1.0147 | EIA 2018 Tech Forecast | EIA 2018 Tech Forecast | BEST | Residential_Multi-Family Low Income_Existing_Space Heating_Boiler_AFUE 82%
Residential_Multi-Family Low Income_Existing_Space Heating_Natural Gas_Boiler_E3 | Residential | Multi-Family Low Income | Existing | Space Heating | Natural Gas | Boiler | E3 | AFUE 85% | 96.49% | 0% | 0% | 1505.9386 | 1642.8421 | 52.1844 | 0 | 20 | 30 | 2019 | 2051 | 100% | 0 | 0 | 0% | Normal | 0% | 176.2787 | 0 | 0 | kBTU/hr | 105 | 0 | 60 | 73.333 | 2597.2222 | 2833.3333 | 90 | 0 | 2018 | 1.0147 | EIA 2018 Tech Forecast | EIA 2018 Tech Forecast | BEST | Residential_Multi-Family Low Income_Existing_Space Heating_Boiler_AFUE 85%
Residential_Multi-Family Low Income_Existing_Space Heating_Natural Gas_Boiler_E4 | Residential | Multi-Family Low Income | Existing | Space Heating | Natural Gas | Boiler | E4 | AFUE 90% | 90.57% | 0% | 0% | 1594.5232 | 1739.4798 | 52.1844 | 0 | 20 | 30 | 2019 | 2051 | 100% | 0 | 0 | 0% | Normal | 0% | 165.4616 | 0 | 0 | kBTU/hr | 105 | 0 | 60 | 68.833 | 2750 | 3000 | 90 | 0 | 2018 | 1.0147 | EIA 2018 Tech Forecast | EIA 2018 Tech Forecast | BEST | Residential_Multi-Family Low Income_Existing_Space Heating_Boiler_AFUE 90%
Residential_Multi-Family Low Income_Existing_Space Heating_Natural Gas_Boiler_E5 | Residential | Multi-Family Low Income | Existing | Space Heating | Natural Gas | Boiler | E5 | AFUE 95% | 84.32% | 0% | 0% | 2129.5178 | 1732.0079 | 52.1844 | 0 | 20 | 30 | 2019 | 2051 | 100% | 0 | 0 | 0% | Normal | 0% | 154.0435 | 0 | 0 | kBTU/hr | 105 | 0 | 60 | 64.083 | 3672.6804 | 2987.1134 | 90 | 0 | 2018 | 1.0147 | EIA 2018 Tech Forecast | EIA 2018 Tech Forecast | BEST | Residential_Multi-Family Low Income_Existing_Space Heating_Boiler_AFUE 95%
Residential_Multi-Family Low Income_Existing_Space Heating_Natural Gas_Boiler_E6 | Residential | Multi-Family Low Income | Existing | Space Heating | Natural Gas | Boiler | E6 | Convert to Gas-Fired ASHP | 65.5% | 0% | 0% | 11770.4803 | 2029.3932 | 129.3738 | 0 | 12 | 18 | 2019 | 2051 | 100% | 0 | 0 | 0% | Normal | 0% | 119.6569 | 0 | 0 | kBTU/hr | 80 | 0 | 60 | 49.778 | 15466.6667 | 2666.6667 | 170 | 0 | 2018 | 1.0147 | EIA 2018 Tech Forecast | EIA 2018 Tech Forecast | AEG BEST | Residential_Multi-Family Low Income_Existing_Space Heating_Boiler_Convert to Gas-Fired ASHP
Residential_Multi-Family Low Income_Existing_Space Heating_Natural Gas_Boiler_E7 | Residential | Multi-Family Low Income | Existing | Space Heating | Natural Gas | Boiler | E7 | ASHP with AFUE 80% Backup | 52.4% | 0% | 0% | 4950.1536 | 1854.0845 | 118.1979 | 0 | 14 | 22 | 2019 | 2051 | 100% | 0 | 0 | 0% | Normal | 0% | 95.7256 | 0 | 0 | kBTU/hr | 80 | 0 | 60 | 39.8224 | 7119.6376 | 2666.6667 | 170 | 0 | 2023 | 0.92704 | RTF Wkbk - ResSF&MHExistingHVAC_v7_1 | RTF Wkbk - ResSF&MHExistingHVAC_v7_1 + RTF Wkbk - ResESGasFurnaces_v2_0 | Algorithm calc | Residential_Multi-Family Low Income_Existing_Space Heating_Boiler_ASHP with AFUE 80% Backup
Residential_Multi-Family Low Income_Existing_Space Heating_Natural Gas_Boiler_E8 | Residential | Multi-Family Low Income | Existing | Space Heating | Natural Gas | Boiler | E8 | ASHP with AFUE 95% backup | 44.12% | 0% | 0% | 5446.2109 | 1854.0845 | 118.1979 | 0 | 14 | 22 | 2019 | 2051 | 100% | 0 | 0 | 0% | Normal | 0% | 80.611 | 0 | 0 | kBTU/hr | 80 | 0 | 60 | 33.5347 | 7833.1 | 2666.6667 | 170 | 0 | 2023 | 0.92704 | RTF Wkbk - ResSF&MHExistingHVAC_v7_1 | RTF Wkbk - ResSF&MHExistingHVAC_v7_1 + RTF Wkbk - ResESGasFurnaces_v2_0 | Algorithm calc | Residential_Multi-Family Low Income_Existing_Space Heating_Boiler_ASHP with AFUE 95% backup
Residential_Multi-Family Low Income_Existing_Space Heating_Natural Gas_Boiler_E9 | Residential | Multi-Family Low Income | Existing | Space Heating | Natural Gas | Boiler | E9 |  | 0% | 0% | 0% | 0 | 0 | 0 | 0 | 0 | 0 | 0 | 0 | 0% | 0 | 0 | 0% | Normal | 0% | 0 | 0 | 0 | [9 empty] | 0 | 0 |  |  |  | Residential_Multi-Family Low Income_Existing_Space Heating_Boiler_
Residential_Multi-Family Low Income_Existing_Space Heating_Natural Gas_Boiler_E10 | Residential | Multi-Family Low Income | Existing | Space Heating | Natural Gas | Boiler | E10 |  | 0% | 0% | 0% | 0 | 0 | 0 | 0 | 0 | 0 | 0 | 0 | 0% | 0 | 0 | 0% | Normal | 0% | 0 | 0 | 0 | [9 empty] | 0 | 0 |  |  |  | Residential_Multi-Family Low Income_Existing_Space Heating_Boiler_
Residential_Multi-Family Low Income_Existing_Secondary Heating_Natural Gas_Fireplace_E1 | Residential | Multi-Family Low Income | Existing | Secondary Heating | Natural Gas | Fireplace | E1 | Baseline (>50% FE) | 100% | 0% | 0% | 2567.1 | 1052 | 0 | 0 | 12 | 20 | 2019 | 2051 | 100% | 0 | 0 | 0% | Normal | 0% | 40.2774 | 0 | 0 | unit | 1 | 0 | 1 | 287.4458 | 2567.1 | 1052 | 0 | 0 | 2021 | 1 | RTF Wkbk - ResGasFireplaces_v1_0 | CA eTRM - Gas Fireplace, Residential - SWHC047-03 | AEG BEST / Market Profile | Residential_Multi-Family Low Income_Existing_Secondary Heating_Fireplace_Baseline (>50% FE)
Residential_Multi-Family Low Income_Existing_Secondary Heating_Natural Gas_Fireplace_E2 | Residential | Multi-Family Low Income | Existing | Secondary Heating | Natural Gas | Fireplace | E2 | Tier 1 (70% FE) | 83.16% | 0% | 0% | 2896.46 | 1052 | 0 | 0 | 12 | 20 | 2019 | 2051 | 100% | 0 | 0 | 0% | Normal | 0% | 33.4941 | 0 | 0 | unit | 1 | 0 | 1 | 239.0358 | 2896.46 | 1052 | 0 | 0 | 2021 | 1 | RTF Wkbk - ResGasFireplaces_v1_0 | CA eTRM - Gas Fireplace, Residential - SWHC047-03 | AEG BEST / Market Profile | Residential_Multi-Family Low Income_Existing_Secondary Heating_Fireplace_Tier 1 (70% FE)
Residential_Multi-Family Low Income_Existing_Secondary Heating_Natural Gas_Fireplace_E3 | Residential | Multi-Family Low Income | Existing | Secondary Heating | Natural Gas | Fireplace | E3 | Tier 2 (>75% FE) | 79.34% | 0% | 0% | 2972.5 | 1052 | 0 | 0 | 12 | 20 | 2019 | 2051 | 100% | 0 | 0 | 0% | Normal | 0% | 31.9556 | 0 | 0 | unit | 1 | 0 | 1 | 228.0558 | 2972.5 | 1052 | 0 | 0 | 2021 | 1 | RTF Wkbk - ResGasFireplaces_v1_0 | CA eTRM - Gas Fireplace, Residential - SWHC047-03 | AEG BEST / Market Profile | Residential_Multi-Family Low Income_Existing_Secondary Heating_Fireplace_Tier 2 (>75% FE)
Residential_Multi-Family Low Income_Existing_Secondary Heating_Natural Gas_Fireplace_E4 | Residential | Multi-Family Low Income | Existing | Secondary Heating | Natural Gas | Fireplace | E4 |  | 0% | 0% | 0% | 0 | 0 | 0 | 0 | 0 | 0 | 0 | 0 | 0% | 0 | 0 | 0% | Normal | 0% | 0 | 0 | 0 | [9 empty] | 0 | 0 |  |  |  | Residential_Multi-Family Low Income_Existing_Secondary Heating_Fireplace_
Residential_Multi-Family Low Income_Existing_Secondary Heating_Natural Gas_Fireplace_E5 | Residential | Multi-Family Low Income | Existing | Secondary Heating | Natural Gas | Fireplace | E5 |  | 0% | 0% | 0% | 0 | 0 | 0 | 0 | 0 | 0 | 0 | 0 | 0% | 0 | 0 | 0% | Normal | 0% | 0 | 0 | 0 | [9 empty] | 0 | 0 |  |  |  | Residential_Multi-Family Low Income_Existing_Secondary Heating_Fireplace_
Residential_Multi-Family Low Income_Existing_Secondary Heating_Natural Gas_Fireplace_E6 | Residential | Multi-Family Low Income | Existing | Secondary Heating | Natural Gas | Fireplace | E6 |  | 0% | 0% | 0% | 0 | 0 | 0 | 0 | 0 | 0 | 0 | 0 | 0% | 0 | 0 | 0% | Normal | 0% | 0 | 0 | 0 | [9 empty] | 0 | 0 |  |  |  | Residential_Multi-Family Low Income_Existing_Secondary Heating_Fireplace_
Residential_Multi-Family Low Income_Existing_Secondary Heating_Natural Gas_Fireplace_E7 | Residential | Multi-Family Low Income | Existing | Secondary Heating | Natural Gas | Fireplace | E7 |  | 0% | 0% | 0% | 0 | 0 | 0 | 0 | 0 | 0 | 0 | 0 | 0% | 0 | 0 | 0% | Normal | 0% | 0 | 0 | 0 | [9 empty] | 0 | 0 |  |  |  | Residential_Multi-Family Low Income_Existing_Secondary Heating_Fireplace_
Residential_Multi-Family Low Income_Existing_Secondary Heating_Natural Gas_Fireplace_E8 | Residential | Multi-Family Low Income | Existing | Secondary Heating | Natural Gas | Fireplace | E8 |  | 0% | 0% | 0% | 0 | 0 | 0 | 0 | 0 | 0 | 0 | 0 | 0% | 0 | 0 | 0% | Normal | 0% | 0 | 0 | 0 | [9 empty] | 0 | 0 |  |  |  | Residential_Multi-Family Low Income_Existing_Secondary Heating_Fireplace_
Residential_Multi-Family Low Income_Existing_Secondary Heating_Natural Gas_Fireplace_E9 | Residential | Multi-Family Low Income | Existing | Secondary Heating | Natural Gas | Fireplace | E9 |  | 0% | 0% | 0% | 0 | 0 | 0 | 0 | 0 | 0 | 0 | 0 | 0% | 0 | 0 | 0% | Normal | 0% | 0 | 0 | 0 | [9 empty] | 0 | 0 |  |  |  | Residential_Multi-Family Low Income_Existing_Secondary Heating_Fireplace_
Residential_Multi-Family Low Income_Existing_Secondary Heating_Natural Gas_Fireplace_E10 | Residential | Multi-Family Low Income | Existing | Secondary Heating | Natural Gas | Fireplace | E10 |  | 0% | 0% | 0% | 0 | 0 | 0 | 0 | 0 | 0 | 0 | 0 | 0% | 0 | 0 | 0% | Normal | 0% | 0 | 0 | 0 | [9 empty] | 0 | 0 |  |  |  | Residential_Multi-Family Low Income_Existing_Secondary Heating_Fireplace_
Residential_Multi-Family Low Income_Existing_Water Heating_Natural Gas_Water Heater (<= 55 gal)_E1 | Residential | Multi-Family Low Income | Existing | Water Heating | Natural Gas | Water Heater (<= 55 gal) | E1 | UEF 0.58 (Standard) | 100% | 0% | 0% | 539.7178 | 588.5979 | 0 | 0 | 10 | 16 | 2019 | 2051 | 100% | 0 | 0 | 0% | Normal | 0% | 107.6803 | 0 | 0 | unit | 1 | 0 | 1 | 167.8101 | 530 | 578 | 0 | 0 | 2020 | 1.0183 | RTF WkBk - ResGasWH_v2_0 | RTF WkBk - ResGasWH_v2_0 | AEG BEST / Market Profile Calculations | Residential_Multi-Family Low Income_Existing_Water Heating_Water Heater (<= 55 gal)_UEF 0.58 (Standard)
Residential_Multi-Family Low Income_Existing_Water Heating_Natural Gas_Water Heater (<= 55 gal)_E2 | Residential | Multi-Family Low Income | Existing | Water Heating | Natural Gas | Water Heater (<= 55 gal) | E2 | UEF 0.64 (ENERGY STAR 4.0) | 90.62% | 0% | 0% | 684.3215 | 588.5979 | 0 | 0 | 10 | 16 | 2019 | 2051 | 100% | 0 | 0 | 0% | Normal | 0% | 97.5853 | 0 | 0 | unit | 1 | 0 | 1 | 152.0779 | 672 | 578 | 0 | 0 | 2020 | 1.0183 | RTF WkBk - ResGasWH_v2_0 | RTF WkBk - ResGasWH_v2_0 | AEG BEST / Market Profile Calculations | Residential_Multi-Family Low Income_Existing_Water Heating_Water Heater (<= 55 gal)_UEF 0.64 (ENERGY STAR 4.0)
Residential_Multi-Family Low Income_Existing_Water Heating_Natural Gas_Water Heater (<= 55 gal)_E3 | Residential | Multi-Family Low Income | Existing | Water Heating | Natural Gas | Water Heater (<= 55 gal) | E3 | UEF 0.81 (ENERGY STAR 5.0) | 71.6% | 0% | 0% | 2276.9982 | 1315.6895 | 0 | 0 | 10 | 16 | 2019 | 2051 | 100% | 0 | 0 | 0% | Normal | 0% | 77.1044 | 0 | 0 | unit | 1 | 0 | 1 | 120.1604 | 2236 | 1292 | 0 | 0 | 2020 | 1.0183 | RTF WkBk - ResGasWH_v2_0 | RTF WkBk - ResGasWH_v2_0 | AEG BEST / Market Profile Calculations | Residential_Multi-Family Low Income_Existing_Water Heating_Water Heater (<= 55 gal)_UEF 0.81 (ENERGY STAR 5.0)
Residential_Multi-Family Low Income_Existing_Water Heating_Natural Gas_Water Heater (<= 55 gal)_E4 | Residential | Multi-Family Low Income | Existing | Water Heating | Natural Gas | Water Heater (<= 55 gal) | E4 | UEF 0.87 (Instantaneous, ENERGY STAR 4.0) | 66.67% | 0% | 0% | 874.7842 | 1427.8716 | 0 | 0 | 15 | 25 | 2019 | 2051 | 100% | 0 | 0 | 0% | Normal | 0% | 71.7869 | 0 | 0 | unit | 1 | 0 | 1 | 111.8734 | 859.0334 | 1402.1622 | 0 | 0 | 2020 | 1.0183 | RTF WkBk - ResGasWH_v2_0 | RTF WkBk - ResGasWH_v2_0 - AEG Adjusted | AEG BEST / Market Profile Calculations | Residential_Multi-Family Low Income_Existing_Water Heating_Water Heater (<= 55 gal)_UEF 0.87 (Instantaneous, ENERGY STAR 4.0)
Residential_Multi-Family Low Income_Existing_Water Heating_Natural Gas_Water Heater (<= 55 gal)_E5 | Residential | Multi-Family Low Income | Existing | Water Heating | Natural Gas | Water Heater (<= 55 gal) | E5 | UEF 0.95 (Instantaneous, ENERGY STAR 5.0) | 63.74% | 0% | 0% | 1183.5883 | 1427.8716 | 0 | 0 | 15 | 25 | 2019 | 2051 | 100% | 0 | 0 | 0% | Normal | 0% | 68.6314 | 0 | 0 | unit | 1 | 0 | 1 | 106.9559 | 1162.2773 | 1402.1622 | 0 | 0 | 2020 | 1.0183 | RTF WkBk - ResGasWH_v2_0 | RTF WkBk - ResGasWH_v2_0 - AEG Adjusted | AEG BEST / Market Profile Calculations | Residential_Multi-Family Low Income_Existing_Water Heating_Water Heater (<= 55 gal)_UEF 0.95 (Instantaneous, ENERGY STAR 5.0)
Residential_Multi-Family Low Income_Existing_Water Heating_Natural Gas_Water Heater (<= 55 gal)_E6 | Residential | Multi-Family Low Income | Existing | Water Heating | Natural Gas | Water Heater (<= 55 gal) | E6 | UEF 1.0+ (Gas-Fired HPWH) | 54.72% | 0% | 0% | 2627.2224 | 2573.2687 | 0 | 0 | 10 | 16 | 2019 | 2051 | 30% | 0 | 0 | 0% | Normal | 0% | 58.9194 | 0 | 0 | unit | 1 | 0 | 1 | 91.8206 | 2471.2858 | 2420.5345 | 0 | 0 | 2017 | 1.0631 | RTF WkBk - ResGasWH_v2_0 | Modified EIA 2018 Tech Forecast and Regional Technical Forum | AEG BEST / Market Profile Calculations | Residential_Multi-Family Low Income_Existing_Water Heating_Water Heater (<= 55 gal)_UEF 1.0+ (Gas-Fired HPWH)
Residential_Multi-Family Low Income_Existing_Water Heating_Natural Gas_Water Heater (<= 55 gal)_E7 | Residential | Multi-Family Low Income | Existing | Water Heating | Natural Gas | Water Heater (<= 55 gal) | E7 | NEEA Gas-Fired Absorption HPWH (COP 1.3) | 44.62% | 0% | 0% | 5425.462 | 735.0259 | 0 | 0 | 6 | 20 | 2023 | 2051 | 30% | 0 | 0 | 0% | Normal | 0% | 48.042 | 0 | 0 | unit | 1 | 0 | 1 | 74.8691 | 5166.9245 | 700 | 0 | 0 | 2018 | 1.05 | EIA 2018 Tech Forecast | Modified EIA 2018 Tech Forecast | IL TRM - 5.4.2 - RS-HWE-GWHT-V09-210101 | Residential_Multi-Family Low Income_Existing_Water Heating_Water Heater (<= 55 gal)_NEEA Gas-Fired Absorption HPWH (COP 1.3)
Residential_Multi-Family Low Income_Existing_Water Heating_Natural Gas_Water Heater (<= 55 gal)_E8 | Residential | Multi-Family Low Income | Existing | Water Heating | Natural Gas | Water Heater (<= 55 gal) | E8 |  | 0% | 0% | 0% | 0 | 0 | 0 | 0 | 0 | 0 | 0 | 0 | 0% | 0 | 0 | 0% | Normal | 0% | 0 | 0 | 0 | [9 empty] | 0 | 0 |  |  |  | Residential_Multi-Family Low Income_Existing_Water Heating_Water Heater (<= 55 gal)_
Residential_Multi-Family Low Income_Existing_Water Heating_Natural Gas_Water Heater (<= 55 gal)_E9 | Residential | Multi-Family Low Income | Existing | Water Heating | Natural Gas | Water Heater (<= 55 gal) | E9 |  | 0% | 0% | 0% | 0 | 0 | 0 | 0 | 0 | 0 | 0 | 0 | 0% | 0 | 0 | 0% | Normal | 0% | 0 | 0 | 0 | [9 empty] | 0 | 0 |  |  |  | Residential_Multi-Family Low Income_Existing_Water Heating_Water Heater (<= 55 gal)_
Residential_Multi-Family Low Income_Existing_Water Heating_Natural Gas_Water Heater (<= 55 gal)_E10 | Residential | Multi-Family Low Income | Existing | Water Heating | Natural Gas | Water Heater (<= 55 gal) | E10 |  | 0% | 0% | 0% | 0 | 0 | 0 | 0 | 0 | 0 | 0 | 0 | 0% | 0 | 0 | 0% | Normal | 0% | 0 | 0 | 0 | [9 empty] | 0 | 0 |  |  |  | Residential_Multi-Family Low Income_Existing_Water Heating_Water Heater (<= 55 gal)_
Residential_Multi-Family Low Income_Existing_Water Heating_Natural Gas_Water Heater (> 55 gal)_E1 | Residential | Multi-Family Low Income | Existing | Water Heating | Natural Gas | Water Heater (> 55 gal) | E1 | UEF 0.76 (Standard) | 100% | 0% | 0% | 620.6755 | 676.8876 | 0 | 0 | 10 | 16 | 2019 | 2051 | 100% | 0 | 0 | 0% | Normal | 0% | 107.6803 | 0 | 0 | unit | 1 | 0 | 1 | 128.0656 | 609.5 | 664.7 | 0 | 0 | 2020 | 1.0183 | Same as small WH | Scaled from small WH | AEG BEST / Market Profile Calculations | Residential_Multi-Family Low Income_Existing_Water Heating_Water Heater (> 55 gal)_UEF 0.76 (Standard)
Residential_Multi-Family Low Income_Existing_Water Heating_Natural Gas_Water Heater (> 55 gal)_E2 | Residential | Multi-Family Low Income | Existing | Water Heating | Natural Gas | Water Heater (> 55 gal) | E2 | UEF 0.78 (ENERGY STAR 4.0) | 97.44% | 0% | 0% | 786.9697 | 676.8876 | 0 | 0 | 10 | 16 | 2019 | 2051 | 100% | 0 | 0 | 0% | Normal | 0% | 104.9193 | 0 | 0 | unit | 1 | 0 | 1 | 124.7819 | 772.8 | 664.7 | 0 | 0 | 2020 | 1.0183 | Same as small WH | Scaled from small WH | AEG BEST / Market Profile Calculations | Residential_Multi-Family Low Income_Existing_Water Heating_Water Heater (> 55 gal)_UEF 0.78 (ENERGY STAR 4.0)
Residential_Multi-Family Low Income_Existing_Water Heating_Natural Gas_Water Heater (> 55 gal)_E3 | Residential | Multi-Family Low Income | Existing | Water Heating | Natural Gas | Water Heater (> 55 gal) | E3 | UEF 0.86 (ENERGY STAR 5.0) | 93.83% | 0% | 0% | 2618.548 | 1513.0429 | 0 | 0 | 10 | 16 | 2019 | 2051 | 100% | 0 | 0 | 0% | Normal | 0% | 101.0334 | 0 | 0 | unit | 1 | 0 | 1 | 120.1604 | 2571.4 | 1485.8 | 0 | 0 | 2020 | 1.0183 | Same as small WH | Scaled from small WH | AEG BEST / Market Profile Calculations | Residential_Multi-Family Low Income_Existing_Water Heating_Water Heater (> 55 gal)_UEF 0.86 (ENERGY STAR 5.0)
Residential_Multi-Family Low Income_Existing_Water Heating_Natural Gas_Water Heater (> 55 gal)_E4 | Residential | Multi-Family Low Income | Existing | Water Heating | Natural Gas | Water Heater (> 55 gal) | E4 | UEF 0.87 (Instantaneous, ENERGY STAR 4.0) | 87.36% | 0% | 0% | 1006.0018 | 1642.0523 | 0 | 0 | 15 | 25 | 2019 | 2051 | 100% | 0 | 0 | 0% | Normal | 0% | 94.0656 | 0 | 0 | unit | 1 | 0 | 1 | 111.8734 | 987.8884 | 1612.4865 | 0 | 0 | 2020 | 1.0183 | Same as small WH | Scaled from small WH | AEG BEST / Market Profile Calculations | Residential_Multi-Family Low Income_Existing_Water Heating_Water Heater (> 55 gal)_UEF 0.87 (Instantaneous, ENERGY STAR 4.0)
Residential_Multi-Family Low Income_Existing_Water Heating_Natural Gas_Water Heater (> 55 gal)_E5 | Residential | Multi-Family Low Income | Existing | Water Heating | Natural Gas | Water Heater (> 55 gal) | E5 | UEF 0.95 (Instantaneous, ENERGY STAR 5.0) | 83.52% | 0% | 0% | 1361.1265 | 1642.0523 | 0 | 0 | 15 | 25 | 2019 | 2051 | 100% | 0 | 0 | 0% | Normal | 0% | 89.9308 | 0 | 0 | unit | 1 | 0 | 1 | 106.9559 | 1336.6189 | 1612.4865 | 0 | 0 | 2020 | 1.0183 | Same as small WH | Scaled from small WH | AEG BEST / Market Profile Calculations | Residential_Multi-Family Low Income_Existing_Water Heating_Water Heater (> 55 gal)_UEF 0.95 (Instantaneous, ENERGY STAR 5.0)
Residential_Multi-Family Low Income_Existing_Water Heating_Natural Gas_Water Heater (> 55 gal)_E6 | Residential | Multi-Family Low Income | Existing | Water Heating | Natural Gas | Water Heater (> 55 gal) | E6 | UEF 1.0+ (Gas-Fired HPWH) | 71.7% | 0% | 0% | 3021.3057 | 2959.259 | 0 | 0 | 10 | 16 | 2019 | 2051 | 30% | 0 | 0 | 0% | Normal | 0% | 77.2048 | 0 | 0 | unit | 1 | 0 | 1 | 91.8206 | 2841.9786 | 2783.6147 | 0 | 0 | 2017 | 1.0631 | Same as small WH | Scaled from small WH | AEG BEST / Market Profile Calculations | Residential_Multi-Family Low Income_Existing_Water Heating_Water Heater (> 55 gal)_UEF 1.0+ (Gas-Fired HPWH)
Residential_Multi-Family Low Income_Existing_Water Heating_Natural Gas_Water Heater (> 55 gal)_E7 | Residential | Multi-Family Low Income | Existing | Water Heating | Natural Gas | Water Heater (> 55 gal) | E7 | NEEA Gas-Fired Absorption HPWH (COP 1.3) | 58.46% | 0% | 0% | 6239.2813 | 845.2798 | 0 | 0 | 6 | 20 | 2024 | 2051 | 30% | 0 | 0 | 0% | Normal | 0% | 62.9516 | 0 | 0 | unit | 1 | 0 | 1 | 74.8691 | 5941.9632 | 805 | 0 | 0 | 2018 | 1.05 | Scaled from small | Scaled from small | IL TRM - 5.4.2 - RS-HWE-GWHT-V09-210101 | Residential_Multi-Family Low Income_Existing_Water Heating_Water Heater (> 55 gal)_NEEA Gas-Fired Absorption HPWH (COP 1.3)
Residential_Multi-Family Low Income_Existing_Water Heating_Natural Gas_Water Heater (> 55 gal)_E8 | Residential | Multi-Family Low Income | Existing | Water Heating | Natural Gas | Water Heater (> 55 gal) | E8 |  | 0% | 0% | 0% | 0 | 0 | 0 | 0 | 0 | 0 | 0 | 0 | 0% | 0 | 0 | 0% | Normal | 0% | 0 | 0 | 0 | [9 empty] | 0 | 0 |  |  |  | Residential_Multi-Family Low Income_Existing_Water Heating_Water Heater (> 55 gal)_
Residential_Multi-Family Low Income_Existing_Water Heating_Natural Gas_Water Heater (> 55 gal)_E9 | Residential | Multi-Family Low Income | Existing | Water Heating | Natural Gas | Water Heater (> 55 gal) | E9 |  | 0% | 0% | 0% | 0 | 0 | 0 | 0 | 0 | 0 | 0 | 0 | 0% | 0 | 0 | 0% | Normal | 0% | 0 | 0 | 0 | [9 empty] | 0 | 0 |  |  |  | Residential_Multi-Family Low Income_Existing_Water Heating_Water Heater (> 55 gal)_
Residential_Multi-Family Low Income_Existing_Water Heating_Natural Gas_Water Heater (> 55 gal)_E10 | Residential | Multi-Family Low Income | Existing | Water Heating | Natural Gas | Water Heater (> 55 gal) | E10 |  | 0% | 0% | 0% | 0 | 0 | 0 | 0 | 0 | 0 | 0 | 0 | 0% | 0 | 0 | 0% | Normal | 0% | 0 | 0 | 0 | [9 empty] | 0 | 0 |  |  |  | Residential_Multi-Family Low Income_Existing_Water Heating_Water Heater (> 55 gal)_
Residential_Multi-Family Low Income_Existing_Appliances_Natural Gas_Clothes Dryer_E1 | Residential | Multi-Family Low Income | Existing | Appliances | Natural Gas | Clothes Dryer | E1 | Standard | 100% | 0% | 0% | 525.0185 | 168.0059 | 0 | 0 | 9 | 15 | 2019 | 2051 | 100% | 0 | 0 | 0% | Normal | 0% | 12.3593 | 0 | 0 | units | 1 | 0 | 1 | 29.1837 | 500 | 160 | 0 | 0 | 2018 | 1.05 | RTF Workbook - ResClothesDryers_v4.1 | EIA 2018 Tech Forecast | RTF Workbook - ResClothesDryers_v4.1 | Residential_Multi-Family Low Income_Existing_Appliances_Clothes Dryer_Standard
Residential_Multi-Family Low Income_Existing_Appliances_Natural Gas_Clothes Dryer_E2 | Residential | Multi-Family Low Income | Existing | Appliances | Natural Gas | Clothes Dryer | E2 | NEEA/ENERGY STAR (CE >60%) | 94.43% | 0% | 0% | 574.0737 | 170.0959 | 0 | 0 | 9 | 15 | 2019 | 2051 | 100% | 0 | 0 | 0% | Normal | 0% | 11.6706 | 0 | 0 | units | 1 | 0 | 1 | 27.5575 | 540 | 160 | 0 | 0 | 2017 | 1.0631 | RTF Workbook - ResClothesDryers_v4.1 | RTF Workbook - ResClothesDryers_v4.1 | RTF Workbook - ResClothesDryers_v4.1 | Residential_Multi-Family Low Income_Existing_Appliances_Clothes Dryer_NEEA/ENERGY STAR (CE >60%)
Residential_Multi-Family Low Income_Existing_Appliances_Natural Gas_Clothes Dryer_E3 | Residential | Multi-Family Low Income | Existing | Appliances | Natural Gas | Clothes Dryer | E3 |  | 0% | 0% | 0% | 0 | 0 | 0 | 0 | 0 | 0 | 0 | 0 | 0% | 0 | 0 | 0% | Normal | 0% | 0 | 0 | 0 | [9 empty] | 0 | 0 |  |  |  | Residential_Multi-Family Low Income_Existing_Appliances_Clothes Dryer_
Residential_Multi-Family Low Income_Existing_Appliances_Natural Gas_Clothes Dryer_E4 | Residential | Multi-Family Low Income | Existing | Appliances | Natural Gas | Clothes Dryer | E4 |  | 0% | 0% | 0% | 0 | 0 | 0 | 0 | 0 | 0 | 0 | 0 | 0% | 0 | 0 | 0% | Normal | 0% | 0 | 0 | 0 | [9 empty] | 0 | 0 |  |  |  | Residential_Multi-Family Low Income_Existing_Appliances_Clothes Dryer_
Residential_Multi-Family Low Income_Existing_Appliances_Natural Gas_Clothes Dryer_E5 | Residential | Multi-Family Low Income | Existing | Appliances | Natural Gas | Clothes Dryer | E5 |  | 0% | 0% | 0% | 0 | 0 | 0 | 0 | 0 | 0 | 0 | 0 | 0% | 0 | 0 | 0% | Normal | 0% | 0 | 0 | 0 | [9 empty] | 0 | 0 |  |  |  | Residential_Multi-Family Low Income_Existing_Appliances_Clothes Dryer_
Residential_Multi-Family Low Income_Existing_Appliances_Natural Gas_Clothes Dryer_E6 | Residential | Multi-Family Low Income | Existing | Appliances | Natural Gas | Clothes Dryer | E6 |  | 0% | 0% | 0% | 0 | 0 | 0 | 0 | 0 | 0 | 0 | 0 | 0% | 0 | 0 | 0% | Normal | 0% | 0 | 0 | 0 | [9 empty] | 0 | 0 |  |  |  | Residential_Multi-Family Low Income_Existing_Appliances_Clothes Dryer_
Residential_Multi-Family Low Income_Existing_Appliances_Natural Gas_Clothes Dryer_E7 | Residential | Multi-Family Low Income | Existing | Appliances | Natural Gas | Clothes Dryer | E7 |  | 0% | 0% | 0% | 0 | 0 | 0 | 0 | 0 | 0 | 0 | 0 | 0% | 0 | 0 | 0% | Normal | 0% | 0 | 0 | 0 | [9 empty] | 0 | 0 |  |  |  | Residential_Multi-Family Low Income_Existing_Appliances_Clothes Dryer_
Residential_Multi-Family Low Income_Existing_Appliances_Natural Gas_Clothes Dryer_E8 | Residential | Multi-Family Low Income | Existing | Appliances | Natural Gas | Clothes Dryer | E8 |  | 0% | 0% | 0% | 0 | 0 | 0 | 0 | 0 | 0 | 0 | 0 | 0% | 0 | 0 | 0% | Normal | 0% | 0 | 0 | 0 | [9 empty] | 0 | 0 |  |  |  | Residential_Multi-Family Low Income_Existing_Appliances_Clothes Dryer_
Residential_Multi-Family Low Income_Existing_Appliances_Natural Gas_Clothes Dryer_E9 | Residential | Multi-Family Low Income | Existing | Appliances | Natural Gas | Clothes Dryer | E9 |  | 0% | 0% | 0% | 0 | 0 | 0 | 0 | 0 | 0 | 0 | 0 | 0% | 0 | 0 | 0% | Normal | 0% | 0 | 0 | 0 | [9 empty] | 0 | 0 |  |  |  | Residential_Multi-Family Low Income_Existing_Appliances_Clothes Dryer_
Residential_Multi-Family Low Income_Existing_Appliances_Natural Gas_Clothes Dryer_E10 | Residential | Multi-Family Low Income | Existing | Appliances | Natural Gas | Clothes Dryer | E10 |  | 0% | 0% | 0% | 0 | 0 | 0 | 0 | 0 | 0 | 0 | 0 | 0% | 0 | 0 | 0% | Normal | 0% | 0 | 0 | 0 | [9 empty] | 0 | 0 |  |  |  | Residential_Multi-Family Low Income_Existing_Appliances_Clothes Dryer_
Residential_Multi-Family Low Income_Existing_Appliances_Natural Gas_Stove/Oven_E1 | Residential | Multi-Family Low Income | Existing | Appliances | Natural Gas | Stove/Oven | E1 | EF 0.399 | 100% | 0% | 0% | 861.0304 | 115.5041 | 0 | 0 | 9 | 15 | 2019 | 2051 | 100% | 0 | 0 | 0% | Normal | 0% | 15.5977 | 0 | 0 | units | 1 | 0 | 1 | 31.82 | 820 | 110 | 0 | 0 | 2018 | 1.05 | EIA 2018 Appendix A | EIA 2018 Appendix A | EIA 2018 Appendix A | Residential_Multi-Family Low Income_Existing_Appliances_Stove/Oven_EF 0.399
Residential_Multi-Family Low Income_Existing_Appliances_Natural Gas_Stove/Oven_E2 | Residential | Multi-Family Low Income | Existing | Appliances | Natural Gas | Stove/Oven | E2 | High Efficiency (730 + 1660 IAEC) | 75.11% | 0% | 0% | 913.5322 | 115.5041 | 0 | 0 | 9 | 15 | 2019 | 2051 | 100% | 0 | 0 | 0% | Normal | 0% | 11.7154 | 0 | 0 | units | 1 | 0 | 1 | 23.9 | 870 | 110 | 0 | 0 | 2018 | 1.05 | EIA 2018 Appendix A | EIA 2018 Appendix A | EIA 2018 Appendix A | Residential_Multi-Family Low Income_Existing_Appliances_Stove/Oven_High Efficiency (730 + 1660 IAEC)
Residential_Multi-Family Low Income_Existing_Appliances_Natural Gas_Stove/Oven_E3 | Residential | Multi-Family Low Income | Existing | Appliances | Natural Gas | Stove/Oven | E3 |  | 0% | 0% | 0% | 0 | 0 | 0 | 0 | 0 | 0 | 0 | 0 | 0% | 0 | 0 | 0% | Normal | 0% | 0 | 0 | 0 | [9 empty] | 0 | 0 |  |  |  | Residential_Multi-Family Low Income_Existing_Appliances_Stove/Oven_
Residential_Multi-Family Low Income_Existing_Appliances_Natural Gas_Stove/Oven_E4 | Residential | Multi-Family Low Income | Existing | Appliances | Natural Gas | Stove/Oven | E4 |  | 0% | 0% | 0% | 0 | 0 | 0 | 0 | 0 | 0 | 0 | 0 | 0% | 0 | 0 | 0% | Normal | 0% | 0 | 0 | 0 | [9 empty] | 0 | 0 |  |  |  | Residential_Multi-Family Low Income_Existing_Appliances_Stove/Oven_
Residential_Multi-Family Low Income_Existing_Appliances_Natural Gas_Stove/Oven_E5 | Residential | Multi-Family Low Income | Existing | Appliances | Natural Gas | Stove/Oven | E5 |  | 0% | 0% | 0% | 0 | 0 | 0 | 0 | 0 | 0 | 0 | 0 | 0% | 0 | 0 | 0% | Normal | 0% | 0 | 0 | 0 | [9 empty] | 0 | 0 |  |  |  | Residential_Multi-Family Low Income_Existing_Appliances_Stove/Oven_
Residential_Multi-Family Low Income_Existing_Appliances_Natural Gas_Stove/Oven_E6 | Residential | Multi-Family Low Income | Existing | Appliances | Natural Gas | Stove/Oven | E6 |  | 0% | 0% | 0% | 0 | 0 | 0 | 0 | 0 | 0 | 0 | 0 | 0% | 0 | 0 | 0% | Normal | 0% | 0 | 0 | 0 | [9 empty] | 0 | 0 |  |  |  | Residential_Multi-Family Low Income_Existing_Appliances_Stove/Oven_
Residential_Multi-Family Low Income_Existing_Appliances_Natural Gas_Stove/Oven_E7 | Residential | Multi-Family Low Income | Existing | Appliances | Natural Gas | Stove/Oven | E7 |  | 0% | 0% | 0% | 0 | 0 | 0 | 0 | 0 | 0 | 0 | 0 | 0% | 0 | 0 | 0% | Normal | 0% | 0 | 0 | 0 | [9 empty] | 0 | 0 |  |  |  | Residential_Multi-Family Low Income_Existing_Appliances_Stove/Oven_
Residential_Multi-Family Low Income_Existing_Appliances_Natural Gas_Stove/Oven_E8 | Residential | Multi-Family Low Income | Existing | Appliances | Natural Gas | Stove/Oven | E8 |  | 0% | 0% | 0% | 0 | 0 | 0 | 0 | 0 | 0 | 0 | 0 | 0% | 0 | 0 | 0% | Normal | 0% | 0 | 0 | 0 | [9 empty] | 0 | 0 |  |  |  | Residential_Multi-Family Low Income_Existing_Appliances_Stove/Oven_
Residential_Multi-Family Low Income_Existing_Appliances_Natural Gas_Stove/Oven_E9 | Residential | Multi-Family Low Income | Existing | Appliances | Natural Gas | Stove/Oven | E9 |  | 0% | 0% | 0% | 0 | 0 | 0 | 0 | 0 | 0 | 0 | 0 | 0% | 0 | 0 | 0% | Normal | 0% | 0 | 0 | 0 | [9 empty] | 0 | 0 |  |  |  | Residential_Multi-Family Low Income_Existing_Appliances_Stove/Oven_
Residential_Multi-Family Low Income_Existing_Appliances_Natural Gas_Stove/Oven_E10 | Residential | Multi-Family Low Income | Existing | Appliances | Natural Gas | Stove/Oven | E10 |  | 0% | 0% | 0% | 0 | 0 | 0 | 0 | 0 | 0 | 0 | 0 | 0% | 0 | 0 | 0% | Normal | 0% | 0 | 0 | 0 | [9 empty] | 0 | 0 |  |  |  | Residential_Multi-Family Low Income_Existing_Appliances_Stove/Oven_
Residential_Multi-Family Low Income_Existing_Miscellaneous_Natural Gas_Pool Heater_E1 | Residential | Multi-Family Low Income | Existing | Miscellaneous | Natural Gas | Pool Heater | E1 | Standard (EF 0.82) | 100% | 0% | 0% | 2127.3029 | 814.6684 | 0 | 0 | 8 | 12 | 2019 | 2051 | 100% | 0 | 0 | 0% | Normal | 0% | 59.7844 | 0 | 0 | units | 1 | 0 | 1 | 1004 | 2089 | 800 | 0 | 0 | 2020 | 1.0183 | CA eTRM - Pool Heater, Residential | CA eTRM - Pool Heater, Residential | CA eTRM - Pool Heater, Residential | Residential_Multi-Family Low Income_Existing_Miscellaneous_Pool Heater_Standard (EF 0.82)
Residential_Multi-Family Low Income_Existing_Miscellaneous_Natural Gas_Pool Heater_E2 | Residential | Multi-Family Low Income | Existing | Miscellaneous | Natural Gas | Pool Heater | E2 | High Efficiency (EF 0.84) | 96.41% | 0% | 0% | 2758.6709 | 814.6684 | 0 | 0 | 8 | 12 | 2019 | 2051 | 100% | 0 | 0 | 0% | Normal | 0% | 57.6407 | 0 | 0 | units | 1 | 0 | 1 | 968 | 2709 | 800 | 0 | 0 | 2020 | 1.0183 | CA eTRM - Pool Heater, Residential | CA eTRM - Pool Heater, Residential | CA eTRM - Pool Heater, Residential | Residential_Multi-Family Low Income_Existing_Miscellaneous_Pool Heater_High Efficiency (EF 0.84)
Residential_Multi-Family Low Income_Existing_Miscellaneous_Natural Gas_Pool Heater_E3 | Residential | Multi-Family Low Income | Existing | Miscellaneous | Natural Gas | Pool Heater | E3 | Condensing (EF .94) | 85.46% | 0% | 0% | 5028.5408 | 916.502 | 0 | 0 | 8 | 12 | 2019 | 2051 | 100% | 0 | 0 | 0% | Normal | 0% | 51.0906 | 0 | 0 | units | 1 | 0 | 1 | 858 | 4938 | 900 | 0 | 0 | 2020 | 1.0183 | CA eTRM - Pool Heater, Residential | CA eTRM - Pool Heater, Residential | CA eTRM - Pool Heater, Residential | Residential_Multi-Family Low Income_Existing_Miscellaneous_Pool Heater_Condensing (EF .94)
Residential_Multi-Family Low Income_Existing_Miscellaneous_Natural Gas_Pool Heater_E4 | Residential | Multi-Family Low Income | Existing | Miscellaneous | Natural Gas | Pool Heater | E4 | Condensing w/Imp. HX (EF 0.95) | 84.6% | 0% | 0% | 5082.0359 | 916.502 | 0 | 0 | 8 | 12 | 2019 | 2051 | 100% | 0 | 0 | 0% | Normal | 0% | 50.5797 | 0 | 0 | units | 1 | 0 | 1 | 849.42 | 4990.5319 | 900 | 0 | 0 | 2020 | 1.0183 | CA eTRM - Pool Heater, Residential | CA eTRM - Pool Heater, Residential | CA eTRM - Pool Heater, Residential | Residential_Multi-Family Low Income_Existing_Miscellaneous_Pool Heater_Condensing w/Imp. HX (EF 0.95)
Residential_Multi-Family Low Income_Existing_Miscellaneous_Natural Gas_Pool Heater_E5 | Residential | Multi-Family Low Income | Existing | Miscellaneous | Natural Gas | Pool Heater | E5 |  | 0% | 0% | 0% | 0 | 0 | 0 | 0 | 0 | 0 | 0 | 0 | 0% | 0 | 0 | 0% | Normal | 0% | 0 | 0 | 0 | [9 empty] | 0 | 0 |  |  |  | Residential_Multi-Family Low Income_Existing_Miscellaneous_Pool Heater_
Residential_Multi-Family Low Income_Existing_Miscellaneous_Natural Gas_Pool Heater_E6 | Residential | Multi-Family Low Income | Existing | Miscellaneous | Natural Gas | Pool Heater | E6 |  | 0% | 0% | 0% | 0 | 0 | 0 | 0 | 0 | 0 | 0 | 0 | 0% | 0 | 0 | 0% | Normal | 0% | 0 | 0 | 0 | [9 empty] | 0 | 0 |  |  |  | Residential_Multi-Family Low Income_Existing_Miscellaneous_Pool Heater_
Residential_Multi-Family Low Income_Existing_Miscellaneous_Natural Gas_Pool Heater_E7 | Residential | Multi-Family Low Income | Existing | Miscellaneous | Natural Gas | Pool Heater | E7 |  | 0% | 0% | 0% | 0 | 0 | 0 | 0 | 0 | 0 | 0 | 0 | 0% | 0 | 0 | 0% | Normal | 0% | 0 | 0 | 0 | [9 empty] | 0 | 0 |  |  |  | Residential_Multi-Family Low Income_Existing_Miscellaneous_Pool Heater_
Residential_Multi-Family Low Income_Existing_Miscellaneous_Natural Gas_Pool Heater_E8 | Residential | Multi-Family Low Income | Existing | Miscellaneous | Natural Gas | Pool Heater | E8 |  | 0% | 0% | 0% | 0 | 0 | 0 | 0 | 0 | 0 | 0 | 0 | 0% | 0 | 0 | 0% | Normal | 0% | 0 | 0 | 0 | [9 empty] | 0 | 0 |  |  |  | Residential_Multi-Family Low Income_Existing_Miscellaneous_Pool Heater_
Residential_Multi-Family Low Income_Existing_Miscellaneous_Natural Gas_Pool Heater_E9 | Residential | Multi-Family Low Income | Existing | Miscellaneous | Natural Gas | Pool Heater | E9 |  | 0% | 0% | 0% | 0 | 0 | 0 | 0 | 0 | 0 | 0 | 0 | 0% | 0 | 0 | 0% | Normal | 0% | 0 | 0 | 0 | [9 empty] | 0 | 0 |  |  |  | Residential_Multi-Family Low Income_Existing_Miscellaneous_Pool Heater_
Residential_Multi-Family Low Income_Existing_Miscellaneous_Natural Gas_Pool Heater_E10 | Residential | Multi-Family Low Income | Existing | Miscellaneous | Natural Gas | Pool Heater | E10 |  | 0% | 0% | 0% | 0 | 0 | 0 | 0 | 0 | 0 | 0 | 0 | 0% | 0 | 0 | 0% | Normal | 0% | 0 | 0 | 0 | [9 empty] | 0 | 0 |  |  |  | Residential_Multi-Family Low Income_Existing_Miscellaneous_Pool Heater_
Residential_Multi-Family Low Income_Existing_Miscellaneous_Natural Gas_Miscellaneous_E1 | Residential | Multi-Family Low Income | Existing | Miscellaneous | Natural Gas | Miscellaneous | E1 | Default | 100% | 0% | 0% | 107.428 | 0 | 0 | 0 | 5 | 10 | 2019 | 2051 | 100% | 0 | 0 | 0% | Normal | 0% | 2.8166 | 0 | 0 | units | 1 | 0 | 1 | 100 | 100 | 0 | 0 | 0 | 2016 | 1.0743 | Default | Default | Default | Residential_Multi-Family Low Income_Existing_Miscellaneous_Miscellaneous_Default
Residential_Multi-Family Low Income_Existing_Miscellaneous_Natural Gas_Miscellaneous_E2 | Residential | Multi-Family Low Income | Existing | Miscellaneous | Natural Gas | Miscellaneous | E2 |  | 0% | 0% | 0% | 0 | 0 | 0 | 0 | 0 | 0 | 0 | 0 | 0% | 0 | 0 | 0% | Normal | 0% | 0 | 0 | 0 | [9 empty] | 0 | 0 |  |  |  | Residential_Multi-Family Low Income_Existing_Miscellaneous_Miscellaneous_
Residential_Multi-Family Low Income_Existing_Miscellaneous_Natural Gas_Miscellaneous_E3 | Residential | Multi-Family Low Income | Existing | Miscellaneous | Natural Gas | Miscellaneous | E3 |  | 0% | 0% | 0% | 0 | 0 | 0 | 0 | 0 | 0 | 0 | 0 | 0% | 0 | 0 | 0% | Normal | 0% | 0 | 0 | 0 | [9 empty] | 0 | 0 |  |  |  | Residential_Multi-Family Low Income_Existing_Miscellaneous_Miscellaneous_
Residential_Multi-Family Low Income_Existing_Miscellaneous_Natural Gas_Miscellaneous_E4 | Residential | Multi-Family Low Income | Existing | Miscellaneous | Natural Gas | Miscellaneous | E4 |  | 0% | 0% | 0% | 0 | 0 | 0 | 0 | 0 | 0 | 0 | 0 | 0% | 0 | 0 | 0% | Normal | 0% | 0 | 0 | 0 | [9 empty] | 0 | 0 |  |  |  | Residential_Multi-Family Low Income_Existing_Miscellaneous_Miscellaneous_
Residential_Multi-Family Low Income_Existing_Miscellaneous_Natural Gas_Miscellaneous_E5 | Residential | Multi-Family Low Income | Existing | Miscellaneous | Natural Gas | Miscellaneous | E5 |  | 0% | 0% | 0% | 0 | 0 | 0 | 0 | 0 | 0 | 0 | 0 | 0% | 0 | 0 | 0% | Normal | 0% | 0 | 0 | 0 | [9 empty] | 0 | 0 |  |  |  | Residential_Multi-Family Low Income_Existing_Miscellaneous_Miscellaneous_
Residential_Multi-Family Low Income_Existing_Miscellaneous_Natural Gas_Miscellaneous_E6 | Residential | Multi-Family Low Income | Existing | Miscellaneous | Natural Gas | Miscellaneous | E6 |  | 0% | 0% | 0% | 0 | 0 | 0 | 0 | 0 | 0 | 0 | 0 | 0% | 0 | 0 | 0% | Normal | 0% | 0 | 0 | 0 | [9 empty] | 0 | 0 |  |  |  | Residential_Multi-Family Low Income_Existing_Miscellaneous_Miscellaneous_
Residential_Multi-Family Low Income_Existing_Miscellaneous_Natural Gas_Miscellaneous_E7 | Residential | Multi-Family Low Income | Existing | Miscellaneous | Natural Gas | Miscellaneous | E7 |  | 0% | 0% | 0% | 0 | 0 | 0 | 0 | 0 | 0 | 0 | 0 | 0% | 0 | 0 | 0% | Normal | 0% | 0 | 0 | 0 | [9 empty] | 0 | 0 |  |  |  | Residential_Multi-Family Low Income_Existing_Miscellaneous_Miscellaneous_
Residential_Multi-Family Low Income_Existing_Miscellaneous_Natural Gas_Miscellaneous_E8 | Residential | Multi-Family Low Income | Existing | Miscellaneous | Natural Gas | Miscellaneous | E8 |  | 0% | 0% | 0% | 0 | 0 | 0 | 0 | 0 | 0 | 0 | 0 | 0% | 0 | 0 | 0% | Normal | 0% | 0 | 0 | 0 | [9 empty] | 0 | 0 |  |  |  | Residential_Multi-Family Low Income_Existing_Miscellaneous_Miscellaneous_
Residential_Multi-Family Low Income_Existing_Miscellaneous_Natural Gas_Miscellaneous_E9 | Residential | Multi-Family Low Income | Existing | Miscellaneous | Natural Gas | Miscellaneous | E9 |  | 0% | 0% | 0% | 0 | 0 | 0 | 0 | 0 | 0 | 0 | 0 | 0% | 0 | 0 | 0% | Normal | 0% | 0 | 0 | 0 | [9 empty] | 0 | 0 |  |  |  | Residential_Multi-Family Low Income_Existing_Miscellaneous_Miscellaneous_
Residential_Multi-Family Low Income_Existing_Miscellaneous_Natural Gas_Miscellaneous_E10 | Residential | Multi-Family Low Income | Existing | Miscellaneous | Natural Gas | Miscellaneous | E10 |  | 0% | 0% | 0% | 0 | 0 | 0 | 0 | 0 | 0 | 0 | 0 | 0% | 0 | 0 | 0% | Normal | 0% | 0 | 0 | 0 | [9 empty] | 0 | 0 |  |  |  | Residential_Multi-Family Low Income_Existing_Miscellaneous_Miscellaneous_
Residential_Multi-Family Low Income_New_Space Heating_Natural Gas_Furnace_E1 | Residential | Multi-Family Low Income | New | Space Heating | Natural Gas | Furnace | E1 | AFUE 80% | 100% | 0% | 0% | 2082.466 | 831.3984 | 87.4741 | 0 | 16 | 27 | 2019 | 2023 | 100% | 0 | 0 | 0% | Normal | 0% | 219.2376 | 0 | 0 | kBTU/hr | 80 | 0 | 60 | 47.4 | 2642.5376 | 1055 | 111 | 0 | 2015 | 1.0507 | RTF Wkbk - ResESGasFurnaces_v2_0 | RTF Wkbk - ResESGasFurnaces_v2_0 ¦ O&M from DOE TSD | AEG BEST | Residential_Multi-Family Low Income_New_Space Heating_Furnace_AFUE 80%
Residential_Multi-Family Low Income_New_Space Heating_Natural Gas_Furnace_E2 | Residential | Multi-Family Low Income | New | Space Heating | Natural Gas | Furnace | E2 | AFUE 95% (ENERGY STAR 4.1) | 84.7% | 0% | 0% | 2644.7139 | 1079.6359 | 92.2025 | 0 | 16 | 27 | 2019 | 2023 | 100% | 0 | 0 | 0% | Normal | 0% | 185.7025 | 0 | 0 | kBTU/hr | 80 | 0 | 60 | 40.1496 | 3356 | 1370 | 117 | 0 | 2015 | 1.0507 | RTF Wkbk - ResESGasFurnaces_v2_0 | RTF Wkbk - ResESGasFurnaces_v2_0 | AEG BEST | Residential_Multi-Family Low Income_New_Space Heating_Furnace_AFUE 95% (ENERGY STAR 4.1)
Residential_Multi-Family Low Income_New_Space Heating_Natural Gas_Furnace_E3 | Residential | Multi-Family Low Income | New | Space Heating | Natural Gas | Furnace | E3 | AFUE 97% (CEE Tier 3) | 81.86% | 0% | 0% | 2873.9105 | 1079.6359 | 92.2025 | 0 | 16 | 27 | 2019 | 2023 | 100% | 0 | 0 | 0% | Normal | 0% | 179.4584 | 0 | 0 | kBTU/hr | 80 | 0 | 60 | 38.7996 | 3646.8382 | 1370 | 117 | 0 | 2015 | 1.0507 | RTF Wkbk - ResESGasFurnaces_v2_0 | RTF Wkbk - ResESGasFurnaces_v2_0 | AEG BEST | Residential_Multi-Family Low Income_New_Space Heating_Furnace_AFUE 97% (CEE Tier 3)
Residential_Multi-Family Low Income_New_Space Heating_Natural Gas_Furnace_E4 | Residential | Multi-Family Low Income | New | Space Heating | Natural Gas | Furnace | E4 | Convert to Gas-Fired ASHP | 66.67% | 0% | 0% | 11770.4803 | 2029.3932 | 129.3738 | 0 | 12 | 18 | 2019 | 2051 | 100% | 0 | 0 | 0% | Normal | 0% | 146.1584 | 0 | 0 | kBTU/hr | 80 | 0 | 60 | 31.6 | 15466.6667 | 2666.6667 | 170 | 0 | 2018 | 1.0147 | EIA 2018 Tech Forecast | EIA 2018 Tech Forecast | Algorithm calc | Residential_Multi-Family Low Income_New_Space Heating_Furnace_Convert to Gas-Fired ASHP
Residential_Multi-Family Low Income_New_Space Heating_Natural Gas_Furnace_E5 | Residential | Multi-Family Low Income | New | Space Heating | Natural Gas | Furnace | E5 | ASHP with AFUE 80% Backup | 53.33% | 0% | 0% | 4950.1536 | 1854.0845 | 118.1979 | 0 | 14 | 22 | 2019 | 2051 | 100% | 0 | 0 | 0% | Normal | 0% | 116.9267 | 0 | 0 | kBTU/hr | 80 | 0 | 60 | 25.28 | 7119.6376 | 2666.6667 | 170 | 0 | 2023 | 0.92704 | RTF Wkbk - ResSF&MHExistingHVAC_v7_1 | RTF Wkbk - ResSF&MHExistingHVAC_v7_1 + RTF Wkbk - ResESGasFurnaces_v2_0 | Algorithm calc | Residential_Multi-Family Low Income_New_Space Heating_Furnace_ASHP with AFUE 80% Backup
Residential_Multi-Family Low Income_New_Space Heating_Natural Gas_Furnace_E6 | Residential | Multi-Family Low Income | New | Space Heating | Natural Gas | Furnace | E6 | ASHP with AFUE 95% backup | 44.91% | 0% | 0% | 5446.2109 | 1854.0845 | 118.1979 | 0 | 14 | 22 | 2019 | 2051 | 100% | 0 | 0 | 0% | Normal | 0% | 98.4646 | 0 | 0 | kBTU/hr | 80 | 0 | 60 | 21.2884 | 7833.1 | 2666.6667 | 170 | 0 | 2023 | 0.92704 | RTF Wkbk - ResSF&MHExistingHVAC_v7_1 | RTF Wkbk - ResSF&MHExistingHVAC_v7_1 + RTF Wkbk - ResESGasFurnaces_v2_0 | Algorithm calc | Residential_Multi-Family Low Income_New_Space Heating_Furnace_ASHP with AFUE 95% backup
Residential_Multi-Family Low Income_New_Space Heating_Natural Gas_Furnace_E7 | Residential | Multi-Family Low Income | New | Space Heating | Natural Gas | Furnace | E7 |  | 0% | 0% | 0% | 0 | 0 | 0 | 0 | 0 | 0 | 0 | 0 | 0% | 0 | 0 | 0% | Normal | 0% | 0 | 0 | 0 | [9 empty] | 0 | 0 |  |  |  | Residential_Multi-Family Low Income_New_Space Heating_Furnace_
Residential_Multi-Family Low Income_New_Space Heating_Natural Gas_Furnace_E8 | Residential | Multi-Family Low Income | New | Space Heating | Natural Gas | Furnace | E8 |  | 0% | 0% | 0% | 0 | 0 | 0 | 0 | 0 | 0 | 0 | 0 | 0% | 0 | 0 | 0% | Normal | 0% | 0 | 0 | 0 | [9 empty] | 0 | 0 |  |  |  | Residential_Multi-Family Low Income_New_Space Heating_Furnace_
Residential_Multi-Family Low Income_New_Space Heating_Natural Gas_Furnace_E9 | Residential | Multi-Family Low Income | New | Space Heating | Natural Gas | Furnace | E9 |  | 0% | 0% | 0% | 0 | 0 | 0 | 0 | 0 | 0 | 0 | 0 | 0% | 0 | 0 | 0% | Normal | 0% | 0 | 0 | 0 | [9 empty] | 0 | 0 |  |  |  | Residential_Multi-Family Low Income_New_Space Heating_Furnace_
Residential_Multi-Family Low Income_New_Space Heating_Natural Gas_Furnace_E10 | Residential | Multi-Family Low Income | New | Space Heating | Natural Gas | Furnace | E10 |  | 0% | 0% | 0% | 0 | 0 | 0 | 0 | 0 | 0 | 0 | 0 | 0% | 0 | 0 | 0% | Normal | 0% | 0 | 0 | 0 | [9 empty] | 0 | 0 |  |  |  | Residential_Multi-Family Low Income_New_Space Heating_Furnace_
Residential_Multi-Family Low Income_New_Space Heating_Natural Gas_Boiler_E1 | Residential | Multi-Family Low Income | New | Space Heating | Natural Gas | Boiler | E1 | AFUE 80% | 100% | 0% | 0% | 1188.6446 | 1188.6446 | 28.9913 | 0 | 20 | 30 | 2019 | 2020 | 100% | 0 | 0 | 0% | Normal | 0% | 113.2195 | 0 | 0 | kBTU/hr | 105 | 0 | 60 | 47.1 | 2050 | 2050 | 50 | 0 | 2018 | 1.0147 | EIA 2018 Tech Forecast | EIA 2018 Tech Forecast | BEST | Residential_Multi-Family Low Income_New_Space Heating_Boiler_AFUE 80%
Residential_Multi-Family Low Income_New_Space Heating_Natural Gas_Boiler_E2 | Residential | Multi-Family Low Income | New | Space Heating | Natural Gas | Boiler | E2 | AFUE 82% | 97.77% | 0% | 0% | 1130.6619 | 1536.5405 | 52.1844 | 0 | 20 | 30 | 2019 | 2023 | 100% | 0 | 0 | 0% | Normal | 0% | 110.6955 | 0 | 0 | kBTU/hr | 105 | 0 | 60 | 46.05 | 1950 | 2650 | 90 | 0 | 2018 | 1.0147 | EIA 2018 Tech Forecast | EIA 2018 Tech Forecast | BEST | Residential_Multi-Family Low Income_New_Space Heating_Boiler_AFUE 82%
Residential_Multi-Family Low Income_New_Space Heating_Natural Gas_Boiler_E3 | Residential | Multi-Family Low Income | New | Space Heating | Natural Gas | Boiler | E3 | AFUE 85% | 96.5% | 0% | 0% | 1505.9386 | 1642.8421 | 52.1844 | 0 | 20 | 30 | 2019 | 2023 | 100% | 0 | 0 | 0% | Normal | 0% | 109.2533 | 0 | 0 | kBTU/hr | 105 | 0 | 60 | 45.45 | 2597.2222 | 2833.3333 | 90 | 0 | 2018 | 1.0147 | EIA 2018 Tech Forecast | EIA 2018 Tech Forecast | BEST | Residential_Multi-Family Low Income_New_Space Heating_Boiler_AFUE 85%
Residential_Multi-Family Low Income_New_Space Heating_Natural Gas_Boiler_E4 | Residential | Multi-Family Low Income | New | Space Heating | Natural Gas | Boiler | E4 | AFUE 90% | 90.55% | 0% | 0% | 1594.5232 | 1739.4798 | 52.1844 | 0 | 20 | 30 | 2019 | 2023 | 100% | 0 | 0 | 0% | Normal | 0% | 102.5235 | 0 | 0 | kBTU/hr | 105 | 0 | 60 | 42.6504 | 2750 | 3000 | 90 | 0 | 2018 | 1.0147 | EIA 2018 Tech Forecast | EIA 2018 Tech Forecast | BEST | Residential_Multi-Family Low Income_New_Space Heating_Boiler_AFUE 90%
Residential_Multi-Family Low Income_New_Space Heating_Natural Gas_Boiler_E5 | Residential | Multi-Family Low Income | New | Space Heating | Natural Gas | Boiler | E5 | AFUE 95% | 84.29% | 0% | 0% | 2129.5178 | 1732.0079 | 52.1844 | 0 | 20 | 30 | 2019 | 2023 | 100% | 0 | 0 | 0% | Normal | 0% | 95.4304 | 0 | 0 | kBTU/hr | 105 | 0 | 60 | 39.6996 | 3672.6804 | 2987.1134 | 90 | 0 | 2018 | 1.0147 | EIA 2018 Tech Forecast | EIA 2018 Tech Forecast | BEST | Residential_Multi-Family Low Income_New_Space Heating_Boiler_AFUE 95%
Residential_Multi-Family Low Income_New_Space Heating_Natural Gas_Boiler_E6 | Residential | Multi-Family Low Income | New | Space Heating | Natural Gas | Boiler | E6 | Convert to Gas-Fired ASHP | 67.09% | 0% | 0% | 11770.4803 | 2029.3932 | 129.3738 | 0 | 12 | 18 | 2019 | 2051 | 100% | 0 | 0 | 0% | Normal | 0% | 75.9605 | 0 | 0 | kBTU/hr | 80 | 0 | 60 | 31.6 | 15466.6667 | 2666.6667 | 170 | 0 | 2018 | 1.0147 | EIA 2018 Tech Forecast | EIA 2018 Tech Forecast | AEG BEST | Residential_Multi-Family Low Income_New_Space Heating_Boiler_Convert to Gas-Fired ASHP
Residential_Multi-Family Low Income_New_Space Heating_Natural Gas_Boiler_E7 | Residential | Multi-Family Low Income | New | Space Heating | Natural Gas | Boiler | E7 | ASHP with AFUE 80% Backup | 53.67% | 0% | 0% | 4950.1536 | 1854.0845 | 118.1979 | 0 | 14 | 22 | 2019 | 2051 | 100% | 0 | 0 | 0% | Normal | 0% | 60.7684 | 0 | 0 | kBTU/hr | 80 | 0 | 60 | 25.28 | 7119.6376 | 2666.6667 | 170 | 0 | 2023 | 0.92704 | RTF Wkbk - ResSF&MHExistingHVAC_v7_1 | RTF Wkbk - ResSF&MHExistingHVAC_v7_1 + RTF Wkbk - ResESGasFurnaces_v2_0 | Algorithm calc | Residential_Multi-Family Low Income_New_Space Heating_Boiler_ASHP with AFUE 80% Backup
Residential_Multi-Family Low Income_New_Space Heating_Natural Gas_Boiler_E8 | Residential | Multi-Family Low Income | New | Space Heating | Natural Gas | Boiler | E8 | ASHP with AFUE 95% backup | 45.2% | 0% | 0% | 5446.2109 | 1854.0845 | 118.1979 | 0 | 14 | 22 | 2019 | 2051 | 100% | 0 | 0 | 0% | Normal | 0% | 51.1734 | 0 | 0 | kBTU/hr | 80 | 0 | 60 | 21.2884 | 7833.1 | 2666.6667 | 170 | 0 | 2023 | 0.92704 | RTF Wkbk - ResSF&MHExistingHVAC_v7_1 | RTF Wkbk - ResSF&MHExistingHVAC_v7_1 + RTF Wkbk - ResESGasFurnaces_v2_0 | Algorithm calc | Residential_Multi-Family Low Income_New_Space Heating_Boiler_ASHP with AFUE 95% backup
Residential_Multi-Family Low Income_New_Space Heating_Natural Gas_Boiler_E9 | Residential | Multi-Family Low Income | New | Space Heating | Natural Gas | Boiler | E9 |  | 0% | 0% | 0% | 0 | 0 | 0 | 0 | 0 | 0 | 0 | 0 | 0% | 0 | 0 | 0% | Normal | 0% | 0 | 0 | 0 | [9 empty] | 0 | 0 |  |  |  | Residential_Multi-Family Low Income_New_Space Heating_Boiler_
Residential_Multi-Family Low Income_New_Space Heating_Natural Gas_Boiler_E10 | Residential | Multi-Family Low Income | New | Space Heating | Natural Gas | Boiler | E10 |  | 0% | 0% | 0% | 0 | 0 | 0 | 0 | 0 | 0 | 0 | 0 | 0% | 0 | 0 | 0% | Normal | 0% | 0 | 0 | 0 | [9 empty] | 0 | 0 |  |  |  | Residential_Multi-Family Low Income_New_Space Heating_Boiler_
Residential_Multi-Family Low Income_New_Secondary Heating_Natural Gas_Fireplace_E1 | Residential | Multi-Family Low Income | New | Secondary Heating | Natural Gas | Fireplace | E1 | Baseline (>50% FE) | 100% | 0% | 0% | 2567.1 | 1052 | 0 | 0 | 12 | 20 | 2019 | 2051 | 100% | 0 | 0 | 0% | Normal | 0% | 40.2774 | 0 | 0 | unit | 1 | 0 | 1 | 287.4458 | 2567.1 | 1052 | 0 | 0 | 2021 | 1 | RTF Wkbk - ResGasFireplaces_v1_0 | CA eTRM - Gas Fireplace, Residential - SWHC047-03 | AEG BEST / Market Profile | Residential_Multi-Family Low Income_New_Secondary Heating_Fireplace_Baseline (>50% FE)
Residential_Multi-Family Low Income_New_Secondary Heating_Natural Gas_Fireplace_E2 | Residential | Multi-Family Low Income | New | Secondary Heating | Natural Gas | Fireplace | E2 | Tier 1 (70% FE) | 83.16% | 0% | 0% | 2896.46 | 1052 | 0 | 0 | 12 | 20 | 2019 | 2051 | 100% | 0 | 0 | 0% | Normal | 0% | 33.4941 | 0 | 0 | unit | 1 | 0 | 1 | 239.0358 | 2896.46 | 1052 | 0 | 0 | 2021 | 1 | RTF Wkbk - ResGasFireplaces_v1_0 | CA eTRM - Gas Fireplace, Residential - SWHC047-03 | AEG BEST / Market Profile | Residential_Multi-Family Low Income_New_Secondary Heating_Fireplace_Tier 1 (70% FE)
Residential_Multi-Family Low Income_New_Secondary Heating_Natural Gas_Fireplace_E3 | Residential | Multi-Family Low Income | New | Secondary Heating | Natural Gas | Fireplace | E3 | Tier 2 (>75% FE) | 79.34% | 0% | 0% | 2972.5 | 1052 | 0 | 0 | 12 | 20 | 2019 | 2051 | 100% | 0 | 0 | 0% | Normal | 0% | 31.9556 | 0 | 0 | unit | 1 | 0 | 1 | 228.0558 | 2972.5 | 1052 | 0 | 0 | 2021 | 1 | RTF Wkbk - ResGasFireplaces_v1_0 | CA eTRM - Gas Fireplace, Residential - SWHC047-03 | AEG BEST / Market Profile | Residential_Multi-Family Low Income_New_Secondary Heating_Fireplace_Tier 2 (>75% FE)
Residential_Multi-Family Low Income_New_Secondary Heating_Natural Gas_Fireplace_E4 | Residential | Multi-Family Low Income | New | Secondary Heating | Natural Gas | Fireplace | E4 |  | 0% | 0% | 0% | 0 | 0 | 0 | 0 | 0 | 0 | 0 | 0 | 0% | 0 | 0 | 0% | Normal | 0% | 0 | 0 | 0 | [9 empty] | 0 | 0 |  |  |  | Residential_Multi-Family Low Income_New_Secondary Heating_Fireplace_
Residential_Multi-Family Low Income_New_Secondary Heating_Natural Gas_Fireplace_E5 | Residential | Multi-Family Low Income | New | Secondary Heating | Natural Gas | Fireplace | E5 |  | 0% | 0% | 0% | 0 | 0 | 0 | 0 | 0 | 0 | 0 | 0 | 0% | 0 | 0 | 0% | Normal | 0% | 0 | 0 | 0 | [9 empty] | 0 | 0 |  |  |  | Residential_Multi-Family Low Income_New_Secondary Heating_Fireplace_
Residential_Multi-Family Low Income_New_Secondary Heating_Natural Gas_Fireplace_E6 | Residential | Multi-Family Low Income | New | Secondary Heating | Natural Gas | Fireplace | E6 |  | 0% | 0% | 0% | 0 | 0 | 0 | 0 | 0 | 0 | 0 | 0 | 0% | 0 | 0 | 0% | Normal | 0% | 0 | 0 | 0 | [9 empty] | 0 | 0 |  |  |  | Residential_Multi-Family Low Income_New_Secondary Heating_Fireplace_
Residential_Multi-Family Low Income_New_Secondary Heating_Natural Gas_Fireplace_E7 | Residential | Multi-Family Low Income | New | Secondary Heating | Natural Gas | Fireplace | E7 |  | 0% | 0% | 0% | 0 | 0 | 0 | 0 | 0 | 0 | 0 | 0 | 0% | 0 | 0 | 0% | Normal | 0% | 0 | 0 | 0 | [9 empty] | 0 | 0 |  |  |  | Residential_Multi-Family Low Income_New_Secondary Heating_Fireplace_
Residential_Multi-Family Low Income_New_Secondary Heating_Natural Gas_Fireplace_E8 | Residential | Multi-Family Low Income | New | Secondary Heating | Natural Gas | Fireplace | E8 |  | 0% | 0% | 0% | 0 | 0 | 0 | 0 | 0 | 0 | 0 | 0 | 0% | 0 | 0 | 0% | Normal | 0% | 0 | 0 | 0 | [9 empty] | 0 | 0 |  |  |  | Residential_Multi-Family Low Income_New_Secondary Heating_Fireplace_
Residential_Multi-Family Low Income_New_Secondary Heating_Natural Gas_Fireplace_E9 | Residential | Multi-Family Low Income | New | Secondary Heating | Natural Gas | Fireplace | E9 |  | 0% | 0% | 0% | 0 | 0 | 0 | 0 | 0 | 0 | 0 | 0 | 0% | 0 | 0 | 0% | Normal | 0% | 0 | 0 | 0 | [9 empty] | 0 | 0 |  |  |  | Residential_Multi-Family Low Income_New_Secondary Heating_Fireplace_
Residential_Multi-Family Low Income_New_Secondary Heating_Natural Gas_Fireplace_E10 | Residential | Multi-Family Low Income | New | Secondary Heating | Natural Gas | Fireplace | E10 |  | 0% | 0% | 0% | 0 | 0 | 0 | 0 | 0 | 0 | 0 | 0 | 0% | 0 | 0 | 0% | Normal | 0% | 0 | 0 | 0 | [9 empty] | 0 | 0 |  |  |  | Residential_Multi-Family Low Income_New_Secondary Heating_Fireplace_
Residential_Multi-Family Low Income_New_Water Heating_Natural Gas_Water Heater (<= 55 gal)_E1 | Residential | Multi-Family Low Income | New | Water Heating | Natural Gas | Water Heater (<= 55 gal) | E1 | UEF 0.58 (Standard) | 100% | 0% | 0% | 539.7178 | 588.5979 | 0 | 0 | 10 | 16 | 2019 | 2023 | 100% | 0 | 0 | 0% | Normal | 0% | 107.6803 | 0 | 0 | unit | 1 | 0 | 1 | 167.8101 | 530 | 578 | 0 | 0 | 2020 | 1.0183 | RTF WkBk - ResGasWH_v2_0 | RTF WkBk - ResGasWH_v2_0 | AEG BEST / Market Profile Calculations | Residential_Multi-Family Low Income_New_Water Heating_Water Heater (<= 55 gal)_UEF 0.58 (Standard)
Residential_Multi-Family Low Income_New_Water Heating_Natural Gas_Water Heater (<= 55 gal)_E2 | Residential | Multi-Family Low Income | New | Water Heating | Natural Gas | Water Heater (<= 55 gal) | E2 | UEF 0.64 (ENERGY STAR 4.0) | 90.62% | 0% | 0% | 684.3215 | 588.5979 | 0 | 0 | 10 | 16 | 2019 | 2023 | 100% | 0 | 0 | 0% | Normal | 0% | 97.5853 | 0 | 0 | unit | 1 | 0 | 1 | 152.0779 | 672 | 578 | 0 | 0 | 2020 | 1.0183 | RTF WkBk - ResGasWH_v2_0 | RTF WkBk - ResGasWH_v2_0 | AEG BEST / Market Profile Calculations | Residential_Multi-Family Low Income_New_Water Heating_Water Heater (<= 55 gal)_UEF 0.64 (ENERGY STAR 4.0)
Residential_Multi-Family Low Income_New_Water Heating_Natural Gas_Water Heater (<= 55 gal)_E3 | Residential | Multi-Family Low Income | New | Water Heating | Natural Gas | Water Heater (<= 55 gal) | E3 | UEF 0.81 (ENERGY STAR 5.0) | 71.6% | 0% | 0% | 2276.9982 | 1315.6895 | 0 | 0 | 10 | 16 | 2019 | 2023 | 100% | 0 | 0 | 0% | Normal | 0% | 77.1044 | 0 | 0 | unit | 1 | 0 | 1 | 120.1604 | 2236 | 1292 | 0 | 0 | 2020 | 1.0183 | RTF WkBk - ResGasWH_v2_0 | RTF WkBk - ResGasWH_v2_0 | AEG BEST / Market Profile Calculations | Residential_Multi-Family Low Income_New_Water Heating_Water Heater (<= 55 gal)_UEF 0.81 (ENERGY STAR 5.0)
Residential_Multi-Family Low Income_New_Water Heating_Natural Gas_Water Heater (<= 55 gal)_E4 | Residential | Multi-Family Low Income | New | Water Heating | Natural Gas | Water Heater (<= 55 gal) | E4 | UEF 0.87 (Instantaneous, ENERGY STAR 4.0) | 66.67% | 0% | 0% | 874.7842 | 1427.8716 | 0 | 0 | 15 | 25 | 2019 | 2023 | 100% | 0 | 0 | 0% | Normal | 0% | 71.7869 | 0 | 0 | unit | 1 | 0 | 1 | 111.8734 | 859.0334 | 1402.1622 | 0 | 0 | 2020 | 1.0183 | RTF WkBk - ResGasWH_v2_0 | RTF WkBk - ResGasWH_v2_0 - AEG Adjusted | AEG BEST / Market Profile Calculations | Residential_Multi-Family Low Income_New_Water Heating_Water Heater (<= 55 gal)_UEF 0.87 (Instantaneous, ENERGY STAR 4.0)
Residential_Multi-Family Low Income_New_Water Heating_Natural Gas_Water Heater (<= 55 gal)_E5 | Residential | Multi-Family Low Income | New | Water Heating | Natural Gas | Water Heater (<= 55 gal) | E5 | UEF 0.95 (Instantaneous, ENERGY STAR 5.0) | 63.74% | 0% | 0% | 1183.5883 | 1427.8716 | 0 | 0 | 15 | 25 | 2019 | 2023 | 100% | 0 | 0 | 0% | Normal | 0% | 68.6314 | 0 | 0 | unit | 1 | 0 | 1 | 106.9559 | 1162.2773 | 1402.1622 | 0 | 0 | 2020 | 1.0183 | RTF WkBk - ResGasWH_v2_0 | RTF WkBk - ResGasWH_v2_0 - AEG Adjusted | AEG BEST / Market Profile Calculations | Residential_Multi-Family Low Income_New_Water Heating_Water Heater (<= 55 gal)_UEF 0.95 (Instantaneous, ENERGY STAR 5.0)
Residential_Multi-Family Low Income_New_Water Heating_Natural Gas_Water Heater (<= 55 gal)_E6 | Residential | Multi-Family Low Income | New | Water Heating | Natural Gas | Water Heater (<= 55 gal) | E6 | UEF 1.0+ (Gas-Fired HPWH) | 54.72% | 0% | 0% | 2627.2224 | 2573.2687 | 0 | 0 | 10 | 16 | 2019 | 2051 | 30% | 0 | 0 | 0% | Normal | 0% | 58.9194 | 0 | 0 | unit | 1 | 0 | 1 | 91.8206 | 2471.2858 | 2420.5345 | 0 | 0 | 2017 | 1.0631 | RTF WkBk - ResGasWH_v2_0 | Modified EIA 2018 Tech Forecast and Regional Technical Forum | AEG BEST / Market Profile Calculations | Residential_Multi-Family Low Income_New_Water Heating_Water Heater (<= 55 gal)_UEF 1.0+ (Gas-Fired HPWH)
Residential_Multi-Family Low Income_New_Water Heating_Natural Gas_Water Heater (<= 55 gal)_E7 | Residential | Multi-Family Low Income | New | Water Heating | Natural Gas | Water Heater (<= 55 gal) | E7 | NEEA Gas-Fired Absorption HPWH (COP 1.3) | 44.62% | 0% | 0% | 5425.462 | 735.0259 | 0 | 0 | 6 | 20 | 2023 | 2051 | 30% | 0 | 0 | 0% | Normal | 0% | 48.042 | 0 | 0 | unit | 1 | 0 | 1 | 74.8691 | 5166.9245 | 700 | 0 | 0 | 2018 | 1.05 | EIA 2018 Tech Forecast | Modified EIA 2018 Tech Forecast | IL TRM - 5.4.2 - RS-HWE-GWHT-V09-210101 | Residential_Multi-Family Low Income_New_Water Heating_Water Heater (<= 55 gal)_NEEA Gas-Fired Absorption HPWH (COP 1.3)
Residential_Multi-Family Low Income_New_Water Heating_Natural Gas_Water Heater (<= 55 gal)_E8 | Residential | Multi-Family Low Income | New | Water Heating | Natural Gas | Water Heater (<= 55 gal) | E8 |  | 0% | 0% | 0% | 0 | 0 | 0 | 0 | 0 | 0 | 0 | 0 | 0% | 0 | 0 | 0% | Normal | 0% | 0 | 0 | 0 | [9 empty] | 0 | 0 |  |  |  | Residential_Multi-Family Low Income_New_Water Heating_Water Heater (<= 55 gal)_
Residential_Multi-Family Low Income_New_Water Heating_Natural Gas_Water Heater (<= 55 gal)_E9 | Residential | Multi-Family Low Income | New | Water Heating | Natural Gas | Water Heater (<= 55 gal) | E9 |  | 0% | 0% | 0% | 0 | 0 | 0 | 0 | 0 | 0 | 0 | 0 | 0% | 0 | 0 | 0% | Normal | 0% | 0 | 0 | 0 | [9 empty] | 0 | 0 |  |  |  | Residential_Multi-Family Low Income_New_Water Heating_Water Heater (<= 55 gal)_
Residential_Multi-Family Low Income_New_Water Heating_Natural Gas_Water Heater (<= 55 gal)_E10 | Residential | Multi-Family Low Income | New | Water Heating | Natural Gas | Water Heater (<= 55 gal) | E10 |  | 0% | 0% | 0% | 0 | 0 | 0 | 0 | 0 | 0 | 0 | 0 | 0% | 0 | 0 | 0% | Normal | 0% | 0 | 0 | 0 | [9 empty] | 0 | 0 |  |  |  | Residential_Multi-Family Low Income_New_Water Heating_Water Heater (<= 55 gal)_
Residential_Multi-Family Low Income_New_Water Heating_Natural Gas_Water Heater (> 55 gal)_E1 | Residential | Multi-Family Low Income | New | Water Heating | Natural Gas | Water Heater (> 55 gal) | E1 | UEF 0.76 (Standard) | 100% | 0% | 0% | 620.6755 | 676.8876 | 0 | 0 | 10 | 16 | 2019 | 2023 | 100% | 0 | 0 | 0% | Normal | 0% | 107.6803 | 0 | 0 | unit | 1 | 0 | 1 | 128.0656 | 609.5 | 664.7 | 0 | 0 | 2020 | 1.0183 | Same as small WH | Scaled from small WH | AEG BEST / Market Profile Calculations | Residential_Multi-Family Low Income_New_Water Heating_Water Heater (> 55 gal)_UEF 0.76 (Standard)
Residential_Multi-Family Low Income_New_Water Heating_Natural Gas_Water Heater (> 55 gal)_E2 | Residential | Multi-Family Low Income | New | Water Heating | Natural Gas | Water Heater (> 55 gal) | E2 | UEF 0.78 (ENERGY STAR 4.0) | 97.44% | 0% | 0% | 786.9697 | 676.8876 | 0 | 0 | 10 | 16 | 2019 | 2023 | 100% | 0 | 0 | 0% | Normal | 0% | 104.9193 | 0 | 0 | unit | 1 | 0 | 1 | 124.7819 | 772.8 | 664.7 | 0 | 0 | 2020 | 1.0183 | Same as small WH | Scaled from small WH | AEG BEST / Market Profile Calculations | Residential_Multi-Family Low Income_New_Water Heating_Water Heater (> 55 gal)_UEF 0.78 (ENERGY STAR 4.0)
Residential_Multi-Family Low Income_New_Water Heating_Natural Gas_Water Heater (> 55 gal)_E3 | Residential | Multi-Family Low Income | New | Water Heating | Natural Gas | Water Heater (> 55 gal) | E3 | UEF 0.86 (ENERGY STAR 5.0) | 93.83% | 0% | 0% | 2618.548 | 1513.0429 | 0 | 0 | 10 | 16 | 2019 | 2023 | 100% | 0 | 0 | 0% | Normal | 0% | 101.0334 | 0 | 0 | unit | 1 | 0 | 1 | 120.1604 | 2571.4 | 1485.8 | 0 | 0 | 2020 | 1.0183 | Same as small WH | Scaled from small WH | AEG BEST / Market Profile Calculations | Residential_Multi-Family Low Income_New_Water Heating_Water Heater (> 55 gal)_UEF 0.86 (ENERGY STAR 5.0)
Residential_Multi-Family Low Income_New_Water Heating_Natural Gas_Water Heater (> 55 gal)_E4 | Residential | Multi-Family Low Income | New | Water Heating | Natural Gas | Water Heater (> 55 gal) | E4 | UEF 0.87 (Instantaneous, ENERGY STAR 4.0) | 87.36% | 0% | 0% | 1006.0018 | 1642.0523 | 0 | 0 | 15 | 25 | 2019 | 2023 | 100% | 0 | 0 | 0% | Normal | 0% | 94.0656 | 0 | 0 | unit | 1 | 0 | 1 | 111.8734 | 987.8884 | 1612.4865 | 0 | 0 | 2020 | 1.0183 | Same as small WH | Scaled from small WH | AEG BEST / Market Profile Calculations | Residential_Multi-Family Low Income_New_Water Heating_Water Heater (> 55 gal)_UEF 0.87 (Instantaneous, ENERGY STAR 4.0)
Residential_Multi-Family Low Income_New_Water Heating_Natural Gas_Water Heater (> 55 gal)_E5 | Residential | Multi-Family Low Income | New | Water Heating | Natural Gas | Water Heater (> 55 gal) | E5 | UEF 0.95 (Instantaneous, ENERGY STAR 5.0) | 83.52% | 0% | 0% | 1361.1265 | 1642.0523 | 0 | 0 | 15 | 25 | 2019 | 2023 | 100% | 0 | 0 | 0% | Normal | 0% | 89.9308 | 0 | 0 | unit | 1 | 0 | 1 | 106.9559 | 1336.6189 | 1612.4865 | 0 | 0 | 2020 | 1.0183 | Same as small WH | Scaled from small WH | AEG BEST / Market Profile Calculations | Residential_Multi-Family Low Income_New_Water Heating_Water Heater (> 55 gal)_UEF 0.95 (Instantaneous, ENERGY STAR 5.0)
Residential_Multi-Family Low Income_New_Water Heating_Natural Gas_Water Heater (> 55 gal)_E6 | Residential | Multi-Family Low Income | New | Water Heating | Natural Gas | Water Heater (> 55 gal) | E6 | UEF 1.0+ (Gas-Fired HPWH) | 71.7% | 0% | 0% | 3021.3057 | 2959.259 | 0 | 0 | 10 | 16 | 2019 | 2051 | 30% | 0 | 0 | 0% | Normal | 0% | 77.2048 | 0 | 0 | unit | 1 | 0 | 1 | 91.8206 | 2841.9786 | 2783.6147 | 0 | 0 | 2017 | 1.0631 | Same as small WH | Scaled from small WH | AEG BEST / Market Profile Calculations | Residential_Multi-Family Low Income_New_Water Heating_Water Heater (> 55 gal)_UEF 1.0+ (Gas-Fired HPWH)
Residential_Multi-Family Low Income_New_Water Heating_Natural Gas_Water Heater (> 55 gal)_E7 | Residential | Multi-Family Low Income | New | Water Heating | Natural Gas | Water Heater (> 55 gal) | E7 | NEEA Gas-Fired Absorption HPWH (COP 1.3) | 58.46% | 0% | 0% | 6239.2813 | 845.2798 | 0 | 0 | 6 | 20 | 2024 | 2051 | 30% | 0 | 0 | 0% | Normal | 0% | 62.9516 | 0 | 0 | unit | 1 | 0 | 1 | 74.8691 | 5941.9632 | 805 | 0 | 0 | 2018 | 1.05 | Scaled from small | Scaled from small | IL TRM - 5.4.2 - RS-HWE-GWHT-V09-210101 | Residential_Multi-Family Low Income_New_Water Heating_Water Heater (> 55 gal)_NEEA Gas-Fired Absorption HPWH (COP 1.3)
Residential_Multi-Family Low Income_New_Water Heating_Natural Gas_Water Heater (> 55 gal)_E8 | Residential | Multi-Family Low Income | New | Water Heating | Natural Gas | Water Heater (> 55 gal) | E8 |  | 0% | 0% | 0% | 0 | 0 | 0 | 0 | 0 | 0 | 0 | 0 | 0% | 0 | 0 | 0% | Normal | 0% | 0 | 0 | 0 | [9 empty] | 0 | 0 |  |  |  | Residential_Multi-Family Low Income_New_Water Heating_Water Heater (> 55 gal)_
Residential_Multi-Family Low Income_New_Water Heating_Natural Gas_Water Heater (> 55 gal)_E9 | Residential | Multi-Family Low Income | New | Water Heating | Natural Gas | Water Heater (> 55 gal) | E9 |  | 0% | 0% | 0% | 0 | 0 | 0 | 0 | 0 | 0 | 0 | 0 | 0% | 0 | 0 | 0% | Normal | 0% | 0 | 0 | 0 | [9 empty] | 0 | 0 |  |  |  | Residential_Multi-Family Low Income_New_Water Heating_Water Heater (> 55 gal)_
Residential_Multi-Family Low Income_New_Water Heating_Natural Gas_Water Heater (> 55 gal)_E10 | Residential | Multi-Family Low Income | New | Water Heating | Natural Gas | Water Heater (> 55 gal) | E10 |  | 0% | 0% | 0% | 0 | 0 | 0 | 0 | 0 | 0 | 0 | 0 | 0% | 0 | 0 | 0% | Normal | 0% | 0 | 0 | 0 | [9 empty] | 0 | 0 |  |  |  | Residential_Multi-Family Low Income_New_Water Heating_Water Heater (> 55 gal)_
Residential_Multi-Family Low Income_New_Appliances_Natural Gas_Clothes Dryer_E1 | Residential | Multi-Family Low Income | New | Appliances | Natural Gas | Clothes Dryer | E1 | Standard | 100% | 0% | 0% | 525.0185 | 168.0059 | 0 | 0 | 9 | 15 | 2019 | 2051 | 100% | 0 | 0 | 0% | Normal | 0% | 12.3593 | 0 | 0 | units | 1 | 0 | 1 | 29.1837 | 500 | 160 | 0 | 0 | 2018 | 1.05 | RTF Workbook - ResClothesDryers_v4.1 | EIA 2018 Tech Forecast | RTF Workbook - ResClothesDryers_v4.1 | Residential_Multi-Family Low Income_New_Appliances_Clothes Dryer_Standard
Residential_Multi-Family Low Income_New_Appliances_Natural Gas_Clothes Dryer_E2 | Residential | Multi-Family Low Income | New | Appliances | Natural Gas | Clothes Dryer | E2 | NEEA/ENERGY STAR (CE >60%) | 94.43% | 0% | 0% | 574.0737 | 170.0959 | 0 | 0 | 9 | 15 | 2019 | 2051 | 100% | 0 | 0 | 0% | Normal | 0% | 11.6706 | 0 | 0 | units | 1 | 0 | 1 | 27.5575 | 540 | 160 | 0 | 0 | 2017 | 1.0631 | RTF Workbook - ResClothesDryers_v4.1 | RTF Workbook - ResClothesDryers_v4.1 | RTF Workbook - ResClothesDryers_v4.1 | Residential_Multi-Family Low Income_New_Appliances_Clothes Dryer_NEEA/ENERGY STAR (CE >60%)
Residential_Multi-Family Low Income_New_Appliances_Natural Gas_Clothes Dryer_E3 | Residential | Multi-Family Low Income | New | Appliances | Natural Gas | Clothes Dryer | E3 |  | 0% | 0% | 0% | 0 | 0 | 0 | 0 | 0 | 0 | 0 | 0 | 0% | 0 | 0 | 0% | Normal | 0% | 0 | 0 | 0 | [9 empty] | 0 | 0 |  |  |  | Residential_Multi-Family Low Income_New_Appliances_Clothes Dryer_
Residential_Multi-Family Low Income_New_Appliances_Natural Gas_Clothes Dryer_E4 | Residential | Multi-Family Low Income | New | Appliances | Natural Gas | Clothes Dryer | E4 |  | 0% | 0% | 0% | 0 | 0 | 0 | 0 | 0 | 0 | 0 | 0 | 0% | 0 | 0 | 0% | Normal | 0% | 0 | 0 | 0 | [9 empty] | 0 | 0 |  |  |  | Residential_Multi-Family Low Income_New_Appliances_Clothes Dryer_
Residential_Multi-Family Low Income_New_Appliances_Natural Gas_Clothes Dryer_E5 | Residential | Multi-Family Low Income | New | Appliances | Natural Gas | Clothes Dryer | E5 |  | 0% | 0% | 0% | 0 | 0 | 0 | 0 | 0 | 0 | 0 | 0 | 0% | 0 | 0 | 0% | Normal | 0% | 0 | 0 | 0 | [9 empty] | 0 | 0 |  |  |  | Residential_Multi-Family Low Income_New_Appliances_Clothes Dryer_
Residential_Multi-Family Low Income_New_Appliances_Natural Gas_Clothes Dryer_E6 | Residential | Multi-Family Low Income | New | Appliances | Natural Gas | Clothes Dryer | E6 |  | 0% | 0% | 0% | 0 | 0 | 0 | 0 | 0 | 0 | 0 | 0 | 0% | 0 | 0 | 0% | Normal | 0% | 0 | 0 | 0 | [9 empty] | 0 | 0 |  |  |  | Residential_Multi-Family Low Income_New_Appliances_Clothes Dryer_
Residential_Multi-Family Low Income_New_Appliances_Natural Gas_Clothes Dryer_E7 | Residential | Multi-Family Low Income | New | Appliances | Natural Gas | Clothes Dryer | E7 |  | 0% | 0% | 0% | 0 | 0 | 0 | 0 | 0 | 0 | 0 | 0 | 0% | 0 | 0 | 0% | Normal | 0% | 0 | 0 | 0 | [9 empty] | 0 | 0 |  |  |  | Residential_Multi-Family Low Income_New_Appliances_Clothes Dryer_
Residential_Multi-Family Low Income_New_Appliances_Natural Gas_Clothes Dryer_E8 | Residential | Multi-Family Low Income | New | Appliances | Natural Gas | Clothes Dryer | E8 |  | 0% | 0% | 0% | 0 | 0 | 0 | 0 | 0 | 0 | 0 | 0 | 0% | 0 | 0 | 0% | Normal | 0% | 0 | 0 | 0 | [9 empty] | 0 | 0 |  |  |  | Residential_Multi-Family Low Income_New_Appliances_Clothes Dryer_
Residential_Multi-Family Low Income_New_Appliances_Natural Gas_Clothes Dryer_E9 | Residential | Multi-Family Low Income | New | Appliances | Natural Gas | Clothes Dryer | E9 |  | 0% | 0% | 0% | 0 | 0 | 0 | 0 | 0 | 0 | 0 | 0 | 0% | 0 | 0 | 0% | Normal | 0% | 0 | 0 | 0 | [9 empty] | 0 | 0 |  |  |  | Residential_Multi-Family Low Income_New_Appliances_Clothes Dryer_
Residential_Multi-Family Low Income_New_Appliances_Natural Gas_Clothes Dryer_E10 | Residential | Multi-Family Low Income | New | Appliances | Natural Gas | Clothes Dryer | E10 |  | 0% | 0% | 0% | 0 | 0 | 0 | 0 | 0 | 0 | 0 | 0 | 0% | 0 | 0 | 0% | Normal | 0% | 0 | 0 | 0 | [9 empty] | 0 | 0 |  |  |  | Residential_Multi-Family Low Income_New_Appliances_Clothes Dryer_
Residential_Multi-Family Low Income_New_Appliances_Natural Gas_Stove/Oven_E1 | Residential | Multi-Family Low Income | New | Appliances | Natural Gas | Stove/Oven | E1 | EF 0.399 | 100% | 0% | 0% | 861.0304 | 115.5041 | 0 | 0 | 9 | 15 | 2019 | 2051 | 100% | 0 | 0 | 0% | Normal | 0% | 15.5977 | 0 | 0 | units | 1 | 0 | 1 | 31.82 | 820 | 110 | 0 | 0 | 2018 | 1.05 | EIA 2018 Appendix A | EIA 2018 Appendix A | EIA 2018 Appendix A | Residential_Multi-Family Low Income_New_Appliances_Stove/Oven_EF 0.399
Residential_Multi-Family Low Income_New_Appliances_Natural Gas_Stove/Oven_E2 | Residential | Multi-Family Low Income | New | Appliances | Natural Gas | Stove/Oven | E2 | High Efficiency (730 + 1660 IAEC) | 75.11% | 0% | 0% | 913.5322 | 115.5041 | 0 | 0 | 9 | 15 | 2019 | 2051 | 100% | 0 | 0 | 0% | Normal | 0% | 11.7154 | 0 | 0 | units | 1 | 0 | 1 | 23.9 | 870 | 110 | 0 | 0 | 2018 | 1.05 | EIA 2018 Appendix A | EIA 2018 Appendix A | EIA 2018 Appendix A | Residential_Multi-Family Low Income_New_Appliances_Stove/Oven_High Efficiency (730 + 1660 IAEC)
Residential_Multi-Family Low Income_New_Appliances_Natural Gas_Stove/Oven_E3 | Residential | Multi-Family Low Income | New | Appliances | Natural Gas | Stove/Oven | E3 |  | 0% | 0% | 0% | 0 | 0 | 0 | 0 | 0 | 0 | 0 | 0 | 0% | 0 | 0 | 0% | Normal | 0% | 0 | 0 | 0 | [9 empty] | 0 | 0 |  |  |  | Residential_Multi-Family Low Income_New_Appliances_Stove/Oven_
Residential_Multi-Family Low Income_New_Appliances_Natural Gas_Stove/Oven_E4 | Residential | Multi-Family Low Income | New | Appliances | Natural Gas | Stove/Oven | E4 |  | 0% | 0% | 0% | 0 | 0 | 0 | 0 | 0 | 0 | 0 | 0 | 0% | 0 | 0 | 0% | Normal | 0% | 0 | 0 | 0 | [9 empty] | 0 | 0 |  |  |  | Residential_Multi-Family Low Income_New_Appliances_Stove/Oven_
Residential_Multi-Family Low Income_New_Appliances_Natural Gas_Stove/Oven_E5 | Residential | Multi-Family Low Income | New | Appliances | Natural Gas | Stove/Oven | E5 |  | 0% | 0% | 0% | 0 | 0 | 0 | 0 | 0 | 0 | 0 | 0 | 0% | 0 | 0 | 0% | Normal | 0% | 0 | 0 | 0 | [9 empty] | 0 | 0 |  |  |  | Residential_Multi-Family Low Income_New_Appliances_Stove/Oven_
Residential_Multi-Family Low Income_New_Appliances_Natural Gas_Stove/Oven_E6 | Residential | Multi-Family Low Income | New | Appliances | Natural Gas | Stove/Oven | E6 |  | 0% | 0% | 0% | 0 | 0 | 0 | 0 | 0 | 0 | 0 | 0 | 0% | 0 | 0 | 0% | Normal | 0% | 0 | 0 | 0 | [9 empty] | 0 | 0 |  |  |  | Residential_Multi-Family Low Income_New_Appliances_Stove/Oven_
Residential_Multi-Family Low Income_New_Appliances_Natural Gas_Stove/Oven_E7 | Residential | Multi-Family Low Income | New | Appliances | Natural Gas | Stove/Oven | E7 |  | 0% | 0% | 0% | 0 | 0 | 0 | 0 | 0 | 0 | 0 | 0 | 0% | 0 | 0 | 0% | Normal | 0% | 0 | 0 | 0 | [9 empty] | 0 | 0 |  |  |  | Residential_Multi-Family Low Income_New_Appliances_Stove/Oven_
Residential_Multi-Family Low Income_New_Appliances_Natural Gas_Stove/Oven_E8 | Residential | Multi-Family Low Income | New | Appliances | Natural Gas | Stove/Oven | E8 |  | 0% | 0% | 0% | 0 | 0 | 0 | 0 | 0 | 0 | 0 | 0 | 0% | 0 | 0 | 0% | Normal | 0% | 0 | 0 | 0 | [9 empty] | 0 | 0 |  |  |  | Residential_Multi-Family Low Income_New_Appliances_Stove/Oven_
Residential_Multi-Family Low Income_New_Appliances_Natural Gas_Stove/Oven_E9 | Residential | Multi-Family Low Income | New | Appliances | Natural Gas | Stove/Oven | E9 |  | 0% | 0% | 0% | 0 | 0 | 0 | 0 | 0 | 0 | 0 | 0 | 0% | 0 | 0 | 0% | Normal | 0% | 0 | 0 | 0 | [9 empty] | 0 | 0 |  |  |  | Residential_Multi-Family Low Income_New_Appliances_Stove/Oven_
Residential_Multi-Family Low Income_New_Appliances_Natural Gas_Stove/Oven_E10 | Residential | Multi-Family Low Income | New | Appliances | Natural Gas | Stove/Oven | E10 |  | 0% | 0% | 0% | 0 | 0 | 0 | 0 | 0 | 0 | 0 | 0 | 0% | 0 | 0 | 0% | Normal | 0% | 0 | 0 | 0 | [9 empty] | 0 | 0 |  |  |  | Residential_Multi-Family Low Income_New_Appliances_Stove/Oven_
Residential_Multi-Family Low Income_New_Miscellaneous_Natural Gas_Pool Heater_E1 | Residential | Multi-Family Low Income | New | Miscellaneous | Natural Gas | Pool Heater | E1 | Standard (EF 0.82) | 100% | 0% | 0% | 2127.3029 | 814.6684 | 0 | 0 | 8 | 12 | 2019 | 2051 | 100% | 0 | 0 | 0% | Normal | 0% | 59.7844 | 0 | 0 | units | 1 | 0 | 1 | 1004 | 2089 | 800 | 0 | 0 | 2020 | 1.0183 | CA eTRM - Pool Heater, Residential | CA eTRM - Pool Heater, Residential | CA eTRM - Pool Heater, Residential | Residential_Multi-Family Low Income_New_Miscellaneous_Pool Heater_Standard (EF 0.82)
Residential_Multi-Family Low Income_New_Miscellaneous_Natural Gas_Pool Heater_E2 | Residential | Multi-Family Low Income | New | Miscellaneous | Natural Gas | Pool Heater | E2 | High Efficiency (EF 0.84) | 96.41% | 0% | 0% | 2758.6709 | 814.6684 | 0 | 0 | 8 | 12 | 2019 | 2051 | 100% | 0 | 0 | 0% | Normal | 0% | 57.6407 | 0 | 0 | units | 1 | 0 | 1 | 968 | 2709 | 800 | 0 | 0 | 2020 | 1.0183 | CA eTRM - Pool Heater, Residential | CA eTRM - Pool Heater, Residential | CA eTRM - Pool Heater, Residential | Residential_Multi-Family Low Income_New_Miscellaneous_Pool Heater_High Efficiency (EF 0.84)
Residential_Multi-Family Low Income_New_Miscellaneous_Natural Gas_Pool Heater_E3 | Residential | Multi-Family Low Income | New | Miscellaneous | Natural Gas | Pool Heater | E3 | Condensing (EF .94) | 85.46% | 0% | 0% | 5028.5408 | 916.502 | 0 | 0 | 8 | 12 | 2019 | 2051 | 100% | 0 | 0 | 0% | Normal | 0% | 51.0906 | 0 | 0 | units | 1 | 0 | 1 | 858 | 4938 | 900 | 0 | 0 | 2020 | 1.0183 | CA eTRM - Pool Heater, Residential | CA eTRM - Pool Heater, Residential | CA eTRM - Pool Heater, Residential | Residential_Multi-Family Low Income_New_Miscellaneous_Pool Heater_Condensing (EF .94)
Residential_Multi-Family Low Income_New_Miscellaneous_Natural Gas_Pool Heater_E4 | Residential | Multi-Family Low Income | New | Miscellaneous | Natural Gas | Pool Heater | E4 | Condensing w/Imp. HX (EF 0.95) | 84.6% | 0% | 0% | 5082.0359 | 916.502 | 0 | 0 | 8 | 12 | 2019 | 2051 | 100% | 0 | 0 | 0% | Normal | 0% | 50.5797 | 0 | 0 | units | 1 | 0 | 1 | 849.42 | 4990.5319 | 900 | 0 | 0 | 2020 | 1.0183 | CA eTRM - Pool Heater, Residential | CA eTRM - Pool Heater, Residential | CA eTRM - Pool Heater, Residential | Residential_Multi-Family Low Income_New_Miscellaneous_Pool Heater_Condensing w/Imp. HX (EF 0.95)
Residential_Multi-Family Low Income_New_Miscellaneous_Natural Gas_Pool Heater_E5 | Residential | Multi-Family Low Income | New | Miscellaneous | Natural Gas | Pool Heater | E5 |  | 0% | 0% | 0% | 0 | 0 | 0 | 0 | 0 | 0 | 0 | 0 | 0% | 0 | 0 | 0% | Normal | 0% | 0 | 0 | 0 | [9 empty] | 0 | 0 |  |  |  | Residential_Multi-Family Low Income_New_Miscellaneous_Pool Heater_
Residential_Multi-Family Low Income_New_Miscellaneous_Natural Gas_Pool Heater_E6 | Residential | Multi-Family Low Income | New | Miscellaneous | Natural Gas | Pool Heater | E6 |  | 0% | 0% | 0% | 0 | 0 | 0 | 0 | 0 | 0 | 0 | 0 | 0% | 0 | 0 | 0% | Normal | 0% | 0 | 0 | 0 | [9 empty] | 0 | 0 |  |  |  | Residential_Multi-Family Low Income_New_Miscellaneous_Pool Heater_
Residential_Multi-Family Low Income_New_Miscellaneous_Natural Gas_Pool Heater_E7 | Residential | Multi-Family Low Income | New | Miscellaneous | Natural Gas | Pool Heater | E7 |  | 0% | 0% | 0% | 0 | 0 | 0 | 0 | 0 | 0 | 0 | 0 | 0% | 0 | 0 | 0% | Normal | 0% | 0 | 0 | 0 | [9 empty] | 0 | 0 |  |  |  | Residential_Multi-Family Low Income_New_Miscellaneous_Pool Heater_
Residential_Multi-Family Low Income_New_Miscellaneous_Natural Gas_Pool Heater_E8 | Residential | Multi-Family Low Income | New | Miscellaneous | Natural Gas | Pool Heater | E8 |  | 0% | 0% | 0% | 0 | 0 | 0 | 0 | 0 | 0 | 0 | 0 | 0% | 0 | 0 | 0% | Normal | 0% | 0 | 0 | 0 | [9 empty] | 0 | 0 |  |  |  | Residential_Multi-Family Low Income_New_Miscellaneous_Pool Heater_
Residential_Multi-Family Low Income_New_Miscellaneous_Natural Gas_Pool Heater_E9 | Residential | Multi-Family Low Income | New | Miscellaneous | Natural Gas | Pool Heater | E9 |  | 0% | 0% | 0% | 0 | 0 | 0 | 0 | 0 | 0 | 0 | 0 | 0% | 0 | 0 | 0% | Normal | 0% | 0 | 0 | 0 | [9 empty] | 0 | 0 |  |  |  | Residential_Multi-Family Low Income_New_Miscellaneous_Pool Heater_
Residential_Multi-Family Low Income_New_Miscellaneous_Natural Gas_Pool Heater_E10 | Residential | Multi-Family Low Income | New | Miscellaneous | Natural Gas | Pool Heater | E10 |  | 0% | 0% | 0% | 0 | 0 | 0 | 0 | 0 | 0 | 0 | 0 | 0% | 0 | 0 | 0% | Normal | 0% | 0 | 0 | 0 | [9 empty] | 0 | 0 |  |  |  | Residential_Multi-Family Low Income_New_Miscellaneous_Pool Heater_
Residential_Multi-Family Low Income_New_Miscellaneous_Natural Gas_Miscellaneous_E1 | Residential | Multi-Family Low Income | New | Miscellaneous | Natural Gas | Miscellaneous | E1 | Default | 100% | 0% | 0% | 107.428 | 0 | 0 | 0 | 5 | 10 | 2019 | 2051 | 100% | 0 | 0 | 0% | Normal | 0% | 2.8166 | 0 | 0 | units | 1 | 0 | 1 | 100 | 100 | 0 | 0 | 0 | 2016 | 1.0743 | Default | Default | Default | Residential_Multi-Family Low Income_New_Miscellaneous_Miscellaneous_Default
Residential_Multi-Family Low Income_New_Miscellaneous_Natural Gas_Miscellaneous_E2 | Residential | Multi-Family Low Income | New | Miscellaneous | Natural Gas | Miscellaneous | E2 |  | 0% | 0% | 0% | 0 | 0 | 0 | 0 | 0 | 0 | 0 | 0 | 0% | 0 | 0 | 0% | Normal | 0% | 0 | 0 | 0 | [9 empty] | 0 | 0 |  |  |  | Residential_Multi-Family Low Income_New_Miscellaneous_Miscellaneous_
Residential_Multi-Family Low Income_New_Miscellaneous_Natural Gas_Miscellaneous_E3 | Residential | Multi-Family Low Income | New | Miscellaneous | Natural Gas | Miscellaneous | E3 |  | 0% | 0% | 0% | 0 | 0 | 0 | 0 | 0 | 0 | 0 | 0 | 0% | 0 | 0 | 0% | Normal | 0% | 0 | 0 | 0 | [9 empty] | 0 | 0 |  |  |  | Residential_Multi-Family Low Income_New_Miscellaneous_Miscellaneous_
Residential_Multi-Family Low Income_New_Miscellaneous_Natural Gas_Miscellaneous_E4 | Residential | Multi-Family Low Income | New | Miscellaneous | Natural Gas | Miscellaneous | E4 |  | 0% | 0% | 0% | 0 | 0 | 0 | 0 | 0 | 0 | 0 | 0 | 0% | 0 | 0 | 0% | Normal | 0% | 0 | 0 | 0 | [9 empty] | 0 | 0 |  |  |  | Residential_Multi-Family Low Income_New_Miscellaneous_Miscellaneous_
Residential_Multi-Family Low Income_New_Miscellaneous_Natural Gas_Miscellaneous_E5 | Residential | Multi-Family Low Income | New | Miscellaneous | Natural Gas | Miscellaneous | E5 |  | 0% | 0% | 0% | 0 | 0 | 0 | 0 | 0 | 0 | 0 | 0 | 0% | 0 | 0 | 0% | Normal | 0% | 0 | 0 | 0 | [9 empty] | 0 | 0 |  |  |  | Residential_Multi-Family Low Income_New_Miscellaneous_Miscellaneous_
Residential_Multi-Family Low Income_New_Miscellaneous_Natural Gas_Miscellaneous_E6 | Residential | Multi-Family Low Income | New | Miscellaneous | Natural Gas | Miscellaneous | E6 |  | 0% | 0% | 0% | 0 | 0 | 0 | 0 | 0 | 0 | 0 | 0 | 0% | 0 | 0 | 0% | Normal | 0% | 0 | 0 | 0 | [9 empty] | 0 | 0 |  |  |  | Residential_Multi-Family Low Income_New_Miscellaneous_Miscellaneous_
Residential_Multi-Family Low Income_New_Miscellaneous_Natural Gas_Miscellaneous_E7 | Residential | Multi-Family Low Income | New | Miscellaneous | Natural Gas | Miscellaneous | E7 |  | 0% | 0% | 0% | 0 | 0 | 0 | 0 | 0 | 0 | 0 | 0 | 0% | 0 | 0 | 0% | Normal | 0% | 0 | 0 | 0 | [9 empty] | 0 | 0 |  |  |  | Residential_Multi-Family Low Income_New_Miscellaneous_Miscellaneous_
Residential_Multi-Family Low Income_New_Miscellaneous_Natural Gas_Miscellaneous_E8 | Residential | Multi-Family Low Income | New | Miscellaneous | Natural Gas | Miscellaneous | E8 |  | 0% | 0% | 0% | 0 | 0 | 0 | 0 | 0 | 0 | 0 | 0 | 0% | 0 | 0 | 0% | Normal | 0% | 0 | 0 | 0 | [9 empty] | 0 | 0 |  |  |  | Residential_Multi-Family Low Income_New_Miscellaneous_Miscellaneous_
Residential_Multi-Family Low Income_New_Miscellaneous_Natural Gas_Miscellaneous_E9 | Residential | Multi-Family Low Income | New | Miscellaneous | Natural Gas | Miscellaneous | E9 |  | 0% | 0% | 0% | 0 | 0 | 0 | 0 | 0 | 0 | 0 | 0 | 0% | 0 | 0 | 0% | Normal | 0% | 0 | 0 | 0 | [9 empty] | 0 | 0 |  |  |  | Residential_Multi-Family Low Income_New_Miscellaneous_Miscellaneous_
Residential_Multi-Family Low Income_New_Miscellaneous_Natural Gas_Miscellaneous_E10 | Residential | Multi-Family Low Income | New | Miscellaneous | Natural Gas | Miscellaneous | E10 |  | 0% | 0% | 0% | 0 | 0 | 0 | 0 | 0 | 0 | 0 | 0 | 0% | 0 | 0 | 0% | Normal | 0% | 0 | 0 | 0 | [9 empty] | 0 | 0 |  |  |  | Residential_Multi-Family Low Income_New_Miscellaneous_Miscellaneous_
Residential_Manufactured Home Regular Income_Existing_Space Heating_Natural Gas_Furnace_E1 | Residential | Manufactured Home Regular Income | Existing | Space Heating | Natural Gas | Furnace | E1 | AFUE 80% | 100% | 0% | 0% | 2082.466 | 831.3984 | 87.4741 | 0 | 16 | 27 | 2019 | 2051 | 100% | 0 | 0 | 0% | Normal | 0% | 759.3885 | 0 | 0 | kBTU/hr | 80 | 0 | 60 | 545.5 | 2642.5376 | 1055 | 111 | 0 | 2015 | 1.0507 | RTF Wkbk - ResESGasFurnaces_v2_0 | RTF Wkbk - ResESGasFurnaces_v2_0 ¦ O&M from DOE TSD | AEG BEST | Residential_Manufactured Home Regular Income_Existing_Space Heating_Furnace_AFUE 80%
Residential_Manufactured Home Regular Income_Existing_Space Heating_Natural Gas_Furnace_E2 | Residential | Manufactured Home Regular Income | Existing | Space Heating | Natural Gas | Furnace | E2 | AFUE 95% (ENERGY STAR 4.1) | 84.69% | 0% | 0% | 2644.7139 | 1079.6359 | 92.2025 | 0 | 16 | 27 | 2019 | 2051 | 100% | 0 | 0 | 0% | Normal | 0% | 643.1485 | 0 | 0 | kBTU/hr | 80 | 0 | 60 | 462 | 3356 | 1370 | 117 | 0 | 2015 | 1.0507 | RTF Wkbk - ResESGasFurnaces_v2_0 | RTF Wkbk - ResESGasFurnaces_v2_0 | AEG BEST | Residential_Manufactured Home Regular Income_Existing_Space Heating_Furnace_AFUE 95% (ENERGY STAR 4.1)
Residential_Manufactured Home Regular Income_Existing_Space Heating_Natural Gas_Furnace_E3 | Residential | Manufactured Home Regular Income | Existing | Space Heating | Natural Gas | Furnace | E3 | AFUE 97% (CEE Tier 3) | 81.85% | 0% | 0% | 2873.9105 | 1079.6359 | 92.2025 | 0 | 16 | 27 | 2019 | 2051 | 100% | 0 | 0 | 0% | Normal | 0% | 621.571 | 0 | 0 | kBTU/hr | 80 | 0 | 60 | 446.5 | 3646.8382 | 1370 | 117 | 0 | 2015 | 1.0507 | RTF Wkbk - ResESGasFurnaces_v2_0 | RTF Wkbk - ResESGasFurnaces_v2_0 | AEG BEST | Residential_Manufactured Home Regular Income_Existing_Space Heating_Furnace_AFUE 97% (CEE Tier 3)
Residential_Manufactured Home Regular Income_Existing_Space Heating_Natural Gas_Furnace_E4 | Residential | Manufactured Home Regular Income | Existing | Space Heating | Natural Gas | Furnace | E4 | Convert to Gas-Fired ASHP | 66.67% | 0% | 0% | 11770.4803 | 2029.3932 | 129.3738 | 0 | 12 | 18 | 2019 | 2051 | 100% | 0 | 0 | 0% | Normal | 0% | 506.259 | 0 | 0 | kBTU/hr | 80 | 0 | 60 | 363.6667 | 15466.6667 | 2666.6667 | 170 | 0 | 2018 | 1.0147 | EIA 2018 Tech Forecast | EIA 2018 Tech Forecast | Algorithm calc | Residential_Manufactured Home Regular Income_Existing_Space Heating_Furnace_Convert to Gas-Fired ASHP
Residential_Manufactured Home Regular Income_Existing_Space Heating_Natural Gas_Furnace_E5 | Residential | Manufactured Home Regular Income | Existing | Space Heating | Natural Gas | Furnace | E5 | ASHP with AFUE 80% Backup | 53.33% | 0% | 0% | 4950.1536 | 1854.0845 | 118.1979 | 0 | 14 | 22 | 2019 | 2051 | 100% | 0 | 0 | 0% | Normal | 0% | 405.0072 | 0 | 0 | kBTU/hr | 80 | 0 | 60 | 290.9333 | 7119.6376 | 2666.6667 | 170 | 0 | 2023 | 0.92704 | RTF Wkbk - ResSF&MHExistingHVAC_v7_1 | RTF Wkbk - ResSF&MHExistingHVAC_v7_1 + RTF Wkbk - ResESGasFurnaces_v2_0 | Algorithm calc | Residential_Manufactured Home Regular Income_Existing_Space Heating_Furnace_ASHP with AFUE 80% Backup
Residential_Manufactured Home Regular Income_Existing_Space Heating_Natural Gas_Furnace_E6 | Residential | Manufactured Home Regular Income | Existing | Space Heating | Natural Gas | Furnace | E6 | ASHP with AFUE 95% backup | 44.91% | 0% | 0% | 5446.2109 | 1854.0845 | 118.1979 | 0 | 14 | 22 | 2019 | 2051 | 100% | 0 | 0 | 0% | Normal | 0% | 341.0587 | 0 | 0 | kBTU/hr | 80 | 0 | 60 | 244.9965 | 7833.1 | 2666.6667 | 170 | 0 | 2023 | 0.92704 | RTF Wkbk - ResSF&MHExistingHVAC_v7_1 | RTF Wkbk - ResSF&MHExistingHVAC_v7_1 + RTF Wkbk - ResESGasFurnaces_v2_0 | Algorithm calc | Residential_Manufactured Home Regular Income_Existing_Space Heating_Furnace_ASHP with AFUE 95% backup
Residential_Manufactured Home Regular Income_Existing_Space Heating_Natural Gas_Furnace_E7 | Residential | Manufactured Home Regular Income | Existing | Space Heating | Natural Gas | Furnace | E7 |  | 0% | 0% | 0% | 0 | 0 | 0 | 0 | 0 | 0 | 0 | 0 | 0% | 0 | 0 | 0% | Normal | 0% | 0 | 0 | 0 | [9 empty] | 0 | 0 |  |  |  | Residential_Manufactured Home Regular Income_Existing_Space Heating_Furnace_
Residential_Manufactured Home Regular Income_Existing_Space Heating_Natural Gas_Furnace_E8 | Residential | Manufactured Home Regular Income | Existing | Space Heating | Natural Gas | Furnace | E8 |  | 0% | 0% | 0% | 0 | 0 | 0 | 0 | 0 | 0 | 0 | 0 | 0% | 0 | 0 | 0% | Normal | 0% | 0 | 0 | 0 | [9 empty] | 0 | 0 |  |  |  | Residential_Manufactured Home Regular Income_Existing_Space Heating_Furnace_
Residential_Manufactured Home Regular Income_Existing_Space Heating_Natural Gas_Furnace_E9 | Residential | Manufactured Home Regular Income | Existing | Space Heating | Natural Gas | Furnace | E9 |  | 0% | 0% | 0% | 0 | 0 | 0 | 0 | 0 | 0 | 0 | 0 | 0% | 0 | 0 | 0% | Normal | 0% | 0 | 0 | 0 | [9 empty] | 0 | 0 |  |  |  | Residential_Manufactured Home Regular Income_Existing_Space Heating_Furnace_
Residential_Manufactured Home Regular Income_Existing_Space Heating_Natural Gas_Furnace_E10 | Residential | Manufactured Home Regular Income | Existing | Space Heating | Natural Gas | Furnace | E10 |  | 0% | 0% | 0% | 0 | 0 | 0 | 0 | 0 | 0 | 0 | 0 | 0% | 0 | 0 | 0% | Normal | 0% | 0 | 0 | 0 | [9 empty] | 0 | 0 |  |  |  | Residential_Manufactured Home Regular Income_Existing_Space Heating_Furnace_
Residential_Manufactured Home Regular Income_Existing_Space Heating_Natural Gas_Boiler_E1 | Residential | Manufactured Home Regular Income | Existing | Space Heating | Natural Gas | Boiler | E1 | AFUE 80% | 100% | 0% | 0% | 1188.6446 | 1188.6446 | 28.9913 | 0 | 20 | 30 | 2019 | 2020 | 100% | 0 | 0 | 0% | Normal | 0% | 637.6889 | 0 | 0 | kBTU/hr | 105 | 0 | 60 | 542 | 2050 | 2050 | 50 | 0 | 2018 | 1.0147 | EIA 2018 Tech Forecast | EIA 2018 Tech Forecast | BEST | Residential_Manufactured Home Regular Income_Existing_Space Heating_Boiler_AFUE 80%
Residential_Manufactured Home Regular Income_Existing_Space Heating_Natural Gas_Boiler_E2 | Residential | Manufactured Home Regular Income | Existing | Space Heating | Natural Gas | Boiler | E2 | AFUE 82% | 97.79% | 0% | 0% | 1130.6619 | 1536.5405 | 52.1844 | 0 | 20 | 30 | 2019 | 2051 | 100% | 0 | 0 | 0% | Normal | 0% | 623.5703 | 0 | 0 | kBTU/hr | 105 | 0 | 60 | 530 | 1950 | 2650 | 90 | 0 | 2018 | 1.0147 | EIA 2018 Tech Forecast | EIA 2018 Tech Forecast | BEST | Residential_Manufactured Home Regular Income_Existing_Space Heating_Boiler_AFUE 82%
Residential_Manufactured Home Regular Income_Existing_Space Heating_Natural Gas_Boiler_E3 | Residential | Manufactured Home Regular Income | Existing | Space Heating | Natural Gas | Boiler | E3 | AFUE 85% | 96.49% | 0% | 0% | 1505.9386 | 1642.8421 | 52.1844 | 0 | 20 | 30 | 2019 | 2051 | 100% | 0 | 0 | 0% | Normal | 0% | 615.3345 | 0 | 0 | kBTU/hr | 105 | 0 | 60 | 523 | 2597.2222 | 2833.3333 | 90 | 0 | 2018 | 1.0147 | EIA 2018 Tech Forecast | EIA 2018 Tech Forecast | BEST | Residential_Manufactured Home Regular Income_Existing_Space Heating_Boiler_AFUE 85%
Residential_Manufactured Home Regular Income_Existing_Space Heating_Natural Gas_Boiler_E4 | Residential | Manufactured Home Regular Income | Existing | Space Heating | Natural Gas | Boiler | E4 | AFUE 90% | 90.5% | 0% | 0% | 1594.5232 | 1739.4798 | 52.1844 | 0 | 20 | 30 | 2019 | 2051 | 100% | 0 | 0 | 0% | Normal | 0% | 577.0967 | 0 | 0 | kBTU/hr | 105 | 0 | 60 | 490.5 | 2750 | 3000 | 90 | 0 | 2018 | 1.0147 | EIA 2018 Tech Forecast | EIA 2018 Tech Forecast | BEST | Residential_Manufactured Home Regular Income_Existing_Space Heating_Boiler_AFUE 90%
Residential_Manufactured Home Regular Income_Existing_Space Heating_Natural Gas_Boiler_E5 | Residential | Manufactured Home Regular Income | Existing | Space Heating | Natural Gas | Boiler | E5 | AFUE 95% | 84.32% | 0% | 0% | 2129.5178 | 1732.0079 | 52.1844 | 0 | 20 | 30 | 2019 | 2051 | 100% | 0 | 0 | 0% | Normal | 0% | 537.6823 | 0 | 0 | kBTU/hr | 105 | 0 | 60 | 457 | 3672.6804 | 2987.1134 | 90 | 0 | 2018 | 1.0147 | EIA 2018 Tech Forecast | EIA 2018 Tech Forecast | BEST | Residential_Manufactured Home Regular Income_Existing_Space Heating_Boiler_AFUE 95%
Residential_Manufactured Home Regular Income_Existing_Space Heating_Natural Gas_Boiler_E6 | Residential | Manufactured Home Regular Income | Existing | Space Heating | Natural Gas | Boiler | E6 | Convert to Gas-Fired ASHP | 67.1% | 0% | 0% | 11770.4803 | 2029.3932 | 129.3738 | 0 | 12 | 18 | 2019 | 2051 | 100% | 0 | 0 | 0% | Normal | 0% | 427.8712 | 0 | 0 | kBTU/hr | 80 | 0 | 60 | 363.6667 | 15466.6667 | 2666.6667 | 170 | 0 | 2018 | 1.0147 | EIA 2018 Tech Forecast | EIA 2018 Tech Forecast | AEG BEST | Residential_Manufactured Home Regular Income_Existing_Space Heating_Boiler_Convert to Gas-Fired ASHP
Residential_Manufactured Home Regular Income_Existing_Space Heating_Natural Gas_Boiler_E7 | Residential | Manufactured Home Regular Income | Existing | Space Heating | Natural Gas | Boiler | E7 | ASHP with AFUE 80% Backup | 53.68% | 0% | 0% | 4950.1536 | 1854.0845 | 118.1979 | 0 | 14 | 22 | 2019 | 2051 | 100% | 0 | 0 | 0% | Normal | 0% | 342.297 | 0 | 0 | kBTU/hr | 80 | 0 | 60 | 290.9333 | 7119.6376 | 2666.6667 | 170 | 0 | 2023 | 0.92704 | RTF Wkbk - ResSF&MHExistingHVAC_v7_1 | RTF Wkbk - ResSF&MHExistingHVAC_v7_1 + RTF Wkbk - ResESGasFurnaces_v2_0 | Algorithm calc | Residential_Manufactured Home Regular Income_Existing_Space Heating_Boiler_ASHP with AFUE 80% Backup
Residential_Manufactured Home Regular Income_Existing_Space Heating_Natural Gas_Boiler_E8 | Residential | Manufactured Home Regular Income | Existing | Space Heating | Natural Gas | Boiler | E8 | ASHP with AFUE 95% backup | 45.2% | 0% | 0% | 5446.2109 | 1854.0845 | 118.1979 | 0 | 14 | 22 | 2019 | 2051 | 100% | 0 | 0 | 0% | Normal | 0% | 288.2501 | 0 | 0 | kBTU/hr | 80 | 0 | 60 | 244.9965 | 7833.1 | 2666.6667 | 170 | 0 | 2023 | 0.92704 | RTF Wkbk - ResSF&MHExistingHVAC_v7_1 | RTF Wkbk - ResSF&MHExistingHVAC_v7_1 + RTF Wkbk - ResESGasFurnaces_v2_0 | Algorithm calc | Residential_Manufactured Home Regular Income_Existing_Space Heating_Boiler_ASHP with AFUE 95% backup
Residential_Manufactured Home Regular Income_Existing_Space Heating_Natural Gas_Boiler_E9 | Residential | Manufactured Home Regular Income | Existing | Space Heating | Natural Gas | Boiler | E9 |  | 0% | 0% | 0% | 0 | 0 | 0 | 0 | 0 | 0 | 0 | 0 | 0% | 0 | 0 | 0% | Normal | 0% | 0 | 0 | 0 | [9 empty] | 0 | 0 |  |  |  | Residential_Manufactured Home Regular Income_Existing_Space Heating_Boiler_
Residential_Manufactured Home Regular Income_Existing_Space Heating_Natural Gas_Boiler_E10 | Residential | Manufactured Home Regular Income | Existing | Space Heating | Natural Gas | Boiler | E10 |  | 0% | 0% | 0% | 0 | 0 | 0 | 0 | 0 | 0 | 0 | 0 | 0% | 0 | 0 | 0% | Normal | 0% | 0 | 0 | 0 | [9 empty] | 0 | 0 |  |  |  | Residential_Manufactured Home Regular Income_Existing_Space Heating_Boiler_
Residential_Manufactured Home Regular Income_Existing_Secondary Heating_Natural Gas_Fireplace_E1 | Residential | Manufactured Home Regular Income | Existing | Secondary Heating | Natural Gas | Fireplace | E1 | Baseline (>50% FE) | 100% | 0% | 0% | 2567.1 | 1052 | 0 | 0 | 12 | 20 | 2019 | 2051 | 100% | 0 | 0 | 0% | Normal | 0% | 140.5347 | 0 | 0 | unit | 1 | 0 | 1 | 287.4458 | 2567.1 | 1052 | 0 | 0 | 2021 | 1 | RTF Wkbk - ResGasFireplaces_v1_0 | CA eTRM - Gas Fireplace, Residential - SWHC047-03 | AEG BEST / Market Profile | Residential_Manufactured Home Regular Income_Existing_Secondary Heating_Fireplace_Baseline (>50% FE)
Residential_Manufactured Home Regular Income_Existing_Secondary Heating_Natural Gas_Fireplace_E2 | Residential | Manufactured Home Regular Income | Existing | Secondary Heating | Natural Gas | Fireplace | E2 | Tier 1 (70% FE) | 83.16% | 0% | 0% | 2896.46 | 1052 | 0 | 0 | 12 | 20 | 2019 | 2051 | 100% | 0 | 0 | 0% | Normal | 0% | 116.8666 | 0 | 0 | unit | 1 | 0 | 1 | 239.0358 | 2896.46 | 1052 | 0 | 0 | 2021 | 1 | RTF Wkbk - ResGasFireplaces_v1_0 | CA eTRM - Gas Fireplace, Residential - SWHC047-03 | AEG BEST / Market Profile | Residential_Manufactured Home Regular Income_Existing_Secondary Heating_Fireplace_Tier 1 (70% FE)
Residential_Manufactured Home Regular Income_Existing_Secondary Heating_Natural Gas_Fireplace_E3 | Residential | Manufactured Home Regular Income | Existing | Secondary Heating | Natural Gas | Fireplace | E3 | Tier 2 (>75% FE) | 79.34% | 0% | 0% | 2972.5 | 1052 | 0 | 0 | 12 | 20 | 2019 | 2051 | 100% | 0 | 0 | 0% | Normal | 0% | 111.4984 | 0 | 0 | unit | 1 | 0 | 1 | 228.0558 | 2972.5 | 1052 | 0 | 0 | 2021 | 1 | RTF Wkbk - ResGasFireplaces_v1_0 | CA eTRM - Gas Fireplace, Residential - SWHC047-03 | AEG BEST / Market Profile | Residential_Manufactured Home Regular Income_Existing_Secondary Heating_Fireplace_Tier 2 (>75% FE)
Residential_Manufactured Home Regular Income_Existing_Secondary Heating_Natural Gas_Fireplace_E4 | Residential | Manufactured Home Regular Income | Existing | Secondary Heating | Natural Gas | Fireplace | E4 |  | 0% | 0% | 0% | 0 | 0 | 0 | 0 | 0 | 0 | 0 | 0 | 0% | 0 | 0 | 0% | Normal | 0% | 0 | 0 | 0 | [9 empty] | 0 | 0 |  |  |  | Residential_Manufactured Home Regular Income_Existing_Secondary Heating_Fireplace_
Residential_Manufactured Home Regular Income_Existing_Secondary Heating_Natural Gas_Fireplace_E5 | Residential | Manufactured Home Regular Income | Existing | Secondary Heating | Natural Gas | Fireplace | E5 |  | 0% | 0% | 0% | 0 | 0 | 0 | 0 | 0 | 0 | 0 | 0 | 0% | 0 | 0 | 0% | Normal | 0% | 0 | 0 | 0 | [9 empty] | 0 | 0 |  |  |  | Residential_Manufactured Home Regular Income_Existing_Secondary Heating_Fireplace_
Residential_Manufactured Home Regular Income_Existing_Secondary Heating_Natural Gas_Fireplace_E6 | Residential | Manufactured Home Regular Income | Existing | Secondary Heating | Natural Gas | Fireplace | E6 |  | 0% | 0% | 0% | 0 | 0 | 0 | 0 | 0 | 0 | 0 | 0 | 0% | 0 | 0 | 0% | Normal | 0% | 0 | 0 | 0 | [9 empty] | 0 | 0 |  |  |  | Residential_Manufactured Home Regular Income_Existing_Secondary Heating_Fireplace_
Residential_Manufactured Home Regular Income_Existing_Secondary Heating_Natural Gas_Fireplace_E7 | Residential | Manufactured Home Regular Income | Existing | Secondary Heating | Natural Gas | Fireplace | E7 |  | 0% | 0% | 0% | 0 | 0 | 0 | 0 | 0 | 0 | 0 | 0 | 0% | 0 | 0 | 0% | Normal | 0% | 0 | 0 | 0 | [9 empty] | 0 | 0 |  |  |  | Residential_Manufactured Home Regular Income_Existing_Secondary Heating_Fireplace_
Residential_Manufactured Home Regular Income_Existing_Secondary Heating_Natural Gas_Fireplace_E8 | Residential | Manufactured Home Regular Income | Existing | Secondary Heating | Natural Gas | Fireplace | E8 |  | 0% | 0% | 0% | 0 | 0 | 0 | 0 | 0 | 0 | 0 | 0 | 0% | 0 | 0 | 0% | Normal | 0% | 0 | 0 | 0 | [9 empty] | 0 | 0 |  |  |  | Residential_Manufactured Home Regular Income_Existing_Secondary Heating_Fireplace_
Residential_Manufactured Home Regular Income_Existing_Secondary Heating_Natural Gas_Fireplace_E9 | Residential | Manufactured Home Regular Income | Existing | Secondary Heating | Natural Gas | Fireplace | E9 |  | 0% | 0% | 0% | 0 | 0 | 0 | 0 | 0 | 0 | 0 | 0 | 0% | 0 | 0 | 0% | Normal | 0% | 0 | 0 | 0 | [9 empty] | 0 | 0 |  |  |  | Residential_Manufactured Home Regular Income_Existing_Secondary Heating_Fireplace_
Residential_Manufactured Home Regular Income_Existing_Secondary Heating_Natural Gas_Fireplace_E10 | Residential | Manufactured Home Regular Income | Existing | Secondary Heating | Natural Gas | Fireplace | E10 |  | 0% | 0% | 0% | 0 | 0 | 0 | 0 | 0 | 0 | 0 | 0 | 0% | 0 | 0 | 0% | Normal | 0% | 0 | 0 | 0 | [9 empty] | 0 | 0 |  |  |  | Residential_Manufactured Home Regular Income_Existing_Secondary Heating_Fireplace_
Residential_Manufactured Home Regular Income_Existing_Water Heating_Natural Gas_Water Heater (<= 55 gal)_E1 | Residential | Manufactured Home Regular Income | Existing | Water Heating | Natural Gas | Water Heater (<= 55 gal) | E1 | UEF 0.58 (Standard) | 100% | 0% | 0% | 539.7178 | 588.5979 | 0 | 0 | 10 | 16 | 2019 | 2051 | 100% | 0 | 0 | 0% | Normal | 0% | 179.0545 | 0 | 0 | unit | 1 | 0 | 1 | 167.8101 | 530 | 578 | 0 | 0 | 2020 | 1.0183 | RTF WkBk - ResGasWH_v2_0 | RTF WkBk - ResGasWH_v2_0 | AEG BEST / Market Profile Calculations | Residential_Manufactured Home Regular Income_Existing_Water Heating_Water Heater (<= 55 gal)_UEF 0.58 (Standard)
Residential_Manufactured Home Regular Income_Existing_Water Heating_Natural Gas_Water Heater (<= 55 gal)_E2 | Residential | Manufactured Home Regular Income | Existing | Water Heating | Natural Gas | Water Heater (<= 55 gal) | E2 | UEF 0.64 (ENERGY STAR 4.0) | 90.62% | 0% | 0% | 684.3215 | 588.5979 | 0 | 0 | 10 | 16 | 2019 | 2051 | 100% | 0 | 0 | 0% | Normal | 0% | 162.2681 | 0 | 0 | unit | 1 | 0 | 1 | 152.0779 | 672 | 578 | 0 | 0 | 2020 | 1.0183 | RTF WkBk - ResGasWH_v2_0 | RTF WkBk - ResGasWH_v2_0 | AEG BEST / Market Profile Calculations | Residential_Manufactured Home Regular Income_Existing_Water Heating_Water Heater (<= 55 gal)_UEF 0.64 (ENERGY STAR 4.0)
Residential_Manufactured Home Regular Income_Existing_Water Heating_Natural Gas_Water Heater (<= 55 gal)_E3 | Residential | Manufactured Home Regular Income | Existing | Water Heating | Natural Gas | Water Heater (<= 55 gal) | E3 | UEF 0.81 (ENERGY STAR 5.0) | 71.6% | 0% | 0% | 2276.9982 | 1315.6895 | 0 | 0 | 10 | 16 | 2019 | 2051 | 100% | 0 | 0 | 0% | Normal | 0% | 128.2119 | 0 | 0 | unit | 1 | 0 | 1 | 120.1604 | 2236 | 1292 | 0 | 0 | 2020 | 1.0183 | RTF WkBk - ResGasWH_v2_0 | RTF WkBk - ResGasWH_v2_0 | AEG BEST / Market Profile Calculations | Residential_Manufactured Home Regular Income_Existing_Water Heating_Water Heater (<= 55 gal)_UEF 0.81 (ENERGY STAR 5.0)
Residential_Manufactured Home Regular Income_Existing_Water Heating_Natural Gas_Water Heater (<= 55 gal)_E4 | Residential | Manufactured Home Regular Income | Existing | Water Heating | Natural Gas | Water Heater (<= 55 gal) | E4 | UEF 0.87 (Instantaneous, ENERGY STAR 4.0) | 66.67% | 0% | 0% | 874.7842 | 1427.8716 | 0 | 0 | 15 | 25 | 2019 | 2051 | 100% | 0 | 0 | 0% | Normal | 0% | 119.3697 | 0 | 0 | unit | 1 | 0 | 1 | 111.8734 | 859.0334 | 1402.1622 | 0 | 0 | 2020 | 1.0183 | RTF WkBk - ResGasWH_v2_0 | RTF WkBk - ResGasWH_v2_0 - AEG Adjusted | AEG BEST / Market Profile Calculations | Residential_Manufactured Home Regular Income_Existing_Water Heating_Water Heater (<= 55 gal)_UEF 0.87 (Instantaneous, ENERGY STAR 4.0)
Residential_Manufactured Home Regular Income_Existing_Water Heating_Natural Gas_Water Heater (<= 55 gal)_E5 | Residential | Manufactured Home Regular Income | Existing | Water Heating | Natural Gas | Water Heater (<= 55 gal) | E5 | UEF 0.95 (Instantaneous, ENERGY STAR 5.0) | 63.74% | 0% | 0% | 1183.5883 | 1427.8716 | 0 | 0 | 15 | 25 | 2019 | 2051 | 100% | 0 | 0 | 0% | Normal | 0% | 114.1226 | 0 | 0 | unit | 1 | 0 | 1 | 106.9559 | 1162.2773 | 1402.1622 | 0 | 0 | 2020 | 1.0183 | RTF WkBk - ResGasWH_v2_0 | RTF WkBk - ResGasWH_v2_0 - AEG Adjusted | AEG BEST / Market Profile Calculations | Residential_Manufactured Home Regular Income_Existing_Water Heating_Water Heater (<= 55 gal)_UEF 0.95 (Instantaneous, ENERGY STAR 5.0)
Residential_Manufactured Home Regular Income_Existing_Water Heating_Natural Gas_Water Heater (<= 55 gal)_E6 | Residential | Manufactured Home Regular Income | Existing | Water Heating | Natural Gas | Water Heater (<= 55 gal) | E6 | UEF 1.0+ (Gas-Fired HPWH) | 54.72% | 0% | 0% | 2627.2224 | 2573.2687 | 0 | 0 | 10 | 16 | 2019 | 2051 | 100% | 0 | 0 | 0% | Normal | 0% | 97.9732 | 0 | 0 | unit | 1 | 0 | 1 | 91.8206 | 2471.2858 | 2420.5345 | 0 | 0 | 2017 | 1.0631 | RTF WkBk - ResGasWH_v2_0 | Modified EIA 2018 Tech Forecast and Regional Technical Forum | AEG BEST / Market Profile Calculations | Residential_Manufactured Home Regular Income_Existing_Water Heating_Water Heater (<= 55 gal)_UEF 1.0+ (Gas-Fired HPWH)
Residential_Manufactured Home Regular Income_Existing_Water Heating_Natural Gas_Water Heater (<= 55 gal)_E7 | Residential | Manufactured Home Regular Income | Existing | Water Heating | Natural Gas | Water Heater (<= 55 gal) | E7 | NEEA Gas-Fired Absorption HPWH (COP 1.3) | 44.62% | 0% | 0% | 5425.462 | 735.0259 | 0 | 0 | 6 | 20 | 2023 | 2051 | 100% | 0 | 0 | 0% | Normal | 0% | 79.8859 | 0 | 0 | unit | 1 | 0 | 1 | 74.8691 | 5166.9245 | 700 | 0 | 0 | 2018 | 1.05 | EIA 2018 Tech Forecast | Modified EIA 2018 Tech Forecast | IL TRM - 5.4.2 - RS-HWE-GWHT-V09-210101 | Residential_Manufactured Home Regular Income_Existing_Water Heating_Water Heater (<= 55 gal)_NEEA Gas-Fired Absorption HPWH (COP 1.3)
Residential_Manufactured Home Regular Income_Existing_Water Heating_Natural Gas_Water Heater (<= 55 gal)_E8 | Residential | Manufactured Home Regular Income | Existing | Water Heating | Natural Gas | Water Heater (<= 55 gal) | E8 |  | 0% | 0% | 0% | 0 | 0 | 0 | 0 | 0 | 0 | 0 | 0 | 0% | 0 | 0 | 0% | Normal | 0% | 0 | 0 | 0 | [9 empty] | 0 | 0 |  |  |  | Residential_Manufactured Home Regular Income_Existing_Water Heating_Water Heater (<= 55 gal)_
Residential_Manufactured Home Regular Income_Existing_Water Heating_Natural Gas_Water Heater (<= 55 gal)_E9 | Residential | Manufactured Home Regular Income | Existing | Water Heating | Natural Gas | Water Heater (<= 55 gal) | E9 |  | 0% | 0% | 0% | 0 | 0 | 0 | 0 | 0 | 0 | 0 | 0 | 0% | 0 | 0 | 0% | Normal | 0% | 0 | 0 | 0 | [9 empty] | 0 | 0 |  |  |  | Residential_Manufactured Home Regular Income_Existing_Water Heating_Water Heater (<= 55 gal)_
Residential_Manufactured Home Regular Income_Existing_Water Heating_Natural Gas_Water Heater (<= 55 gal)_E10 | Residential | Manufactured Home Regular Income | Existing | Water Heating | Natural Gas | Water Heater (<= 55 gal) | E10 |  | 0% | 0% | 0% | 0 | 0 | 0 | 0 | 0 | 0 | 0 | 0 | 0% | 0 | 0 | 0% | Normal | 0% | 0 | 0 | 0 | [9 empty] | 0 | 0 |  |  |  | Residential_Manufactured Home Regular Income_Existing_Water Heating_Water Heater (<= 55 gal)_
Residential_Manufactured Home Regular Income_Existing_Water Heating_Natural Gas_Water Heater (> 55 gal)_E1 | Residential | Manufactured Home Regular Income | Existing | Water Heating | Natural Gas | Water Heater (> 55 gal) | E1 | UEF 0.76 (Standard) | 100% | 0% | 0% | 620.6755 | 676.8876 | 0 | 0 | 10 | 16 | 2019 | 2051 | 100% | 0 | 0 | 0% | Normal | 0% | 179.0545 | 0 | 0 | unit | 1 | 0 | 1 | 128.0656 | 609.5 | 664.7 | 0 | 0 | 2020 | 1.0183 | Same as small WH | Scaled from small WH | AEG BEST / Market Profile Calculations | Residential_Manufactured Home Regular Income_Existing_Water Heating_Water Heater (> 55 gal)_UEF 0.76 (Standard)
Residential_Manufactured Home Regular Income_Existing_Water Heating_Natural Gas_Water Heater (> 55 gal)_E2 | Residential | Manufactured Home Regular Income | Existing | Water Heating | Natural Gas | Water Heater (> 55 gal) | E2 | UEF 0.78 (ENERGY STAR 4.0) | 97.44% | 0% | 0% | 786.9697 | 676.8876 | 0 | 0 | 10 | 16 | 2019 | 2051 | 100% | 0 | 0 | 0% | Normal | 0% | 174.4634 | 0 | 0 | unit | 1 | 0 | 1 | 124.7819 | 772.8 | 664.7 | 0 | 0 | 2020 | 1.0183 | Same as small WH | Scaled from small WH | AEG BEST / Market Profile Calculations | Residential_Manufactured Home Regular Income_Existing_Water Heating_Water Heater (> 55 gal)_UEF 0.78 (ENERGY STAR 4.0)
Residential_Manufactured Home Regular Income_Existing_Water Heating_Natural Gas_Water Heater (> 55 gal)_E3 | Residential | Manufactured Home Regular Income | Existing | Water Heating | Natural Gas | Water Heater (> 55 gal) | E3 | UEF 0.86 (ENERGY STAR 5.0) | 93.83% | 0% | 0% | 2618.548 | 1513.0429 | 0 | 0 | 10 | 16 | 2019 | 2051 | 100% | 0 | 0 | 0% | Normal | 0% | 168.0017 | 0 | 0 | unit | 1 | 0 | 1 | 120.1604 | 2571.4 | 1485.8 | 0 | 0 | 2020 | 1.0183 | Same as small WH | Scaled from small WH | AEG BEST / Market Profile Calculations | Residential_Manufactured Home Regular Income_Existing_Water Heating_Water Heater (> 55 gal)_UEF 0.86 (ENERGY STAR 5.0)
Residential_Manufactured Home Regular Income_Existing_Water Heating_Natural Gas_Water Heater (> 55 gal)_E4 | Residential | Manufactured Home Regular Income | Existing | Water Heating | Natural Gas | Water Heater (> 55 gal) | E4 | UEF 0.87 (Instantaneous, ENERGY STAR 4.0) | 87.36% | 0% | 0% | 1006.0018 | 1642.0523 | 0 | 0 | 15 | 25 | 2019 | 2051 | 100% | 0 | 0 | 0% | Normal | 0% | 156.4154 | 0 | 0 | unit | 1 | 0 | 1 | 111.8734 | 987.8884 | 1612.4865 | 0 | 0 | 2020 | 1.0183 | Same as small WH | Scaled from small WH | AEG BEST / Market Profile Calculations | Residential_Manufactured Home Regular Income_Existing_Water Heating_Water Heater (> 55 gal)_UEF 0.87 (Instantaneous, ENERGY STAR 4.0)
Residential_Manufactured Home Regular Income_Existing_Water Heating_Natural Gas_Water Heater (> 55 gal)_E5 | Residential | Manufactured Home Regular Income | Existing | Water Heating | Natural Gas | Water Heater (> 55 gal) | E5 | UEF 0.95 (Instantaneous, ENERGY STAR 5.0) | 83.52% | 0% | 0% | 1361.1265 | 1642.0523 | 0 | 0 | 15 | 25 | 2019 | 2051 | 100% | 0 | 0 | 0% | Normal | 0% | 149.54 | 0 | 0 | unit | 1 | 0 | 1 | 106.9559 | 1336.6189 | 1612.4865 | 0 | 0 | 2020 | 1.0183 | Same as small WH | Scaled from small WH | AEG BEST / Market Profile Calculations | Residential_Manufactured Home Regular Income_Existing_Water Heating_Water Heater (> 55 gal)_UEF 0.95 (Instantaneous, ENERGY STAR 5.0)
Residential_Manufactured Home Regular Income_Existing_Water Heating_Natural Gas_Water Heater (> 55 gal)_E6 | Residential | Manufactured Home Regular Income | Existing | Water Heating | Natural Gas | Water Heater (> 55 gal) | E6 | UEF 1.0+ (Gas-Fired HPWH) | 71.7% | 0% | 0% | 3021.3057 | 2959.259 | 0 | 0 | 10 | 16 | 2019 | 2051 | 100% | 0 | 0 | 0% | Normal | 0% | 128.3787 | 0 | 0 | unit | 1 | 0 | 1 | 91.8206 | 2841.9786 | 2783.6147 | 0 | 0 | 2017 | 1.0631 | Same as small WH | Scaled from small WH | AEG BEST / Market Profile Calculations | Residential_Manufactured Home Regular Income_Existing_Water Heating_Water Heater (> 55 gal)_UEF 1.0+ (Gas-Fired HPWH)
Residential_Manufactured Home Regular Income_Existing_Water Heating_Natural Gas_Water Heater (> 55 gal)_E7 | Residential | Manufactured Home Regular Income | Existing | Water Heating | Natural Gas | Water Heater (> 55 gal) | E7 | NEEA Gas-Fired Absorption HPWH (COP 1.3) | 58.46% | 0% | 0% | 6239.2813 | 845.2798 | 0 | 0 | 6 | 20 | 2024 | 2051 | 100% | 0 | 0 | 0% | Normal | 0% | 104.678 | 0 | 0 | unit | 1 | 0 | 1 | 74.8691 | 5941.9632 | 805 | 0 | 0 | 2018 | 1.05 | Scaled from small | Scaled from small | IL TRM - 5.4.2 - RS-HWE-GWHT-V09-210101 | Residential_Manufactured Home Regular Income_Existing_Water Heating_Water Heater (> 55 gal)_NEEA Gas-Fired Absorption HPWH (COP 1.3)
Residential_Manufactured Home Regular Income_Existing_Water Heating_Natural Gas_Water Heater (> 55 gal)_E8 | Residential | Manufactured Home Regular Income | Existing | Water Heating | Natural Gas | Water Heater (> 55 gal) | E8 |  | 0% | 0% | 0% | 0 | 0 | 0 | 0 | 0 | 0 | 0 | 0 | 0% | 0 | 0 | 0% | Normal | 0% | 0 | 0 | 0 | [9 empty] | 0 | 0 |  |  |  | Residential_Manufactured Home Regular Income_Existing_Water Heating_Water Heater (> 55 gal)_
Residential_Manufactured Home Regular Income_Existing_Water Heating_Natural Gas_Water Heater (> 55 gal)_E9 | Residential | Manufactured Home Regular Income | Existing | Water Heating | Natural Gas | Water Heater (> 55 gal) | E9 |  | 0% | 0% | 0% | 0 | 0 | 0 | 0 | 0 | 0 | 0 | 0 | 0% | 0 | 0 | 0% | Normal | 0% | 0 | 0 | 0 | [9 empty] | 0 | 0 |  |  |  | Residential_Manufactured Home Regular Income_Existing_Water Heating_Water Heater (> 55 gal)_
Residential_Manufactured Home Regular Income_Existing_Water Heating_Natural Gas_Water Heater (> 55 gal)_E10 | Residential | Manufactured Home Regular Income | Existing | Water Heating | Natural Gas | Water Heater (> 55 gal) | E10 |  | 0% | 0% | 0% | 0 | 0 | 0 | 0 | 0 | 0 | 0 | 0 | 0% | 0 | 0 | 0% | Normal | 0% | 0 | 0 | 0 | [9 empty] | 0 | 0 |  |  |  | Residential_Manufactured Home Regular Income_Existing_Water Heating_Water Heater (> 55 gal)_
Residential_Manufactured Home Regular Income_Existing_Appliances_Natural Gas_Clothes Dryer_E1 | Residential | Manufactured Home Regular Income | Existing | Appliances | Natural Gas | Clothes Dryer | E1 | Standard | 100% | 0% | 0% | 525.0185 | 168.0059 | 0 | 0 | 9 | 15 | 2019 | 2051 | 100% | 0 | 0 | 0% | Normal | 0% | 14.766 | 0 | 0 | units | 1 | 0 | 1 | 29.1837 | 500 | 160 | 0 | 0 | 2018 | 1.05 | RTF Workbook - ResClothesDryers_v4.1 | EIA 2018 Tech Forecast | RTF Workbook - ResClothesDryers_v4.1 | Residential_Manufactured Home Regular Income_Existing_Appliances_Clothes Dryer_Standard
Residential_Manufactured Home Regular Income_Existing_Appliances_Natural Gas_Clothes Dryer_E2 | Residential | Manufactured Home Regular Income | Existing | Appliances | Natural Gas | Clothes Dryer | E2 | NEEA/ENERGY STAR (CE >60%) | 94.43% | 0% | 0% | 574.0737 | 170.0959 | 0 | 0 | 9 | 15 | 2019 | 2051 | 100% | 0 | 0 | 0% | Normal | 0% | 13.9432 | 0 | 0 | units | 1 | 0 | 1 | 27.5575 | 540 | 160 | 0 | 0 | 2017 | 1.0631 | RTF Workbook - ResClothesDryers_v4.1 | RTF Workbook - ResClothesDryers_v4.1 | RTF Workbook - ResClothesDryers_v4.1 | Residential_Manufactured Home Regular Income_Existing_Appliances_Clothes Dryer_NEEA/ENERGY STAR (CE >60%)
Residential_Manufactured Home Regular Income_Existing_Appliances_Natural Gas_Clothes Dryer_E3 | Residential | Manufactured Home Regular Income | Existing | Appliances | Natural Gas | Clothes Dryer | E3 |  | 0% | 0% | 0% | 0 | 0 | 0 | 0 | 0 | 0 | 0 | 0 | 0% | 0 | 0 | 0% | Normal | 0% | 0 | 0 | 0 | [9 empty] | 0 | 0 |  |  |  | Residential_Manufactured Home Regular Income_Existing_Appliances_Clothes Dryer_
Residential_Manufactured Home Regular Income_Existing_Appliances_Natural Gas_Clothes Dryer_E4 | Residential | Manufactured Home Regular Income | Existing | Appliances | Natural Gas | Clothes Dryer | E4 |  | 0% | 0% | 0% | 0 | 0 | 0 | 0 | 0 | 0 | 0 | 0 | 0% | 0 | 0 | 0% | Normal | 0% | 0 | 0 | 0 | [9 empty] | 0 | 0 |  |  |  | Residential_Manufactured Home Regular Income_Existing_Appliances_Clothes Dryer_
Residential_Manufactured Home Regular Income_Existing_Appliances_Natural Gas_Clothes Dryer_E5 | Residential | Manufactured Home Regular Income | Existing | Appliances | Natural Gas | Clothes Dryer | E5 |  | 0% | 0% | 0% | 0 | 0 | 0 | 0 | 0 | 0 | 0 | 0 | 0% | 0 | 0 | 0% | Normal | 0% | 0 | 0 | 0 | [9 empty] | 0 | 0 |  |  |  | Residential_Manufactured Home Regular Income_Existing_Appliances_Clothes Dryer_
Residential_Manufactured Home Regular Income_Existing_Appliances_Natural Gas_Clothes Dryer_E6 | Residential | Manufactured Home Regular Income | Existing | Appliances | Natural Gas | Clothes Dryer | E6 |  | 0% | 0% | 0% | 0 | 0 | 0 | 0 | 0 | 0 | 0 | 0 | 0% | 0 | 0 | 0% | Normal | 0% | 0 | 0 | 0 | [9 empty] | 0 | 0 |  |  |  | Residential_Manufactured Home Regular Income_Existing_Appliances_Clothes Dryer_
Residential_Manufactured Home Regular Income_Existing_Appliances_Natural Gas_Clothes Dryer_E7 | Residential | Manufactured Home Regular Income | Existing | Appliances | Natural Gas | Clothes Dryer | E7 |  | 0% | 0% | 0% | 0 | 0 | 0 | 0 | 0 | 0 | 0 | 0 | 0% | 0 | 0 | 0% | Normal | 0% | 0 | 0 | 0 | [9 empty] | 0 | 0 |  |  |  | Residential_Manufactured Home Regular Income_Existing_Appliances_Clothes Dryer_
Residential_Manufactured Home Regular Income_Existing_Appliances_Natural Gas_Clothes Dryer_E8 | Residential | Manufactured Home Regular Income | Existing | Appliances | Natural Gas | Clothes Dryer | E8 |  | 0% | 0% | 0% | 0 | 0 | 0 | 0 | 0 | 0 | 0 | 0 | 0% | 0 | 0 | 0% | Normal | 0% | 0 | 0 | 0 | [9 empty] | 0 | 0 |  |  |  | Residential_Manufactured Home Regular Income_Existing_Appliances_Clothes Dryer_
Residential_Manufactured Home Regular Income_Existing_Appliances_Natural Gas_Clothes Dryer_E9 | Residential | Manufactured Home Regular Income | Existing | Appliances | Natural Gas | Clothes Dryer | E9 |  | 0% | 0% | 0% | 0 | 0 | 0 | 0 | 0 | 0 | 0 | 0 | 0% | 0 | 0 | 0% | Normal | 0% | 0 | 0 | 0 | [9 empty] | 0 | 0 |  |  |  | Residential_Manufactured Home Regular Income_Existing_Appliances_Clothes Dryer_
Residential_Manufactured Home Regular Income_Existing_Appliances_Natural Gas_Clothes Dryer_E10 | Residential | Manufactured Home Regular Income | Existing | Appliances | Natural Gas | Clothes Dryer | E10 |  | 0% | 0% | 0% | 0 | 0 | 0 | 0 | 0 | 0 | 0 | 0 | 0% | 0 | 0 | 0% | Normal | 0% | 0 | 0 | 0 | [9 empty] | 0 | 0 |  |  |  | Residential_Manufactured Home Regular Income_Existing_Appliances_Clothes Dryer_
Residential_Manufactured Home Regular Income_Existing_Appliances_Natural Gas_Stove/Oven_E1 | Residential | Manufactured Home Regular Income | Existing | Appliances | Natural Gas | Stove/Oven | E1 | EF 0.399 | 100% | 0% | 0% | 861.0304 | 115.5041 | 0 | 0 | 9 | 15 | 2019 | 2051 | 100% | 0 | 0 | 0% | Normal | 0% | 14.1691 | 0 | 0 | units | 1 | 0 | 1 | 31.82 | 820 | 110 | 0 | 0 | 2018 | 1.05 | EIA 2018 Appendix A | EIA 2018 Appendix A | EIA 2018 Appendix A | Residential_Manufactured Home Regular Income_Existing_Appliances_Stove/Oven_EF 0.399
Residential_Manufactured Home Regular Income_Existing_Appliances_Natural Gas_Stove/Oven_E2 | Residential | Manufactured Home Regular Income | Existing | Appliances | Natural Gas | Stove/Oven | E2 | High Efficiency (730 + 1660 IAEC) | 75.11% | 0% | 0% | 913.5322 | 115.5041 | 0 | 0 | 9 | 15 | 2019 | 2051 | 100% | 0 | 0 | 0% | Normal | 0% | 10.6424 | 0 | 0 | units | 1 | 0 | 1 | 23.9 | 870 | 110 | 0 | 0 | 2018 | 1.05 | EIA 2018 Appendix A | EIA 2018 Appendix A | EIA 2018 Appendix A | Residential_Manufactured Home Regular Income_Existing_Appliances_Stove/Oven_High Efficiency (730 + 1660 IAEC)
Residential_Manufactured Home Regular Income_Existing_Appliances_Natural Gas_Stove/Oven_E3 | Residential | Manufactured Home Regular Income | Existing | Appliances | Natural Gas | Stove/Oven | E3 |  | 0% | 0% | 0% | 0 | 0 | 0 | 0 | 0 | 0 | 0 | 0 | 0% | 0 | 0 | 0% | Normal | 0% | 0 | 0 | 0 | [9 empty] | 0 | 0 |  |  |  | Residential_Manufactured Home Regular Income_Existing_Appliances_Stove/Oven_
Residential_Manufactured Home Regular Income_Existing_Appliances_Natural Gas_Stove/Oven_E4 | Residential | Manufactured Home Regular Income | Existing | Appliances | Natural Gas | Stove/Oven | E4 |  | 0% | 0% | 0% | 0 | 0 | 0 | 0 | 0 | 0 | 0 | 0 | 0% | 0 | 0 | 0% | Normal | 0% | 0 | 0 | 0 | [9 empty] | 0 | 0 |  |  |  | Residential_Manufactured Home Regular Income_Existing_Appliances_Stove/Oven_
Residential_Manufactured Home Regular Income_Existing_Appliances_Natural Gas_Stove/Oven_E5 | Residential | Manufactured Home Regular Income | Existing | Appliances | Natural Gas | Stove/Oven | E5 |  | 0% | 0% | 0% | 0 | 0 | 0 | 0 | 0 | 0 | 0 | 0 | 0% | 0 | 0 | 0% | Normal | 0% | 0 | 0 | 0 | [9 empty] | 0 | 0 |  |  |  | Residential_Manufactured Home Regular Income_Existing_Appliances_Stove/Oven_
Residential_Manufactured Home Regular Income_Existing_Appliances_Natural Gas_Stove/Oven_E6 | Residential | Manufactured Home Regular Income | Existing | Appliances | Natural Gas | Stove/Oven | E6 |  | 0% | 0% | 0% | 0 | 0 | 0 | 0 | 0 | 0 | 0 | 0 | 0% | 0 | 0 | 0% | Normal | 0% | 0 | 0 | 0 | [9 empty] | 0 | 0 |  |  |  | Residential_Manufactured Home Regular Income_Existing_Appliances_Stove/Oven_
Residential_Manufactured Home Regular Income_Existing_Appliances_Natural Gas_Stove/Oven_E7 | Residential | Manufactured Home Regular Income | Existing | Appliances | Natural Gas | Stove/Oven | E7 |  | 0% | 0% | 0% | 0 | 0 | 0 | 0 | 0 | 0 | 0 | 0 | 0% | 0 | 0 | 0% | Normal | 0% | 0 | 0 | 0 | [9 empty] | 0 | 0 |  |  |  | Residential_Manufactured Home Regular Income_Existing_Appliances_Stove/Oven_
Residential_Manufactured Home Regular Income_Existing_Appliances_Natural Gas_Stove/Oven_E8 | Residential | Manufactured Home Regular Income | Existing | Appliances | Natural Gas | Stove/Oven | E8 |  | 0% | 0% | 0% | 0 | 0 | 0 | 0 | 0 | 0 | 0 | 0 | 0% | 0 | 0 | 0% | Normal | 0% | 0 | 0 | 0 | [9 empty] | 0 | 0 |  |  |  | Residential_Manufactured Home Regular Income_Existing_Appliances_Stove/Oven_
Residential_Manufactured Home Regular Income_Existing_Appliances_Natural Gas_Stove/Oven_E9 | Residential | Manufactured Home Regular Income | Existing | Appliances | Natural Gas | Stove/Oven | E9 |  | 0% | 0% | 0% | 0 | 0 | 0 | 0 | 0 | 0 | 0 | 0 | 0% | 0 | 0 | 0% | Normal | 0% | 0 | 0 | 0 | [9 empty] | 0 | 0 |  |  |  | Residential_Manufactured Home Regular Income_Existing_Appliances_Stove/Oven_
Residential_Manufactured Home Regular Income_Existing_Appliances_Natural Gas_Stove/Oven_E10 | Residential | Manufactured Home Regular Income | Existing | Appliances | Natural Gas | Stove/Oven | E10 |  | 0% | 0% | 0% | 0 | 0 | 0 | 0 | 0 | 0 | 0 | 0 | 0% | 0 | 0 | 0% | Normal | 0% | 0 | 0 | 0 | [9 empty] | 0 | 0 |  |  |  | Residential_Manufactured Home Regular Income_Existing_Appliances_Stove/Oven_
Residential_Manufactured Home Regular Income_Existing_Miscellaneous_Natural Gas_Pool Heater_E1 | Residential | Manufactured Home Regular Income | Existing | Miscellaneous | Natural Gas | Pool Heater | E1 | Standard (EF 0.82) | 100% | 0% | 0% | 2127.3029 | 814.6684 | 0 | 0 | 8 | 12 | 2019 | 2051 | 100% | 0 | 0 | 0% | Normal | 0% | 135.6222 | 0 | 0 | units | 1 | 0 | 1 | 1004 | 2089 | 800 | 0 | 0 | 2020 | 1.0183 | CA eTRM - Pool Heater, Residential | CA eTRM - Pool Heater, Residential | CA eTRM - Pool Heater, Residential | Residential_Manufactured Home Regular Income_Existing_Miscellaneous_Pool Heater_Standard (EF 0.82)
Residential_Manufactured Home Regular Income_Existing_Miscellaneous_Natural Gas_Pool Heater_E2 | Residential | Manufactured Home Regular Income | Existing | Miscellaneous | Natural Gas | Pool Heater | E2 | High Efficiency (EF 0.84) | 96.41% | 0% | 0% | 2758.6709 | 814.6684 | 0 | 0 | 8 | 12 | 2019 | 2051 | 100% | 0 | 0 | 0% | Normal | 0% | 130.7593 | 0 | 0 | units | 1 | 0 | 1 | 968 | 2709 | 800 | 0 | 0 | 2020 | 1.0183 | CA eTRM - Pool Heater, Residential | CA eTRM - Pool Heater, Residential | CA eTRM - Pool Heater, Residential | Residential_Manufactured Home Regular Income_Existing_Miscellaneous_Pool Heater_High Efficiency (EF 0.84)
Residential_Manufactured Home Regular Income_Existing_Miscellaneous_Natural Gas_Pool Heater_E3 | Residential | Manufactured Home Regular Income | Existing | Miscellaneous | Natural Gas | Pool Heater | E3 | Condensing (EF .94) | 85.46% | 0% | 0% | 5028.5408 | 916.502 | 0 | 0 | 8 | 12 | 2019 | 2051 | 100% | 0 | 0 | 0% | Normal | 0% | 115.9003 | 0 | 0 | units | 1 | 0 | 1 | 858 | 4938 | 900 | 0 | 0 | 2020 | 1.0183 | CA eTRM - Pool Heater, Residential | CA eTRM - Pool Heater, Residential | CA eTRM - Pool Heater, Residential | Residential_Manufactured Home Regular Income_Existing_Miscellaneous_Pool Heater_Condensing (EF .94)
Residential_Manufactured Home Regular Income_Existing_Miscellaneous_Natural Gas_Pool Heater_E4 | Residential | Manufactured Home Regular Income | Existing | Miscellaneous | Natural Gas | Pool Heater | E4 | Condensing w/Imp. HX (EF 0.95) | 84.6% | 0% | 0% | 5082.0359 | 916.502 | 0 | 0 | 8 | 12 | 2019 | 2051 | 100% | 0 | 0 | 0% | Normal | 0% | 114.7413 | 0 | 0 | units | 1 | 0 | 1 | 849.42 | 4990.5319 | 900 | 0 | 0 | 2020 | 1.0183 | CA eTRM - Pool Heater, Residential | CA eTRM - Pool Heater, Residential | CA eTRM - Pool Heater, Residential | Residential_Manufactured Home Regular Income_Existing_Miscellaneous_Pool Heater_Condensing w/Imp. HX (EF 0.95)
Residential_Manufactured Home Regular Income_Existing_Miscellaneous_Natural Gas_Pool Heater_E5 | Residential | Manufactured Home Regular Income | Existing | Miscellaneous | Natural Gas | Pool Heater | E5 |  | 0% | 0% | 0% | 0 | 0 | 0 | 0 | 0 | 0 | 0 | 0 | 0% | 0 | 0 | 0% | Normal | 0% | 0 | 0 | 0 | [9 empty] | 0 | 0 |  |  |  | Residential_Manufactured Home Regular Income_Existing_Miscellaneous_Pool Heater_
Residential_Manufactured Home Regular Income_Existing_Miscellaneous_Natural Gas_Pool Heater_E6 | Residential | Manufactured Home Regular Income | Existing | Miscellaneous | Natural Gas | Pool Heater | E6 |  | 0% | 0% | 0% | 0 | 0 | 0 | 0 | 0 | 0 | 0 | 0 | 0% | 0 | 0 | 0% | Normal | 0% | 0 | 0 | 0 | [9 empty] | 0 | 0 |  |  |  | Residential_Manufactured Home Regular Income_Existing_Miscellaneous_Pool Heater_
Residential_Manufactured Home Regular Income_Existing_Miscellaneous_Natural Gas_Pool Heater_E7 | Residential | Manufactured Home Regular Income | Existing | Miscellaneous | Natural Gas | Pool Heater | E7 |  | 0% | 0% | 0% | 0 | 0 | 0 | 0 | 0 | 0 | 0 | 0 | 0% | 0 | 0 | 0% | Normal | 0% | 0 | 0 | 0 | [9 empty] | 0 | 0 |  |  |  | Residential_Manufactured Home Regular Income_Existing_Miscellaneous_Pool Heater_
Residential_Manufactured Home Regular Income_Existing_Miscellaneous_Natural Gas_Pool Heater_E8 | Residential | Manufactured Home Regular Income | Existing | Miscellaneous | Natural Gas | Pool Heater | E8 |  | 0% | 0% | 0% | 0 | 0 | 0 | 0 | 0 | 0 | 0 | 0 | 0% | 0 | 0 | 0% | Normal | 0% | 0 | 0 | 0 | [9 empty] | 0 | 0 |  |  |  | Residential_Manufactured Home Regular Income_Existing_Miscellaneous_Pool Heater_
Residential_Manufactured Home Regular Income_Existing_Miscellaneous_Natural Gas_Pool Heater_E9 | Residential | Manufactured Home Regular Income | Existing | Miscellaneous | Natural Gas | Pool Heater | E9 |  | 0% | 0% | 0% | 0 | 0 | 0 | 0 | 0 | 0 | 0 | 0 | 0% | 0 | 0 | 0% | Normal | 0% | 0 | 0 | 0 | [9 empty] | 0 | 0 |  |  |  | Residential_Manufactured Home Regular Income_Existing_Miscellaneous_Pool Heater_
Residential_Manufactured Home Regular Income_Existing_Miscellaneous_Natural Gas_Pool Heater_E10 | Residential | Manufactured Home Regular Income | Existing | Miscellaneous | Natural Gas | Pool Heater | E10 |  | 0% | 0% | 0% | 0 | 0 | 0 | 0 | 0 | 0 | 0 | 0 | 0% | 0 | 0 | 0% | Normal | 0% | 0 | 0 | 0 | [9 empty] | 0 | 0 |  |  |  | Residential_Manufactured Home Regular Income_Existing_Miscellaneous_Pool Heater_
Residential_Manufactured Home Regular Income_Existing_Miscellaneous_Natural Gas_Miscellaneous_E1 | Residential | Manufactured Home Regular Income | Existing | Miscellaneous | Natural Gas | Miscellaneous | E1 | Default | 100% | 0% | 0% | 107.428 | 0 | 0 | 0 | 5 | 10 | 2019 | 2051 | 100% | 0 | 0 | 0% | Normal | 0% | 2.3231 | 0 | 0 | units | 1 | 0 | 1 | 100 | 100 | 0 | 0 | 0 | 2016 | 1.0743 | Default | Default | Default | Residential_Manufactured Home Regular Income_Existing_Miscellaneous_Miscellaneous_Default
Residential_Manufactured Home Regular Income_Existing_Miscellaneous_Natural Gas_Miscellaneous_E2 | Residential | Manufactured Home Regular Income | Existing | Miscellaneous | Natural Gas | Miscellaneous | E2 |  | 0% | 0% | 0% | 0 | 0 | 0 | 0 | 0 | 0 | 0 | 0 | 0% | 0 | 0 | 0% | Normal | 0% | 0 | 0 | 0 | [9 empty] | 0 | 0 |  |  |  | Residential_Manufactured Home Regular Income_Existing_Miscellaneous_Miscellaneous_
Residential_Manufactured Home Regular Income_Existing_Miscellaneous_Natural Gas_Miscellaneous_E3 | Residential | Manufactured Home Regular Income | Existing | Miscellaneous | Natural Gas | Miscellaneous | E3 |  | 0% | 0% | 0% | 0 | 0 | 0 | 0 | 0 | 0 | 0 | 0 | 0% | 0 | 0 | 0% | Normal | 0% | 0 | 0 | 0 | [9 empty] | 0 | 0 |  |  |  | Residential_Manufactured Home Regular Income_Existing_Miscellaneous_Miscellaneous_
Residential_Manufactured Home Regular Income_Existing_Miscellaneous_Natural Gas_Miscellaneous_E4 | Residential | Manufactured Home Regular Income | Existing | Miscellaneous | Natural Gas | Miscellaneous | E4 |  | 0% | 0% | 0% | 0 | 0 | 0 | 0 | 0 | 0 | 0 | 0 | 0% | 0 | 0 | 0% | Normal | 0% | 0 | 0 | 0 | [9 empty] | 0 | 0 |  |  |  | Residential_Manufactured Home Regular Income_Existing_Miscellaneous_Miscellaneous_
Residential_Manufactured Home Regular Income_Existing_Miscellaneous_Natural Gas_Miscellaneous_E5 | Residential | Manufactured Home Regular Income | Existing | Miscellaneous | Natural Gas | Miscellaneous | E5 |  | 0% | 0% | 0% | 0 | 0 | 0 | 0 | 0 | 0 | 0 | 0 | 0% | 0 | 0 | 0% | Normal | 0% | 0 | 0 | 0 | [9 empty] | 0 | 0 |  |  |  | Residential_Manufactured Home Regular Income_Existing_Miscellaneous_Miscellaneous_
Residential_Manufactured Home Regular Income_Existing_Miscellaneous_Natural Gas_Miscellaneous_E6 | Residential | Manufactured Home Regular Income | Existing | Miscellaneous | Natural Gas | Miscellaneous | E6 |  | 0% | 0% | 0% | 0 | 0 | 0 | 0 | 0 | 0 | 0 | 0 | 0% | 0 | 0 | 0% | Normal | 0% | 0 | 0 | 0 | [9 empty] | 0 | 0 |  |  |  | Residential_Manufactured Home Regular Income_Existing_Miscellaneous_Miscellaneous_
Residential_Manufactured Home Regular Income_Existing_Miscellaneous_Natural Gas_Miscellaneous_E7 | Residential | Manufactured Home Regular Income | Existing | Miscellaneous | Natural Gas | Miscellaneous | E7 |  | 0% | 0% | 0% | 0 | 0 | 0 | 0 | 0 | 0 | 0 | 0 | 0% | 0 | 0 | 0% | Normal | 0% | 0 | 0 | 0 | [9 empty] | 0 | 0 |  |  |  | Residential_Manufactured Home Regular Income_Existing_Miscellaneous_Miscellaneous_
Residential_Manufactured Home Regular Income_Existing_Miscellaneous_Natural Gas_Miscellaneous_E8 | Residential | Manufactured Home Regular Income | Existing | Miscellaneous | Natural Gas | Miscellaneous | E8 |  | 0% | 0% | 0% | 0 | 0 | 0 | 0 | 0 | 0 | 0 | 0 | 0% | 0 | 0 | 0% | Normal | 0% | 0 | 0 | 0 | [9 empty] | 0 | 0 |  |  |  | Residential_Manufactured Home Regular Income_Existing_Miscellaneous_Miscellaneous_
Residential_Manufactured Home Regular Income_Existing_Miscellaneous_Natural Gas_Miscellaneous_E9 | Residential | Manufactured Home Regular Income | Existing | Miscellaneous | Natural Gas | Miscellaneous | E9 |  | 0% | 0% | 0% | 0 | 0 | 0 | 0 | 0 | 0 | 0 | 0 | 0% | 0 | 0 | 0% | Normal | 0% | 0 | 0 | 0 | [9 empty] | 0 | 0 |  |  |  | Residential_Manufactured Home Regular Income_Existing_Miscellaneous_Miscellaneous_
Residential_Manufactured Home Regular Income_Existing_Miscellaneous_Natural Gas_Miscellaneous_E10 | Residential | Manufactured Home Regular Income | Existing | Miscellaneous | Natural Gas | Miscellaneous | E10 |  | 0% | 0% | 0% | 0 | 0 | 0 | 0 | 0 | 0 | 0 | 0 | 0% | 0 | 0 | 0% | Normal | 0% | 0 | 0 | 0 | [9 empty] | 0 | 0 |  |  |  | Residential_Manufactured Home Regular Income_Existing_Miscellaneous_Miscellaneous_
Residential_Manufactured Home Regular Income_New_Space Heating_Natural Gas_Furnace_E1 | Residential | Manufactured Home Regular Income | New | Space Heating | Natural Gas | Furnace | E1 | AFUE 80% | 100% | 0% | 0% | 2082.466 | 831.3984 | 87.4741 | 0 | 16 | 27 | 2019 | 2051 | 100% | 0 | 0 | 0% | Normal | 0% | 681.4229 | 0 | 0 | kBTU/hr | 80 | 0 | 60 | 363.6 | 2642.5376 | 1055 | 111 | 0 | 2015 | 1.0507 | RTF Wkbk - ResESGasFurnaces_v2_0 | RTF Wkbk - ResESGasFurnaces_v2_0 ¦ O&M from DOE TSD | AEG BEST | Residential_Manufactured Home Regular Income_New_Space Heating_Furnace_AFUE 80%
Residential_Manufactured Home Regular Income_New_Space Heating_Natural Gas_Furnace_E2 | Residential | Manufactured Home Regular Income | New | Space Heating | Natural Gas | Furnace | E2 | AFUE 95% (ENERGY STAR 4.1) | 84.65% | 0% | 0% | 2644.7139 | 1079.6359 | 92.2025 | 0 | 16 | 27 | 2019 | 2051 | 100% | 0 | 0 | 0% | Normal | 0% | 576.8481 | 0 | 0 | kBTU/hr | 80 | 0 | 60 | 307.8 | 3356 | 1370 | 117 | 0 | 2015 | 1.0507 | RTF Wkbk - ResESGasFurnaces_v2_0 | RTF Wkbk - ResESGasFurnaces_v2_0 | AEG BEST | Residential_Manufactured Home Regular Income_New_Space Heating_Furnace_AFUE 95% (ENERGY STAR 4.1)
Residential_Manufactured Home Regular Income_New_Space Heating_Natural Gas_Furnace_E3 | Residential | Manufactured Home Regular Income | New | Space Heating | Natural Gas | Furnace | E3 | AFUE 97% (CEE Tier 3) | 81.85% | 0% | 0% | 2873.9105 | 1079.6359 | 92.2025 | 0 | 16 | 27 | 2019 | 2051 | 100% | 0 | 0 | 0% | Normal | 0% | 557.7323 | 0 | 0 | kBTU/hr | 80 | 0 | 60 | 297.6 | 3646.8382 | 1370 | 117 | 0 | 2015 | 1.0507 | RTF Wkbk - ResESGasFurnaces_v2_0 | RTF Wkbk - ResESGasFurnaces_v2_0 | AEG BEST | Residential_Manufactured Home Regular Income_New_Space Heating_Furnace_AFUE 97% (CEE Tier 3)
Residential_Manufactured Home Regular Income_New_Space Heating_Natural Gas_Furnace_E4 | Residential | Manufactured Home Regular Income | New | Space Heating | Natural Gas | Furnace | E4 | Convert to Gas-Fired ASHP | 66.67% | 0% | 0% | 11770.4803 | 2029.3932 | 129.3738 | 0 | 12 | 18 | 2019 | 2051 | 100% | 0 | 0 | 0% | Normal | 0% | 454.2819 | 0 | 0 | kBTU/hr | 80 | 0 | 60 | 242.4 | 15466.6667 | 2666.6667 | 170 | 0 | 2018 | 1.0147 | EIA 2018 Tech Forecast | EIA 2018 Tech Forecast | Algorithm calc | Residential_Manufactured Home Regular Income_New_Space Heating_Furnace_Convert to Gas-Fired ASHP
Residential_Manufactured Home Regular Income_New_Space Heating_Natural Gas_Furnace_E5 | Residential | Manufactured Home Regular Income | New | Space Heating | Natural Gas | Furnace | E5 | ASHP with AFUE 80% Backup | 53.33% | 0% | 0% | 4950.1536 | 1854.0845 | 118.1979 | 0 | 14 | 22 | 2019 | 2051 | 100% | 0 | 0 | 0% | Normal | 0% | 363.4255 | 0 | 0 | kBTU/hr | 80 | 0 | 60 | 193.92 | 7119.6376 | 2666.6667 | 170 | 0 | 2023 | 0.92704 | RTF Wkbk - ResSF&MHExistingHVAC_v7_1 | RTF Wkbk - ResSF&MHExistingHVAC_v7_1 + RTF Wkbk - ResESGasFurnaces_v2_0 | Algorithm calc | Residential_Manufactured Home Regular Income_New_Space Heating_Furnace_ASHP with AFUE 80% Backup
Residential_Manufactured Home Regular Income_New_Space Heating_Natural Gas_Furnace_E6 | Residential | Manufactured Home Regular Income | New | Space Heating | Natural Gas | Furnace | E6 | ASHP with AFUE 95% backup | 44.91% | 0% | 0% | 5446.2109 | 1854.0845 | 118.1979 | 0 | 14 | 22 | 2019 | 2051 | 100% | 0 | 0 | 0% | Normal | 0% | 306.0426 | 0 | 0 | kBTU/hr | 80 | 0 | 60 | 163.3011 | 7833.1 | 2666.6667 | 170 | 0 | 2023 | 0.92704 | RTF Wkbk - ResSF&MHExistingHVAC_v7_1 | RTF Wkbk - ResSF&MHExistingHVAC_v7_1 + RTF Wkbk - ResESGasFurnaces_v2_0 | Algorithm calc | Residential_Manufactured Home Regular Income_New_Space Heating_Furnace_ASHP with AFUE 95% backup
Residential_Manufactured Home Regular Income_New_Space Heating_Natural Gas_Furnace_E7 | Residential | Manufactured Home Regular Income | New | Space Heating | Natural Gas | Furnace | E7 |  | 0% | 0% | 0% | 0 | 0 | 0 | 0 | 0 | 0 | 0 | 0 | 0% | 0 | 0 | 0% | Normal | 0% | 0 | 0 | 0 | [9 empty] | 0 | 0 |  |  |  | Residential_Manufactured Home Regular Income_New_Space Heating_Furnace_
Residential_Manufactured Home Regular Income_New_Space Heating_Natural Gas_Furnace_E8 | Residential | Manufactured Home Regular Income | New | Space Heating | Natural Gas | Furnace | E8 |  | 0% | 0% | 0% | 0 | 0 | 0 | 0 | 0 | 0 | 0 | 0 | 0% | 0 | 0 | 0% | Normal | 0% | 0 | 0 | 0 | [9 empty] | 0 | 0 |  |  |  | Residential_Manufactured Home Regular Income_New_Space Heating_Furnace_
Residential_Manufactured Home Regular Income_New_Space Heating_Natural Gas_Furnace_E9 | Residential | Manufactured Home Regular Income | New | Space Heating | Natural Gas | Furnace | E9 |  | 0% | 0% | 0% | 0 | 0 | 0 | 0 | 0 | 0 | 0 | 0 | 0% | 0 | 0 | 0% | Normal | 0% | 0 | 0 | 0 | [9 empty] | 0 | 0 |  |  |  | Residential_Manufactured Home Regular Income_New_Space Heating_Furnace_
Residential_Manufactured Home Regular Income_New_Space Heating_Natural Gas_Furnace_E10 | Residential | Manufactured Home Regular Income | New | Space Heating | Natural Gas | Furnace | E10 |  | 0% | 0% | 0% | 0 | 0 | 0 | 0 | 0 | 0 | 0 | 0 | 0% | 0 | 0 | 0% | Normal | 0% | 0 | 0 | 0 | [9 empty] | 0 | 0 |  |  |  | Residential_Manufactured Home Regular Income_New_Space Heating_Furnace_
Residential_Manufactured Home Regular Income_New_Space Heating_Natural Gas_Boiler_E1 | Residential | Manufactured Home Regular Income | New | Space Heating | Natural Gas | Boiler | E1 | AFUE 80% | 100% | 0% | 0% | 1188.6446 | 1188.6446 | 28.9913 | 0 | 20 | 30 | 2019 | 2020 | 100% | 0 | 0 | 0% | Normal | 0% | 424.2631 | 0 | 0 | kBTU/hr | 105 | 0 | 60 | 360.6 | 2050 | 2050 | 50 | 0 | 2018 | 1.0147 | EIA 2018 Tech Forecast | EIA 2018 Tech Forecast | BEST | Residential_Manufactured Home Regular Income_New_Space Heating_Boiler_AFUE 80%
Residential_Manufactured Home Regular Income_New_Space Heating_Natural Gas_Boiler_E2 | Residential | Manufactured Home Regular Income | New | Space Heating | Natural Gas | Boiler | E2 | AFUE 82% | 97.84% | 0% | 0% | 1130.6619 | 1536.5405 | 52.1844 | 0 | 20 | 30 | 2019 | 2051 | 100% | 0 | 0 | 0% | Normal | 0% | 415.086 | 0 | 0 | kBTU/hr | 105 | 0 | 60 | 352.8 | 1950 | 2650 | 90 | 0 | 2018 | 1.0147 | EIA 2018 Tech Forecast | EIA 2018 Tech Forecast | BEST | Residential_Manufactured Home Regular Income_New_Space Heating_Boiler_AFUE 82%
Residential_Manufactured Home Regular Income_New_Space Heating_Natural Gas_Boiler_E3 | Residential | Manufactured Home Regular Income | New | Space Heating | Natural Gas | Boiler | E3 | AFUE 85% | 96.51% | 0% | 0% | 1505.9386 | 1642.8421 | 52.1844 | 0 | 20 | 30 | 2019 | 2051 | 100% | 0 | 0 | 0% | Normal | 0% | 409.4386 | 0 | 0 | kBTU/hr | 105 | 0 | 60 | 348 | 2597.2222 | 2833.3333 | 90 | 0 | 2018 | 1.0147 | EIA 2018 Tech Forecast | EIA 2018 Tech Forecast | BEST | Residential_Manufactured Home Regular Income_New_Space Heating_Boiler_AFUE 85%
Residential_Manufactured Home Regular Income_New_Space Heating_Natural Gas_Boiler_E4 | Residential | Manufactured Home Regular Income | New | Space Heating | Natural Gas | Boiler | E4 | AFUE 90% | 90.68% | 0% | 0% | 1594.5232 | 1739.4798 | 52.1844 | 0 | 20 | 30 | 2019 | 2051 | 100% | 0 | 0 | 0% | Normal | 0% | 384.7311 | 0 | 0 | kBTU/hr | 105 | 0 | 60 | 327 | 2750 | 3000 | 90 | 0 | 2018 | 1.0147 | EIA 2018 Tech Forecast | EIA 2018 Tech Forecast | BEST | Residential_Manufactured Home Regular Income_New_Space Heating_Boiler_AFUE 90%
Residential_Manufactured Home Regular Income_New_Space Heating_Natural Gas_Boiler_E5 | Residential | Manufactured Home Regular Income | New | Space Heating | Natural Gas | Boiler | E5 | AFUE 95% | 84.36% | 0% | 0% | 2129.5178 | 1732.0079 | 52.1844 | 0 | 20 | 30 | 2019 | 2051 | 100% | 0 | 0 | 0% | Normal | 0% | 357.9058 | 0 | 0 | kBTU/hr | 105 | 0 | 60 | 304.2 | 3672.6804 | 2987.1134 | 90 | 0 | 2018 | 1.0147 | EIA 2018 Tech Forecast | EIA 2018 Tech Forecast | BEST | Residential_Manufactured Home Regular Income_New_Space Heating_Boiler_AFUE 95%
Residential_Manufactured Home Regular Income_New_Space Heating_Natural Gas_Boiler_E6 | Residential | Manufactured Home Regular Income | New | Space Heating | Natural Gas | Boiler | E6 | Convert to Gas-Fired ASHP | 67.22% | 0% | 0% | 11770.4803 | 2029.3932 | 129.3738 | 0 | 12 | 18 | 2019 | 2051 | 100% | 0 | 0 | 0% | Normal | 0% | 285.1952 | 0 | 0 | kBTU/hr | 80 | 0 | 60 | 242.4 | 15466.6667 | 2666.6667 | 170 | 0 | 2018 | 1.0147 | EIA 2018 Tech Forecast | EIA 2018 Tech Forecast | AEG BEST | Residential_Manufactured Home Regular Income_New_Space Heating_Boiler_Convert to Gas-Fired ASHP
Residential_Manufactured Home Regular Income_New_Space Heating_Natural Gas_Boiler_E7 | Residential | Manufactured Home Regular Income | New | Space Heating | Natural Gas | Boiler | E7 | ASHP with AFUE 80% Backup | 53.78% | 0% | 0% | 4950.1536 | 1854.0845 | 118.1979 | 0 | 14 | 22 | 2019 | 2051 | 100% | 0 | 0 | 0% | Normal | 0% | 228.1561 | 0 | 0 | kBTU/hr | 80 | 0 | 60 | 193.92 | 7119.6376 | 2666.6667 | 170 | 0 | 2023 | 0.92704 | RTF Wkbk - ResSF&MHExistingHVAC_v7_1 | RTF Wkbk - ResSF&MHExistingHVAC_v7_1 + RTF Wkbk - ResESGasFurnaces_v2_0 | Algorithm calc | Residential_Manufactured Home Regular Income_New_Space Heating_Boiler_ASHP with AFUE 80% Backup
Residential_Manufactured Home Regular Income_New_Space Heating_Natural Gas_Boiler_E8 | Residential | Manufactured Home Regular Income | New | Space Heating | Natural Gas | Boiler | E8 | ASHP with AFUE 95% backup | 45.29% | 0% | 0% | 5446.2109 | 1854.0845 | 118.1979 | 0 | 14 | 22 | 2019 | 2051 | 100% | 0 | 0 | 0% | Normal | 0% | 192.1315 | 0 | 0 | kBTU/hr | 80 | 0 | 60 | 163.3011 | 7833.1 | 2666.6667 | 170 | 0 | 2023 | 0.92704 | RTF Wkbk - ResSF&MHExistingHVAC_v7_1 | RTF Wkbk - ResSF&MHExistingHVAC_v7_1 + RTF Wkbk - ResESGasFurnaces_v2_0 | Algorithm calc | Residential_Manufactured Home Regular Income_New_Space Heating_Boiler_ASHP with AFUE 95% backup
Residential_Manufactured Home Regular Income_New_Space Heating_Natural Gas_Boiler_E9 | Residential | Manufactured Home Regular Income | New | Space Heating | Natural Gas | Boiler | E9 |  | 0% | 0% | 0% | 0 | 0 | 0 | 0 | 0 | 0 | 0 | 0 | 0% | 0 | 0 | 0% | Normal | 0% | 0 | 0 | 0 | [9 empty] | 0 | 0 |  |  |  | Residential_Manufactured Home Regular Income_New_Space Heating_Boiler_
Residential_Manufactured Home Regular Income_New_Space Heating_Natural Gas_Boiler_E10 | Residential | Manufactured Home Regular Income | New | Space Heating | Natural Gas | Boiler | E10 |  | 0% | 0% | 0% | 0 | 0 | 0 | 0 | 0 | 0 | 0 | 0 | 0% | 0 | 0 | 0% | Normal | 0% | 0 | 0 | 0 | [9 empty] | 0 | 0 |  |  |  | Residential_Manufactured Home Regular Income_New_Space Heating_Boiler_
Residential_Manufactured Home Regular Income_New_Secondary Heating_Natural Gas_Fireplace_E1 | Residential | Manufactured Home Regular Income | New | Secondary Heating | Natural Gas | Fireplace | E1 | Baseline (>50% FE) | 100% | 0% | 0% | 2567.1 | 1052 | 0 | 0 | 12 | 20 | 2019 | 2051 | 100% | 0 | 0 | 0% | Normal | 0% | 140.5347 | 0 | 0 | unit | 1 | 0 | 1 | 287.4458 | 2567.1 | 1052 | 0 | 0 | 2021 | 1 | RTF Wkbk - ResGasFireplaces_v1_0 | CA eTRM - Gas Fireplace, Residential - SWHC047-03 | AEG BEST / Market Profile | Residential_Manufactured Home Regular Income_New_Secondary Heating_Fireplace_Baseline (>50% FE)
Residential_Manufactured Home Regular Income_New_Secondary Heating_Natural Gas_Fireplace_E2 | Residential | Manufactured Home Regular Income | New | Secondary Heating | Natural Gas | Fireplace | E2 | Tier 1 (70% FE) | 83.16% | 0% | 0% | 2896.46 | 1052 | 0 | 0 | 12 | 20 | 2019 | 2051 | 100% | 0 | 0 | 0% | Normal | 0% | 116.8666 | 0 | 0 | unit | 1 | 0 | 1 | 239.0358 | 2896.46 | 1052 | 0 | 0 | 2021 | 1 | RTF Wkbk - ResGasFireplaces_v1_0 | CA eTRM - Gas Fireplace, Residential - SWHC047-03 | AEG BEST / Market Profile | Residential_Manufactured Home Regular Income_New_Secondary Heating_Fireplace_Tier 1 (70% FE)
Residential_Manufactured Home Regular Income_New_Secondary Heating_Natural Gas_Fireplace_E3 | Residential | Manufactured Home Regular Income | New | Secondary Heating | Natural Gas | Fireplace | E3 | Tier 2 (>75% FE) | 79.34% | 0% | 0% | 2972.5 | 1052 | 0 | 0 | 12 | 20 | 2019 | 2051 | 100% | 0 | 0 | 0% | Normal | 0% | 111.4984 | 0 | 0 | unit | 1 | 0 | 1 | 228.0558 | 2972.5 | 1052 | 0 | 0 | 2021 | 1 | RTF Wkbk - ResGasFireplaces_v1_0 | CA eTRM - Gas Fireplace, Residential - SWHC047-03 | AEG BEST / Market Profile | Residential_Manufactured Home Regular Income_New_Secondary Heating_Fireplace_Tier 2 (>75% FE)
Residential_Manufactured Home Regular Income_New_Secondary Heating_Natural Gas_Fireplace_E4 | Residential | Manufactured Home Regular Income | New | Secondary Heating | Natural Gas | Fireplace | E4 |  | 0% | 0% | 0% | 0 | 0 | 0 | 0 | 0 | 0 | 0 | 0 | 0% | 0 | 0 | 0% | Normal | 0% | 0 | 0 | 0 | [9 empty] | 0 | 0 |  |  |  | Residential_Manufactured Home Regular Income_New_Secondary Heating_Fireplace_
Residential_Manufactured Home Regular Income_New_Secondary Heating_Natural Gas_Fireplace_E5 | Residential | Manufactured Home Regular Income | New | Secondary Heating | Natural Gas | Fireplace | E5 |  | 0% | 0% | 0% | 0 | 0 | 0 | 0 | 0 | 0 | 0 | 0 | 0% | 0 | 0 | 0% | Normal | 0% | 0 | 0 | 0 | [9 empty] | 0 | 0 |  |  |  | Residential_Manufactured Home Regular Income_New_Secondary Heating_Fireplace_
Residential_Manufactured Home Regular Income_New_Secondary Heating_Natural Gas_Fireplace_E6 | Residential | Manufactured Home Regular Income | New | Secondary Heating | Natural Gas | Fireplace | E6 |  | 0% | 0% | 0% | 0 | 0 | 0 | 0 | 0 | 0 | 0 | 0 | 0% | 0 | 0 | 0% | Normal | 0% | 0 | 0 | 0 | [9 empty] | 0 | 0 |  |  |  | Residential_Manufactured Home Regular Income_New_Secondary Heating_Fireplace_
Residential_Manufactured Home Regular Income_New_Secondary Heating_Natural Gas_Fireplace_E7 | Residential | Manufactured Home Regular Income | New | Secondary Heating | Natural Gas | Fireplace | E7 |  | 0% | 0% | 0% | 0 | 0 | 0 | 0 | 0 | 0 | 0 | 0 | 0% | 0 | 0 | 0% | Normal | 0% | 0 | 0 | 0 | [9 empty] | 0 | 0 |  |  |  | Residential_Manufactured Home Regular Income_New_Secondary Heating_Fireplace_
Residential_Manufactured Home Regular Income_New_Secondary Heating_Natural Gas_Fireplace_E8 | Residential | Manufactured Home Regular Income | New | Secondary Heating | Natural Gas | Fireplace | E8 |  | 0% | 0% | 0% | 0 | 0 | 0 | 0 | 0 | 0 | 0 | 0 | 0% | 0 | 0 | 0% | Normal | 0% | 0 | 0 | 0 | [9 empty] | 0 | 0 |  |  |  | Residential_Manufactured Home Regular Income_New_Secondary Heating_Fireplace_
Residential_Manufactured Home Regular Income_New_Secondary Heating_Natural Gas_Fireplace_E9 | Residential | Manufactured Home Regular Income | New | Secondary Heating | Natural Gas | Fireplace | E9 |  | 0% | 0% | 0% | 0 | 0 | 0 | 0 | 0 | 0 | 0 | 0 | 0% | 0 | 0 | 0% | Normal | 0% | 0 | 0 | 0 | [9 empty] | 0 | 0 |  |  |  | Residential_Manufactured Home Regular Income_New_Secondary Heating_Fireplace_
Residential_Manufactured Home Regular Income_New_Secondary Heating_Natural Gas_Fireplace_E10 | Residential | Manufactured Home Regular Income | New | Secondary Heating | Natural Gas | Fireplace | E10 |  | 0% | 0% | 0% | 0 | 0 | 0 | 0 | 0 | 0 | 0 | 0 | 0% | 0 | 0 | 0% | Normal | 0% | 0 | 0 | 0 | [9 empty] | 0 | 0 |  |  |  | Residential_Manufactured Home Regular Income_New_Secondary Heating_Fireplace_
Residential_Manufactured Home Regular Income_New_Water Heating_Natural Gas_Water Heater (<= 55 gal)_E1 | Residential | Manufactured Home Regular Income | New | Water Heating | Natural Gas | Water Heater (<= 55 gal) | E1 | UEF 0.58 (Standard) | 100% | 0% | 0% | 539.7178 | 588.5979 | 0 | 0 | 10 | 16 | 2019 | 2051 | 100% | 0 | 0 | 0% | Normal | 0% | 179.0545 | 0 | 0 | unit | 1 | 0 | 1 | 167.8101 | 530 | 578 | 0 | 0 | 2020 | 1.0183 | RTF WkBk - ResGasWH_v2_0 | RTF WkBk - ResGasWH_v2_0 | AEG BEST / Market Profile Calculations | Residential_Manufactured Home Regular Income_New_Water Heating_Water Heater (<= 55 gal)_UEF 0.58 (Standard)
Residential_Manufactured Home Regular Income_New_Water Heating_Natural Gas_Water Heater (<= 55 gal)_E2 | Residential | Manufactured Home Regular Income | New | Water Heating | Natural Gas | Water Heater (<= 55 gal) | E2 | UEF 0.64 (ENERGY STAR 4.0) | 90.62% | 0% | 0% | 684.3215 | 588.5979 | 0 | 0 | 10 | 16 | 2019 | 2051 | 100% | 0 | 0 | 0% | Normal | 0% | 162.2681 | 0 | 0 | unit | 1 | 0 | 1 | 152.0779 | 672 | 578 | 0 | 0 | 2020 | 1.0183 | RTF WkBk - ResGasWH_v2_0 | RTF WkBk - ResGasWH_v2_0 | AEG BEST / Market Profile Calculations | Residential_Manufactured Home Regular Income_New_Water Heating_Water Heater (<= 55 gal)_UEF 0.64 (ENERGY STAR 4.0)
Residential_Manufactured Home Regular Income_New_Water Heating_Natural Gas_Water Heater (<= 55 gal)_E3 | Residential | Manufactured Home Regular Income | New | Water Heating | Natural Gas | Water Heater (<= 55 gal) | E3 | UEF 0.81 (ENERGY STAR 5.0) | 71.6% | 0% | 0% | 2276.9982 | 1315.6895 | 0 | 0 | 10 | 16 | 2019 | 2051 | 100% | 0 | 0 | 0% | Normal | 0% | 128.2119 | 0 | 0 | unit | 1 | 0 | 1 | 120.1604 | 2236 | 1292 | 0 | 0 | 2020 | 1.0183 | RTF WkBk - ResGasWH_v2_0 | RTF WkBk - ResGasWH_v2_0 | AEG BEST / Market Profile Calculations | Residential_Manufactured Home Regular Income_New_Water Heating_Water Heater (<= 55 gal)_UEF 0.81 (ENERGY STAR 5.0)
Residential_Manufactured Home Regular Income_New_Water Heating_Natural Gas_Water Heater (<= 55 gal)_E4 | Residential | Manufactured Home Regular Income | New | Water Heating | Natural Gas | Water Heater (<= 55 gal) | E4 | UEF 0.87 (Instantaneous, ENERGY STAR 4.0) | 66.67% | 0% | 0% | 874.7842 | 1427.8716 | 0 | 0 | 15 | 25 | 2019 | 2051 | 100% | 0 | 0 | 0% | Normal | 0% | 119.3697 | 0 | 0 | unit | 1 | 0 | 1 | 111.8734 | 859.0334 | 1402.1622 | 0 | 0 | 2020 | 1.0183 | RTF WkBk - ResGasWH_v2_0 | RTF WkBk - ResGasWH_v2_0 - AEG Adjusted | AEG BEST / Market Profile Calculations | Residential_Manufactured Home Regular Income_New_Water Heating_Water Heater (<= 55 gal)_UEF 0.87 (Instantaneous, ENERGY STAR 4.0)
Residential_Manufactured Home Regular Income_New_Water Heating_Natural Gas_Water Heater (<= 55 gal)_E5 | Residential | Manufactured Home Regular Income | New | Water Heating | Natural Gas | Water Heater (<= 55 gal) | E5 | UEF 0.95 (Instantaneous, ENERGY STAR 5.0) | 63.74% | 0% | 0% | 1183.5883 | 1427.8716 | 0 | 0 | 15 | 25 | 2019 | 2051 | 100% | 0 | 0 | 0% | Normal | 0% | 114.1226 | 0 | 0 | unit | 1 | 0 | 1 | 106.9559 | 1162.2773 | 1402.1622 | 0 | 0 | 2020 | 1.0183 | RTF WkBk - ResGasWH_v2_0 | RTF WkBk - ResGasWH_v2_0 - AEG Adjusted | AEG BEST / Market Profile Calculations | Residential_Manufactured Home Regular Income_New_Water Heating_Water Heater (<= 55 gal)_UEF 0.95 (Instantaneous, ENERGY STAR 5.0)
Residential_Manufactured Home Regular Income_New_Water Heating_Natural Gas_Water Heater (<= 55 gal)_E6 | Residential | Manufactured Home Regular Income | New | Water Heating | Natural Gas | Water Heater (<= 55 gal) | E6 | UEF 1.0+ (Gas-Fired HPWH) | 54.72% | 0% | 0% | 2627.2224 | 2573.2687 | 0 | 0 | 10 | 16 | 2019 | 2051 | 100% | 0 | 0 | 0% | Normal | 0% | 97.9732 | 0 | 0 | unit | 1 | 0 | 1 | 91.8206 | 2471.2858 | 2420.5345 | 0 | 0 | 2017 | 1.0631 | RTF WkBk - ResGasWH_v2_0 | Modified EIA 2018 Tech Forecast and Regional Technical Forum | AEG BEST / Market Profile Calculations | Residential_Manufactured Home Regular Income_New_Water Heating_Water Heater (<= 55 gal)_UEF 1.0+ (Gas-Fired HPWH)
Residential_Manufactured Home Regular Income_New_Water Heating_Natural Gas_Water Heater (<= 55 gal)_E7 | Residential | Manufactured Home Regular Income | New | Water Heating | Natural Gas | Water Heater (<= 55 gal) | E7 | NEEA Gas-Fired Absorption HPWH (COP 1.3) | 44.62% | 0% | 0% | 5425.462 | 735.0259 | 0 | 0 | 6 | 20 | 2023 | 2051 | 100% | 0 | 0 | 0% | Normal | 0% | 79.8859 | 0 | 0 | unit | 1 | 0 | 1 | 74.8691 | 5166.9245 | 700 | 0 | 0 | 2018 | 1.05 | EIA 2018 Tech Forecast | Modified EIA 2018 Tech Forecast | IL TRM - 5.4.2 - RS-HWE-GWHT-V09-210101 | Residential_Manufactured Home Regular Income_New_Water Heating_Water Heater (<= 55 gal)_NEEA Gas-Fired Absorption HPWH (COP 1.3)
Residential_Manufactured Home Regular Income_New_Water Heating_Natural Gas_Water Heater (<= 55 gal)_E8 | Residential | Manufactured Home Regular Income | New | Water Heating | Natural Gas | Water Heater (<= 55 gal) | E8 |  | 0% | 0% | 0% | 0 | 0 | 0 | 0 | 0 | 0 | 0 | 0 | 0% | 0 | 0 | 0% | Normal | 0% | 0 | 0 | 0 | [9 empty] | 0 | 0 |  |  |  | Residential_Manufactured Home Regular Income_New_Water Heating_Water Heater (<= 55 gal)_
Residential_Manufactured Home Regular Income_New_Water Heating_Natural Gas_Water Heater (<= 55 gal)_E9 | Residential | Manufactured Home Regular Income | New | Water Heating | Natural Gas | Water Heater (<= 55 gal) | E9 |  | 0% | 0% | 0% | 0 | 0 | 0 | 0 | 0 | 0 | 0 | 0 | 0% | 0 | 0 | 0% | Normal | 0% | 0 | 0 | 0 | [9 empty] | 0 | 0 |  |  |  | Residential_Manufactured Home Regular Income_New_Water Heating_Water Heater (<= 55 gal)_
Residential_Manufactured Home Regular Income_New_Water Heating_Natural Gas_Water Heater (<= 55 gal)_E10 | Residential | Manufactured Home Regular Income | New | Water Heating | Natural Gas | Water Heater (<= 55 gal) | E10 |  | 0% | 0% | 0% | 0 | 0 | 0 | 0 | 0 | 0 | 0 | 0 | 0% | 0 | 0 | 0% | Normal | 0% | 0 | 0 | 0 | [9 empty] | 0 | 0 |  |  |  | Residential_Manufactured Home Regular Income_New_Water Heating_Water Heater (<= 55 gal)_
Residential_Manufactured Home Regular Income_New_Water Heating_Natural Gas_Water Heater (> 55 gal)_E1 | Residential | Manufactured Home Regular Income | New | Water Heating | Natural Gas | Water Heater (> 55 gal) | E1 | UEF 0.76 (Standard) | 100% | 0% | 0% | 620.6755 | 676.8876 | 0 | 0 | 10 | 16 | 2019 | 2051 | 100% | 0 | 0 | 0% | Normal | 0% | 179.0545 | 0 | 0 | unit | 1 | 0 | 1 | 128.0656 | 609.5 | 664.7 | 0 | 0 | 2020 | 1.0183 | Same as small WH | Scaled from small WH | AEG BEST / Market Profile Calculations | Residential_Manufactured Home Regular Income_New_Water Heating_Water Heater (> 55 gal)_UEF 0.76 (Standard)
Residential_Manufactured Home Regular Income_New_Water Heating_Natural Gas_Water Heater (> 55 gal)_E2 | Residential | Manufactured Home Regular Income | New | Water Heating | Natural Gas | Water Heater (> 55 gal) | E2 | UEF 0.78 (ENERGY STAR 4.0) | 97.44% | 0% | 0% | 786.9697 | 676.8876 | 0 | 0 | 10 | 16 | 2019 | 2051 | 100% | 0 | 0 | 0% | Normal | 0% | 174.4634 | 0 | 0 | unit | 1 | 0 | 1 | 124.7819 | 772.8 | 664.7 | 0 | 0 | 2020 | 1.0183 | Same as small WH | Scaled from small WH | AEG BEST / Market Profile Calculations | Residential_Manufactured Home Regular Income_New_Water Heating_Water Heater (> 55 gal)_UEF 0.78 (ENERGY STAR 4.0)
Residential_Manufactured Home Regular Income_New_Water Heating_Natural Gas_Water Heater (> 55 gal)_E3 | Residential | Manufactured Home Regular Income | New | Water Heating | Natural Gas | Water Heater (> 55 gal) | E3 | UEF 0.86 (ENERGY STAR 5.0) | 93.83% | 0% | 0% | 2618.548 | 1513.0429 | 0 | 0 | 10 | 16 | 2019 | 2051 | 100% | 0 | 0 | 0% | Normal | 0% | 168.0017 | 0 | 0 | unit | 1 | 0 | 1 | 120.1604 | 2571.4 | 1485.8 | 0 | 0 | 2020 | 1.0183 | Same as small WH | Scaled from small WH | AEG BEST / Market Profile Calculations | Residential_Manufactured Home Regular Income_New_Water Heating_Water Heater (> 55 gal)_UEF 0.86 (ENERGY STAR 5.0)
Residential_Manufactured Home Regular Income_New_Water Heating_Natural Gas_Water Heater (> 55 gal)_E4 | Residential | Manufactured Home Regular Income | New | Water Heating | Natural Gas | Water Heater (> 55 gal) | E4 | UEF 0.87 (Instantaneous, ENERGY STAR 4.0) | 87.36% | 0% | 0% | 1006.0018 | 1642.0523 | 0 | 0 | 15 | 25 | 2019 | 2051 | 100% | 0 | 0 | 0% | Normal | 0% | 156.4154 | 0 | 0 | unit | 1 | 0 | 1 | 111.8734 | 987.8884 | 1612.4865 | 0 | 0 | 2020 | 1.0183 | Same as small WH | Scaled from small WH | AEG BEST / Market Profile Calculations | Residential_Manufactured Home Regular Income_New_Water Heating_Water Heater (> 55 gal)_UEF 0.87 (Instantaneous, ENERGY STAR 4.0)
Residential_Manufactured Home Regular Income_New_Water Heating_Natural Gas_Water Heater (> 55 gal)_E5 | Residential | Manufactured Home Regular Income | New | Water Heating | Natural Gas | Water Heater (> 55 gal) | E5 | UEF 0.95 (Instantaneous, ENERGY STAR 5.0) | 83.52% | 0% | 0% | 1361.1265 | 1642.0523 | 0 | 0 | 15 | 25 | 2019 | 2051 | 100% | 0 | 0 | 0% | Normal | 0% | 149.54 | 0 | 0 | unit | 1 | 0 | 1 | 106.9559 | 1336.6189 | 1612.4865 | 0 | 0 | 2020 | 1.0183 | Same as small WH | Scaled from small WH | AEG BEST / Market Profile Calculations | Residential_Manufactured Home Regular Income_New_Water Heating_Water Heater (> 55 gal)_UEF 0.95 (Instantaneous, ENERGY STAR 5.0)
Residential_Manufactured Home Regular Income_New_Water Heating_Natural Gas_Water Heater (> 55 gal)_E6 | Residential | Manufactured Home Regular Income | New | Water Heating | Natural Gas | Water Heater (> 55 gal) | E6 | UEF 1.0+ (Gas-Fired HPWH) | 71.7% | 0% | 0% | 3021.3057 | 2959.259 | 0 | 0 | 10 | 16 | 2019 | 2051 | 100% | 0 | 0 | 0% | Normal | 0% | 128.3787 | 0 | 0 | unit | 1 | 0 | 1 | 91.8206 | 2841.9786 | 2783.6147 | 0 | 0 | 2017 | 1.0631 | Same as small WH | Scaled from small WH | AEG BEST / Market Profile Calculations | Residential_Manufactured Home Regular Income_New_Water Heating_Water Heater (> 55 gal)_UEF 1.0+ (Gas-Fired HPWH)
Residential_Manufactured Home Regular Income_New_Water Heating_Natural Gas_Water Heater (> 55 gal)_E7 | Residential | Manufactured Home Regular Income | New | Water Heating | Natural Gas | Water Heater (> 55 gal) | E7 | NEEA Gas-Fired Absorption HPWH (COP 1.3) | 58.46% | 0% | 0% | 6239.2813 | 845.2798 | 0 | 0 | 6 | 20 | 2024 | 2051 | 100% | 0 | 0 | 0% | Normal | 0% | 104.678 | 0 | 0 | unit | 1 | 0 | 1 | 74.8691 | 5941.9632 | 805 | 0 | 0 | 2018 | 1.05 | Scaled from small | Scaled from small | IL TRM - 5.4.2 - RS-HWE-GWHT-V09-210101 | Residential_Manufactured Home Regular Income_New_Water Heating_Water Heater (> 55 gal)_NEEA Gas-Fired Absorption HPWH (COP 1.3)
Residential_Manufactured Home Regular Income_New_Water Heating_Natural Gas_Water Heater (> 55 gal)_E8 | Residential | Manufactured Home Regular Income | New | Water Heating | Natural Gas | Water Heater (> 55 gal) | E8 |  | 0% | 0% | 0% | 0 | 0 | 0 | 0 | 0 | 0 | 0 | 0 | 0% | 0 | 0 | 0% | Normal | 0% | 0 | 0 | 0 | [9 empty] | 0 | 0 |  |  |  | Residential_Manufactured Home Regular Income_New_Water Heating_Water Heater (> 55 gal)_
Residential_Manufactured Home Regular Income_New_Water Heating_Natural Gas_Water Heater (> 55 gal)_E9 | Residential | Manufactured Home Regular Income | New | Water Heating | Natural Gas | Water Heater (> 55 gal) | E9 |  | 0% | 0% | 0% | 0 | 0 | 0 | 0 | 0 | 0 | 0 | 0 | 0% | 0 | 0 | 0% | Normal | 0% | 0 | 0 | 0 | [9 empty] | 0 | 0 |  |  |  | Residential_Manufactured Home Regular Income_New_Water Heating_Water Heater (> 55 gal)_
Residential_Manufactured Home Regular Income_New_Water Heating_Natural Gas_Water Heater (> 55 gal)_E10 | Residential | Manufactured Home Regular Income | New | Water Heating | Natural Gas | Water Heater (> 55 gal) | E10 |  | 0% | 0% | 0% | 0 | 0 | 0 | 0 | 0 | 0 | 0 | 0 | 0% | 0 | 0 | 0% | Normal | 0% | 0 | 0 | 0 | [9 empty] | 0 | 0 |  |  |  | Residential_Manufactured Home Regular Income_New_Water Heating_Water Heater (> 55 gal)_
Residential_Manufactured Home Regular Income_New_Appliances_Natural Gas_Clothes Dryer_E1 | Residential | Manufactured Home Regular Income | New | Appliances | Natural Gas | Clothes Dryer | E1 | Standard | 100% | 0% | 0% | 525.0185 | 168.0059 | 0 | 0 | 9 | 15 | 2019 | 2051 | 100% | 0 | 0 | 0% | Normal | 0% | 14.766 | 0 | 0 | units | 1 | 0 | 1 | 29.1837 | 500 | 160 | 0 | 0 | 2018 | 1.05 | RTF Workbook - ResClothesDryers_v4.1 | EIA 2018 Tech Forecast | RTF Workbook - ResClothesDryers_v4.1 | Residential_Manufactured Home Regular Income_New_Appliances_Clothes Dryer_Standard
Residential_Manufactured Home Regular Income_New_Appliances_Natural Gas_Clothes Dryer_E2 | Residential | Manufactured Home Regular Income | New | Appliances | Natural Gas | Clothes Dryer | E2 | NEEA/ENERGY STAR (CE >60%) | 94.43% | 0% | 0% | 574.0737 | 170.0959 | 0 | 0 | 9 | 15 | 2019 | 2051 | 100% | 0 | 0 | 0% | Normal | 0% | 13.9432 | 0 | 0 | units | 1 | 0 | 1 | 27.5575 | 540 | 160 | 0 | 0 | 2017 | 1.0631 | RTF Workbook - ResClothesDryers_v4.1 | RTF Workbook - ResClothesDryers_v4.1 | RTF Workbook - ResClothesDryers_v4.1 | Residential_Manufactured Home Regular Income_New_Appliances_Clothes Dryer_NEEA/ENERGY STAR (CE >60%)
Residential_Manufactured Home Regular Income_New_Appliances_Natural Gas_Clothes Dryer_E3 | Residential | Manufactured Home Regular Income | New | Appliances | Natural Gas | Clothes Dryer | E3 |  | 0% | 0% | 0% | 0 | 0 | 0 | 0 | 0 | 0 | 0 | 0 | 0% | 0 | 0 | 0% | Normal | 0% | 0 | 0 | 0 | [9 empty] | 0 | 0 |  |  |  | Residential_Manufactured Home Regular Income_New_Appliances_Clothes Dryer_
Residential_Manufactured Home Regular Income_New_Appliances_Natural Gas_Clothes Dryer_E4 | Residential | Manufactured Home Regular Income | New | Appliances | Natural Gas | Clothes Dryer | E4 |  | 0% | 0% | 0% | 0 | 0 | 0 | 0 | 0 | 0 | 0 | 0 | 0% | 0 | 0 | 0% | Normal | 0% | 0 | 0 | 0 | [9 empty] | 0 | 0 |  |  |  | Residential_Manufactured Home Regular Income_New_Appliances_Clothes Dryer_
Residential_Manufactured Home Regular Income_New_Appliances_Natural Gas_Clothes Dryer_E5 | Residential | Manufactured Home Regular Income | New | Appliances | Natural Gas | Clothes Dryer | E5 |  | 0% | 0% | 0% | 0 | 0 | 0 | 0 | 0 | 0 | 0 | 0 | 0% | 0 | 0 | 0% | Normal | 0% | 0 | 0 | 0 | [9 empty] | 0 | 0 |  |  |  | Residential_Manufactured Home Regular Income_New_Appliances_Clothes Dryer_
Residential_Manufactured Home Regular Income_New_Appliances_Natural Gas_Clothes Dryer_E6 | Residential | Manufactured Home Regular Income | New | Appliances | Natural Gas | Clothes Dryer | E6 |  | 0% | 0% | 0% | 0 | 0 | 0 | 0 | 0 | 0 | 0 | 0 | 0% | 0 | 0 | 0% | Normal | 0% | 0 | 0 | 0 | [9 empty] | 0 | 0 |  |  |  | Residential_Manufactured Home Regular Income_New_Appliances_Clothes Dryer_
Residential_Manufactured Home Regular Income_New_Appliances_Natural Gas_Clothes Dryer_E7 | Residential | Manufactured Home Regular Income | New | Appliances | Natural Gas | Clothes Dryer | E7 |  | 0% | 0% | 0% | 0 | 0 | 0 | 0 | 0 | 0 | 0 | 0 | 0% | 0 | 0 | 0% | Normal | 0% | 0 | 0 | 0 | [9 empty] | 0 | 0 |  |  |  | Residential_Manufactured Home Regular Income_New_Appliances_Clothes Dryer_
Residential_Manufactured Home Regular Income_New_Appliances_Natural Gas_Clothes Dryer_E8 | Residential | Manufactured Home Regular Income | New | Appliances | Natural Gas | Clothes Dryer | E8 |  | 0% | 0% | 0% | 0 | 0 | 0 | 0 | 0 | 0 | 0 | 0 | 0% | 0 | 0 | 0% | Normal | 0% | 0 | 0 | 0 | [9 empty] | 0 | 0 |  |  |  | Residential_Manufactured Home Regular Income_New_Appliances_Clothes Dryer_
Residential_Manufactured Home Regular Income_New_Appliances_Natural Gas_Clothes Dryer_E9 | Residential | Manufactured Home Regular Income | New | Appliances | Natural Gas | Clothes Dryer | E9 |  | 0% | 0% | 0% | 0 | 0 | 0 | 0 | 0 | 0 | 0 | 0 | 0% | 0 | 0 | 0% | Normal | 0% | 0 | 0 | 0 | [9 empty] | 0 | 0 |  |  |  | Residential_Manufactured Home Regular Income_New_Appliances_Clothes Dryer_
Residential_Manufactured Home Regular Income_New_Appliances_Natural Gas_Clothes Dryer_E10 | Residential | Manufactured Home Regular Income | New | Appliances | Natural Gas | Clothes Dryer | E10 |  | 0% | 0% | 0% | 0 | 0 | 0 | 0 | 0 | 0 | 0 | 0 | 0% | 0 | 0 | 0% | Normal | 0% | 0 | 0 | 0 | [9 empty] | 0 | 0 |  |  |  | Residential_Manufactured Home Regular Income_New_Appliances_Clothes Dryer_
Residential_Manufactured Home Regular Income_New_Appliances_Natural Gas_Stove/Oven_E1 | Residential | Manufactured Home Regular Income | New | Appliances | Natural Gas | Stove/Oven | E1 | EF 0.399 | 100% | 0% | 0% | 861.0304 | 115.5041 | 0 | 0 | 9 | 15 | 2019 | 2051 | 100% | 0 | 0 | 0% | Normal | 0% | 14.1691 | 0 | 0 | units | 1 | 0 | 1 | 31.82 | 820 | 110 | 0 | 0 | 2018 | 1.05 | EIA 2018 Appendix A | EIA 2018 Appendix A | EIA 2018 Appendix A | Residential_Manufactured Home Regular Income_New_Appliances_Stove/Oven_EF 0.399
Residential_Manufactured Home Regular Income_New_Appliances_Natural Gas_Stove/Oven_E2 | Residential | Manufactured Home Regular Income | New | Appliances | Natural Gas | Stove/Oven | E2 | High Efficiency (730 + 1660 IAEC) | 75.11% | 0% | 0% | 913.5322 | 115.5041 | 0 | 0 | 9 | 15 | 2019 | 2051 | 100% | 0 | 0 | 0% | Normal | 0% | 10.6424 | 0 | 0 | units | 1 | 0 | 1 | 23.9 | 870 | 110 | 0 | 0 | 2018 | 1.05 | EIA 2018 Appendix A | EIA 2018 Appendix A | EIA 2018 Appendix A | Residential_Manufactured Home Regular Income_New_Appliances_Stove/Oven_High Efficiency (730 + 1660 IAEC)
Residential_Manufactured Home Regular Income_New_Appliances_Natural Gas_Stove/Oven_E3 | Residential | Manufactured Home Regular Income | New | Appliances | Natural Gas | Stove/Oven | E3 |  | 0% | 0% | 0% | 0 | 0 | 0 | 0 | 0 | 0 | 0 | 0 | 0% | 0 | 0 | 0% | Normal | 0% | 0 | 0 | 0 | [9 empty] | 0 | 0 |  |  |  | Residential_Manufactured Home Regular Income_New_Appliances_Stove/Oven_
Residential_Manufactured Home Regular Income_New_Appliances_Natural Gas_Stove/Oven_E4 | Residential | Manufactured Home Regular Income | New | Appliances | Natural Gas | Stove/Oven | E4 |  | 0% | 0% | 0% | 0 | 0 | 0 | 0 | 0 | 0 | 0 | 0 | 0% | 0 | 0 | 0% | Normal | 0% | 0 | 0 | 0 | [9 empty] | 0 | 0 |  |  |  | Residential_Manufactured Home Regular Income_New_Appliances_Stove/Oven_
Residential_Manufactured Home Regular Income_New_Appliances_Natural Gas_Stove/Oven_E5 | Residential | Manufactured Home Regular Income | New | Appliances | Natural Gas | Stove/Oven | E5 |  | 0% | 0% | 0% | 0 | 0 | 0 | 0 | 0 | 0 | 0 | 0 | 0% | 0 | 0 | 0% | Normal | 0% | 0 | 0 | 0 | [9 empty] | 0 | 0 |  |  |  | Residential_Manufactured Home Regular Income_New_Appliances_Stove/Oven_
Residential_Manufactured Home Regular Income_New_Appliances_Natural Gas_Stove/Oven_E6 | Residential | Manufactured Home Regular Income | New | Appliances | Natural Gas | Stove/Oven | E6 |  | 0% | 0% | 0% | 0 | 0 | 0 | 0 | 0 | 0 | 0 | 0 | 0% | 0 | 0 | 0% | Normal | 0% | 0 | 0 | 0 | [9 empty] | 0 | 0 |  |  |  | Residential_Manufactured Home Regular Income_New_Appliances_Stove/Oven_
Residential_Manufactured Home Regular Income_New_Appliances_Natural Gas_Stove/Oven_E7 | Residential | Manufactured Home Regular Income | New | Appliances | Natural Gas | Stove/Oven | E7 |  | 0% | 0% | 0% | 0 | 0 | 0 | 0 | 0 | 0 | 0 | 0 | 0% | 0 | 0 | 0% | Normal | 0% | 0 | 0 | 0 | [9 empty] | 0 | 0 |  |  |  | Residential_Manufactured Home Regular Income_New_Appliances_Stove/Oven_
Residential_Manufactured Home Regular Income_New_Appliances_Natural Gas_Stove/Oven_E8 | Residential | Manufactured Home Regular Income | New | Appliances | Natural Gas | Stove/Oven | E8 |  | 0% | 0% | 0% | 0 | 0 | 0 | 0 | 0 | 0 | 0 | 0 | 0% | 0 | 0 | 0% | Normal | 0% | 0 | 0 | 0 | [9 empty] | 0 | 0 |  |  |  | Residential_Manufactured Home Regular Income_New_Appliances_Stove/Oven_
Residential_Manufactured Home Regular Income_New_Appliances_Natural Gas_Stove/Oven_E9 | Residential | Manufactured Home Regular Income | New | Appliances | Natural Gas | Stove/Oven | E9 |  | 0% | 0% | 0% | 0 | 0 | 0 | 0 | 0 | 0 | 0 | 0 | 0% | 0 | 0 | 0% | Normal | 0% | 0 | 0 | 0 | [9 empty] | 0 | 0 |  |  |  | Residential_Manufactured Home Regular Income_New_Appliances_Stove/Oven_
Residential_Manufactured Home Regular Income_New_Appliances_Natural Gas_Stove/Oven_E10 | Residential | Manufactured Home Regular Income | New | Appliances | Natural Gas | Stove/Oven | E10 |  | 0% | 0% | 0% | 0 | 0 | 0 | 0 | 0 | 0 | 0 | 0 | 0% | 0 | 0 | 0% | Normal | 0% | 0 | 0 | 0 | [9 empty] | 0 | 0 |  |  |  | Residential_Manufactured Home Regular Income_New_Appliances_Stove/Oven_
Residential_Manufactured Home Regular Income_New_Miscellaneous_Natural Gas_Pool Heater_E1 | Residential | Manufactured Home Regular Income | New | Miscellaneous | Natural Gas | Pool Heater | E1 | Standard (EF 0.82) | 100% | 0% | 0% | 2127.3029 | 814.6684 | 0 | 0 | 8 | 12 | 2019 | 2051 | 100% | 0 | 0 | 0% | Normal | 0% | 135.6222 | 0 | 0 | units | 1 | 0 | 1 | 1004 | 2089 | 800 | 0 | 0 | 2020 | 1.0183 | CA eTRM - Pool Heater, Residential | CA eTRM - Pool Heater, Residential | CA eTRM - Pool Heater, Residential | Residential_Manufactured Home Regular Income_New_Miscellaneous_Pool Heater_Standard (EF 0.82)
Residential_Manufactured Home Regular Income_New_Miscellaneous_Natural Gas_Pool Heater_E2 | Residential | Manufactured Home Regular Income | New | Miscellaneous | Natural Gas | Pool Heater | E2 | High Efficiency (EF 0.84) | 96.41% | 0% | 0% | 2758.6709 | 814.6684 | 0 | 0 | 8 | 12 | 2019 | 2051 | 100% | 0 | 0 | 0% | Normal | 0% | 130.7593 | 0 | 0 | units | 1 | 0 | 1 | 968 | 2709 | 800 | 0 | 0 | 2020 | 1.0183 | CA eTRM - Pool Heater, Residential | CA eTRM - Pool Heater, Residential | CA eTRM - Pool Heater, Residential | Residential_Manufactured Home Regular Income_New_Miscellaneous_Pool Heater_High Efficiency (EF 0.84)
Residential_Manufactured Home Regular Income_New_Miscellaneous_Natural Gas_Pool Heater_E3 | Residential | Manufactured Home Regular Income | New | Miscellaneous | Natural Gas | Pool Heater | E3 | Condensing (EF .94) | 85.46% | 0% | 0% | 5028.5408 | 916.502 | 0 | 0 | 8 | 12 | 2019 | 2051 | 100% | 0 | 0 | 0% | Normal | 0% | 115.9003 | 0 | 0 | units | 1 | 0 | 1 | 858 | 4938 | 900 | 0 | 0 | 2020 | 1.0183 | CA eTRM - Pool Heater, Residential | CA eTRM - Pool Heater, Residential | CA eTRM - Pool Heater, Residential | Residential_Manufactured Home Regular Income_New_Miscellaneous_Pool Heater_Condensing (EF .94)
Residential_Manufactured Home Regular Income_New_Miscellaneous_Natural Gas_Pool Heater_E4 | Residential | Manufactured Home Regular Income | New | Miscellaneous | Natural Gas | Pool Heater | E4 | Condensing w/Imp. HX (EF 0.95) | 84.6% | 0% | 0% | 5082.0359 | 916.502 | 0 | 0 | 8 | 12 | 2019 | 2051 | 100% | 0 | 0 | 0% | Normal | 0% | 114.7413 | 0 | 0 | units | 1 | 0 | 1 | 849.42 | 4990.5319 | 900 | 0 | 0 | 2020 | 1.0183 | CA eTRM - Pool Heater, Residential | CA eTRM - Pool Heater, Residential | CA eTRM - Pool Heater, Residential | Residential_Manufactured Home Regular Income_New_Miscellaneous_Pool Heater_Condensing w/Imp. HX (EF 0.95)
Residential_Manufactured Home Regular Income_New_Miscellaneous_Natural Gas_Pool Heater_E5 | Residential | Manufactured Home Regular Income | New | Miscellaneous | Natural Gas | Pool Heater | E5 |  | 0% | 0% | 0% | 0 | 0 | 0 | 0 | 0 | 0 | 0 | 0 | 0% | 0 | 0 | 0% | Normal | 0% | 0 | 0 | 0 | [9 empty] | 0 | 0 |  |  |  | Residential_Manufactured Home Regular Income_New_Miscellaneous_Pool Heater_
Residential_Manufactured Home Regular Income_New_Miscellaneous_Natural Gas_Pool Heater_E6 | Residential | Manufactured Home Regular Income | New | Miscellaneous | Natural Gas | Pool Heater | E6 |  | 0% | 0% | 0% | 0 | 0 | 0 | 0 | 0 | 0 | 0 | 0 | 0% | 0 | 0 | 0% | Normal | 0% | 0 | 0 | 0 | [9 empty] | 0 | 0 |  |  |  | Residential_Manufactured Home Regular Income_New_Miscellaneous_Pool Heater_
Residential_Manufactured Home Regular Income_New_Miscellaneous_Natural Gas_Pool Heater_E7 | Residential | Manufactured Home Regular Income | New | Miscellaneous | Natural Gas | Pool Heater | E7 |  | 0% | 0% | 0% | 0 | 0 | 0 | 0 | 0 | 0 | 0 | 0 | 0% | 0 | 0 | 0% | Normal | 0% | 0 | 0 | 0 | [9 empty] | 0 | 0 |  |  |  | Residential_Manufactured Home Regular Income_New_Miscellaneous_Pool Heater_
Residential_Manufactured Home Regular Income_New_Miscellaneous_Natural Gas_Pool Heater_E8 | Residential | Manufactured Home Regular Income | New | Miscellaneous | Natural Gas | Pool Heater | E8 |  | 0% | 0% | 0% | 0 | 0 | 0 | 0 | 0 | 0 | 0 | 0 | 0% | 0 | 0 | 0% | Normal | 0% | 0 | 0 | 0 | [9 empty] | 0 | 0 |  |  |  | Residential_Manufactured Home Regular Income_New_Miscellaneous_Pool Heater_
Residential_Manufactured Home Regular Income_New_Miscellaneous_Natural Gas_Pool Heater_E9 | Residential | Manufactured Home Regular Income | New | Miscellaneous | Natural Gas | Pool Heater | E9 |  | 0% | 0% | 0% | 0 | 0 | 0 | 0 | 0 | 0 | 0 | 0 | 0% | 0 | 0 | 0% | Normal | 0% | 0 | 0 | 0 | [9 empty] | 0 | 0 |  |  |  | Residential_Manufactured Home Regular Income_New_Miscellaneous_Pool Heater_
Residential_Manufactured Home Regular Income_New_Miscellaneous_Natural Gas_Pool Heater_E10 | Residential | Manufactured Home Regular Income | New | Miscellaneous | Natural Gas | Pool Heater | E10 |  | 0% | 0% | 0% | 0 | 0 | 0 | 0 | 0 | 0 | 0 | 0 | 0% | 0 | 0 | 0% | Normal | 0% | 0 | 0 | 0 | [9 empty] | 0 | 0 |  |  |  | Residential_Manufactured Home Regular Income_New_Miscellaneous_Pool Heater_
Residential_Manufactured Home Regular Income_New_Miscellaneous_Natural Gas_Miscellaneous_E1 | Residential | Manufactured Home Regular Income | New | Miscellaneous | Natural Gas | Miscellaneous | E1 | Default | 100% | 0% | 0% | 107.428 | 0 | 0 | 0 | 5 | 10 | 2019 | 2051 | 100% | 0 | 0 | 0% | Normal | 0% | 2.3231 | 0 | 0 | units | 1 | 0 | 1 | 100 | 100 | 0 | 0 | 0 | 2016 | 1.0743 | Default | Default | Default | Residential_Manufactured Home Regular Income_New_Miscellaneous_Miscellaneous_Default
Residential_Manufactured Home Regular Income_New_Miscellaneous_Natural Gas_Miscellaneous_E2 | Residential | Manufactured Home Regular Income | New | Miscellaneous | Natural Gas | Miscellaneous | E2 |  | 0% | 0% | 0% | 0 | 0 | 0 | 0 | 0 | 0 | 0 | 0 | 0% | 0 | 0 | 0% | Normal | 0% | 0 | 0 | 0 | [9 empty] | 0 | 0 |  |  |  | Residential_Manufactured Home Regular Income_New_Miscellaneous_Miscellaneous_
Residential_Manufactured Home Regular Income_New_Miscellaneous_Natural Gas_Miscellaneous_E3 | Residential | Manufactured Home Regular Income | New | Miscellaneous | Natural Gas | Miscellaneous | E3 |  | 0% | 0% | 0% | 0 | 0 | 0 | 0 | 0 | 0 | 0 | 0 | 0% | 0 | 0 | 0% | Normal | 0% | 0 | 0 | 0 | [9 empty] | 0 | 0 |  |  |  | Residential_Manufactured Home Regular Income_New_Miscellaneous_Miscellaneous_
Residential_Manufactured Home Regular Income_New_Miscellaneous_Natural Gas_Miscellaneous_E4 | Residential | Manufactured Home Regular Income | New | Miscellaneous | Natural Gas | Miscellaneous | E4 |  | 0% | 0% | 0% | 0 | 0 | 0 | 0 | 0 | 0 | 0 | 0 | 0% | 0 | 0 | 0% | Normal | 0% | 0 | 0 | 0 | [9 empty] | 0 | 0 |  |  |  | Residential_Manufactured Home Regular Income_New_Miscellaneous_Miscellaneous_
Residential_Manufactured Home Regular Income_New_Miscellaneous_Natural Gas_Miscellaneous_E5 | Residential | Manufactured Home Regular Income | New | Miscellaneous | Natural Gas | Miscellaneous | E5 |  | 0% | 0% | 0% | 0 | 0 | 0 | 0 | 0 | 0 | 0 | 0 | 0% | 0 | 0 | 0% | Normal | 0% | 0 | 0 | 0 | [9 empty] | 0 | 0 |  |  |  | Residential_Manufactured Home Regular Income_New_Miscellaneous_Miscellaneous_
Residential_Manufactured Home Regular Income_New_Miscellaneous_Natural Gas_Miscellaneous_E6 | Residential | Manufactured Home Regular Income | New | Miscellaneous | Natural Gas | Miscellaneous | E6 |  | 0% | 0% | 0% | 0 | 0 | 0 | 0 | 0 | 0 | 0 | 0 | 0% | 0 | 0 | 0% | Normal | 0% | 0 | 0 | 0 | [9 empty] | 0 | 0 |  |  |  | Residential_Manufactured Home Regular Income_New_Miscellaneous_Miscellaneous_
Residential_Manufactured Home Regular Income_New_Miscellaneous_Natural Gas_Miscellaneous_E7 | Residential | Manufactured Home Regular Income | New | Miscellaneous | Natural Gas | Miscellaneous | E7 |  | 0% | 0% | 0% | 0 | 0 | 0 | 0 | 0 | 0 | 0 | 0 | 0% | 0 | 0 | 0% | Normal | 0% | 0 | 0 | 0 | [9 empty] | 0 | 0 |  |  |  | Residential_Manufactured Home Regular Income_New_Miscellaneous_Miscellaneous_
Residential_Manufactured Home Regular Income_New_Miscellaneous_Natural Gas_Miscellaneous_E8 | Residential | Manufactured Home Regular Income | New | Miscellaneous | Natural Gas | Miscellaneous | E8 |  | 0% | 0% | 0% | 0 | 0 | 0 | 0 | 0 | 0 | 0 | 0 | 0% | 0 | 0 | 0% | Normal | 0% | 0 | 0 | 0 | [9 empty] | 0 | 0 |  |  |  | Residential_Manufactured Home Regular Income_New_Miscellaneous_Miscellaneous_
Residential_Manufactured Home Regular Income_New_Miscellaneous_Natural Gas_Miscellaneous_E9 | Residential | Manufactured Home Regular Income | New | Miscellaneous | Natural Gas | Miscellaneous | E9 |  | 0% | 0% | 0% | 0 | 0 | 0 | 0 | 0 | 0 | 0 | 0 | 0% | 0 | 0 | 0% | Normal | 0% | 0 | 0 | 0 | [9 empty] | 0 | 0 |  |  |  | Residential_Manufactured Home Regular Income_New_Miscellaneous_Miscellaneous_
Residential_Manufactured Home Regular Income_New_Miscellaneous_Natural Gas_Miscellaneous_E10 | Residential | Manufactured Home Regular Income | New | Miscellaneous | Natural Gas | Miscellaneous | E10 |  | 0% | 0% | 0% | 0 | 0 | 0 | 0 | 0 | 0 | 0 | 0 | 0% | 0 | 0 | 0% | Normal | 0% | 0 | 0 | 0 | [9 empty] | 0 | 0 |  |  |  | Residential_Manufactured Home Regular Income_New_Miscellaneous_Miscellaneous_
Residential_Manufactured Home Moderate Income_Existing_Space Heating_Natural Gas_Furnace_E1 | Residential | Manufactured Home Moderate Income | Existing | Space Heating | Natural Gas | Furnace | E1 | AFUE 80% | 100% | 0% | 0% | 2082.466 | 831.3984 | 87.4741 | 0 | 16 | 27 | 2019 | 2051 | 100% | 0 | 0 | 0% | Normal | 0% | 688.4797 | 0 | 0 | kBTU/hr | 80 | 0 | 60 | 545.5 | 2642.5376 | 1055 | 111 | 0 | 2015 | 1.0507 | RTF Wkbk - ResESGasFurnaces_v2_0 | RTF Wkbk - ResESGasFurnaces_v2_0 ¦ O&M from DOE TSD | AEG BEST | Residential_Manufactured Home Moderate Income_Existing_Space Heating_Furnace_AFUE 80%
Residential_Manufactured Home Moderate Income_Existing_Space Heating_Natural Gas_Furnace_E2 | Residential | Manufactured Home Moderate Income | Existing | Space Heating | Natural Gas | Furnace | E2 | AFUE 95% (ENERGY STAR 4.1) | 84.69% | 0% | 0% | 2644.7139 | 1079.6359 | 92.2025 | 0 | 16 | 27 | 2019 | 2051 | 100% | 0 | 0 | 0% | Normal | 0% | 583.0937 | 0 | 0 | kBTU/hr | 80 | 0 | 60 | 462 | 3356 | 1370 | 117 | 0 | 2015 | 1.0507 | RTF Wkbk - ResESGasFurnaces_v2_0 | RTF Wkbk - ResESGasFurnaces_v2_0 | AEG BEST | Residential_Manufactured Home Moderate Income_Existing_Space Heating_Furnace_AFUE 95% (ENERGY STAR 4.1)
Residential_Manufactured Home Moderate Income_Existing_Space Heating_Natural Gas_Furnace_E3 | Residential | Manufactured Home Moderate Income | Existing | Space Heating | Natural Gas | Furnace | E3 | AFUE 97% (CEE Tier 3) | 81.85% | 0% | 0% | 2873.9105 | 1079.6359 | 92.2025 | 0 | 16 | 27 | 2019 | 2051 | 100% | 0 | 0 | 0% | Normal | 0% | 563.531 | 0 | 0 | kBTU/hr | 80 | 0 | 60 | 446.5 | 3646.8382 | 1370 | 117 | 0 | 2015 | 1.0507 | RTF Wkbk - ResESGasFurnaces_v2_0 | RTF Wkbk - ResESGasFurnaces_v2_0 | AEG BEST | Residential_Manufactured Home Moderate Income_Existing_Space Heating_Furnace_AFUE 97% (CEE Tier 3)
Residential_Manufactured Home Moderate Income_Existing_Space Heating_Natural Gas_Furnace_E4 | Residential | Manufactured Home Moderate Income | Existing | Space Heating | Natural Gas | Furnace | E4 | Convert to Gas-Fired ASHP | 66.67% | 0% | 0% | 11770.4803 | 2029.3932 | 129.3738 | 0 | 12 | 18 | 2019 | 2051 | 100% | 0 | 0 | 0% | Normal | 0% | 458.9865 | 0 | 0 | kBTU/hr | 80 | 0 | 60 | 363.6667 | 15466.6667 | 2666.6667 | 170 | 0 | 2018 | 1.0147 | EIA 2018 Tech Forecast | EIA 2018 Tech Forecast | Algorithm calc | Residential_Manufactured Home Moderate Income_Existing_Space Heating_Furnace_Convert to Gas-Fired ASHP
Residential_Manufactured Home Moderate Income_Existing_Space Heating_Natural Gas_Furnace_E5 | Residential | Manufactured Home Moderate Income | Existing | Space Heating | Natural Gas | Furnace | E5 | ASHP with AFUE 80% Backup | 53.33% | 0% | 0% | 4950.1536 | 1854.0845 | 118.1979 | 0 | 14 | 22 | 2019 | 2051 | 100% | 0 | 0 | 0% | Normal | 0% | 367.1892 | 0 | 0 | kBTU/hr | 80 | 0 | 60 | 290.9333 | 7119.6376 | 2666.6667 | 170 | 0 | 2023 | 0.92704 | RTF Wkbk - ResSF&MHExistingHVAC_v7_1 | RTF Wkbk - ResSF&MHExistingHVAC_v7_1 + RTF Wkbk - ResESGasFurnaces_v2_0 | Algorithm calc | Residential_Manufactured Home Moderate Income_Existing_Space Heating_Furnace_ASHP with AFUE 80% Backup
Residential_Manufactured Home Moderate Income_Existing_Space Heating_Natural Gas_Furnace_E6 | Residential | Manufactured Home Moderate Income | Existing | Space Heating | Natural Gas | Furnace | E6 | ASHP with AFUE 95% backup | 44.91% | 0% | 0% | 5446.2109 | 1854.0845 | 118.1979 | 0 | 14 | 22 | 2019 | 2051 | 100% | 0 | 0 | 0% | Normal | 0% | 309.2119 | 0 | 0 | kBTU/hr | 80 | 0 | 60 | 244.9965 | 7833.1 | 2666.6667 | 170 | 0 | 2023 | 0.92704 | RTF Wkbk - ResSF&MHExistingHVAC_v7_1 | RTF Wkbk - ResSF&MHExistingHVAC_v7_1 + RTF Wkbk - ResESGasFurnaces_v2_0 | Algorithm calc | Residential_Manufactured Home Moderate Income_Existing_Space Heating_Furnace_ASHP with AFUE 95% backup
Residential_Manufactured Home Moderate Income_Existing_Space Heating_Natural Gas_Furnace_E7 | Residential | Manufactured Home Moderate Income | Existing | Space Heating | Natural Gas | Furnace | E7 |  | 0% | 0% | 0% | 0 | 0 | 0 | 0 | 0 | 0 | 0 | 0 | 0% | 0 | 0 | 0% | Normal | 0% | 0 | 0 | 0 | [9 empty] | 0 | 0 |  |  |  | Residential_Manufactured Home Moderate Income_Existing_Space Heating_Furnace_
Residential_Manufactured Home Moderate Income_Existing_Space Heating_Natural Gas_Furnace_E8 | Residential | Manufactured Home Moderate Income | Existing | Space Heating | Natural Gas | Furnace | E8 |  | 0% | 0% | 0% | 0 | 0 | 0 | 0 | 0 | 0 | 0 | 0 | 0% | 0 | 0 | 0% | Normal | 0% | 0 | 0 | 0 | [9 empty] | 0 | 0 |  |  |  | Residential_Manufactured Home Moderate Income_Existing_Space Heating_Furnace_
Residential_Manufactured Home Moderate Income_Existing_Space Heating_Natural Gas_Furnace_E9 | Residential | Manufactured Home Moderate Income | Existing | Space Heating | Natural Gas | Furnace | E9 |  | 0% | 0% | 0% | 0 | 0 | 0 | 0 | 0 | 0 | 0 | 0 | 0% | 0 | 0 | 0% | Normal | 0% | 0 | 0 | 0 | [9 empty] | 0 | 0 |  |  |  | Residential_Manufactured Home Moderate Income_Existing_Space Heating_Furnace_
Residential_Manufactured Home Moderate Income_Existing_Space Heating_Natural Gas_Furnace_E10 | Residential | Manufactured Home Moderate Income | Existing | Space Heating | Natural Gas | Furnace | E10 |  | 0% | 0% | 0% | 0 | 0 | 0 | 0 | 0 | 0 | 0 | 0 | 0% | 0 | 0 | 0% | Normal | 0% | 0 | 0 | 0 | [9 empty] | 0 | 0 |  |  |  | Residential_Manufactured Home Moderate Income_Existing_Space Heating_Furnace_
Residential_Manufactured Home Moderate Income_Existing_Space Heating_Natural Gas_Boiler_E1 | Residential | Manufactured Home Moderate Income | Existing | Space Heating | Natural Gas | Boiler | E1 | AFUE 80% | 100% | 0% | 0% | 1188.6446 | 1188.6446 | 28.9913 | 0 | 20 | 30 | 2019 | 2020 | 100% | 0 | 0 | 0% | Normal | 0% | 578.1439 | 0 | 0 | kBTU/hr | 105 | 0 | 60 | 542 | 2050 | 2050 | 50 | 0 | 2018 | 1.0147 | EIA 2018 Tech Forecast | EIA 2018 Tech Forecast | BEST | Residential_Manufactured Home Moderate Income_Existing_Space Heating_Boiler_AFUE 80%
Residential_Manufactured Home Moderate Income_Existing_Space Heating_Natural Gas_Boiler_E2 | Residential | Manufactured Home Moderate Income | Existing | Space Heating | Natural Gas | Boiler | E2 | AFUE 82% | 97.79% | 0% | 0% | 1130.6619 | 1536.5405 | 52.1844 | 0 | 20 | 30 | 2019 | 2051 | 100% | 0 | 0 | 0% | Normal | 0% | 565.3437 | 0 | 0 | kBTU/hr | 105 | 0 | 60 | 530 | 1950 | 2650 | 90 | 0 | 2018 | 1.0147 | EIA 2018 Tech Forecast | EIA 2018 Tech Forecast | BEST | Residential_Manufactured Home Moderate Income_Existing_Space Heating_Boiler_AFUE 82%
Residential_Manufactured Home Moderate Income_Existing_Space Heating_Natural Gas_Boiler_E3 | Residential | Manufactured Home Moderate Income | Existing | Space Heating | Natural Gas | Boiler | E3 | AFUE 85% | 96.49% | 0% | 0% | 1505.9386 | 1642.8421 | 52.1844 | 0 | 20 | 30 | 2019 | 2051 | 100% | 0 | 0 | 0% | Normal | 0% | 557.8769 | 0 | 0 | kBTU/hr | 105 | 0 | 60 | 523 | 2597.2222 | 2833.3333 | 90 | 0 | 2018 | 1.0147 | EIA 2018 Tech Forecast | EIA 2018 Tech Forecast | BEST | Residential_Manufactured Home Moderate Income_Existing_Space Heating_Boiler_AFUE 85%
Residential_Manufactured Home Moderate Income_Existing_Space Heating_Natural Gas_Boiler_E4 | Residential | Manufactured Home Moderate Income | Existing | Space Heating | Natural Gas | Boiler | E4 | AFUE 90% | 90.5% | 0% | 0% | 1594.5232 | 1739.4798 | 52.1844 | 0 | 20 | 30 | 2019 | 2051 | 100% | 0 | 0 | 0% | Normal | 0% | 523.2096 | 0 | 0 | kBTU/hr | 105 | 0 | 60 | 490.5 | 2750 | 3000 | 90 | 0 | 2018 | 1.0147 | EIA 2018 Tech Forecast | EIA 2018 Tech Forecast | BEST | Residential_Manufactured Home Moderate Income_Existing_Space Heating_Boiler_AFUE 90%
Residential_Manufactured Home Moderate Income_Existing_Space Heating_Natural Gas_Boiler_E5 | Residential | Manufactured Home Moderate Income | Existing | Space Heating | Natural Gas | Boiler | E5 | AFUE 95% | 84.32% | 0% | 0% | 2129.5178 | 1732.0079 | 52.1844 | 0 | 20 | 30 | 2019 | 2051 | 100% | 0 | 0 | 0% | Normal | 0% | 487.4756 | 0 | 0 | kBTU/hr | 105 | 0 | 60 | 457 | 3672.6804 | 2987.1134 | 90 | 0 | 2018 | 1.0147 | EIA 2018 Tech Forecast | EIA 2018 Tech Forecast | BEST | Residential_Manufactured Home Moderate Income_Existing_Space Heating_Boiler_AFUE 95%
Residential_Manufactured Home Moderate Income_Existing_Space Heating_Natural Gas_Boiler_E6 | Residential | Manufactured Home Moderate Income | Existing | Space Heating | Natural Gas | Boiler | E6 | Convert to Gas-Fired ASHP | 67.1% | 0% | 0% | 11770.4803 | 2029.3932 | 129.3738 | 0 | 12 | 18 | 2019 | 2051 | 100% | 0 | 0 | 0% | Normal | 0% | 387.9182 | 0 | 0 | kBTU/hr | 80 | 0 | 60 | 363.6667 | 15466.6667 | 2666.6667 | 170 | 0 | 2018 | 1.0147 | EIA 2018 Tech Forecast | EIA 2018 Tech Forecast | AEG BEST | Residential_Manufactured Home Moderate Income_Existing_Space Heating_Boiler_Convert to Gas-Fired ASHP
Residential_Manufactured Home Moderate Income_Existing_Space Heating_Natural Gas_Boiler_E7 | Residential | Manufactured Home Moderate Income | Existing | Space Heating | Natural Gas | Boiler | E7 | ASHP with AFUE 80% Backup | 53.68% | 0% | 0% | 4950.1536 | 1854.0845 | 118.1979 | 0 | 14 | 22 | 2019 | 2051 | 100% | 0 | 0 | 0% | Normal | 0% | 310.3346 | 0 | 0 | kBTU/hr | 80 | 0 | 60 | 290.9333 | 7119.6376 | 2666.6667 | 170 | 0 | 2023 | 0.92704 | RTF Wkbk - ResSF&MHExistingHVAC_v7_1 | RTF Wkbk - ResSF&MHExistingHVAC_v7_1 + RTF Wkbk - ResESGasFurnaces_v2_0 | Algorithm calc | Residential_Manufactured Home Moderate Income_Existing_Space Heating_Boiler_ASHP with AFUE 80% Backup
Residential_Manufactured Home Moderate Income_Existing_Space Heating_Natural Gas_Boiler_E8 | Residential | Manufactured Home Moderate Income | Existing | Space Heating | Natural Gas | Boiler | E8 | ASHP with AFUE 95% backup | 45.2% | 0% | 0% | 5446.2109 | 1854.0845 | 118.1979 | 0 | 14 | 22 | 2019 | 2051 | 100% | 0 | 0 | 0% | Normal | 0% | 261.3344 | 0 | 0 | kBTU/hr | 80 | 0 | 60 | 244.9965 | 7833.1 | 2666.6667 | 170 | 0 | 2023 | 0.92704 | RTF Wkbk - ResSF&MHExistingHVAC_v7_1 | RTF Wkbk - ResSF&MHExistingHVAC_v7_1 + RTF Wkbk - ResESGasFurnaces_v2_0 | Algorithm calc | Residential_Manufactured Home Moderate Income_Existing_Space Heating_Boiler_ASHP with AFUE 95% backup
Residential_Manufactured Home Moderate Income_Existing_Space Heating_Natural Gas_Boiler_E9 | Residential | Manufactured Home Moderate Income | Existing | Space Heating | Natural Gas | Boiler | E9 |  | 0% | 0% | 0% | 0 | 0 | 0 | 0 | 0 | 0 | 0 | 0 | 0% | 0 | 0 | 0% | Normal | 0% | 0 | 0 | 0 | [9 empty] | 0 | 0 |  |  |  | Residential_Manufactured Home Moderate Income_Existing_Space Heating_Boiler_
Residential_Manufactured Home Moderate Income_Existing_Space Heating_Natural Gas_Boiler_E10 | Residential | Manufactured Home Moderate Income | Existing | Space Heating | Natural Gas | Boiler | E10 |  | 0% | 0% | 0% | 0 | 0 | 0 | 0 | 0 | 0 | 0 | 0 | 0% | 0 | 0 | 0% | Normal | 0% | 0 | 0 | 0 | [9 empty] | 0 | 0 |  |  |  | Residential_Manufactured Home Moderate Income_Existing_Space Heating_Boiler_
Residential_Manufactured Home Moderate Income_Existing_Secondary Heating_Natural Gas_Fireplace_E1 | Residential | Manufactured Home Moderate Income | Existing | Secondary Heating | Natural Gas | Fireplace | E1 | Baseline (>50% FE) | 100% | 0% | 0% | 2567.1 | 1052 | 0 | 0 | 12 | 20 | 2019 | 2051 | 100% | 0 | 0 | 0% | Normal | 0% | 127.4121 | 0 | 0 | unit | 1 | 0 | 1 | 287.4458 | 2567.1 | 1052 | 0 | 0 | 2021 | 1 | RTF Wkbk - ResGasFireplaces_v1_0 | CA eTRM - Gas Fireplace, Residential - SWHC047-03 | AEG BEST / Market Profile | Residential_Manufactured Home Moderate Income_Existing_Secondary Heating_Fireplace_Baseline (>50% FE)
Residential_Manufactured Home Moderate Income_Existing_Secondary Heating_Natural Gas_Fireplace_E2 | Residential | Manufactured Home Moderate Income | Existing | Secondary Heating | Natural Gas | Fireplace | E2 | Tier 1 (70% FE) | 83.16% | 0% | 0% | 2896.46 | 1052 | 0 | 0 | 12 | 20 | 2019 | 2051 | 100% | 0 | 0 | 0% | Normal | 0% | 105.9541 | 0 | 0 | unit | 1 | 0 | 1 | 239.0358 | 2896.46 | 1052 | 0 | 0 | 2021 | 1 | RTF Wkbk - ResGasFireplaces_v1_0 | CA eTRM - Gas Fireplace, Residential - SWHC047-03 | AEG BEST / Market Profile | Residential_Manufactured Home Moderate Income_Existing_Secondary Heating_Fireplace_Tier 1 (70% FE)
Residential_Manufactured Home Moderate Income_Existing_Secondary Heating_Natural Gas_Fireplace_E3 | Residential | Manufactured Home Moderate Income | Existing | Secondary Heating | Natural Gas | Fireplace | E3 | Tier 2 (>75% FE) | 79.34% | 0% | 0% | 2972.5 | 1052 | 0 | 0 | 12 | 20 | 2019 | 2051 | 100% | 0 | 0 | 0% | Normal | 0% | 101.0871 | 0 | 0 | unit | 1 | 0 | 1 | 228.0558 | 2972.5 | 1052 | 0 | 0 | 2021 | 1 | RTF Wkbk - ResGasFireplaces_v1_0 | CA eTRM - Gas Fireplace, Residential - SWHC047-03 | AEG BEST / Market Profile | Residential_Manufactured Home Moderate Income_Existing_Secondary Heating_Fireplace_Tier 2 (>75% FE)
Residential_Manufactured Home Moderate Income_Existing_Secondary Heating_Natural Gas_Fireplace_E4 | Residential | Manufactured Home Moderate Income | Existing | Secondary Heating | Natural Gas | Fireplace | E4 |  | 0% | 0% | 0% | 0 | 0 | 0 | 0 | 0 | 0 | 0 | 0 | 0% | 0 | 0 | 0% | Normal | 0% | 0 | 0 | 0 | [9 empty] | 0 | 0 |  |  |  | Residential_Manufactured Home Moderate Income_Existing_Secondary Heating_Fireplace_
Residential_Manufactured Home Moderate Income_Existing_Secondary Heating_Natural Gas_Fireplace_E5 | Residential | Manufactured Home Moderate Income | Existing | Secondary Heating | Natural Gas | Fireplace | E5 |  | 0% | 0% | 0% | 0 | 0 | 0 | 0 | 0 | 0 | 0 | 0 | 0% | 0 | 0 | 0% | Normal | 0% | 0 | 0 | 0 | [9 empty] | 0 | 0 |  |  |  | Residential_Manufactured Home Moderate Income_Existing_Secondary Heating_Fireplace_
Residential_Manufactured Home Moderate Income_Existing_Secondary Heating_Natural Gas_Fireplace_E6 | Residential | Manufactured Home Moderate Income | Existing | Secondary Heating | Natural Gas | Fireplace | E6 |  | 0% | 0% | 0% | 0 | 0 | 0 | 0 | 0 | 0 | 0 | 0 | 0% | 0 | 0 | 0% | Normal | 0% | 0 | 0 | 0 | [9 empty] | 0 | 0 |  |  |  | Residential_Manufactured Home Moderate Income_Existing_Secondary Heating_Fireplace_
Residential_Manufactured Home Moderate Income_Existing_Secondary Heating_Natural Gas_Fireplace_E7 | Residential | Manufactured Home Moderate Income | Existing | Secondary Heating | Natural Gas | Fireplace | E7 |  | 0% | 0% | 0% | 0 | 0 | 0 | 0 | 0 | 0 | 0 | 0 | 0% | 0 | 0 | 0% | Normal | 0% | 0 | 0 | 0 | [9 empty] | 0 | 0 |  |  |  | Residential_Manufactured Home Moderate Income_Existing_Secondary Heating_Fireplace_
Residential_Manufactured Home Moderate Income_Existing_Secondary Heating_Natural Gas_Fireplace_E8 | Residential | Manufactured Home Moderate Income | Existing | Secondary Heating | Natural Gas | Fireplace | E8 |  | 0% | 0% | 0% | 0 | 0 | 0 | 0 | 0 | 0 | 0 | 0 | 0% | 0 | 0 | 0% | Normal | 0% | 0 | 0 | 0 | [9 empty] | 0 | 0 |  |  |  | Residential_Manufactured Home Moderate Income_Existing_Secondary Heating_Fireplace_
Residential_Manufactured Home Moderate Income_Existing_Secondary Heating_Natural Gas_Fireplace_E9 | Residential | Manufactured Home Moderate Income | Existing | Secondary Heating | Natural Gas | Fireplace | E9 |  | 0% | 0% | 0% | 0 | 0 | 0 | 0 | 0 | 0 | 0 | 0 | 0% | 0 | 0 | 0% | Normal | 0% | 0 | 0 | 0 | [9 empty] | 0 | 0 |  |  |  | Residential_Manufactured Home Moderate Income_Existing_Secondary Heating_Fireplace_
Residential_Manufactured Home Moderate Income_Existing_Secondary Heating_Natural Gas_Fireplace_E10 | Residential | Manufactured Home Moderate Income | Existing | Secondary Heating | Natural Gas | Fireplace | E10 |  | 0% | 0% | 0% | 0 | 0 | 0 | 0 | 0 | 0 | 0 | 0 | 0% | 0 | 0 | 0% | Normal | 0% | 0 | 0 | 0 | [9 empty] | 0 | 0 |  |  |  | Residential_Manufactured Home Moderate Income_Existing_Secondary Heating_Fireplace_
Residential_Manufactured Home Moderate Income_Existing_Water Heating_Natural Gas_Water Heater (<= 55 gal)_E1 | Residential | Manufactured Home Moderate Income | Existing | Water Heating | Natural Gas | Water Heater (<= 55 gal) | E1 | UEF 0.58 (Standard) | 100% | 0% | 0% | 539.7178 | 588.5979 | 0 | 0 | 10 | 16 | 2019 | 2051 | 100% | 0 | 0 | 0% | Normal | 0% | 194.8534 | 0 | 0 | unit | 1 | 0 | 1 | 167.8101 | 530 | 578 | 0 | 0 | 2020 | 1.0183 | RTF WkBk - ResGasWH_v2_0 | RTF WkBk - ResGasWH_v2_0 | AEG BEST / Market Profile Calculations | Residential_Manufactured Home Moderate Income_Existing_Water Heating_Water Heater (<= 55 gal)_UEF 0.58 (Standard)
Residential_Manufactured Home Moderate Income_Existing_Water Heating_Natural Gas_Water Heater (<= 55 gal)_E2 | Residential | Manufactured Home Moderate Income | Existing | Water Heating | Natural Gas | Water Heater (<= 55 gal) | E2 | UEF 0.64 (ENERGY STAR 4.0) | 90.62% | 0% | 0% | 684.3215 | 588.5979 | 0 | 0 | 10 | 16 | 2019 | 2051 | 100% | 0 | 0 | 0% | Normal | 0% | 176.5859 | 0 | 0 | unit | 1 | 0 | 1 | 152.0779 | 672 | 578 | 0 | 0 | 2020 | 1.0183 | RTF WkBk - ResGasWH_v2_0 | RTF WkBk - ResGasWH_v2_0 | AEG BEST / Market Profile Calculations | Residential_Manufactured Home Moderate Income_Existing_Water Heating_Water Heater (<= 55 gal)_UEF 0.64 (ENERGY STAR 4.0)
Residential_Manufactured Home Moderate Income_Existing_Water Heating_Natural Gas_Water Heater (<= 55 gal)_E3 | Residential | Manufactured Home Moderate Income | Existing | Water Heating | Natural Gas | Water Heater (<= 55 gal) | E3 | UEF 0.81 (ENERGY STAR 5.0) | 71.6% | 0% | 0% | 2276.9982 | 1315.6895 | 0 | 0 | 10 | 16 | 2019 | 2051 | 100% | 0 | 0 | 0% | Normal | 0% | 139.5247 | 0 | 0 | unit | 1 | 0 | 1 | 120.1604 | 2236 | 1292 | 0 | 0 | 2020 | 1.0183 | RTF WkBk - ResGasWH_v2_0 | RTF WkBk - ResGasWH_v2_0 | AEG BEST / Market Profile Calculations | Residential_Manufactured Home Moderate Income_Existing_Water Heating_Water Heater (<= 55 gal)_UEF 0.81 (ENERGY STAR 5.0)
Residential_Manufactured Home Moderate Income_Existing_Water Heating_Natural Gas_Water Heater (<= 55 gal)_E4 | Residential | Manufactured Home Moderate Income | Existing | Water Heating | Natural Gas | Water Heater (<= 55 gal) | E4 | UEF 0.87 (Instantaneous, ENERGY STAR 4.0) | 66.67% | 0% | 0% | 874.7842 | 1427.8716 | 0 | 0 | 15 | 25 | 2019 | 2051 | 100% | 0 | 0 | 0% | Normal | 0% | 129.9023 | 0 | 0 | unit | 1 | 0 | 1 | 111.8734 | 859.0334 | 1402.1622 | 0 | 0 | 2020 | 1.0183 | RTF WkBk - ResGasWH_v2_0 | RTF WkBk - ResGasWH_v2_0 - AEG Adjusted | AEG BEST / Market Profile Calculations | Residential_Manufactured Home Moderate Income_Existing_Water Heating_Water Heater (<= 55 gal)_UEF 0.87 (Instantaneous, ENERGY STAR 4.0)
Residential_Manufactured Home Moderate Income_Existing_Water Heating_Natural Gas_Water Heater (<= 55 gal)_E5 | Residential | Manufactured Home Moderate Income | Existing | Water Heating | Natural Gas | Water Heater (<= 55 gal) | E5 | UEF 0.95 (Instantaneous, ENERGY STAR 5.0) | 63.74% | 0% | 0% | 1183.5883 | 1427.8716 | 0 | 0 | 15 | 25 | 2019 | 2051 | 100% | 0 | 0 | 0% | Normal | 0% | 124.1923 | 0 | 0 | unit | 1 | 0 | 1 | 106.9559 | 1162.2773 | 1402.1622 | 0 | 0 | 2020 | 1.0183 | RTF WkBk - ResGasWH_v2_0 | RTF WkBk - ResGasWH_v2_0 - AEG Adjusted | AEG BEST / Market Profile Calculations | Residential_Manufactured Home Moderate Income_Existing_Water Heating_Water Heater (<= 55 gal)_UEF 0.95 (Instantaneous, ENERGY STAR 5.0)
Residential_Manufactured Home Moderate Income_Existing_Water Heating_Natural Gas_Water Heater (<= 55 gal)_E6 | Residential | Manufactured Home Moderate Income | Existing | Water Heating | Natural Gas | Water Heater (<= 55 gal) | E6 | UEF 1.0+ (Gas-Fired HPWH) | 54.72% | 0% | 0% | 2627.2224 | 2573.2687 | 0 | 0 | 10 | 16 | 2019 | 2051 | 100% | 0 | 0 | 0% | Normal | 0% | 106.6179 | 0 | 0 | unit | 1 | 0 | 1 | 91.8206 | 2471.2858 | 2420.5345 | 0 | 0 | 2017 | 1.0631 | RTF WkBk - ResGasWH_v2_0 | Modified EIA 2018 Tech Forecast and Regional Technical Forum | AEG BEST / Market Profile Calculations | Residential_Manufactured Home Moderate Income_Existing_Water Heating_Water Heater (<= 55 gal)_UEF 1.0+ (Gas-Fired HPWH)
Residential_Manufactured Home Moderate Income_Existing_Water Heating_Natural Gas_Water Heater (<= 55 gal)_E7 | Residential | Manufactured Home Moderate Income | Existing | Water Heating | Natural Gas | Water Heater (<= 55 gal) | E7 | NEEA Gas-Fired Absorption HPWH (COP 1.3) | 44.62% | 0% | 0% | 5425.462 | 735.0259 | 0 | 0 | 6 | 20 | 2023 | 2051 | 100% | 0 | 0 | 0% | Normal | 0% | 86.9346 | 0 | 0 | unit | 1 | 0 | 1 | 74.8691 | 5166.9245 | 700 | 0 | 0 | 2018 | 1.05 | EIA 2018 Tech Forecast | Modified EIA 2018 Tech Forecast | IL TRM - 5.4.2 - RS-HWE-GWHT-V09-210101 | Residential_Manufactured Home Moderate Income_Existing_Water Heating_Water Heater (<= 55 gal)_NEEA Gas-Fired Absorption HPWH (COP 1.3)
Residential_Manufactured Home Moderate Income_Existing_Water Heating_Natural Gas_Water Heater (<= 55 gal)_E8 | Residential | Manufactured Home Moderate Income | Existing | Water Heating | Natural Gas | Water Heater (<= 55 gal) | E8 |  | 0% | 0% | 0% | 0 | 0 | 0 | 0 | 0 | 0 | 0 | 0 | 0% | 0 | 0 | 0% | Normal | 0% | 0 | 0 | 0 | [9 empty] | 0 | 0 |  |  |  | Residential_Manufactured Home Moderate Income_Existing_Water Heating_Water Heater (<= 55 gal)_
Residential_Manufactured Home Moderate Income_Existing_Water Heating_Natural Gas_Water Heater (<= 55 gal)_E9 | Residential | Manufactured Home Moderate Income | Existing | Water Heating | Natural Gas | Water Heater (<= 55 gal) | E9 |  | 0% | 0% | 0% | 0 | 0 | 0 | 0 | 0 | 0 | 0 | 0 | 0% | 0 | 0 | 0% | Normal | 0% | 0 | 0 | 0 | [9 empty] | 0 | 0 |  |  |  | Residential_Manufactured Home Moderate Income_Existing_Water Heating_Water Heater (<= 55 gal)_
Residential_Manufactured Home Moderate Income_Existing_Water Heating_Natural Gas_Water Heater (<= 55 gal)_E10 | Residential | Manufactured Home Moderate Income | Existing | Water Heating | Natural Gas | Water Heater (<= 55 gal) | E10 |  | 0% | 0% | 0% | 0 | 0 | 0 | 0 | 0 | 0 | 0 | 0 | 0% | 0 | 0 | 0% | Normal | 0% | 0 | 0 | 0 | [9 empty] | 0 | 0 |  |  |  | Residential_Manufactured Home Moderate Income_Existing_Water Heating_Water Heater (<= 55 gal)_
Residential_Manufactured Home Moderate Income_Existing_Water Heating_Natural Gas_Water Heater (> 55 gal)_E1 | Residential | Manufactured Home Moderate Income | Existing | Water Heating | Natural Gas | Water Heater (> 55 gal) | E1 | UEF 0.76 (Standard) | 100% | 0% | 0% | 620.6755 | 676.8876 | 0 | 0 | 10 | 16 | 2019 | 2051 | 100% | 0 | 0 | 0% | Normal | 0% | 194.8534 | 0 | 0 | unit | 1 | 0 | 1 | 128.0656 | 609.5 | 664.7 | 0 | 0 | 2020 | 1.0183 | Same as small WH | Scaled from small WH | AEG BEST / Market Profile Calculations | Residential_Manufactured Home Moderate Income_Existing_Water Heating_Water Heater (> 55 gal)_UEF 0.76 (Standard)
Residential_Manufactured Home Moderate Income_Existing_Water Heating_Natural Gas_Water Heater (> 55 gal)_E2 | Residential | Manufactured Home Moderate Income | Existing | Water Heating | Natural Gas | Water Heater (> 55 gal) | E2 | UEF 0.78 (ENERGY STAR 4.0) | 97.44% | 0% | 0% | 786.9697 | 676.8876 | 0 | 0 | 10 | 16 | 2019 | 2051 | 100% | 0 | 0 | 0% | Normal | 0% | 189.8572 | 0 | 0 | unit | 1 | 0 | 1 | 124.7819 | 772.8 | 664.7 | 0 | 0 | 2020 | 1.0183 | Same as small WH | Scaled from small WH | AEG BEST / Market Profile Calculations | Residential_Manufactured Home Moderate Income_Existing_Water Heating_Water Heater (> 55 gal)_UEF 0.78 (ENERGY STAR 4.0)
Residential_Manufactured Home Moderate Income_Existing_Water Heating_Natural Gas_Water Heater (> 55 gal)_E3 | Residential | Manufactured Home Moderate Income | Existing | Water Heating | Natural Gas | Water Heater (> 55 gal) | E3 | UEF 0.86 (ENERGY STAR 5.0) | 93.83% | 0% | 0% | 2618.548 | 1513.0429 | 0 | 0 | 10 | 16 | 2019 | 2051 | 100% | 0 | 0 | 0% | Normal | 0% | 182.8254 | 0 | 0 | unit | 1 | 0 | 1 | 120.1604 | 2571.4 | 1485.8 | 0 | 0 | 2020 | 1.0183 | Same as small WH | Scaled from small WH | AEG BEST / Market Profile Calculations | Residential_Manufactured Home Moderate Income_Existing_Water Heating_Water Heater (> 55 gal)_UEF 0.86 (ENERGY STAR 5.0)
Residential_Manufactured Home Moderate Income_Existing_Water Heating_Natural Gas_Water Heater (> 55 gal)_E4 | Residential | Manufactured Home Moderate Income | Existing | Water Heating | Natural Gas | Water Heater (> 55 gal) | E4 | UEF 0.87 (Instantaneous, ENERGY STAR 4.0) | 87.36% | 0% | 0% | 1006.0018 | 1642.0523 | 0 | 0 | 15 | 25 | 2019 | 2051 | 100% | 0 | 0 | 0% | Normal | 0% | 170.2168 | 0 | 0 | unit | 1 | 0 | 1 | 111.8734 | 987.8884 | 1612.4865 | 0 | 0 | 2020 | 1.0183 | Same as small WH | Scaled from small WH | AEG BEST / Market Profile Calculations | Residential_Manufactured Home Moderate Income_Existing_Water Heating_Water Heater (> 55 gal)_UEF 0.87 (Instantaneous, ENERGY STAR 4.0)
Residential_Manufactured Home Moderate Income_Existing_Water Heating_Natural Gas_Water Heater (> 55 gal)_E5 | Residential | Manufactured Home Moderate Income | Existing | Water Heating | Natural Gas | Water Heater (> 55 gal) | E5 | UEF 0.95 (Instantaneous, ENERGY STAR 5.0) | 83.52% | 0% | 0% | 1361.1265 | 1642.0523 | 0 | 0 | 15 | 25 | 2019 | 2051 | 100% | 0 | 0 | 0% | Normal | 0% | 162.7347 | 0 | 0 | unit | 1 | 0 | 1 | 106.9559 | 1336.6189 | 1612.4865 | 0 | 0 | 2020 | 1.0183 | Same as small WH | Scaled from small WH | AEG BEST / Market Profile Calculations | Residential_Manufactured Home Moderate Income_Existing_Water Heating_Water Heater (> 55 gal)_UEF 0.95 (Instantaneous, ENERGY STAR 5.0)
Residential_Manufactured Home Moderate Income_Existing_Water Heating_Natural Gas_Water Heater (> 55 gal)_E6 | Residential | Manufactured Home Moderate Income | Existing | Water Heating | Natural Gas | Water Heater (> 55 gal) | E6 | UEF 1.0+ (Gas-Fired HPWH) | 71.7% | 0% | 0% | 3021.3057 | 2959.259 | 0 | 0 | 10 | 16 | 2019 | 2051 | 100% | 0 | 0 | 0% | Normal | 0% | 139.7062 | 0 | 0 | unit | 1 | 0 | 1 | 91.8206 | 2841.9786 | 2783.6147 | 0 | 0 | 2017 | 1.0631 | Same as small WH | Scaled from small WH | AEG BEST / Market Profile Calculations | Residential_Manufactured Home Moderate Income_Existing_Water Heating_Water Heater (> 55 gal)_UEF 1.0+ (Gas-Fired HPWH)
Residential_Manufactured Home Moderate Income_Existing_Water Heating_Natural Gas_Water Heater (> 55 gal)_E7 | Residential | Manufactured Home Moderate Income | Existing | Water Heating | Natural Gas | Water Heater (> 55 gal) | E7 | NEEA Gas-Fired Absorption HPWH (COP 1.3) | 58.46% | 0% | 0% | 6239.2813 | 845.2798 | 0 | 0 | 6 | 20 | 2024 | 2051 | 100% | 0 | 0 | 0% | Normal | 0% | 113.9143 | 0 | 0 | unit | 1 | 0 | 1 | 74.8691 | 5941.9632 | 805 | 0 | 0 | 2018 | 1.05 | Scaled from small | Scaled from small | IL TRM - 5.4.2 - RS-HWE-GWHT-V09-210101 | Residential_Manufactured Home Moderate Income_Existing_Water Heating_Water Heater (> 55 gal)_NEEA Gas-Fired Absorption HPWH (COP 1.3)
Residential_Manufactured Home Moderate Income_Existing_Water Heating_Natural Gas_Water Heater (> 55 gal)_E8 | Residential | Manufactured Home Moderate Income | Existing | Water Heating | Natural Gas | Water Heater (> 55 gal) | E8 |  | 0% | 0% | 0% | 0 | 0 | 0 | 0 | 0 | 0 | 0 | 0 | 0% | 0 | 0 | 0% | Normal | 0% | 0 | 0 | 0 | [9 empty] | 0 | 0 |  |  |  | Residential_Manufactured Home Moderate Income_Existing_Water Heating_Water Heater (> 55 gal)_
Residential_Manufactured Home Moderate Income_Existing_Water Heating_Natural Gas_Water Heater (> 55 gal)_E9 | Residential | Manufactured Home Moderate Income | Existing | Water Heating | Natural Gas | Water Heater (> 55 gal) | E9 |  | 0% | 0% | 0% | 0 | 0 | 0 | 0 | 0 | 0 | 0 | 0 | 0% | 0 | 0 | 0% | Normal | 0% | 0 | 0 | 0 | [9 empty] | 0 | 0 |  |  |  | Residential_Manufactured Home Moderate Income_Existing_Water Heating_Water Heater (> 55 gal)_
Residential_Manufactured Home Moderate Income_Existing_Water Heating_Natural Gas_Water Heater (> 55 gal)_E10 | Residential | Manufactured Home Moderate Income | Existing | Water Heating | Natural Gas | Water Heater (> 55 gal) | E10 |  | 0% | 0% | 0% | 0 | 0 | 0 | 0 | 0 | 0 | 0 | 0 | 0% | 0 | 0 | 0% | Normal | 0% | 0 | 0 | 0 | [9 empty] | 0 | 0 |  |  |  | Residential_Manufactured Home Moderate Income_Existing_Water Heating_Water Heater (> 55 gal)_
Residential_Manufactured Home Moderate Income_Existing_Appliances_Natural Gas_Clothes Dryer_E1 | Residential | Manufactured Home Moderate Income | Existing | Appliances | Natural Gas | Clothes Dryer | E1 | Standard | 100% | 0% | 0% | 525.0185 | 168.0059 | 0 | 0 | 9 | 15 | 2019 | 2051 | 100% | 0 | 0 | 0% | Normal | 0% | 14.766 | 0 | 0 | units | 1 | 0 | 1 | 29.1837 | 500 | 160 | 0 | 0 | 2018 | 1.05 | RTF Workbook - ResClothesDryers_v4.1 | EIA 2018 Tech Forecast | RTF Workbook - ResClothesDryers_v4.1 | Residential_Manufactured Home Moderate Income_Existing_Appliances_Clothes Dryer_Standard
Residential_Manufactured Home Moderate Income_Existing_Appliances_Natural Gas_Clothes Dryer_E2 | Residential | Manufactured Home Moderate Income | Existing | Appliances | Natural Gas | Clothes Dryer | E2 | NEEA/ENERGY STAR (CE >60%) | 94.43% | 0% | 0% | 574.0737 | 170.0959 | 0 | 0 | 9 | 15 | 2019 | 2051 | 100% | 0 | 0 | 0% | Normal | 0% | 13.9432 | 0 | 0 | units | 1 | 0 | 1 | 27.5575 | 540 | 160 | 0 | 0 | 2017 | 1.0631 | RTF Workbook - ResClothesDryers_v4.1 | RTF Workbook - ResClothesDryers_v4.1 | RTF Workbook - ResClothesDryers_v4.1 | Residential_Manufactured Home Moderate Income_Existing_Appliances_Clothes Dryer_NEEA/ENERGY STAR (CE >60%)
Residential_Manufactured Home Moderate Income_Existing_Appliances_Natural Gas_Clothes Dryer_E3 | Residential | Manufactured Home Moderate Income | Existing | Appliances | Natural Gas | Clothes Dryer | E3 |  | 0% | 0% | 0% | 0 | 0 | 0 | 0 | 0 | 0 | 0 | 0 | 0% | 0 | 0 | 0% | Normal | 0% | 0 | 0 | 0 | [9 empty] | 0 | 0 |  |  |  | Residential_Manufactured Home Moderate Income_Existing_Appliances_Clothes Dryer_
Residential_Manufactured Home Moderate Income_Existing_Appliances_Natural Gas_Clothes Dryer_E4 | Residential | Manufactured Home Moderate Income | Existing | Appliances | Natural Gas | Clothes Dryer | E4 |  | 0% | 0% | 0% | 0 | 0 | 0 | 0 | 0 | 0 | 0 | 0 | 0% | 0 | 0 | 0% | Normal | 0% | 0 | 0 | 0 | [9 empty] | 0 | 0 |  |  |  | Residential_Manufactured Home Moderate Income_Existing_Appliances_Clothes Dryer_
Residential_Manufactured Home Moderate Income_Existing_Appliances_Natural Gas_Clothes Dryer_E5 | Residential | Manufactured Home Moderate Income | Existing | Appliances | Natural Gas | Clothes Dryer | E5 |  | 0% | 0% | 0% | 0 | 0 | 0 | 0 | 0 | 0 | 0 | 0 | 0% | 0 | 0 | 0% | Normal | 0% | 0 | 0 | 0 | [9 empty] | 0 | 0 |  |  |  | Residential_Manufactured Home Moderate Income_Existing_Appliances_Clothes Dryer_
Residential_Manufactured Home Moderate Income_Existing_Appliances_Natural Gas_Clothes Dryer_E6 | Residential | Manufactured Home Moderate Income | Existing | Appliances | Natural Gas | Clothes Dryer | E6 |  | 0% | 0% | 0% | 0 | 0 | 0 | 0 | 0 | 0 | 0 | 0 | 0% | 0 | 0 | 0% | Normal | 0% | 0 | 0 | 0 | [9 empty] | 0 | 0 |  |  |  | Residential_Manufactured Home Moderate Income_Existing_Appliances_Clothes Dryer_
Residential_Manufactured Home Moderate Income_Existing_Appliances_Natural Gas_Clothes Dryer_E7 | Residential | Manufactured Home Moderate Income | Existing | Appliances | Natural Gas | Clothes Dryer | E7 |  | 0% | 0% | 0% | 0 | 0 | 0 | 0 | 0 | 0 | 0 | 0 | 0% | 0 | 0 | 0% | Normal | 0% | 0 | 0 | 0 | [9 empty] | 0 | 0 |  |  |  | Residential_Manufactured Home Moderate Income_Existing_Appliances_Clothes Dryer_
Residential_Manufactured Home Moderate Income_Existing_Appliances_Natural Gas_Clothes Dryer_E8 | Residential | Manufactured Home Moderate Income | Existing | Appliances | Natural Gas | Clothes Dryer | E8 |  | 0% | 0% | 0% | 0 | 0 | 0 | 0 | 0 | 0 | 0 | 0 | 0% | 0 | 0 | 0% | Normal | 0% | 0 | 0 | 0 | [9 empty] | 0 | 0 |  |  |  | Residential_Manufactured Home Moderate Income_Existing_Appliances_Clothes Dryer_
Residential_Manufactured Home Moderate Income_Existing_Appliances_Natural Gas_Clothes Dryer_E9 | Residential | Manufactured Home Moderate Income | Existing | Appliances | Natural Gas | Clothes Dryer | E9 |  | 0% | 0% | 0% | 0 | 0 | 0 | 0 | 0 | 0 | 0 | 0 | 0% | 0 | 0 | 0% | Normal | 0% | 0 | 0 | 0 | [9 empty] | 0 | 0 |  |  |  | Residential_Manufactured Home Moderate Income_Existing_Appliances_Clothes Dryer_
Residential_Manufactured Home Moderate Income_Existing_Appliances_Natural Gas_Clothes Dryer_E10 | Residential | Manufactured Home Moderate Income | Existing | Appliances | Natural Gas | Clothes Dryer | E10 |  | 0% | 0% | 0% | 0 | 0 | 0 | 0 | 0 | 0 | 0 | 0 | 0% | 0 | 0 | 0% | Normal | 0% | 0 | 0 | 0 | [9 empty] | 0 | 0 |  |  |  | Residential_Manufactured Home Moderate Income_Existing_Appliances_Clothes Dryer_
Residential_Manufactured Home Moderate Income_Existing_Appliances_Natural Gas_Stove/Oven_E1 | Residential | Manufactured Home Moderate Income | Existing | Appliances | Natural Gas | Stove/Oven | E1 | EF 0.399 | 100% | 0% | 0% | 861.0304 | 115.5041 | 0 | 0 | 9 | 15 | 2019 | 2051 | 100% | 0 | 0 | 0% | Normal | 0% | 14.1691 | 0 | 0 | units | 1 | 0 | 1 | 31.82 | 820 | 110 | 0 | 0 | 2018 | 1.05 | EIA 2018 Appendix A | EIA 2018 Appendix A | EIA 2018 Appendix A | Residential_Manufactured Home Moderate Income_Existing_Appliances_Stove/Oven_EF 0.399
Residential_Manufactured Home Moderate Income_Existing_Appliances_Natural Gas_Stove/Oven_E2 | Residential | Manufactured Home Moderate Income | Existing | Appliances | Natural Gas | Stove/Oven | E2 | High Efficiency (730 + 1660 IAEC) | 75.11% | 0% | 0% | 913.5322 | 115.5041 | 0 | 0 | 9 | 15 | 2019 | 2051 | 100% | 0 | 0 | 0% | Normal | 0% | 10.6424 | 0 | 0 | units | 1 | 0 | 1 | 23.9 | 870 | 110 | 0 | 0 | 2018 | 1.05 | EIA 2018 Appendix A | EIA 2018 Appendix A | EIA 2018 Appendix A | Residential_Manufactured Home Moderate Income_Existing_Appliances_Stove/Oven_High Efficiency (730 + 1660 IAEC)
Residential_Manufactured Home Moderate Income_Existing_Appliances_Natural Gas_Stove/Oven_E3 | Residential | Manufactured Home Moderate Income | Existing | Appliances | Natural Gas | Stove/Oven | E3 |  | 0% | 0% | 0% | 0 | 0 | 0 | 0 | 0 | 0 | 0 | 0 | 0% | 0 | 0 | 0% | Normal | 0% | 0 | 0 | 0 | [9 empty] | 0 | 0 |  |  |  | Residential_Manufactured Home Moderate Income_Existing_Appliances_Stove/Oven_
Residential_Manufactured Home Moderate Income_Existing_Appliances_Natural Gas_Stove/Oven_E4 | Residential | Manufactured Home Moderate Income | Existing | Appliances | Natural Gas | Stove/Oven | E4 |  | 0% | 0% | 0% | 0 | 0 | 0 | 0 | 0 | 0 | 0 | 0 | 0% | 0 | 0 | 0% | Normal | 0% | 0 | 0 | 0 | [9 empty] | 0 | 0 |  |  |  | Residential_Manufactured Home Moderate Income_Existing_Appliances_Stove/Oven_
Residential_Manufactured Home Moderate Income_Existing_Appliances_Natural Gas_Stove/Oven_E5 | Residential | Manufactured Home Moderate Income | Existing | Appliances | Natural Gas | Stove/Oven | E5 |  | 0% | 0% | 0% | 0 | 0 | 0 | 0 | 0 | 0 | 0 | 0 | 0% | 0 | 0 | 0% | Normal | 0% | 0 | 0 | 0 | [9 empty] | 0 | 0 |  |  |  | Residential_Manufactured Home Moderate Income_Existing_Appliances_Stove/Oven_
Residential_Manufactured Home Moderate Income_Existing_Appliances_Natural Gas_Stove/Oven_E6 | Residential | Manufactured Home Moderate Income | Existing | Appliances | Natural Gas | Stove/Oven | E6 |  | 0% | 0% | 0% | 0 | 0 | 0 | 0 | 0 | 0 | 0 | 0 | 0% | 0 | 0 | 0% | Normal | 0% | 0 | 0 | 0 | [9 empty] | 0 | 0 |  |  |  | Residential_Manufactured Home Moderate Income_Existing_Appliances_Stove/Oven_
Residential_Manufactured Home Moderate Income_Existing_Appliances_Natural Gas_Stove/Oven_E7 | Residential | Manufactured Home Moderate Income | Existing | Appliances | Natural Gas | Stove/Oven | E7 |  | 0% | 0% | 0% | 0 | 0 | 0 | 0 | 0 | 0 | 0 | 0 | 0% | 0 | 0 | 0% | Normal | 0% | 0 | 0 | 0 | [9 empty] | 0 | 0 |  |  |  | Residential_Manufactured Home Moderate Income_Existing_Appliances_Stove/Oven_
Residential_Manufactured Home Moderate Income_Existing_Appliances_Natural Gas_Stove/Oven_E8 | Residential | Manufactured Home Moderate Income | Existing | Appliances | Natural Gas | Stove/Oven | E8 |  | 0% | 0% | 0% | 0 | 0 | 0 | 0 | 0 | 0 | 0 | 0 | 0% | 0 | 0 | 0% | Normal | 0% | 0 | 0 | 0 | [9 empty] | 0 | 0 |  |  |  | Residential_Manufactured Home Moderate Income_Existing_Appliances_Stove/Oven_
Residential_Manufactured Home Moderate Income_Existing_Appliances_Natural Gas_Stove/Oven_E9 | Residential | Manufactured Home Moderate Income | Existing | Appliances | Natural Gas | Stove/Oven | E9 |  | 0% | 0% | 0% | 0 | 0 | 0 | 0 | 0 | 0 | 0 | 0 | 0% | 0 | 0 | 0% | Normal | 0% | 0 | 0 | 0 | [9 empty] | 0 | 0 |  |  |  | Residential_Manufactured Home Moderate Income_Existing_Appliances_Stove/Oven_
Residential_Manufactured Home Moderate Income_Existing_Appliances_Natural Gas_Stove/Oven_E10 | Residential | Manufactured Home Moderate Income | Existing | Appliances | Natural Gas | Stove/Oven | E10 |  | 0% | 0% | 0% | 0 | 0 | 0 | 0 | 0 | 0 | 0 | 0 | 0% | 0 | 0 | 0% | Normal | 0% | 0 | 0 | 0 | [9 empty] | 0 | 0 |  |  |  | Residential_Manufactured Home Moderate Income_Existing_Appliances_Stove/Oven_
Residential_Manufactured Home Moderate Income_Existing_Miscellaneous_Natural Gas_Pool Heater_E1 | Residential | Manufactured Home Moderate Income | Existing | Miscellaneous | Natural Gas | Pool Heater | E1 | Standard (EF 0.82) | 100% | 0% | 0% | 2127.3029 | 814.6684 | 0 | 0 | 8 | 12 | 2019 | 2051 | 100% | 0 | 0 | 0% | Normal | 0% | 135.6222 | 0 | 0 | units | 1 | 0 | 1 | 1004 | 2089 | 800 | 0 | 0 | 2020 | 1.0183 | CA eTRM - Pool Heater, Residential | CA eTRM - Pool Heater, Residential | CA eTRM - Pool Heater, Residential | Residential_Manufactured Home Moderate Income_Existing_Miscellaneous_Pool Heater_Standard (EF 0.82)
Residential_Manufactured Home Moderate Income_Existing_Miscellaneous_Natural Gas_Pool Heater_E2 | Residential | Manufactured Home Moderate Income | Existing | Miscellaneous | Natural Gas | Pool Heater | E2 | High Efficiency (EF 0.84) | 96.41% | 0% | 0% | 2758.6709 | 814.6684 | 0 | 0 | 8 | 12 | 2019 | 2051 | 100% | 0 | 0 | 0% | Normal | 0% | 130.7593 | 0 | 0 | units | 1 | 0 | 1 | 968 | 2709 | 800 | 0 | 0 | 2020 | 1.0183 | CA eTRM - Pool Heater, Residential | CA eTRM - Pool Heater, Residential | CA eTRM - Pool Heater, Residential | Residential_Manufactured Home Moderate Income_Existing_Miscellaneous_Pool Heater_High Efficiency (EF 0.84)
Residential_Manufactured Home Moderate Income_Existing_Miscellaneous_Natural Gas_Pool Heater_E3 | Residential | Manufactured Home Moderate Income | Existing | Miscellaneous | Natural Gas | Pool Heater | E3 | Condensing (EF .94) | 85.46% | 0% | 0% | 5028.5408 | 916.502 | 0 | 0 | 8 | 12 | 2019 | 2051 | 100% | 0 | 0 | 0% | Normal | 0% | 115.9003 | 0 | 0 | units | 1 | 0 | 1 | 858 | 4938 | 900 | 0 | 0 | 2020 | 1.0183 | CA eTRM - Pool Heater, Residential | CA eTRM - Pool Heater, Residential | CA eTRM - Pool Heater, Residential | Residential_Manufactured Home Moderate Income_Existing_Miscellaneous_Pool Heater_Condensing (EF .94)
Residential_Manufactured Home Moderate Income_Existing_Miscellaneous_Natural Gas_Pool Heater_E4 | Residential | Manufactured Home Moderate Income | Existing | Miscellaneous | Natural Gas | Pool Heater | E4 | Condensing w/Imp. HX (EF 0.95) | 84.6% | 0% | 0% | 5082.0359 | 916.502 | 0 | 0 | 8 | 12 | 2019 | 2051 | 100% | 0 | 0 | 0% | Normal | 0% | 114.7413 | 0 | 0 | units | 1 | 0 | 1 | 849.42 | 4990.5319 | 900 | 0 | 0 | 2020 | 1.0183 | CA eTRM - Pool Heater, Residential | CA eTRM - Pool Heater, Residential | CA eTRM - Pool Heater, Residential | Residential_Manufactured Home Moderate Income_Existing_Miscellaneous_Pool Heater_Condensing w/Imp. HX (EF 0.95)
Residential_Manufactured Home Moderate Income_Existing_Miscellaneous_Natural Gas_Pool Heater_E5 | Residential | Manufactured Home Moderate Income | Existing | Miscellaneous | Natural Gas | Pool Heater | E5 |  | 0% | 0% | 0% | 0 | 0 | 0 | 0 | 0 | 0 | 0 | 0 | 0% | 0 | 0 | 0% | Normal | 0% | 0 | 0 | 0 | [9 empty] | 0 | 0 |  |  |  | Residential_Manufactured Home Moderate Income_Existing_Miscellaneous_Pool Heater_
Residential_Manufactured Home Moderate Income_Existing_Miscellaneous_Natural Gas_Pool Heater_E6 | Residential | Manufactured Home Moderate Income | Existing | Miscellaneous | Natural Gas | Pool Heater | E6 |  | 0% | 0% | 0% | 0 | 0 | 0 | 0 | 0 | 0 | 0 | 0 | 0% | 0 | 0 | 0% | Normal | 0% | 0 | 0 | 0 | [9 empty] | 0 | 0 |  |  |  | Residential_Manufactured Home Moderate Income_Existing_Miscellaneous_Pool Heater_
Residential_Manufactured Home Moderate Income_Existing_Miscellaneous_Natural Gas_Pool Heater_E7 | Residential | Manufactured Home Moderate Income | Existing | Miscellaneous | Natural Gas | Pool Heater | E7 |  | 0% | 0% | 0% | 0 | 0 | 0 | 0 | 0 | 0 | 0 | 0 | 0% | 0 | 0 | 0% | Normal | 0% | 0 | 0 | 0 | [9 empty] | 0 | 0 |  |  |  | Residential_Manufactured Home Moderate Income_Existing_Miscellaneous_Pool Heater_
Residential_Manufactured Home Moderate Income_Existing_Miscellaneous_Natural Gas_Pool Heater_E8 | Residential | Manufactured Home Moderate Income | Existing | Miscellaneous | Natural Gas | Pool Heater | E8 |  | 0% | 0% | 0% | 0 | 0 | 0 | 0 | 0 | 0 | 0 | 0 | 0% | 0 | 0 | 0% | Normal | 0% | 0 | 0 | 0 | [9 empty] | 0 | 0 |  |  |  | Residential_Manufactured Home Moderate Income_Existing_Miscellaneous_Pool Heater_
Residential_Manufactured Home Moderate Income_Existing_Miscellaneous_Natural Gas_Pool Heater_E9 | Residential | Manufactured Home Moderate Income | Existing | Miscellaneous | Natural Gas | Pool Heater | E9 |  | 0% | 0% | 0% | 0 | 0 | 0 | 0 | 0 | 0 | 0 | 0 | 0% | 0 | 0 | 0% | Normal | 0% | 0 | 0 | 0 | [9 empty] | 0 | 0 |  |  |  | Residential_Manufactured Home Moderate Income_Existing_Miscellaneous_Pool Heater_
Residential_Manufactured Home Moderate Income_Existing_Miscellaneous_Natural Gas_Pool Heater_E10 | Residential | Manufactured Home Moderate Income | Existing | Miscellaneous | Natural Gas | Pool Heater | E10 |  | 0% | 0% | 0% | 0 | 0 | 0 | 0 | 0 | 0 | 0 | 0 | 0% | 0 | 0 | 0% | Normal | 0% | 0 | 0 | 0 | [9 empty] | 0 | 0 |  |  |  | Residential_Manufactured Home Moderate Income_Existing_Miscellaneous_Pool Heater_
Residential_Manufactured Home Moderate Income_Existing_Miscellaneous_Natural Gas_Miscellaneous_E1 | Residential | Manufactured Home Moderate Income | Existing | Miscellaneous | Natural Gas | Miscellaneous | E1 | Default | 100% | 0% | 0% | 107.428 | 0 | 0 | 0 | 5 | 10 | 2019 | 2051 | 100% | 0 | 0 | 0% | Normal | 0% | 5.3107 | 0 | 0 | units | 1 | 0 | 1 | 100 | 100 | 0 | 0 | 0 | 2016 | 1.0743 | Default | Default | Default | Residential_Manufactured Home Moderate Income_Existing_Miscellaneous_Miscellaneous_Default
Residential_Manufactured Home Moderate Income_Existing_Miscellaneous_Natural Gas_Miscellaneous_E2 | Residential | Manufactured Home Moderate Income | Existing | Miscellaneous | Natural Gas | Miscellaneous | E2 |  | 0% | 0% | 0% | 0 | 0 | 0 | 0 | 0 | 0 | 0 | 0 | 0% | 0 | 0 | 0% | Normal | 0% | 0 | 0 | 0 | [9 empty] | 0 | 0 |  |  |  | Residential_Manufactured Home Moderate Income_Existing_Miscellaneous_Miscellaneous_
Residential_Manufactured Home Moderate Income_Existing_Miscellaneous_Natural Gas_Miscellaneous_E3 | Residential | Manufactured Home Moderate Income | Existing | Miscellaneous | Natural Gas | Miscellaneous | E3 |  | 0% | 0% | 0% | 0 | 0 | 0 | 0 | 0 | 0 | 0 | 0 | 0% | 0 | 0 | 0% | Normal | 0% | 0 | 0 | 0 | [9 empty] | 0 | 0 |  |  |  | Residential_Manufactured Home Moderate Income_Existing_Miscellaneous_Miscellaneous_
Residential_Manufactured Home Moderate Income_Existing_Miscellaneous_Natural Gas_Miscellaneous_E4 | Residential | Manufactured Home Moderate Income | Existing | Miscellaneous | Natural Gas | Miscellaneous | E4 |  | 0% | 0% | 0% | 0 | 0 | 0 | 0 | 0 | 0 | 0 | 0 | 0% | 0 | 0 | 0% | Normal | 0% | 0 | 0 | 0 | [9 empty] | 0 | 0 |  |  |  | Residential_Manufactured Home Moderate Income_Existing_Miscellaneous_Miscellaneous_
Residential_Manufactured Home Moderate Income_Existing_Miscellaneous_Natural Gas_Miscellaneous_E5 | Residential | Manufactured Home Moderate Income | Existing | Miscellaneous | Natural Gas | Miscellaneous | E5 |  | 0% | 0% | 0% | 0 | 0 | 0 | 0 | 0 | 0 | 0 | 0 | 0% | 0 | 0 | 0% | Normal | 0% | 0 | 0 | 0 | [9 empty] | 0 | 0 |  |  |  | Residential_Manufactured Home Moderate Income_Existing_Miscellaneous_Miscellaneous_
Residential_Manufactured Home Moderate Income_Existing_Miscellaneous_Natural Gas_Miscellaneous_E6 | Residential | Manufactured Home Moderate Income | Existing | Miscellaneous | Natural Gas | Miscellaneous | E6 |  | 0% | 0% | 0% | 0 | 0 | 0 | 0 | 0 | 0 | 0 | 0 | 0% | 0 | 0 | 0% | Normal | 0% | 0 | 0 | 0 | [9 empty] | 0 | 0 |  |  |  | Residential_Manufactured Home Moderate Income_Existing_Miscellaneous_Miscellaneous_
Residential_Manufactured Home Moderate Income_Existing_Miscellaneous_Natural Gas_Miscellaneous_E7 | Residential | Manufactured Home Moderate Income | Existing | Miscellaneous | Natural Gas | Miscellaneous | E7 |  | 0% | 0% | 0% | 0 | 0 | 0 | 0 | 0 | 0 | 0 | 0 | 0% | 0 | 0 | 0% | Normal | 0% | 0 | 0 | 0 | [9 empty] | 0 | 0 |  |  |  | Residential_Manufactured Home Moderate Income_Existing_Miscellaneous_Miscellaneous_
Residential_Manufactured Home Moderate Income_Existing_Miscellaneous_Natural Gas_Miscellaneous_E8 | Residential | Manufactured Home Moderate Income | Existing | Miscellaneous | Natural Gas | Miscellaneous | E8 |  | 0% | 0% | 0% | 0 | 0 | 0 | 0 | 0 | 0 | 0 | 0 | 0% | 0 | 0 | 0% | Normal | 0% | 0 | 0 | 0 | [9 empty] | 0 | 0 |  |  |  | Residential_Manufactured Home Moderate Income_Existing_Miscellaneous_Miscellaneous_
Residential_Manufactured Home Moderate Income_Existing_Miscellaneous_Natural Gas_Miscellaneous_E9 | Residential | Manufactured Home Moderate Income | Existing | Miscellaneous | Natural Gas | Miscellaneous | E9 |  | 0% | 0% | 0% | 0 | 0 | 0 | 0 | 0 | 0 | 0 | 0 | 0% | 0 | 0 | 0% | Normal | 0% | 0 | 0 | 0 | [9 empty] | 0 | 0 |  |  |  | Residential_Manufactured Home Moderate Income_Existing_Miscellaneous_Miscellaneous_
Residential_Manufactured Home Moderate Income_Existing_Miscellaneous_Natural Gas_Miscellaneous_E10 | Residential | Manufactured Home Moderate Income | Existing | Miscellaneous | Natural Gas | Miscellaneous | E10 |  | 0% | 0% | 0% | 0 | 0 | 0 | 0 | 0 | 0 | 0 | 0 | 0% | 0 | 0 | 0% | Normal | 0% | 0 | 0 | 0 | [9 empty] | 0 | 0 |  |  |  | Residential_Manufactured Home Moderate Income_Existing_Miscellaneous_Miscellaneous_
Residential_Manufactured Home Moderate Income_New_Space Heating_Natural Gas_Furnace_E1 | Residential | Manufactured Home Moderate Income | New | Space Heating | Natural Gas | Furnace | E1 | AFUE 80% | 100% | 0% | 0% | 2082.466 | 831.3984 | 87.4741 | 0 | 16 | 27 | 2019 | 2051 | 100% | 0 | 0 | 0% | Normal | 0% | 600.511 | 0 | 0 | kBTU/hr | 80 | 0 | 60 | 363.6 | 2642.5376 | 1055 | 111 | 0 | 2015 | 1.0507 | RTF Wkbk - ResESGasFurnaces_v2_0 | RTF Wkbk - ResESGasFurnaces_v2_0 ¦ O&M from DOE TSD | AEG BEST | Residential_Manufactured Home Moderate Income_New_Space Heating_Furnace_AFUE 80%
Residential_Manufactured Home Moderate Income_New_Space Heating_Natural Gas_Furnace_E2 | Residential | Manufactured Home Moderate Income | New | Space Heating | Natural Gas | Furnace | E2 | AFUE 95% (ENERGY STAR 4.1) | 84.65% | 0% | 0% | 2644.7139 | 1079.6359 | 92.2025 | 0 | 16 | 27 | 2019 | 2051 | 100% | 0 | 0 | 0% | Normal | 0% | 508.3534 | 0 | 0 | kBTU/hr | 80 | 0 | 60 | 307.8 | 3356 | 1370 | 117 | 0 | 2015 | 1.0507 | RTF Wkbk - ResESGasFurnaces_v2_0 | RTF Wkbk - ResESGasFurnaces_v2_0 | AEG BEST | Residential_Manufactured Home Moderate Income_New_Space Heating_Furnace_AFUE 95% (ENERGY STAR 4.1)
Residential_Manufactured Home Moderate Income_New_Space Heating_Natural Gas_Furnace_E3 | Residential | Manufactured Home Moderate Income | New | Space Heating | Natural Gas | Furnace | E3 | AFUE 97% (CEE Tier 3) | 81.85% | 0% | 0% | 2873.9105 | 1079.6359 | 92.2025 | 0 | 16 | 27 | 2019 | 2051 | 100% | 0 | 0 | 0% | Normal | 0% | 491.5073 | 0 | 0 | kBTU/hr | 80 | 0 | 60 | 297.6 | 3646.8382 | 1370 | 117 | 0 | 2015 | 1.0507 | RTF Wkbk - ResESGasFurnaces_v2_0 | RTF Wkbk - ResESGasFurnaces_v2_0 | AEG BEST | Residential_Manufactured Home Moderate Income_New_Space Heating_Furnace_AFUE 97% (CEE Tier 3)
Residential_Manufactured Home Moderate Income_New_Space Heating_Natural Gas_Furnace_E4 | Residential | Manufactured Home Moderate Income | New | Space Heating | Natural Gas | Furnace | E4 | Convert to Gas-Fired ASHP | 66.67% | 0% | 0% | 11770.4803 | 2029.3932 | 129.3738 | 0 | 12 | 18 | 2019 | 2051 | 100% | 0 | 0 | 0% | Normal | 0% | 400.3407 | 0 | 0 | kBTU/hr | 80 | 0 | 60 | 242.4 | 15466.6667 | 2666.6667 | 170 | 0 | 2018 | 1.0147 | EIA 2018 Tech Forecast | EIA 2018 Tech Forecast | Algorithm calc | Residential_Manufactured Home Moderate Income_New_Space Heating_Furnace_Convert to Gas-Fired ASHP
Residential_Manufactured Home Moderate Income_New_Space Heating_Natural Gas_Furnace_E5 | Residential | Manufactured Home Moderate Income | New | Space Heating | Natural Gas | Furnace | E5 | ASHP with AFUE 80% Backup | 53.33% | 0% | 0% | 4950.1536 | 1854.0845 | 118.1979 | 0 | 14 | 22 | 2019 | 2051 | 100% | 0 | 0 | 0% | Normal | 0% | 320.2725 | 0 | 0 | kBTU/hr | 80 | 0 | 60 | 193.92 | 7119.6376 | 2666.6667 | 170 | 0 | 2023 | 0.92704 | RTF Wkbk - ResSF&MHExistingHVAC_v7_1 | RTF Wkbk - ResSF&MHExistingHVAC_v7_1 + RTF Wkbk - ResESGasFurnaces_v2_0 | Algorithm calc | Residential_Manufactured Home Moderate Income_New_Space Heating_Furnace_ASHP with AFUE 80% Backup
Residential_Manufactured Home Moderate Income_New_Space Heating_Natural Gas_Furnace_E6 | Residential | Manufactured Home Moderate Income | New | Space Heating | Natural Gas | Furnace | E6 | ASHP with AFUE 95% backup | 44.91% | 0% | 0% | 5446.2109 | 1854.0845 | 118.1979 | 0 | 14 | 22 | 2019 | 2051 | 100% | 0 | 0 | 0% | Normal | 0% | 269.7032 | 0 | 0 | kBTU/hr | 80 | 0 | 60 | 163.3011 | 7833.1 | 2666.6667 | 170 | 0 | 2023 | 0.92704 | RTF Wkbk - ResSF&MHExistingHVAC_v7_1 | RTF Wkbk - ResSF&MHExistingHVAC_v7_1 + RTF Wkbk - ResESGasFurnaces_v2_0 | Algorithm calc | Residential_Manufactured Home Moderate Income_New_Space Heating_Furnace_ASHP with AFUE 95% backup
Residential_Manufactured Home Moderate Income_New_Space Heating_Natural Gas_Furnace_E7 | Residential | Manufactured Home Moderate Income | New | Space Heating | Natural Gas | Furnace | E7 |  | 0% | 0% | 0% | 0 | 0 | 0 | 0 | 0 | 0 | 0 | 0 | 0% | 0 | 0 | 0% | Normal | 0% | 0 | 0 | 0 | [9 empty] | 0 | 0 |  |  |  | Residential_Manufactured Home Moderate Income_New_Space Heating_Furnace_
Residential_Manufactured Home Moderate Income_New_Space Heating_Natural Gas_Furnace_E8 | Residential | Manufactured Home Moderate Income | New | Space Heating | Natural Gas | Furnace | E8 |  | 0% | 0% | 0% | 0 | 0 | 0 | 0 | 0 | 0 | 0 | 0 | 0% | 0 | 0 | 0% | Normal | 0% | 0 | 0 | 0 | [9 empty] | 0 | 0 |  |  |  | Residential_Manufactured Home Moderate Income_New_Space Heating_Furnace_
Residential_Manufactured Home Moderate Income_New_Space Heating_Natural Gas_Furnace_E9 | Residential | Manufactured Home Moderate Income | New | Space Heating | Natural Gas | Furnace | E9 |  | 0% | 0% | 0% | 0 | 0 | 0 | 0 | 0 | 0 | 0 | 0 | 0% | 0 | 0 | 0% | Normal | 0% | 0 | 0 | 0 | [9 empty] | 0 | 0 |  |  |  | Residential_Manufactured Home Moderate Income_New_Space Heating_Furnace_
Residential_Manufactured Home Moderate Income_New_Space Heating_Natural Gas_Furnace_E10 | Residential | Manufactured Home Moderate Income | New | Space Heating | Natural Gas | Furnace | E10 |  | 0% | 0% | 0% | 0 | 0 | 0 | 0 | 0 | 0 | 0 | 0 | 0% | 0 | 0 | 0% | Normal | 0% | 0 | 0 | 0 | [9 empty] | 0 | 0 |  |  |  | Residential_Manufactured Home Moderate Income_New_Space Heating_Furnace_
Residential_Manufactured Home Moderate Income_New_Space Heating_Natural Gas_Boiler_E1 | Residential | Manufactured Home Moderate Income | New | Space Heating | Natural Gas | Boiler | E1 | AFUE 80% | 100% | 0% | 0% | 1188.6446 | 1188.6446 | 28.9913 | 0 | 20 | 30 | 2019 | 2020 | 100% | 0 | 0 | 0% | Normal | 0% | 384.647 | 0 | 0 | kBTU/hr | 105 | 0 | 60 | 360.6 | 2050 | 2050 | 50 | 0 | 2018 | 1.0147 | EIA 2018 Tech Forecast | EIA 2018 Tech Forecast | BEST | Residential_Manufactured Home Moderate Income_New_Space Heating_Boiler_AFUE 80%
Residential_Manufactured Home Moderate Income_New_Space Heating_Natural Gas_Boiler_E2 | Residential | Manufactured Home Moderate Income | New | Space Heating | Natural Gas | Boiler | E2 | AFUE 82% | 97.84% | 0% | 0% | 1130.6619 | 1536.5405 | 52.1844 | 0 | 20 | 30 | 2019 | 2051 | 100% | 0 | 0 | 0% | Normal | 0% | 376.3269 | 0 | 0 | kBTU/hr | 105 | 0 | 60 | 352.8 | 1950 | 2650 | 90 | 0 | 2018 | 1.0147 | EIA 2018 Tech Forecast | EIA 2018 Tech Forecast | BEST | Residential_Manufactured Home Moderate Income_New_Space Heating_Boiler_AFUE 82%
Residential_Manufactured Home Moderate Income_New_Space Heating_Natural Gas_Boiler_E3 | Residential | Manufactured Home Moderate Income | New | Space Heating | Natural Gas | Boiler | E3 | AFUE 85% | 96.51% | 0% | 0% | 1505.9386 | 1642.8421 | 52.1844 | 0 | 20 | 30 | 2019 | 2051 | 100% | 0 | 0 | 0% | Normal | 0% | 371.2068 | 0 | 0 | kBTU/hr | 105 | 0 | 60 | 348 | 2597.2222 | 2833.3333 | 90 | 0 | 2018 | 1.0147 | EIA 2018 Tech Forecast | EIA 2018 Tech Forecast | BEST | Residential_Manufactured Home Moderate Income_New_Space Heating_Boiler_AFUE 85%
Residential_Manufactured Home Moderate Income_New_Space Heating_Natural Gas_Boiler_E4 | Residential | Manufactured Home Moderate Income | New | Space Heating | Natural Gas | Boiler | E4 | AFUE 90% | 90.68% | 0% | 0% | 1594.5232 | 1739.4798 | 52.1844 | 0 | 20 | 30 | 2019 | 2051 | 100% | 0 | 0 | 0% | Normal | 0% | 348.8064 | 0 | 0 | kBTU/hr | 105 | 0 | 60 | 327 | 2750 | 3000 | 90 | 0 | 2018 | 1.0147 | EIA 2018 Tech Forecast | EIA 2018 Tech Forecast | BEST | Residential_Manufactured Home Moderate Income_New_Space Heating_Boiler_AFUE 90%
Residential_Manufactured Home Moderate Income_New_Space Heating_Natural Gas_Boiler_E5 | Residential | Manufactured Home Moderate Income | New | Space Heating | Natural Gas | Boiler | E5 | AFUE 95% | 84.36% | 0% | 0% | 2129.5178 | 1732.0079 | 52.1844 | 0 | 20 | 30 | 2019 | 2051 | 100% | 0 | 0 | 0% | Normal | 0% | 324.4859 | 0 | 0 | kBTU/hr | 105 | 0 | 60 | 304.2 | 3672.6804 | 2987.1134 | 90 | 0 | 2018 | 1.0147 | EIA 2018 Tech Forecast | EIA 2018 Tech Forecast | BEST | Residential_Manufactured Home Moderate Income_New_Space Heating_Boiler_AFUE 95%
Residential_Manufactured Home Moderate Income_New_Space Heating_Natural Gas_Boiler_E6 | Residential | Manufactured Home Moderate Income | New | Space Heating | Natural Gas | Boiler | E6 | Convert to Gas-Fired ASHP | 67.22% | 0% | 0% | 11770.4803 | 2029.3932 | 129.3738 | 0 | 12 | 18 | 2019 | 2051 | 100% | 0 | 0 | 0% | Normal | 0% | 258.5647 | 0 | 0 | kBTU/hr | 80 | 0 | 60 | 242.4 | 15466.6667 | 2666.6667 | 170 | 0 | 2018 | 1.0147 | EIA 2018 Tech Forecast | EIA 2018 Tech Forecast | AEG BEST | Residential_Manufactured Home Moderate Income_New_Space Heating_Boiler_Convert to Gas-Fired ASHP
Residential_Manufactured Home Moderate Income_New_Space Heating_Natural Gas_Boiler_E7 | Residential | Manufactured Home Moderate Income | New | Space Heating | Natural Gas | Boiler | E7 | ASHP with AFUE 80% Backup | 53.78% | 0% | 0% | 4950.1536 | 1854.0845 | 118.1979 | 0 | 14 | 22 | 2019 | 2051 | 100% | 0 | 0 | 0% | Normal | 0% | 206.8518 | 0 | 0 | kBTU/hr | 80 | 0 | 60 | 193.92 | 7119.6376 | 2666.6667 | 170 | 0 | 2023 | 0.92704 | RTF Wkbk - ResSF&MHExistingHVAC_v7_1 | RTF Wkbk - ResSF&MHExistingHVAC_v7_1 + RTF Wkbk - ResESGasFurnaces_v2_0 | Algorithm calc | Residential_Manufactured Home Moderate Income_New_Space Heating_Boiler_ASHP with AFUE 80% Backup
Residential_Manufactured Home Moderate Income_New_Space Heating_Natural Gas_Boiler_E8 | Residential | Manufactured Home Moderate Income | New | Space Heating | Natural Gas | Boiler | E8 | ASHP with AFUE 95% backup | 45.29% | 0% | 0% | 5446.2109 | 1854.0845 | 118.1979 | 0 | 14 | 22 | 2019 | 2051 | 100% | 0 | 0 | 0% | Normal | 0% | 174.191 | 0 | 0 | kBTU/hr | 80 | 0 | 60 | 163.3011 | 7833.1 | 2666.6667 | 170 | 0 | 2023 | 0.92704 | RTF Wkbk - ResSF&MHExistingHVAC_v7_1 | RTF Wkbk - ResSF&MHExistingHVAC_v7_1 + RTF Wkbk - ResESGasFurnaces_v2_0 | Algorithm calc | Residential_Manufactured Home Moderate Income_New_Space Heating_Boiler_ASHP with AFUE 95% backup
Residential_Manufactured Home Moderate Income_New_Space Heating_Natural Gas_Boiler_E9 | Residential | Manufactured Home Moderate Income | New | Space Heating | Natural Gas | Boiler | E9 |  | 0% | 0% | 0% | 0 | 0 | 0 | 0 | 0 | 0 | 0 | 0 | 0% | 0 | 0 | 0% | Normal | 0% | 0 | 0 | 0 | [9 empty] | 0 | 0 |  |  |  | Residential_Manufactured Home Moderate Income_New_Space Heating_Boiler_
Residential_Manufactured Home Moderate Income_New_Space Heating_Natural Gas_Boiler_E10 | Residential | Manufactured Home Moderate Income | New | Space Heating | Natural Gas | Boiler | E10 |  | 0% | 0% | 0% | 0 | 0 | 0 | 0 | 0 | 0 | 0 | 0 | 0% | 0 | 0 | 0% | Normal | 0% | 0 | 0 | 0 | [9 empty] | 0 | 0 |  |  |  | Residential_Manufactured Home Moderate Income_New_Space Heating_Boiler_
Residential_Manufactured Home Moderate Income_New_Secondary Heating_Natural Gas_Fireplace_E1 | Residential | Manufactured Home Moderate Income | New | Secondary Heating | Natural Gas | Fireplace | E1 | Baseline (>50% FE) | 100% | 0% | 0% | 2567.1 | 1052 | 0 | 0 | 12 | 20 | 2019 | 2051 | 100% | 0 | 0 | 0% | Normal | 0% | 127.4121 | 0 | 0 | unit | 1 | 0 | 1 | 287.4458 | 2567.1 | 1052 | 0 | 0 | 2021 | 1 | RTF Wkbk - ResGasFireplaces_v1_0 | CA eTRM - Gas Fireplace, Residential - SWHC047-03 | AEG BEST / Market Profile | Residential_Manufactured Home Moderate Income_New_Secondary Heating_Fireplace_Baseline (>50% FE)
Residential_Manufactured Home Moderate Income_New_Secondary Heating_Natural Gas_Fireplace_E2 | Residential | Manufactured Home Moderate Income | New | Secondary Heating | Natural Gas | Fireplace | E2 | Tier 1 (70% FE) | 83.16% | 0% | 0% | 2896.46 | 1052 | 0 | 0 | 12 | 20 | 2019 | 2051 | 100% | 0 | 0 | 0% | Normal | 0% | 105.9541 | 0 | 0 | unit | 1 | 0 | 1 | 239.0358 | 2896.46 | 1052 | 0 | 0 | 2021 | 1 | RTF Wkbk - ResGasFireplaces_v1_0 | CA eTRM - Gas Fireplace, Residential - SWHC047-03 | AEG BEST / Market Profile | Residential_Manufactured Home Moderate Income_New_Secondary Heating_Fireplace_Tier 1 (70% FE)
Residential_Manufactured Home Moderate Income_New_Secondary Heating_Natural Gas_Fireplace_E3 | Residential | Manufactured Home Moderate Income | New | Secondary Heating | Natural Gas | Fireplace | E3 | Tier 2 (>75% FE) | 79.34% | 0% | 0% | 2972.5 | 1052 | 0 | 0 | 12 | 20 | 2019 | 2051 | 100% | 0 | 0 | 0% | Normal | 0% | 101.0871 | 0 | 0 | unit | 1 | 0 | 1 | 228.0558 | 2972.5 | 1052 | 0 | 0 | 2021 | 1 | RTF Wkbk - ResGasFireplaces_v1_0 | CA eTRM - Gas Fireplace, Residential - SWHC047-03 | AEG BEST / Market Profile | Residential_Manufactured Home Moderate Income_New_Secondary Heating_Fireplace_Tier 2 (>75% FE)
Residential_Manufactured Home Moderate Income_New_Secondary Heating_Natural Gas_Fireplace_E4 | Residential | Manufactured Home Moderate Income | New | Secondary Heating | Natural Gas | Fireplace | E4 |  | 0% | 0% | 0% | 0 | 0 | 0 | 0 | 0 | 0 | 0 | 0 | 0% | 0 | 0 | 0% | Normal | 0% | 0 | 0 | 0 | [9 empty] | 0 | 0 |  |  |  | Residential_Manufactured Home Moderate Income_New_Secondary Heating_Fireplace_
Residential_Manufactured Home Moderate Income_New_Secondary Heating_Natural Gas_Fireplace_E5 | Residential | Manufactured Home Moderate Income | New | Secondary Heating | Natural Gas | Fireplace | E5 |  | 0% | 0% | 0% | 0 | 0 | 0 | 0 | 0 | 0 | 0 | 0 | 0% | 0 | 0 | 0% | Normal | 0% | 0 | 0 | 0 | [9 empty] | 0 | 0 |  |  |  | Residential_Manufactured Home Moderate Income_New_Secondary Heating_Fireplace_
Residential_Manufactured Home Moderate Income_New_Secondary Heating_Natural Gas_Fireplace_E6 | Residential | Manufactured Home Moderate Income | New | Secondary Heating | Natural Gas | Fireplace | E6 |  | 0% | 0% | 0% | 0 | 0 | 0 | 0 | 0 | 0 | 0 | 0 | 0% | 0 | 0 | 0% | Normal | 0% | 0 | 0 | 0 | [9 empty] | 0 | 0 |  |  |  | Residential_Manufactured Home Moderate Income_New_Secondary Heating_Fireplace_
Residential_Manufactured Home Moderate Income_New_Secondary Heating_Natural Gas_Fireplace_E7 | Residential | Manufactured Home Moderate Income | New | Secondary Heating | Natural Gas | Fireplace | E7 |  | 0% | 0% | 0% | 0 | 0 | 0 | 0 | 0 | 0 | 0 | 0 | 0% | 0 | 0 | 0% | Normal | 0% | 0 | 0 | 0 | [9 empty] | 0 | 0 |  |  |  | Residential_Manufactured Home Moderate Income_New_Secondary Heating_Fireplace_
Residential_Manufactured Home Moderate Income_New_Secondary Heating_Natural Gas_Fireplace_E8 | Residential | Manufactured Home Moderate Income | New | Secondary Heating | Natural Gas | Fireplace | E8 |  | 0% | 0% | 0% | 0 | 0 | 0 | 0 | 0 | 0 | 0 | 0 | 0% | 0 | 0 | 0% | Normal | 0% | 0 | 0 | 0 | [9 empty] | 0 | 0 |  |  |  | Residential_Manufactured Home Moderate Income_New_Secondary Heating_Fireplace_
Residential_Manufactured Home Moderate Income_New_Secondary Heating_Natural Gas_Fireplace_E9 | Residential | Manufactured Home Moderate Income | New | Secondary Heating | Natural Gas | Fireplace | E9 |  | 0% | 0% | 0% | 0 | 0 | 0 | 0 | 0 | 0 | 0 | 0 | 0% | 0 | 0 | 0% | Normal | 0% | 0 | 0 | 0 | [9 empty] | 0 | 0 |  |  |  | Residential_Manufactured Home Moderate Income_New_Secondary Heating_Fireplace_
Residential_Manufactured Home Moderate Income_New_Secondary Heating_Natural Gas_Fireplace_E10 | Residential | Manufactured Home Moderate Income | New | Secondary Heating | Natural Gas | Fireplace | E10 |  | 0% | 0% | 0% | 0 | 0 | 0 | 0 | 0 | 0 | 0 | 0 | 0% | 0 | 0 | 0% | Normal | 0% | 0 | 0 | 0 | [9 empty] | 0 | 0 |  |  |  | Residential_Manufactured Home Moderate Income_New_Secondary Heating_Fireplace_
Residential_Manufactured Home Moderate Income_New_Water Heating_Natural Gas_Water Heater (<= 55 gal)_E1 | Residential | Manufactured Home Moderate Income | New | Water Heating | Natural Gas | Water Heater (<= 55 gal) | E1 | UEF 0.58 (Standard) | 100% | 0% | 0% | 539.7178 | 588.5979 | 0 | 0 | 10 | 16 | 2019 | 2051 | 100% | 0 | 0 | 0% | Normal | 0% | 194.8534 | 0 | 0 | unit | 1 | 0 | 1 | 167.8101 | 530 | 578 | 0 | 0 | 2020 | 1.0183 | RTF WkBk - ResGasWH_v2_0 | RTF WkBk - ResGasWH_v2_0 | AEG BEST / Market Profile Calculations | Residential_Manufactured Home Moderate Income_New_Water Heating_Water Heater (<= 55 gal)_UEF 0.58 (Standard)
Residential_Manufactured Home Moderate Income_New_Water Heating_Natural Gas_Water Heater (<= 55 gal)_E2 | Residential | Manufactured Home Moderate Income | New | Water Heating | Natural Gas | Water Heater (<= 55 gal) | E2 | UEF 0.64 (ENERGY STAR 4.0) | 90.62% | 0% | 0% | 684.3215 | 588.5979 | 0 | 0 | 10 | 16 | 2019 | 2051 | 100% | 0 | 0 | 0% | Normal | 0% | 176.5859 | 0 | 0 | unit | 1 | 0 | 1 | 152.0779 | 672 | 578 | 0 | 0 | 2020 | 1.0183 | RTF WkBk - ResGasWH_v2_0 | RTF WkBk - ResGasWH_v2_0 | AEG BEST / Market Profile Calculations | Residential_Manufactured Home Moderate Income_New_Water Heating_Water Heater (<= 55 gal)_UEF 0.64 (ENERGY STAR 4.0)
Residential_Manufactured Home Moderate Income_New_Water Heating_Natural Gas_Water Heater (<= 55 gal)_E3 | Residential | Manufactured Home Moderate Income | New | Water Heating | Natural Gas | Water Heater (<= 55 gal) | E3 | UEF 0.81 (ENERGY STAR 5.0) | 71.6% | 0% | 0% | 2276.9982 | 1315.6895 | 0 | 0 | 10 | 16 | 2019 | 2051 | 100% | 0 | 0 | 0% | Normal | 0% | 139.5247 | 0 | 0 | unit | 1 | 0 | 1 | 120.1604 | 2236 | 1292 | 0 | 0 | 2020 | 1.0183 | RTF WkBk - ResGasWH_v2_0 | RTF WkBk - ResGasWH_v2_0 | AEG BEST / Market Profile Calculations | Residential_Manufactured Home Moderate Income_New_Water Heating_Water Heater (<= 55 gal)_UEF 0.81 (ENERGY STAR 5.0)
Residential_Manufactured Home Moderate Income_New_Water Heating_Natural Gas_Water Heater (<= 55 gal)_E4 | Residential | Manufactured Home Moderate Income | New | Water Heating | Natural Gas | Water Heater (<= 55 gal) | E4 | UEF 0.87 (Instantaneous, ENERGY STAR 4.0) | 66.67% | 0% | 0% | 874.7842 | 1427.8716 | 0 | 0 | 15 | 25 | 2019 | 2051 | 100% | 0 | 0 | 0% | Normal | 0% | 129.9023 | 0 | 0 | unit | 1 | 0 | 1 | 111.8734 | 859.0334 | 1402.1622 | 0 | 0 | 2020 | 1.0183 | RTF WkBk - ResGasWH_v2_0 | RTF WkBk - ResGasWH_v2_0 - AEG Adjusted | AEG BEST / Market Profile Calculations | Residential_Manufactured Home Moderate Income_New_Water Heating_Water Heater (<= 55 gal)_UEF 0.87 (Instantaneous, ENERGY STAR 4.0)
Residential_Manufactured Home Moderate Income_New_Water Heating_Natural Gas_Water Heater (<= 55 gal)_E5 | Residential | Manufactured Home Moderate Income | New | Water Heating | Natural Gas | Water Heater (<= 55 gal) | E5 | UEF 0.95 (Instantaneous, ENERGY STAR 5.0) | 63.74% | 0% | 0% | 1183.5883 | 1427.8716 | 0 | 0 | 15 | 25 | 2019 | 2051 | 100% | 0 | 0 | 0% | Normal | 0% | 124.1923 | 0 | 0 | unit | 1 | 0 | 1 | 106.9559 | 1162.2773 | 1402.1622 | 0 | 0 | 2020 | 1.0183 | RTF WkBk - ResGasWH_v2_0 | RTF WkBk - ResGasWH_v2_0 - AEG Adjusted | AEG BEST / Market Profile Calculations | Residential_Manufactured Home Moderate Income_New_Water Heating_Water Heater (<= 55 gal)_UEF 0.95 (Instantaneous, ENERGY STAR 5.0)
Residential_Manufactured Home Moderate Income_New_Water Heating_Natural Gas_Water Heater (<= 55 gal)_E6 | Residential | Manufactured Home Moderate Income | New | Water Heating | Natural Gas | Water Heater (<= 55 gal) | E6 | UEF 1.0+ (Gas-Fired HPWH) | 54.72% | 0% | 0% | 2627.2224 | 2573.2687 | 0 | 0 | 10 | 16 | 2019 | 2051 | 100% | 0 | 0 | 0% | Normal | 0% | 106.6179 | 0 | 0 | unit | 1 | 0 | 1 | 91.8206 | 2471.2858 | 2420.5345 | 0 | 0 | 2017 | 1.0631 | RTF WkBk - ResGasWH_v2_0 | Modified EIA 2018 Tech Forecast and Regional Technical Forum | AEG BEST / Market Profile Calculations | Residential_Manufactured Home Moderate Income_New_Water Heating_Water Heater (<= 55 gal)_UEF 1.0+ (Gas-Fired HPWH)
Residential_Manufactured Home Moderate Income_New_Water Heating_Natural Gas_Water Heater (<= 55 gal)_E7 | Residential | Manufactured Home Moderate Income | New | Water Heating | Natural Gas | Water Heater (<= 55 gal) | E7 | NEEA Gas-Fired Absorption HPWH (COP 1.3) | 44.62% | 0% | 0% | 5425.462 | 735.0259 | 0 | 0 | 6 | 20 | 2023 | 2051 | 100% | 0 | 0 | 0% | Normal | 0% | 86.9346 | 0 | 0 | unit | 1 | 0 | 1 | 74.8691 | 5166.9245 | 700 | 0 | 0 | 2018 | 1.05 | EIA 2018 Tech Forecast | Modified EIA 2018 Tech Forecast | IL TRM - 5.4.2 - RS-HWE-GWHT-V09-210101 | Residential_Manufactured Home Moderate Income_New_Water Heating_Water Heater (<= 55 gal)_NEEA Gas-Fired Absorption HPWH (COP 1.3)
Residential_Manufactured Home Moderate Income_New_Water Heating_Natural Gas_Water Heater (<= 55 gal)_E8 | Residential | Manufactured Home Moderate Income | New | Water Heating | Natural Gas | Water Heater (<= 55 gal) | E8 |  | 0% | 0% | 0% | 0 | 0 | 0 | 0 | 0 | 0 | 0 | 0 | 0% | 0 | 0 | 0% | Normal | 0% | 0 | 0 | 0 | [9 empty] | 0 | 0 |  |  |  | Residential_Manufactured Home Moderate Income_New_Water Heating_Water Heater (<= 55 gal)_
Residential_Manufactured Home Moderate Income_New_Water Heating_Natural Gas_Water Heater (<= 55 gal)_E9 | Residential | Manufactured Home Moderate Income | New | Water Heating | Natural Gas | Water Heater (<= 55 gal) | E9 |  | 0% | 0% | 0% | 0 | 0 | 0 | 0 | 0 | 0 | 0 | 0 | 0% | 0 | 0 | 0% | Normal | 0% | 0 | 0 | 0 | [9 empty] | 0 | 0 |  |  |  | Residential_Manufactured Home Moderate Income_New_Water Heating_Water Heater (<= 55 gal)_
Residential_Manufactured Home Moderate Income_New_Water Heating_Natural Gas_Water Heater (<= 55 gal)_E10 | Residential | Manufactured Home Moderate Income | New | Water Heating | Natural Gas | Water Heater (<= 55 gal) | E10 |  | 0% | 0% | 0% | 0 | 0 | 0 | 0 | 0 | 0 | 0 | 0 | 0% | 0 | 0 | 0% | Normal | 0% | 0 | 0 | 0 | [9 empty] | 0 | 0 |  |  |  | Residential_Manufactured Home Moderate Income_New_Water Heating_Water Heater (<= 55 gal)_
Residential_Manufactured Home Moderate Income_New_Water Heating_Natural Gas_Water Heater (> 55 gal)_E1 | Residential | Manufactured Home Moderate Income | New | Water Heating | Natural Gas | Water Heater (> 55 gal) | E1 | UEF 0.76 (Standard) | 100% | 0% | 0% | 620.6755 | 676.8876 | 0 | 0 | 10 | 16 | 2019 | 2051 | 100% | 0 | 0 | 0% | Normal | 0% | 194.8534 | 0 | 0 | unit | 1 | 0 | 1 | 128.0656 | 609.5 | 664.7 | 0 | 0 | 2020 | 1.0183 | Same as small WH | Scaled from small WH | AEG BEST / Market Profile Calculations | Residential_Manufactured Home Moderate Income_New_Water Heating_Water Heater (> 55 gal)_UEF 0.76 (Standard)
Residential_Manufactured Home Moderate Income_New_Water Heating_Natural Gas_Water Heater (> 55 gal)_E2 | Residential | Manufactured Home Moderate Income | New | Water Heating | Natural Gas | Water Heater (> 55 gal) | E2 | UEF 0.78 (ENERGY STAR 4.0) | 97.44% | 0% | 0% | 786.9697 | 676.8876 | 0 | 0 | 10 | 16 | 2019 | 2051 | 100% | 0 | 0 | 0% | Normal | 0% | 189.8572 | 0 | 0 | unit | 1 | 0 | 1 | 124.7819 | 772.8 | 664.7 | 0 | 0 | 2020 | 1.0183 | Same as small WH | Scaled from small WH | AEG BEST / Market Profile Calculations | Residential_Manufactured Home Moderate Income_New_Water Heating_Water Heater (> 55 gal)_UEF 0.78 (ENERGY STAR 4.0)
Residential_Manufactured Home Moderate Income_New_Water Heating_Natural Gas_Water Heater (> 55 gal)_E3 | Residential | Manufactured Home Moderate Income | New | Water Heating | Natural Gas | Water Heater (> 55 gal) | E3 | UEF 0.86 (ENERGY STAR 5.0) | 93.83% | 0% | 0% | 2618.548 | 1513.0429 | 0 | 0 | 10 | 16 | 2019 | 2051 | 100% | 0 | 0 | 0% | Normal | 0% | 182.8254 | 0 | 0 | unit | 1 | 0 | 1 | 120.1604 | 2571.4 | 1485.8 | 0 | 0 | 2020 | 1.0183 | Same as small WH | Scaled from small WH | AEG BEST / Market Profile Calculations | Residential_Manufactured Home Moderate Income_New_Water Heating_Water Heater (> 55 gal)_UEF 0.86 (ENERGY STAR 5.0)
Residential_Manufactured Home Moderate Income_New_Water Heating_Natural Gas_Water Heater (> 55 gal)_E4 | Residential | Manufactured Home Moderate Income | New | Water Heating | Natural Gas | Water Heater (> 55 gal) | E4 | UEF 0.87 (Instantaneous, ENERGY STAR 4.0) | 87.36% | 0% | 0% | 1006.0018 | 1642.0523 | 0 | 0 | 15 | 25 | 2019 | 2051 | 100% | 0 | 0 | 0% | Normal | 0% | 170.2168 | 0 | 0 | unit | 1 | 0 | 1 | 111.8734 | 987.8884 | 1612.4865 | 0 | 0 | 2020 | 1.0183 | Same as small WH | Scaled from small WH | AEG BEST / Market Profile Calculations | Residential_Manufactured Home Moderate Income_New_Water Heating_Water Heater (> 55 gal)_UEF 0.87 (Instantaneous, ENERGY STAR 4.0)
Residential_Manufactured Home Moderate Income_New_Water Heating_Natural Gas_Water Heater (> 55 gal)_E5 | Residential | Manufactured Home Moderate Income | New | Water Heating | Natural Gas | Water Heater (> 55 gal) | E5 | UEF 0.95 (Instantaneous, ENERGY STAR 5.0) | 83.52% | 0% | 0% | 1361.1265 | 1642.0523 | 0 | 0 | 15 | 25 | 2019 | 2051 | 100% | 0 | 0 | 0% | Normal | 0% | 162.7347 | 0 | 0 | unit | 1 | 0 | 1 | 106.9559 | 1336.6189 | 1612.4865 | 0 | 0 | 2020 | 1.0183 | Same as small WH | Scaled from small WH | AEG BEST / Market Profile Calculations | Residential_Manufactured Home Moderate Income_New_Water Heating_Water Heater (> 55 gal)_UEF 0.95 (Instantaneous, ENERGY STAR 5.0)
Residential_Manufactured Home Moderate Income_New_Water Heating_Natural Gas_Water Heater (> 55 gal)_E6 | Residential | Manufactured Home Moderate Income | New | Water Heating | Natural Gas | Water Heater (> 55 gal) | E6 | UEF 1.0+ (Gas-Fired HPWH) | 71.7% | 0% | 0% | 3021.3057 | 2959.259 | 0 | 0 | 10 | 16 | 2019 | 2051 | 100% | 0 | 0 | 0% | Normal | 0% | 139.7062 | 0 | 0 | unit | 1 | 0 | 1 | 91.8206 | 2841.9786 | 2783.6147 | 0 | 0 | 2017 | 1.0631 | Same as small WH | Scaled from small WH | AEG BEST / Market Profile Calculations | Residential_Manufactured Home Moderate Income_New_Water Heating_Water Heater (> 55 gal)_UEF 1.0+ (Gas-Fired HPWH)
Residential_Manufactured Home Moderate Income_New_Water Heating_Natural Gas_Water Heater (> 55 gal)_E7 | Residential | Manufactured Home Moderate Income | New | Water Heating | Natural Gas | Water Heater (> 55 gal) | E7 | NEEA Gas-Fired Absorption HPWH (COP 1.3) | 58.46% | 0% | 0% | 6239.2813 | 845.2798 | 0 | 0 | 6 | 20 | 2024 | 2051 | 100% | 0 | 0 | 0% | Normal | 0% | 113.9143 | 0 | 0 | unit | 1 | 0 | 1 | 74.8691 | 5941.9632 | 805 | 0 | 0 | 2018 | 1.05 | Scaled from small | Scaled from small | IL TRM - 5.4.2 - RS-HWE-GWHT-V09-210101 | Residential_Manufactured Home Moderate Income_New_Water Heating_Water Heater (> 55 gal)_NEEA Gas-Fired Absorption HPWH (COP 1.3)
Residential_Manufactured Home Moderate Income_New_Water Heating_Natural Gas_Water Heater (> 55 gal)_E8 | Residential | Manufactured Home Moderate Income | New | Water Heating | Natural Gas | Water Heater (> 55 gal) | E8 |  | 0% | 0% | 0% | 0 | 0 | 0 | 0 | 0 | 0 | 0 | 0 | 0% | 0 | 0 | 0% | Normal | 0% | 0 | 0 | 0 | [9 empty] | 0 | 0 |  |  |  | Residential_Manufactured Home Moderate Income_New_Water Heating_Water Heater (> 55 gal)_
Residential_Manufactured Home Moderate Income_New_Water Heating_Natural Gas_Water Heater (> 55 gal)_E9 | Residential | Manufactured Home Moderate Income | New | Water Heating | Natural Gas | Water Heater (> 55 gal) | E9 |  | 0% | 0% | 0% | 0 | 0 | 0 | 0 | 0 | 0 | 0 | 0 | 0% | 0 | 0 | 0% | Normal | 0% | 0 | 0 | 0 | [9 empty] | 0 | 0 |  |  |  | Residential_Manufactured Home Moderate Income_New_Water Heating_Water Heater (> 55 gal)_
Residential_Manufactured Home Moderate Income_New_Water Heating_Natural Gas_Water Heater (> 55 gal)_E10 | Residential | Manufactured Home Moderate Income | New | Water Heating | Natural Gas | Water Heater (> 55 gal) | E10 |  | 0% | 0% | 0% | 0 | 0 | 0 | 0 | 0 | 0 | 0 | 0 | 0% | 0 | 0 | 0% | Normal | 0% | 0 | 0 | 0 | [9 empty] | 0 | 0 |  |  |  | Residential_Manufactured Home Moderate Income_New_Water Heating_Water Heater (> 55 gal)_
Residential_Manufactured Home Moderate Income_New_Appliances_Natural Gas_Clothes Dryer_E1 | Residential | Manufactured Home Moderate Income | New | Appliances | Natural Gas | Clothes Dryer | E1 | Standard | 100% | 0% | 0% | 525.0185 | 168.0059 | 0 | 0 | 9 | 15 | 2019 | 2051 | 100% | 0 | 0 | 0% | Normal | 0% | 14.766 | 0 | 0 | units | 1 | 0 | 1 | 29.1837 | 500 | 160 | 0 | 0 | 2018 | 1.05 | RTF Workbook - ResClothesDryers_v4.1 | EIA 2018 Tech Forecast | RTF Workbook - ResClothesDryers_v4.1 | Residential_Manufactured Home Moderate Income_New_Appliances_Clothes Dryer_Standard
Residential_Manufactured Home Moderate Income_New_Appliances_Natural Gas_Clothes Dryer_E2 | Residential | Manufactured Home Moderate Income | New | Appliances | Natural Gas | Clothes Dryer | E2 | NEEA/ENERGY STAR (CE >60%) | 94.43% | 0% | 0% | 574.0737 | 170.0959 | 0 | 0 | 9 | 15 | 2019 | 2051 | 100% | 0 | 0 | 0% | Normal | 0% | 13.9432 | 0 | 0 | units | 1 | 0 | 1 | 27.5575 | 540 | 160 | 0 | 0 | 2017 | 1.0631 | RTF Workbook - ResClothesDryers_v4.1 | RTF Workbook - ResClothesDryers_v4.1 | RTF Workbook - ResClothesDryers_v4.1 | Residential_Manufactured Home Moderate Income_New_Appliances_Clothes Dryer_NEEA/ENERGY STAR (CE >60%)
Residential_Manufactured Home Moderate Income_New_Appliances_Natural Gas_Clothes Dryer_E3 | Residential | Manufactured Home Moderate Income | New | Appliances | Natural Gas | Clothes Dryer | E3 |  | 0% | 0% | 0% | 0 | 0 | 0 | 0 | 0 | 0 | 0 | 0 | 0% | 0 | 0 | 0% | Normal | 0% | 0 | 0 | 0 | [9 empty] | 0 | 0 |  |  |  | Residential_Manufactured Home Moderate Income_New_Appliances_Clothes Dryer_
Residential_Manufactured Home Moderate Income_New_Appliances_Natural Gas_Clothes Dryer_E4 | Residential | Manufactured Home Moderate Income | New | Appliances | Natural Gas | Clothes Dryer | E4 |  | 0% | 0% | 0% | 0 | 0 | 0 | 0 | 0 | 0 | 0 | 0 | 0% | 0 | 0 | 0% | Normal | 0% | 0 | 0 | 0 | [9 empty] | 0 | 0 |  |  |  | Residential_Manufactured Home Moderate Income_New_Appliances_Clothes Dryer_
Residential_Manufactured Home Moderate Income_New_Appliances_Natural Gas_Clothes Dryer_E5 | Residential | Manufactured Home Moderate Income | New | Appliances | Natural Gas | Clothes Dryer | E5 |  | 0% | 0% | 0% | 0 | 0 | 0 | 0 | 0 | 0 | 0 | 0 | 0% | 0 | 0 | 0% | Normal | 0% | 0 | 0 | 0 | [9 empty] | 0 | 0 |  |  |  | Residential_Manufactured Home Moderate Income_New_Appliances_Clothes Dryer_
Residential_Manufactured Home Moderate Income_New_Appliances_Natural Gas_Clothes Dryer_E6 | Residential | Manufactured Home Moderate Income | New | Appliances | Natural Gas | Clothes Dryer | E6 |  | 0% | 0% | 0% | 0 | 0 | 0 | 0 | 0 | 0 | 0 | 0 | 0% | 0 | 0 | 0% | Normal | 0% | 0 | 0 | 0 | [9 empty] | 0 | 0 |  |  |  | Residential_Manufactured Home Moderate Income_New_Appliances_Clothes Dryer_
Residential_Manufactured Home Moderate Income_New_Appliances_Natural Gas_Clothes Dryer_E7 | Residential | Manufactured Home Moderate Income | New | Appliances | Natural Gas | Clothes Dryer | E7 |  | 0% | 0% | 0% | 0 | 0 | 0 | 0 | 0 | 0 | 0 | 0 | 0% | 0 | 0 | 0% | Normal | 0% | 0 | 0 | 0 | [9 empty] | 0 | 0 |  |  |  | Residential_Manufactured Home Moderate Income_New_Appliances_Clothes Dryer_
Residential_Manufactured Home Moderate Income_New_Appliances_Natural Gas_Clothes Dryer_E8 | Residential | Manufactured Home Moderate Income | New | Appliances | Natural Gas | Clothes Dryer | E8 |  | 0% | 0% | 0% | 0 | 0 | 0 | 0 | 0 | 0 | 0 | 0 | 0% | 0 | 0 | 0% | Normal | 0% | 0 | 0 | 0 | [9 empty] | 0 | 0 |  |  |  | Residential_Manufactured Home Moderate Income_New_Appliances_Clothes Dryer_
Residential_Manufactured Home Moderate Income_New_Appliances_Natural Gas_Clothes Dryer_E9 | Residential | Manufactured Home Moderate Income | New | Appliances | Natural Gas | Clothes Dryer | E9 |  | 0% | 0% | 0% | 0 | 0 | 0 | 0 | 0 | 0 | 0 | 0 | 0% | 0 | 0 | 0% | Normal | 0% | 0 | 0 | 0 | [9 empty] | 0 | 0 |  |  |  | Residential_Manufactured Home Moderate Income_New_Appliances_Clothes Dryer_
Residential_Manufactured Home Moderate Income_New_Appliances_Natural Gas_Clothes Dryer_E10 | Residential | Manufactured Home Moderate Income | New | Appliances | Natural Gas | Clothes Dryer | E10 |  | 0% | 0% | 0% | 0 | 0 | 0 | 0 | 0 | 0 | 0 | 0 | 0% | 0 | 0 | 0% | Normal | 0% | 0 | 0 | 0 | [9 empty] | 0 | 0 |  |  |  | Residential_Manufactured Home Moderate Income_New_Appliances_Clothes Dryer_
Residential_Manufactured Home Moderate Income_New_Appliances_Natural Gas_Stove/Oven_E1 | Residential | Manufactured Home Moderate Income | New | Appliances | Natural Gas | Stove/Oven | E1 | EF 0.399 | 100% | 0% | 0% | 861.0304 | 115.5041 | 0 | 0 | 9 | 15 | 2019 | 2051 | 100% | 0 | 0 | 0% | Normal | 0% | 14.1691 | 0 | 0 | units | 1 | 0 | 1 | 31.82 | 820 | 110 | 0 | 0 | 2018 | 1.05 | EIA 2018 Appendix A | EIA 2018 Appendix A | EIA 2018 Appendix A | Residential_Manufactured Home Moderate Income_New_Appliances_Stove/Oven_EF 0.399
Residential_Manufactured Home Moderate Income_New_Appliances_Natural Gas_Stove/Oven_E2 | Residential | Manufactured Home Moderate Income | New | Appliances | Natural Gas | Stove/Oven | E2 | High Efficiency (730 + 1660 IAEC) | 75.11% | 0% | 0% | 913.5322 | 115.5041 | 0 | 0 | 9 | 15 | 2019 | 2051 | 100% | 0 | 0 | 0% | Normal | 0% | 10.6424 | 0 | 0 | units | 1 | 0 | 1 | 23.9 | 870 | 110 | 0 | 0 | 2018 | 1.05 | EIA 2018 Appendix A | EIA 2018 Appendix A | EIA 2018 Appendix A | Residential_Manufactured Home Moderate Income_New_Appliances_Stove/Oven_High Efficiency (730 + 1660 IAEC)
Residential_Manufactured Home Moderate Income_New_Appliances_Natural Gas_Stove/Oven_E3 | Residential | Manufactured Home Moderate Income | New | Appliances | Natural Gas | Stove/Oven | E3 |  | 0% | 0% | 0% | 0 | 0 | 0 | 0 | 0 | 0 | 0 | 0 | 0% | 0 | 0 | 0% | Normal | 0% | 0 | 0 | 0 | [9 empty] | 0 | 0 |  |  |  | Residential_Manufactured Home Moderate Income_New_Appliances_Stove/Oven_
Residential_Manufactured Home Moderate Income_New_Appliances_Natural Gas_Stove/Oven_E4 | Residential | Manufactured Home Moderate Income | New | Appliances | Natural Gas | Stove/Oven | E4 |  | 0% | 0% | 0% | 0 | 0 | 0 | 0 | 0 | 0 | 0 | 0 | 0% | 0 | 0 | 0% | Normal | 0% | 0 | 0 | 0 | [9 empty] | 0 | 0 |  |  |  | Residential_Manufactured Home Moderate Income_New_Appliances_Stove/Oven_
Residential_Manufactured Home Moderate Income_New_Appliances_Natural Gas_Stove/Oven_E5 | Residential | Manufactured Home Moderate Income | New | Appliances | Natural Gas | Stove/Oven | E5 |  | 0% | 0% | 0% | 0 | 0 | 0 | 0 | 0 | 0 | 0 | 0 | 0% | 0 | 0 | 0% | Normal | 0% | 0 | 0 | 0 | [9 empty] | 0 | 0 |  |  |  | Residential_Manufactured Home Moderate Income_New_Appliances_Stove/Oven_
Residential_Manufactured Home Moderate Income_New_Appliances_Natural Gas_Stove/Oven_E6 | Residential | Manufactured Home Moderate Income | New | Appliances | Natural Gas | Stove/Oven | E6 |  | 0% | 0% | 0% | 0 | 0 | 0 | 0 | 0 | 0 | 0 | 0 | 0% | 0 | 0 | 0% | Normal | 0% | 0 | 0 | 0 | [9 empty] | 0 | 0 |  |  |  | Residential_Manufactured Home Moderate Income_New_Appliances_Stove/Oven_
Residential_Manufactured Home Moderate Income_New_Appliances_Natural Gas_Stove/Oven_E7 | Residential | Manufactured Home Moderate Income | New | Appliances | Natural Gas | Stove/Oven | E7 |  | 0% | 0% | 0% | 0 | 0 | 0 | 0 | 0 | 0 | 0 | 0 | 0% | 0 | 0 | 0% | Normal | 0% | 0 | 0 | 0 | [9 empty] | 0 | 0 |  |  |  | Residential_Manufactured Home Moderate Income_New_Appliances_Stove/Oven_
Residential_Manufactured Home Moderate Income_New_Appliances_Natural Gas_Stove/Oven_E8 | Residential | Manufactured Home Moderate Income | New | Appliances | Natural Gas | Stove/Oven | E8 |  | 0% | 0% | 0% | 0 | 0 | 0 | 0 | 0 | 0 | 0 | 0 | 0% | 0 | 0 | 0% | Normal | 0% | 0 | 0 | 0 | [9 empty] | 0 | 0 |  |  |  | Residential_Manufactured Home Moderate Income_New_Appliances_Stove/Oven_
Residential_Manufactured Home Moderate Income_New_Appliances_Natural Gas_Stove/Oven_E9 | Residential | Manufactured Home Moderate Income | New | Appliances | Natural Gas | Stove/Oven | E9 |  | 0% | 0% | 0% | 0 | 0 | 0 | 0 | 0 | 0 | 0 | 0 | 0% | 0 | 0 | 0% | Normal | 0% | 0 | 0 | 0 | [9 empty] | 0 | 0 |  |  |  | Residential_Manufactured Home Moderate Income_New_Appliances_Stove/Oven_
Residential_Manufactured Home Moderate Income_New_Appliances_Natural Gas_Stove/Oven_E10 | Residential | Manufactured Home Moderate Income | New | Appliances | Natural Gas | Stove/Oven | E10 |  | 0% | 0% | 0% | 0 | 0 | 0 | 0 | 0 | 0 | 0 | 0 | 0% | 0 | 0 | 0% | Normal | 0% | 0 | 0 | 0 | [9 empty] | 0 | 0 |  |  |  | Residential_Manufactured Home Moderate Income_New_Appliances_Stove/Oven_
Residential_Manufactured Home Moderate Income_New_Miscellaneous_Natural Gas_Pool Heater_E1 | Residential | Manufactured Home Moderate Income | New | Miscellaneous | Natural Gas | Pool Heater | E1 | Standard (EF 0.82) | 100% | 0% | 0% | 2127.3029 | 814.6684 | 0 | 0 | 8 | 12 | 2019 | 2051 | 100% | 0 | 0 | 0% | Normal | 0% | 135.6222 | 0 | 0 | units | 1 | 0 | 1 | 1004 | 2089 | 800 | 0 | 0 | 2020 | 1.0183 | CA eTRM - Pool Heater, Residential | CA eTRM - Pool Heater, Residential | CA eTRM - Pool Heater, Residential | Residential_Manufactured Home Moderate Income_New_Miscellaneous_Pool Heater_Standard (EF 0.82)
Residential_Manufactured Home Moderate Income_New_Miscellaneous_Natural Gas_Pool Heater_E2 | Residential | Manufactured Home Moderate Income | New | Miscellaneous | Natural Gas | Pool Heater | E2 | High Efficiency (EF 0.84) | 96.41% | 0% | 0% | 2758.6709 | 814.6684 | 0 | 0 | 8 | 12 | 2019 | 2051 | 100% | 0 | 0 | 0% | Normal | 0% | 130.7593 | 0 | 0 | units | 1 | 0 | 1 | 968 | 2709 | 800 | 0 | 0 | 2020 | 1.0183 | CA eTRM - Pool Heater, Residential | CA eTRM - Pool Heater, Residential | CA eTRM - Pool Heater, Residential | Residential_Manufactured Home Moderate Income_New_Miscellaneous_Pool Heater_High Efficiency (EF 0.84)
Residential_Manufactured Home Moderate Income_New_Miscellaneous_Natural Gas_Pool Heater_E3 | Residential | Manufactured Home Moderate Income | New | Miscellaneous | Natural Gas | Pool Heater | E3 | Condensing (EF .94) | 85.46% | 0% | 0% | 5028.5408 | 916.502 | 0 | 0 | 8 | 12 | 2019 | 2051 | 100% | 0 | 0 | 0% | Normal | 0% | 115.9003 | 0 | 0 | units | 1 | 0 | 1 | 858 | 4938 | 900 | 0 | 0 | 2020 | 1.0183 | CA eTRM - Pool Heater, Residential | CA eTRM - Pool Heater, Residential | CA eTRM - Pool Heater, Residential | Residential_Manufactured Home Moderate Income_New_Miscellaneous_Pool Heater_Condensing (EF .94)
Residential_Manufactured Home Moderate Income_New_Miscellaneous_Natural Gas_Pool Heater_E4 | Residential | Manufactured Home Moderate Income | New | Miscellaneous | Natural Gas | Pool Heater | E4 | Condensing w/Imp. HX (EF 0.95) | 84.6% | 0% | 0% | 5082.0359 | 916.502 | 0 | 0 | 8 | 12 | 2019 | 2051 | 100% | 0 | 0 | 0% | Normal | 0% | 114.7413 | 0 | 0 | units | 1 | 0 | 1 | 849.42 | 4990.5319 | 900 | 0 | 0 | 2020 | 1.0183 | CA eTRM - Pool Heater, Residential | CA eTRM - Pool Heater, Residential | CA eTRM - Pool Heater, Residential | Residential_Manufactured Home Moderate Income_New_Miscellaneous_Pool Heater_Condensing w/Imp. HX (EF 0.95)
Residential_Manufactured Home Moderate Income_New_Miscellaneous_Natural Gas_Pool Heater_E5 | Residential | Manufactured Home Moderate Income | New | Miscellaneous | Natural Gas | Pool Heater | E5 |  | 0% | 0% | 0% | 0 | 0 | 0 | 0 | 0 | 0 | 0 | 0 | 0% | 0 | 0 | 0% | Normal | 0% | 0 | 0 | 0 | [9 empty] | 0 | 0 |  |  |  | Residential_Manufactured Home Moderate Income_New_Miscellaneous_Pool Heater_
Residential_Manufactured Home Moderate Income_New_Miscellaneous_Natural Gas_Pool Heater_E6 | Residential | Manufactured Home Moderate Income | New | Miscellaneous | Natural Gas | Pool Heater | E6 |  | 0% | 0% | 0% | 0 | 0 | 0 | 0 | 0 | 0 | 0 | 0 | 0% | 0 | 0 | 0% | Normal | 0% | 0 | 0 | 0 | [9 empty] | 0 | 0 |  |  |  | Residential_Manufactured Home Moderate Income_New_Miscellaneous_Pool Heater_
Residential_Manufactured Home Moderate Income_New_Miscellaneous_Natural Gas_Pool Heater_E7 | Residential | Manufactured Home Moderate Income | New | Miscellaneous | Natural Gas | Pool Heater | E7 |  | 0% | 0% | 0% | 0 | 0 | 0 | 0 | 0 | 0 | 0 | 0 | 0% | 0 | 0 | 0% | Normal | 0% | 0 | 0 | 0 | [9 empty] | 0 | 0 |  |  |  | Residential_Manufactured Home Moderate Income_New_Miscellaneous_Pool Heater_
Residential_Manufactured Home Moderate Income_New_Miscellaneous_Natural Gas_Pool Heater_E8 | Residential | Manufactured Home Moderate Income | New | Miscellaneous | Natural Gas | Pool Heater | E8 |  | 0% | 0% | 0% | 0 | 0 | 0 | 0 | 0 | 0 | 0 | 0 | 0% | 0 | 0 | 0% | Normal | 0% | 0 | 0 | 0 | [9 empty] | 0 | 0 |  |  |  | Residential_Manufactured Home Moderate Income_New_Miscellaneous_Pool Heater_
Residential_Manufactured Home Moderate Income_New_Miscellaneous_Natural Gas_Pool Heater_E9 | Residential | Manufactured Home Moderate Income | New | Miscellaneous | Natural Gas | Pool Heater | E9 |  | 0% | 0% | 0% | 0 | 0 | 0 | 0 | 0 | 0 | 0 | 0 | 0% | 0 | 0 | 0% | Normal | 0% | 0 | 0 | 0 | [9 empty] | 0 | 0 |  |  |  | Residential_Manufactured Home Moderate Income_New_Miscellaneous_Pool Heater_
Residential_Manufactured Home Moderate Income_New_Miscellaneous_Natural Gas_Pool Heater_E10 | Residential | Manufactured Home Moderate Income | New | Miscellaneous | Natural Gas | Pool Heater | E10 |  | 0% | 0% | 0% | 0 | 0 | 0 | 0 | 0 | 0 | 0 | 0 | 0% | 0 | 0 | 0% | Normal | 0% | 0 | 0 | 0 | [9 empty] | 0 | 0 |  |  |  | Residential_Manufactured Home Moderate Income_New_Miscellaneous_Pool Heater_
Residential_Manufactured Home Moderate Income_New_Miscellaneous_Natural Gas_Miscellaneous_E1 | Residential | Manufactured Home Moderate Income | New | Miscellaneous | Natural Gas | Miscellaneous | E1 | Default | 100% | 0% | 0% | 107.428 | 0 | 0 | 0 | 5 | 10 | 2019 | 2051 | 100% | 0 | 0 | 0% | Normal | 0% | 5.3107 | 0 | 0 | units | 1 | 0 | 1 | 100 | 100 | 0 | 0 | 0 | 2016 | 1.0743 | Default | Default | Default | Residential_Manufactured Home Moderate Income_New_Miscellaneous_Miscellaneous_Default
Residential_Manufactured Home Moderate Income_New_Miscellaneous_Natural Gas_Miscellaneous_E2 | Residential | Manufactured Home Moderate Income | New | Miscellaneous | Natural Gas | Miscellaneous | E2 |  | 0% | 0% | 0% | 0 | 0 | 0 | 0 | 0 | 0 | 0 | 0 | 0% | 0 | 0 | 0% | Normal | 0% | 0 | 0 | 0 | [9 empty] | 0 | 0 |  |  |  | Residential_Manufactured Home Moderate Income_New_Miscellaneous_Miscellaneous_
Residential_Manufactured Home Moderate Income_New_Miscellaneous_Natural Gas_Miscellaneous_E3 | Residential | Manufactured Home Moderate Income | New | Miscellaneous | Natural Gas | Miscellaneous | E3 |  | 0% | 0% | 0% | 0 | 0 | 0 | 0 | 0 | 0 | 0 | 0 | 0% | 0 | 0 | 0% | Normal | 0% | 0 | 0 | 0 | [9 empty] | 0 | 0 |  |  |  | Residential_Manufactured Home Moderate Income_New_Miscellaneous_Miscellaneous_
Residential_Manufactured Home Moderate Income_New_Miscellaneous_Natural Gas_Miscellaneous_E4 | Residential | Manufactured Home Moderate Income | New | Miscellaneous | Natural Gas | Miscellaneous | E4 |  | 0% | 0% | 0% | 0 | 0 | 0 | 0 | 0 | 0 | 0 | 0 | 0% | 0 | 0 | 0% | Normal | 0% | 0 | 0 | 0 | [9 empty] | 0 | 0 |  |  |  | Residential_Manufactured Home Moderate Income_New_Miscellaneous_Miscellaneous_
Residential_Manufactured Home Moderate Income_New_Miscellaneous_Natural Gas_Miscellaneous_E5 | Residential | Manufactured Home Moderate Income | New | Miscellaneous | Natural Gas | Miscellaneous | E5 |  | 0% | 0% | 0% | 0 | 0 | 0 | 0 | 0 | 0 | 0 | 0 | 0% | 0 | 0 | 0% | Normal | 0% | 0 | 0 | 0 | [9 empty] | 0 | 0 |  |  |  | Residential_Manufactured Home Moderate Income_New_Miscellaneous_Miscellaneous_
Residential_Manufactured Home Moderate Income_New_Miscellaneous_Natural Gas_Miscellaneous_E6 | Residential | Manufactured Home Moderate Income | New | Miscellaneous | Natural Gas | Miscellaneous | E6 |  | 0% | 0% | 0% | 0 | 0 | 0 | 0 | 0 | 0 | 0 | 0 | 0% | 0 | 0 | 0% | Normal | 0% | 0 | 0 | 0 | [9 empty] | 0 | 0 |  |  |  | Residential_Manufactured Home Moderate Income_New_Miscellaneous_Miscellaneous_
Residential_Manufactured Home Moderate Income_New_Miscellaneous_Natural Gas_Miscellaneous_E7 | Residential | Manufactured Home Moderate Income | New | Miscellaneous | Natural Gas | Miscellaneous | E7 |  | 0% | 0% | 0% | 0 | 0 | 0 | 0 | 0 | 0 | 0 | 0 | 0% | 0 | 0 | 0% | Normal | 0% | 0 | 0 | 0 | [9 empty] | 0 | 0 |  |  |  | Residential_Manufactured Home Moderate Income_New_Miscellaneous_Miscellaneous_
Residential_Manufactured Home Moderate Income_New_Miscellaneous_Natural Gas_Miscellaneous_E8 | Residential | Manufactured Home Moderate Income | New | Miscellaneous | Natural Gas | Miscellaneous | E8 |  | 0% | 0% | 0% | 0 | 0 | 0 | 0 | 0 | 0 | 0 | 0 | 0% | 0 | 0 | 0% | Normal | 0% | 0 | 0 | 0 | [9 empty] | 0 | 0 |  |  |  | Residential_Manufactured Home Moderate Income_New_Miscellaneous_Miscellaneous_
Residential_Manufactured Home Moderate Income_New_Miscellaneous_Natural Gas_Miscellaneous_E9 | Residential | Manufactured Home Moderate Income | New | Miscellaneous | Natural Gas | Miscellaneous | E9 |  | 0% | 0% | 0% | 0 | 0 | 0 | 0 | 0 | 0 | 0 | 0 | 0% | 0 | 0 | 0% | Normal | 0% | 0 | 0 | 0 | [9 empty] | 0 | 0 |  |  |  | Residential_Manufactured Home Moderate Income_New_Miscellaneous_Miscellaneous_
Residential_Manufactured Home Moderate Income_New_Miscellaneous_Natural Gas_Miscellaneous_E10 | Residential | Manufactured Home Moderate Income | New | Miscellaneous | Natural Gas | Miscellaneous | E10 |  | 0% | 0% | 0% | 0 | 0 | 0 | 0 | 0 | 0 | 0 | 0 | 0% | 0 | 0 | 0% | Normal | 0% | 0 | 0 | 0 | [9 empty] | 0 | 0 |  |  |  | Residential_Manufactured Home Moderate Income_New_Miscellaneous_Miscellaneous_
Residential_Manufactured Home Low Income_Existing_Space Heating_Natural Gas_Furnace_E1 | Residential | Manufactured Home Low Income | Existing | Space Heating | Natural Gas | Furnace | E1 | AFUE 80% | 100% | 0% | 0% | 2082.466 | 831.3984 | 87.4741 | 0 | 16 | 27 | 2019 | 2051 | 100% | 0 | 0 | 0% | Normal | 0% | 479.3564 | 0 | 0 | kBTU/hr | 80 | 0 | 60 | 545.5 | 2642.5376 | 1055 | 111 | 0 | 2015 | 1.0507 | RTF Wkbk - ResESGasFurnaces_v2_0 | RTF Wkbk - ResESGasFurnaces_v2_0 ¦ O&M from DOE TSD | AEG BEST | Residential_Manufactured Home Low Income_Existing_Space Heating_Furnace_AFUE 80%
Residential_Manufactured Home Low Income_Existing_Space Heating_Natural Gas_Furnace_E2 | Residential | Manufactured Home Low Income | Existing | Space Heating | Natural Gas | Furnace | E2 | AFUE 95% (ENERGY STAR 4.1) | 84.69% | 0% | 0% | 2644.7139 | 1079.6359 | 92.2025 | 0 | 16 | 27 | 2019 | 2051 | 100% | 0 | 0 | 0% | Normal | 0% | 405.981 | 0 | 0 | kBTU/hr | 80 | 0 | 60 | 462 | 3356 | 1370 | 117 | 0 | 2015 | 1.0507 | RTF Wkbk - ResESGasFurnaces_v2_0 | RTF Wkbk - ResESGasFurnaces_v2_0 | AEG BEST | Residential_Manufactured Home Low Income_Existing_Space Heating_Furnace_AFUE 95% (ENERGY STAR 4.1)
Residential_Manufactured Home Low Income_Existing_Space Heating_Natural Gas_Furnace_E3 | Residential | Manufactured Home Low Income | Existing | Space Heating | Natural Gas | Furnace | E3 | AFUE 97% (CEE Tier 3) | 81.85% | 0% | 0% | 2873.9105 | 1079.6359 | 92.2025 | 0 | 16 | 27 | 2019 | 2051 | 100% | 0 | 0 | 0% | Normal | 0% | 392.3604 | 0 | 0 | kBTU/hr | 80 | 0 | 60 | 446.5 | 3646.8382 | 1370 | 117 | 0 | 2015 | 1.0507 | RTF Wkbk - ResESGasFurnaces_v2_0 | RTF Wkbk - ResESGasFurnaces_v2_0 | AEG BEST | Residential_Manufactured Home Low Income_Existing_Space Heating_Furnace_AFUE 97% (CEE Tier 3)
Residential_Manufactured Home Low Income_Existing_Space Heating_Natural Gas_Furnace_E4 | Residential | Manufactured Home Low Income | Existing | Space Heating | Natural Gas | Furnace | E4 | Convert to Gas-Fired ASHP | 66.67% | 0% | 0% | 11770.4803 | 2029.3932 | 129.3738 | 0 | 12 | 18 | 2019 | 2051 | 100% | 0 | 0 | 0% | Normal | 0% | 319.5709 | 0 | 0 | kBTU/hr | 80 | 0 | 60 | 363.6667 | 15466.6667 | 2666.6667 | 170 | 0 | 2018 | 1.0147 | EIA 2018 Tech Forecast | EIA 2018 Tech Forecast | Algorithm calc | Residential_Manufactured Home Low Income_Existing_Space Heating_Furnace_Convert to Gas-Fired ASHP
Residential_Manufactured Home Low Income_Existing_Space Heating_Natural Gas_Furnace_E5 | Residential | Manufactured Home Low Income | Existing | Space Heating | Natural Gas | Furnace | E5 | ASHP with AFUE 80% Backup | 53.33% | 0% | 0% | 4950.1536 | 1854.0845 | 118.1979 | 0 | 14 | 22 | 2019 | 2051 | 100% | 0 | 0 | 0% | Normal | 0% | 255.6567 | 0 | 0 | kBTU/hr | 80 | 0 | 60 | 290.9333 | 7119.6376 | 2666.6667 | 170 | 0 | 2023 | 0.92704 | RTF Wkbk - ResSF&MHExistingHVAC_v7_1 | RTF Wkbk - ResSF&MHExistingHVAC_v7_1 + RTF Wkbk - ResESGasFurnaces_v2_0 | Algorithm calc | Residential_Manufactured Home Low Income_Existing_Space Heating_Furnace_ASHP with AFUE 80% Backup
Residential_Manufactured Home Low Income_Existing_Space Heating_Natural Gas_Furnace_E6 | Residential | Manufactured Home Low Income | Existing | Space Heating | Natural Gas | Furnace | E6 | ASHP with AFUE 95% backup | 44.91% | 0% | 0% | 5446.2109 | 1854.0845 | 118.1979 | 0 | 14 | 22 | 2019 | 2051 | 100% | 0 | 0 | 0% | Normal | 0% | 215.2899 | 0 | 0 | kBTU/hr | 80 | 0 | 60 | 244.9965 | 7833.1 | 2666.6667 | 170 | 0 | 2023 | 0.92704 | RTF Wkbk - ResSF&MHExistingHVAC_v7_1 | RTF Wkbk - ResSF&MHExistingHVAC_v7_1 + RTF Wkbk - ResESGasFurnaces_v2_0 | Algorithm calc | Residential_Manufactured Home Low Income_Existing_Space Heating_Furnace_ASHP with AFUE 95% backup
Residential_Manufactured Home Low Income_Existing_Space Heating_Natural Gas_Furnace_E7 | Residential | Manufactured Home Low Income | Existing | Space Heating | Natural Gas | Furnace | E7 |  | 0% | 0% | 0% | 0 | 0 | 0 | 0 | 0 | 0 | 0 | 0 | 0% | 0 | 0 | 0% | Normal | 0% | 0 | 0 | 0 | [9 empty] | 0 | 0 |  |  |  | Residential_Manufactured Home Low Income_Existing_Space Heating_Furnace_
Residential_Manufactured Home Low Income_Existing_Space Heating_Natural Gas_Furnace_E8 | Residential | Manufactured Home Low Income | Existing | Space Heating | Natural Gas | Furnace | E8 |  | 0% | 0% | 0% | 0 | 0 | 0 | 0 | 0 | 0 | 0 | 0 | 0% | 0 | 0 | 0% | Normal | 0% | 0 | 0 | 0 | [9 empty] | 0 | 0 |  |  |  | Residential_Manufactured Home Low Income_Existing_Space Heating_Furnace_
Residential_Manufactured Home Low Income_Existing_Space Heating_Natural Gas_Furnace_E9 | Residential | Manufactured Home Low Income | Existing | Space Heating | Natural Gas | Furnace | E9 |  | 0% | 0% | 0% | 0 | 0 | 0 | 0 | 0 | 0 | 0 | 0 | 0% | 0 | 0 | 0% | Normal | 0% | 0 | 0 | 0 | [9 empty] | 0 | 0 |  |  |  | Residential_Manufactured Home Low Income_Existing_Space Heating_Furnace_
Residential_Manufactured Home Low Income_Existing_Space Heating_Natural Gas_Furnace_E10 | Residential | Manufactured Home Low Income | Existing | Space Heating | Natural Gas | Furnace | E10 |  | 0% | 0% | 0% | 0 | 0 | 0 | 0 | 0 | 0 | 0 | 0 | 0% | 0 | 0 | 0% | Normal | 0% | 0 | 0 | 0 | [9 empty] | 0 | 0 |  |  |  | Residential_Manufactured Home Low Income_Existing_Space Heating_Furnace_
Residential_Manufactured Home Low Income_Existing_Space Heating_Natural Gas_Boiler_E1 | Residential | Manufactured Home Low Income | Existing | Space Heating | Natural Gas | Boiler | E1 | AFUE 80% | 100% | 0% | 0% | 1188.6446 | 1188.6446 | 28.9913 | 0 | 20 | 30 | 2019 | 2020 | 100% | 0 | 0 | 0% | Normal | 0% | 402.5347 | 0 | 0 | kBTU/hr | 105 | 0 | 60 | 542 | 2050 | 2050 | 50 | 0 | 2018 | 1.0147 | EIA 2018 Tech Forecast | EIA 2018 Tech Forecast | BEST | Residential_Manufactured Home Low Income_Existing_Space Heating_Boiler_AFUE 80%
Residential_Manufactured Home Low Income_Existing_Space Heating_Natural Gas_Boiler_E2 | Residential | Manufactured Home Low Income | Existing | Space Heating | Natural Gas | Boiler | E2 | AFUE 82% | 97.79% | 0% | 0% | 1130.6619 | 1536.5405 | 52.1844 | 0 | 20 | 30 | 2019 | 2051 | 100% | 0 | 0 | 0% | Normal | 0% | 393.6225 | 0 | 0 | kBTU/hr | 105 | 0 | 60 | 530 | 1950 | 2650 | 90 | 0 | 2018 | 1.0147 | EIA 2018 Tech Forecast | EIA 2018 Tech Forecast | BEST | Residential_Manufactured Home Low Income_Existing_Space Heating_Boiler_AFUE 82%
Residential_Manufactured Home Low Income_Existing_Space Heating_Natural Gas_Boiler_E3 | Residential | Manufactured Home Low Income | Existing | Space Heating | Natural Gas | Boiler | E3 | AFUE 85% | 96.49% | 0% | 0% | 1505.9386 | 1642.8421 | 52.1844 | 0 | 20 | 30 | 2019 | 2051 | 100% | 0 | 0 | 0% | Normal | 0% | 388.4237 | 0 | 0 | kBTU/hr | 105 | 0 | 60 | 523 | 2597.2222 | 2833.3333 | 90 | 0 | 2018 | 1.0147 | EIA 2018 Tech Forecast | EIA 2018 Tech Forecast | BEST | Residential_Manufactured Home Low Income_Existing_Space Heating_Boiler_AFUE 85%
Residential_Manufactured Home Low Income_Existing_Space Heating_Natural Gas_Boiler_E4 | Residential | Manufactured Home Low Income | Existing | Space Heating | Natural Gas | Boiler | E4 | AFUE 90% | 90.5% | 0% | 0% | 1594.5232 | 1739.4798 | 52.1844 | 0 | 20 | 30 | 2019 | 2051 | 100% | 0 | 0 | 0% | Normal | 0% | 364.2865 | 0 | 0 | kBTU/hr | 105 | 0 | 60 | 490.5 | 2750 | 3000 | 90 | 0 | 2018 | 1.0147 | EIA 2018 Tech Forecast | EIA 2018 Tech Forecast | BEST | Residential_Manufactured Home Low Income_Existing_Space Heating_Boiler_AFUE 90%
Residential_Manufactured Home Low Income_Existing_Space Heating_Natural Gas_Boiler_E5 | Residential | Manufactured Home Low Income | Existing | Space Heating | Natural Gas | Boiler | E5 | AFUE 95% | 84.32% | 0% | 0% | 2129.5178 | 1732.0079 | 52.1844 | 0 | 20 | 30 | 2019 | 2051 | 100% | 0 | 0 | 0% | Normal | 0% | 339.4066 | 0 | 0 | kBTU/hr | 105 | 0 | 60 | 457 | 3672.6804 | 2987.1134 | 90 | 0 | 2018 | 1.0147 | EIA 2018 Tech Forecast | EIA 2018 Tech Forecast | BEST | Residential_Manufactured Home Low Income_Existing_Space Heating_Boiler_AFUE 95%
Residential_Manufactured Home Low Income_Existing_Space Heating_Natural Gas_Boiler_E6 | Residential | Manufactured Home Low Income | Existing | Space Heating | Natural Gas | Boiler | E6 | Convert to Gas-Fired ASHP | 67.1% | 0% | 0% | 11770.4803 | 2029.3932 | 129.3738 | 0 | 12 | 18 | 2019 | 2051 | 100% | 0 | 0 | 0% | Normal | 0% | 270.0894 | 0 | 0 | kBTU/hr | 80 | 0 | 60 | 363.6667 | 15466.6667 | 2666.6667 | 170 | 0 | 2018 | 1.0147 | EIA 2018 Tech Forecast | EIA 2018 Tech Forecast | AEG BEST | Residential_Manufactured Home Low Income_Existing_Space Heating_Boiler_Convert to Gas-Fired ASHP
Residential_Manufactured Home Low Income_Existing_Space Heating_Natural Gas_Boiler_E7 | Residential | Manufactured Home Low Income | Existing | Space Heating | Natural Gas | Boiler | E7 | ASHP with AFUE 80% Backup | 53.68% | 0% | 0% | 4950.1536 | 1854.0845 | 118.1979 | 0 | 14 | 22 | 2019 | 2051 | 100% | 0 | 0 | 0% | Normal | 0% | 216.0715 | 0 | 0 | kBTU/hr | 80 | 0 | 60 | 290.9333 | 7119.6376 | 2666.6667 | 170 | 0 | 2023 | 0.92704 | RTF Wkbk - ResSF&MHExistingHVAC_v7_1 | RTF Wkbk - ResSF&MHExistingHVAC_v7_1 + RTF Wkbk - ResESGasFurnaces_v2_0 | Algorithm calc | Residential_Manufactured Home Low Income_Existing_Space Heating_Boiler_ASHP with AFUE 80% Backup
Residential_Manufactured Home Low Income_Existing_Space Heating_Natural Gas_Boiler_E8 | Residential | Manufactured Home Low Income | Existing | Space Heating | Natural Gas | Boiler | E8 | ASHP with AFUE 95% backup | 45.2% | 0% | 0% | 5446.2109 | 1854.0845 | 118.1979 | 0 | 14 | 22 | 2019 | 2051 | 100% | 0 | 0 | 0% | Normal | 0% | 181.955 | 0 | 0 | kBTU/hr | 80 | 0 | 60 | 244.9965 | 7833.1 | 2666.6667 | 170 | 0 | 2023 | 0.92704 | RTF Wkbk - ResSF&MHExistingHVAC_v7_1 | RTF Wkbk - ResSF&MHExistingHVAC_v7_1 + RTF Wkbk - ResESGasFurnaces_v2_0 | Algorithm calc | Residential_Manufactured Home Low Income_Existing_Space Heating_Boiler_ASHP with AFUE 95% backup
Residential_Manufactured Home Low Income_Existing_Space Heating_Natural Gas_Boiler_E9 | Residential | Manufactured Home Low Income | Existing | Space Heating | Natural Gas | Boiler | E9 |  | 0% | 0% | 0% | 0 | 0 | 0 | 0 | 0 | 0 | 0 | 0 | 0% | 0 | 0 | 0% | Normal | 0% | 0 | 0 | 0 | [9 empty] | 0 | 0 |  |  |  | Residential_Manufactured Home Low Income_Existing_Space Heating_Boiler_
Residential_Manufactured Home Low Income_Existing_Space Heating_Natural Gas_Boiler_E10 | Residential | Manufactured Home Low Income | Existing | Space Heating | Natural Gas | Boiler | E10 |  | 0% | 0% | 0% | 0 | 0 | 0 | 0 | 0 | 0 | 0 | 0 | 0% | 0 | 0 | 0% | Normal | 0% | 0 | 0 | 0 | [9 empty] | 0 | 0 |  |  |  | Residential_Manufactured Home Low Income_Existing_Space Heating_Boiler_
Residential_Manufactured Home Low Income_Existing_Secondary Heating_Natural Gas_Fireplace_E1 | Residential | Manufactured Home Low Income | Existing | Secondary Heating | Natural Gas | Fireplace | E1 | Baseline (>50% FE) | 100% | 0% | 0% | 2567.1 | 1052 | 0 | 0 | 12 | 20 | 2019 | 2051 | 100% | 0 | 0 | 0% | Normal | 0% | 88.7111 | 0 | 0 | unit | 1 | 0 | 1 | 287.4458 | 2567.1 | 1052 | 0 | 0 | 2021 | 1 | RTF Wkbk - ResGasFireplaces_v1_0 | CA eTRM - Gas Fireplace, Residential - SWHC047-03 | AEG BEST / Market Profile | Residential_Manufactured Home Low Income_Existing_Secondary Heating_Fireplace_Baseline (>50% FE)
Residential_Manufactured Home Low Income_Existing_Secondary Heating_Natural Gas_Fireplace_E2 | Residential | Manufactured Home Low Income | Existing | Secondary Heating | Natural Gas | Fireplace | E2 | Tier 1 (70% FE) | 83.16% | 0% | 0% | 2896.46 | 1052 | -0.42837 | 0 | 12 | 20 | 2019 | 2051 | 100% | 0 | 0 | 0% | Normal | 0% | 73.7709 | 0 | 0 | unit | 1 | 0 | 1 | 239.0358 | 2896.46 | 1052 | -0.42837 | 0 | 2021 | 1 | RTF Wkbk - ResGasFireplaces_v1_0 | CA eTRM - Gas Fireplace, Residential - SWHC047-03 | AEG BEST / Market Profile | Residential_Manufactured Home Low Income_Existing_Secondary Heating_Fireplace_Tier 1 (70% FE)
Residential_Manufactured Home Low Income_Existing_Secondary Heating_Natural Gas_Fireplace_E3 | Residential | Manufactured Home Low Income | Existing | Secondary Heating | Natural Gas | Fireplace | E3 | Tier 2 (>75% FE) | 79.34% | 0% | 0% | 2972.5 | 1052 | -0.42837 | 0 | 12 | 20 | 2019 | 2051 | 100% | 0 | 0 | 0% | Normal | 0% | 70.3823 | 0 | 0 | unit | 1 | 0 | 1 | 228.0558 | 2972.5 | 1052 | -0.42837 | 0 | 2021 | 1 | RTF Wkbk - ResGasFireplaces_v1_0 | CA eTRM - Gas Fireplace, Residential - SWHC047-03 | AEG BEST / Market Profile | Residential_Manufactured Home Low Income_Existing_Secondary Heating_Fireplace_Tier 2 (>75% FE)
Residential_Manufactured Home Low Income_Existing_Secondary Heating_Natural Gas_Fireplace_E4 | Residential | Manufactured Home Low Income | Existing | Secondary Heating | Natural Gas | Fireplace | E4 |  | 0% | 0% | 0% | 0 | 0 | 0 | 0 | 0 | 0 | 0 | 0 | 0% | 0 | 0 | 0% | Normal | 0% | 0 | 0 | 0 | [9 empty] | 0 | 0 |  |  |  | Residential_Manufactured Home Low Income_Existing_Secondary Heating_Fireplace_
Residential_Manufactured Home Low Income_Existing_Secondary Heating_Natural Gas_Fireplace_E5 | Residential | Manufactured Home Low Income | Existing | Secondary Heating | Natural Gas | Fireplace | E5 |  | 0% | 0% | 0% | 0 | 0 | 0 | 0 | 0 | 0 | 0 | 0 | 0% | 0 | 0 | 0% | Normal | 0% | 0 | 0 | 0 | [9 empty] | 0 | 0 |  |  |  | Residential_Manufactured Home Low Income_Existing_Secondary Heating_Fireplace_
Residential_Manufactured Home Low Income_Existing_Secondary Heating_Natural Gas_Fireplace_E6 | Residential | Manufactured Home Low Income | Existing | Secondary Heating | Natural Gas | Fireplace | E6 |  | 0% | 0% | 0% | 0 | 0 | 0 | 0 | 0 | 0 | 0 | 0 | 0% | 0 | 0 | 0% | Normal | 0% | 0 | 0 | 0 | [9 empty] | 0 | 0 |  |  |  | Residential_Manufactured Home Low Income_Existing_Secondary Heating_Fireplace_
Residential_Manufactured Home Low Income_Existing_Secondary Heating_Natural Gas_Fireplace_E7 | Residential | Manufactured Home Low Income | Existing | Secondary Heating | Natural Gas | Fireplace | E7 |  | 0% | 0% | 0% | 0 | 0 | 0 | 0 | 0 | 0 | 0 | 0 | 0% | 0 | 0 | 0% | Normal | 0% | 0 | 0 | 0 | [9 empty] | 0 | 0 |  |  |  | Residential_Manufactured Home Low Income_Existing_Secondary Heating_Fireplace_
Residential_Manufactured Home Low Income_Existing_Secondary Heating_Natural Gas_Fireplace_E8 | Residential | Manufactured Home Low Income | Existing | Secondary Heating | Natural Gas | Fireplace | E8 |  | 0% | 0% | 0% | 0 | 0 | 0 | 0 | 0 | 0 | 0 | 0 | 0% | 0 | 0 | 0% | Normal | 0% | 0 | 0 | 0 | [9 empty] | 0 | 0 |  |  |  | Residential_Manufactured Home Low Income_Existing_Secondary Heating_Fireplace_
Residential_Manufactured Home Low Income_Existing_Secondary Heating_Natural Gas_Fireplace_E9 | Residential | Manufactured Home Low Income | Existing | Secondary Heating | Natural Gas | Fireplace | E9 |  | 0% | 0% | 0% | 0 | 0 | 0 | 0 | 0 | 0 | 0 | 0 | 0% | 0 | 0 | 0% | Normal | 0% | 0 | 0 | 0 | [9 empty] | 0 | 0 |  |  |  | Residential_Manufactured Home Low Income_Existing_Secondary Heating_Fireplace_
Residential_Manufactured Home Low Income_Existing_Secondary Heating_Natural Gas_Fireplace_E10 | Residential | Manufactured Home Low Income | Existing | Secondary Heating | Natural Gas | Fireplace | E10 |  | 0% | 0% | 0% | 0 | 0 | 0 | 0 | 0 | 0 | 0 | 0 | 0% | 0 | 0 | 0% | Normal | 0% | 0 | 0 | 0 | [9 empty] | 0 | 0 |  |  |  | Residential_Manufactured Home Low Income_Existing_Secondary Heating_Fireplace_
Residential_Manufactured Home Low Income_Existing_Water Heating_Natural Gas_Water Heater (<= 55 gal)_E1 | Residential | Manufactured Home Low Income | Existing | Water Heating | Natural Gas | Water Heater (<= 55 gal) | E1 | UEF 0.58 (Standard) | 100% | 0% | 0% | 539.7178 | 588.5979 | 0 | 0 | 10 | 16 | 2019 | 2051 | 100% | 0 | 0 | 0% | Normal | 0% | 154.4784 | 0 | 0 | unit | 1 | 0 | 1 | 167.8101 | 530 | 578 | 0 | 0 | 2020 | 1.0183 | RTF WkBk - ResGasWH_v2_0 | RTF WkBk - ResGasWH_v2_0 | AEG BEST / Market Profile Calculations | Residential_Manufactured Home Low Income_Existing_Water Heating_Water Heater (<= 55 gal)_UEF 0.58 (Standard)
Residential_Manufactured Home Low Income_Existing_Water Heating_Natural Gas_Water Heater (<= 55 gal)_E2 | Residential | Manufactured Home Low Income | Existing | Water Heating | Natural Gas | Water Heater (<= 55 gal) | E2 | UEF 0.64 (ENERGY STAR 4.0) | 90.62% | 0% | 0% | 684.3215 | 588.5979 | 0 | 0 | 10 | 16 | 2019 | 2051 | 100% | 0 | 0 | 0% | Normal | 0% | 139.996 | 0 | 0 | unit | 1 | 0 | 1 | 152.0779 | 672 | 578 | 0 | 0 | 2020 | 1.0183 | RTF WkBk - ResGasWH_v2_0 | RTF WkBk - ResGasWH_v2_0 | AEG BEST / Market Profile Calculations | Residential_Manufactured Home Low Income_Existing_Water Heating_Water Heater (<= 55 gal)_UEF 0.64 (ENERGY STAR 4.0)
Residential_Manufactured Home Low Income_Existing_Water Heating_Natural Gas_Water Heater (<= 55 gal)_E3 | Residential | Manufactured Home Low Income | Existing | Water Heating | Natural Gas | Water Heater (<= 55 gal) | E3 | UEF 0.81 (ENERGY STAR 5.0) | 71.6% | 0% | 0% | 2276.9982 | 1315.6895 | 0 | 0 | 10 | 16 | 2019 | 2051 | 100% | 0 | 0 | 0% | Normal | 0% | 110.6142 | 0 | 0 | unit | 1 | 0 | 1 | 120.1604 | 2236 | 1292 | 0 | 0 | 2020 | 1.0183 | RTF WkBk - ResGasWH_v2_0 | RTF WkBk - ResGasWH_v2_0 | AEG BEST / Market Profile Calculations | Residential_Manufactured Home Low Income_Existing_Water Heating_Water Heater (<= 55 gal)_UEF 0.81 (ENERGY STAR 5.0)
Residential_Manufactured Home Low Income_Existing_Water Heating_Natural Gas_Water Heater (<= 55 gal)_E4 | Residential | Manufactured Home Low Income | Existing | Water Heating | Natural Gas | Water Heater (<= 55 gal) | E4 | UEF 0.87 (Instantaneous, ENERGY STAR 4.0) | 66.67% | 0% | 0% | 874.7842 | 1427.8716 | 0 | 0 | 15 | 25 | 2019 | 2051 | 100% | 0 | 0 | 0% | Normal | 0% | 102.9856 | 0 | 0 | unit | 1 | 0 | 1 | 111.8734 | 859.0334 | 1402.1622 | 0 | 0 | 2020 | 1.0183 | RTF WkBk - ResGasWH_v2_0 | RTF WkBk - ResGasWH_v2_0 - AEG Adjusted | AEG BEST / Market Profile Calculations | Residential_Manufactured Home Low Income_Existing_Water Heating_Water Heater (<= 55 gal)_UEF 0.87 (Instantaneous, ENERGY STAR 4.0)
Residential_Manufactured Home Low Income_Existing_Water Heating_Natural Gas_Water Heater (<= 55 gal)_E5 | Residential | Manufactured Home Low Income | Existing | Water Heating | Natural Gas | Water Heater (<= 55 gal) | E5 | UEF 0.95 (Instantaneous, ENERGY STAR 5.0) | 63.74% | 0% | 0% | 1183.5883 | 1427.8716 | 0 | 0 | 15 | 25 | 2019 | 2051 | 100% | 0 | 0 | 0% | Normal | 0% | 98.4588 | 0 | 0 | unit | 1 | 0 | 1 | 106.9559 | 1162.2773 | 1402.1622 | 0 | 0 | 2020 | 1.0183 | RTF WkBk - ResGasWH_v2_0 | RTF WkBk - ResGasWH_v2_0 - AEG Adjusted | AEG BEST / Market Profile Calculations | Residential_Manufactured Home Low Income_Existing_Water Heating_Water Heater (<= 55 gal)_UEF 0.95 (Instantaneous, ENERGY STAR 5.0)
Residential_Manufactured Home Low Income_Existing_Water Heating_Natural Gas_Water Heater (<= 55 gal)_E6 | Residential | Manufactured Home Low Income | Existing | Water Heating | Natural Gas | Water Heater (<= 55 gal) | E6 | UEF 1.0+ (Gas-Fired HPWH) | 54.72% | 0% | 0% | 2627.2224 | 2573.2687 | 0 | 0 | 10 | 16 | 2019 | 2051 | 100% | 0 | 0 | 0% | Normal | 0% | 84.5259 | 0 | 0 | unit | 1 | 0 | 1 | 91.8206 | 2471.2858 | 2420.5345 | 0 | 0 | 2017 | 1.0631 | RTF WkBk - ResGasWH_v2_0 | Modified EIA 2018 Tech Forecast and Regional Technical Forum | AEG BEST / Market Profile Calculations | Residential_Manufactured Home Low Income_Existing_Water Heating_Water Heater (<= 55 gal)_UEF 1.0+ (Gas-Fired HPWH)
Residential_Manufactured Home Low Income_Existing_Water Heating_Natural Gas_Water Heater (<= 55 gal)_E7 | Residential | Manufactured Home Low Income | Existing | Water Heating | Natural Gas | Water Heater (<= 55 gal) | E7 | NEEA Gas-Fired Absorption HPWH (COP 1.3) | 44.62% | 0% | 0% | 5425.462 | 735.0259 | 0 | 0 | 6 | 20 | 2023 | 2051 | 100% | 0 | 0 | 0% | Normal | 0% | 68.9211 | 0 | 0 | unit | 1 | 0 | 1 | 74.8691 | 5166.9245 | 700 | 0 | 0 | 2018 | 1.05 | EIA 2018 Tech Forecast | Modified EIA 2018 Tech Forecast | IL TRM - 5.4.2 - RS-HWE-GWHT-V09-210101 | Residential_Manufactured Home Low Income_Existing_Water Heating_Water Heater (<= 55 gal)_NEEA Gas-Fired Absorption HPWH (COP 1.3)
Residential_Manufactured Home Low Income_Existing_Water Heating_Natural Gas_Water Heater (<= 55 gal)_E8 | Residential | Manufactured Home Low Income | Existing | Water Heating | Natural Gas | Water Heater (<= 55 gal) | E8 |  | 0% | 0% | 0% | 0 | 0 | 0 | 0 | 0 | 0 | 0 | 0 | 0% | 0 | 0 | 0% | Normal | 0% | 0 | 0 | 0 | [9 empty] | 0 | 0 |  |  |  | Residential_Manufactured Home Low Income_Existing_Water Heating_Water Heater (<= 55 gal)_
Residential_Manufactured Home Low Income_Existing_Water Heating_Natural Gas_Water Heater (<= 55 gal)_E9 | Residential | Manufactured Home Low Income | Existing | Water Heating | Natural Gas | Water Heater (<= 55 gal) | E9 |  | 0% | 0% | 0% | 0 | 0 | 0 | 0 | 0 | 0 | 0 | 0 | 0% | 0 | 0 | 0% | Normal | 0% | 0 | 0 | 0 | [9 empty] | 0 | 0 |  |  |  | Residential_Manufactured Home Low Income_Existing_Water Heating_Water Heater (<= 55 gal)_
Residential_Manufactured Home Low Income_Existing_Water Heating_Natural Gas_Water Heater (<= 55 gal)_E10 | Residential | Manufactured Home Low Income | Existing | Water Heating | Natural Gas | Water Heater (<= 55 gal) | E10 |  | 0% | 0% | 0% | 0 | 0 | 0 | 0 | 0 | 0 | 0 | 0 | 0% | 0 | 0 | 0% | Normal | 0% | 0 | 0 | 0 | [9 empty] | 0 | 0 |  |  |  | Residential_Manufactured Home Low Income_Existing_Water Heating_Water Heater (<= 55 gal)_
Residential_Manufactured Home Low Income_Existing_Water Heating_Natural Gas_Water Heater (> 55 gal)_E1 | Residential | Manufactured Home Low Income | Existing | Water Heating | Natural Gas | Water Heater (> 55 gal) | E1 | UEF 0.76 (Standard) | 100% | 0% | 0% | 620.6755 | 676.8876 | 0 | 0 | 10 | 16 | 2019 | 2051 | 100% | 0 | 0 | 0% | Normal | 0% | 154.4784 | 0 | 0 | unit | 1 | 0 | 1 | 128.0656 | 609.5 | 664.7 | 0 | 0 | 2020 | 1.0183 | Same as small WH | Scaled from small WH | AEG BEST / Market Profile Calculations | Residential_Manufactured Home Low Income_Existing_Water Heating_Water Heater (> 55 gal)_UEF 0.76 (Standard)
Residential_Manufactured Home Low Income_Existing_Water Heating_Natural Gas_Water Heater (> 55 gal)_E2 | Residential | Manufactured Home Low Income | Existing | Water Heating | Natural Gas | Water Heater (> 55 gal) | E2 | UEF 0.78 (ENERGY STAR 4.0) | 97.44% | 0% | 0% | 786.9697 | 676.8876 | 0 | 0 | 10 | 16 | 2019 | 2051 | 100% | 0 | 0 | 0% | Normal | 0% | 150.5174 | 0 | 0 | unit | 1 | 0 | 1 | 124.7819 | 772.8 | 664.7 | 0 | 0 | 2020 | 1.0183 | Same as small WH | Scaled from small WH | AEG BEST / Market Profile Calculations | Residential_Manufactured Home Low Income_Existing_Water Heating_Water Heater (> 55 gal)_UEF 0.78 (ENERGY STAR 4.0)
Residential_Manufactured Home Low Income_Existing_Water Heating_Natural Gas_Water Heater (> 55 gal)_E3 | Residential | Manufactured Home Low Income | Existing | Water Heating | Natural Gas | Water Heater (> 55 gal) | E3 | UEF 0.86 (ENERGY STAR 5.0) | 93.83% | 0% | 0% | 2618.548 | 1513.0429 | 0 | 0 | 10 | 16 | 2019 | 2051 | 100% | 0 | 0 | 0% | Normal | 0% | 144.9427 | 0 | 0 | unit | 1 | 0 | 1 | 120.1604 | 2571.4 | 1485.8 | 0 | 0 | 2020 | 1.0183 | Same as small WH | Scaled from small WH | AEG BEST / Market Profile Calculations | Residential_Manufactured Home Low Income_Existing_Water Heating_Water Heater (> 55 gal)_UEF 0.86 (ENERGY STAR 5.0)
Residential_Manufactured Home Low Income_Existing_Water Heating_Natural Gas_Water Heater (> 55 gal)_E4 | Residential | Manufactured Home Low Income | Existing | Water Heating | Natural Gas | Water Heater (> 55 gal) | E4 | UEF 0.87 (Instantaneous, ENERGY STAR 4.0) | 87.36% | 0% | 0% | 1006.0018 | 1642.0523 | 0 | 0 | 15 | 25 | 2019 | 2051 | 100% | 0 | 0 | 0% | Normal | 0% | 134.9466 | 0 | 0 | unit | 1 | 0 | 1 | 111.8734 | 987.8884 | 1612.4865 | 0 | 0 | 2020 | 1.0183 | Same as small WH | Scaled from small WH | AEG BEST / Market Profile Calculations | Residential_Manufactured Home Low Income_Existing_Water Heating_Water Heater (> 55 gal)_UEF 0.87 (Instantaneous, ENERGY STAR 4.0)
Residential_Manufactured Home Low Income_Existing_Water Heating_Natural Gas_Water Heater (> 55 gal)_E5 | Residential | Manufactured Home Low Income | Existing | Water Heating | Natural Gas | Water Heater (> 55 gal) | E5 | UEF 0.95 (Instantaneous, ENERGY STAR 5.0) | 83.52% | 0% | 0% | 1361.1265 | 1642.0523 | 0 | 0 | 15 | 25 | 2019 | 2051 | 100% | 0 | 0 | 0% | Normal | 0% | 129.0149 | 0 | 0 | unit | 1 | 0 | 1 | 106.9559 | 1336.6189 | 1612.4865 | 0 | 0 | 2020 | 1.0183 | Same as small WH | Scaled from small WH | AEG BEST / Market Profile Calculations | Residential_Manufactured Home Low Income_Existing_Water Heating_Water Heater (> 55 gal)_UEF 0.95 (Instantaneous, ENERGY STAR 5.0)
Residential_Manufactured Home Low Income_Existing_Water Heating_Natural Gas_Water Heater (> 55 gal)_E6 | Residential | Manufactured Home Low Income | Existing | Water Heating | Natural Gas | Water Heater (> 55 gal) | E6 | UEF 1.0+ (Gas-Fired HPWH) | 71.7% | 0% | 0% | 3021.3057 | 2959.259 | 0 | 0 | 10 | 16 | 2019 | 2051 | 100% | 0 | 0 | 0% | Normal | 0% | 110.7581 | 0 | 0 | unit | 1 | 0 | 1 | 91.8206 | 2841.9786 | 2783.6147 | 0 | 0 | 2017 | 1.0631 | Same as small WH | Scaled from small WH | AEG BEST / Market Profile Calculations | Residential_Manufactured Home Low Income_Existing_Water Heating_Water Heater (> 55 gal)_UEF 1.0+ (Gas-Fired HPWH)
Residential_Manufactured Home Low Income_Existing_Water Heating_Natural Gas_Water Heater (> 55 gal)_E7 | Residential | Manufactured Home Low Income | Existing | Water Heating | Natural Gas | Water Heater (> 55 gal) | E7 | NEEA Gas-Fired Absorption HPWH (COP 1.3) | 58.46% | 0% | 0% | 6239.2813 | 845.2798 | 0 | 0 | 6 | 20 | 2024 | 2051 | 100% | 0 | 0 | 0% | Normal | 0% | 90.3104 | 0 | 0 | unit | 1 | 0 | 1 | 74.8691 | 5941.9632 | 805 | 0 | 0 | 2018 | 1.05 | Scaled from small | Scaled from small | IL TRM - 5.4.2 - RS-HWE-GWHT-V09-210101 | Residential_Manufactured Home Low Income_Existing_Water Heating_Water Heater (> 55 gal)_NEEA Gas-Fired Absorption HPWH (COP 1.3)
Residential_Manufactured Home Low Income_Existing_Water Heating_Natural Gas_Water Heater (> 55 gal)_E8 | Residential | Manufactured Home Low Income | Existing | Water Heating | Natural Gas | Water Heater (> 55 gal) | E8 |  | 0% | 0% | 0% | 0 | 0 | 0 | 0 | 0 | 0 | 0 | 0 | 0% | 0 | 0 | 0% | Normal | 0% | 0 | 0 | 0 | [9 empty] | 0 | 0 |  |  |  | Residential_Manufactured Home Low Income_Existing_Water Heating_Water Heater (> 55 gal)_
Residential_Manufactured Home Low Income_Existing_Water Heating_Natural Gas_Water Heater (> 55 gal)_E9 | Residential | Manufactured Home Low Income | Existing | Water Heating | Natural Gas | Water Heater (> 55 gal) | E9 |  | 0% | 0% | 0% | 0 | 0 | 0 | 0 | 0 | 0 | 0 | 0 | 0% | 0 | 0 | 0% | Normal | 0% | 0 | 0 | 0 | [9 empty] | 0 | 0 |  |  |  | Residential_Manufactured Home Low Income_Existing_Water Heating_Water Heater (> 55 gal)_
Residential_Manufactured Home Low Income_Existing_Water Heating_Natural Gas_Water Heater (> 55 gal)_E10 | Residential | Manufactured Home Low Income | Existing | Water Heating | Natural Gas | Water Heater (> 55 gal) | E10 |  | 0% | 0% | 0% | 0 | 0 | 0 | 0 | 0 | 0 | 0 | 0 | 0% | 0 | 0 | 0% | Normal | 0% | 0 | 0 | 0 | [9 empty] | 0 | 0 |  |  |  | Residential_Manufactured Home Low Income_Existing_Water Heating_Water Heater (> 55 gal)_
Residential_Manufactured Home Low Income_Existing_Appliances_Natural Gas_Clothes Dryer_E1 | Residential | Manufactured Home Low Income | Existing | Appliances | Natural Gas | Clothes Dryer | E1 | Standard | 100% | 0% | 0% | 525.0185 | 168.0059 | 0 | 0 | 9 | 15 | 2019 | 2051 | 100% | 0 | 0 | 0% | Normal | 0% | 14.766 | 0 | 0 | units | 1 | 0 | 1 | 29.1837 | 500 | 160 | 0 | 0 | 2018 | 1.05 | RTF Workbook - ResClothesDryers_v4.1 | EIA 2018 Tech Forecast | RTF Workbook - ResClothesDryers_v4.1 | Residential_Manufactured Home Low Income_Existing_Appliances_Clothes Dryer_Standard
Residential_Manufactured Home Low Income_Existing_Appliances_Natural Gas_Clothes Dryer_E2 | Residential | Manufactured Home Low Income | Existing | Appliances | Natural Gas | Clothes Dryer | E2 | NEEA/ENERGY STAR (CE >60%) | 94.43% | 0% | 0% | 574.0737 | 170.0959 | 0 | 0 | 9 | 15 | 2019 | 2051 | 100% | 0 | 0 | 0% | Normal | 0% | 13.9432 | 0 | 0 | units | 1 | 0 | 1 | 27.5575 | 540 | 160 | 0 | 0 | 2017 | 1.0631 | RTF Workbook - ResClothesDryers_v4.1 | RTF Workbook - ResClothesDryers_v4.1 | RTF Workbook - ResClothesDryers_v4.1 | Residential_Manufactured Home Low Income_Existing_Appliances_Clothes Dryer_NEEA/ENERGY STAR (CE >60%)
Residential_Manufactured Home Low Income_Existing_Appliances_Natural Gas_Clothes Dryer_E3 | Residential | Manufactured Home Low Income | Existing | Appliances | Natural Gas | Clothes Dryer | E3 |  | 0% | 0% | 0% | 0 | 0 | 0 | 0 | 0 | 0 | 0 | 0 | 0% | 0 | 0 | 0% | Normal | 0% | 0 | 0 | 0 | [9 empty] | 0 | 0 |  |  |  | Residential_Manufactured Home Low Income_Existing_Appliances_Clothes Dryer_
Residential_Manufactured Home Low Income_Existing_Appliances_Natural Gas_Clothes Dryer_E4 | Residential | Manufactured Home Low Income | Existing | Appliances | Natural Gas | Clothes Dryer | E4 |  | 0% | 0% | 0% | 0 | 0 | 0 | 0 | 0 | 0 | 0 | 0 | 0% | 0 | 0 | 0% | Normal | 0% | 0 | 0 | 0 | [9 empty] | 0 | 0 |  |  |  | Residential_Manufactured Home Low Income_Existing_Appliances_Clothes Dryer_
Residential_Manufactured Home Low Income_Existing_Appliances_Natural Gas_Clothes Dryer_E5 | Residential | Manufactured Home Low Income | Existing | Appliances | Natural Gas | Clothes Dryer | E5 |  | 0% | 0% | 0% | 0 | 0 | 0 | 0 | 0 | 0 | 0 | 0 | 0% | 0 | 0 | 0% | Normal | 0% | 0 | 0 | 0 | [9 empty] | 0 | 0 |  |  |  | Residential_Manufactured Home Low Income_Existing_Appliances_Clothes Dryer_
Residential_Manufactured Home Low Income_Existing_Appliances_Natural Gas_Clothes Dryer_E6 | Residential | Manufactured Home Low Income | Existing | Appliances | Natural Gas | Clothes Dryer | E6 |  | 0% | 0% | 0% | 0 | 0 | 0 | 0 | 0 | 0 | 0 | 0 | 0% | 0 | 0 | 0% | Normal | 0% | 0 | 0 | 0 | [9 empty] | 0 | 0 |  |  |  | Residential_Manufactured Home Low Income_Existing_Appliances_Clothes Dryer_
Residential_Manufactured Home Low Income_Existing_Appliances_Natural Gas_Clothes Dryer_E7 | Residential | Manufactured Home Low Income | Existing | Appliances | Natural Gas | Clothes Dryer | E7 |  | 0% | 0% | 0% | 0 | 0 | 0 | 0 | 0 | 0 | 0 | 0 | 0% | 0 | 0 | 0% | Normal | 0% | 0 | 0 | 0 | [9 empty] | 0 | 0 |  |  |  | Residential_Manufactured Home Low Income_Existing_Appliances_Clothes Dryer_
Residential_Manufactured Home Low Income_Existing_Appliances_Natural Gas_Clothes Dryer_E8 | Residential | Manufactured Home Low Income | Existing | Appliances | Natural Gas | Clothes Dryer | E8 |  | 0% | 0% | 0% | 0 | 0 | 0 | 0 | 0 | 0 | 0 | 0 | 0% | 0 | 0 | 0% | Normal | 0% | 0 | 0 | 0 | [9 empty] | 0 | 0 |  |  |  | Residential_Manufactured Home Low Income_Existing_Appliances_Clothes Dryer_
Residential_Manufactured Home Low Income_Existing_Appliances_Natural Gas_Clothes Dryer_E9 | Residential | Manufactured Home Low Income | Existing | Appliances | Natural Gas | Clothes Dryer | E9 |  | 0% | 0% | 0% | 0 | 0 | 0 | 0 | 0 | 0 | 0 | 0 | 0% | 0 | 0 | 0% | Normal | 0% | 0 | 0 | 0 | [9 empty] | 0 | 0 |  |  |  | Residential_Manufactured Home Low Income_Existing_Appliances_Clothes Dryer_
Residential_Manufactured Home Low Income_Existing_Appliances_Natural Gas_Clothes Dryer_E10 | Residential | Manufactured Home Low Income | Existing | Appliances | Natural Gas | Clothes Dryer | E10 |  | 0% | 0% | 0% | 0 | 0 | 0 | 0 | 0 | 0 | 0 | 0 | 0% | 0 | 0 | 0% | Normal | 0% | 0 | 0 | 0 | [9 empty] | 0 | 0 |  |  |  | Residential_Manufactured Home Low Income_Existing_Appliances_Clothes Dryer_
Residential_Manufactured Home Low Income_Existing_Appliances_Natural Gas_Stove/Oven_E1 | Residential | Manufactured Home Low Income | Existing | Appliances | Natural Gas | Stove/Oven | E1 | EF 0.399 | 100% | 0% | 0% | 861.0304 | 115.5041 | 0 | 0 | 9 | 15 | 2019 | 2051 | 100% | 0 | 0 | 0% | Normal | 0% | 14.1691 | 0 | 0 | units | 1 | 0 | 1 | 31.82 | 820 | 110 | 0 | 0 | 2018 | 1.05 | EIA 2018 Appendix A | EIA 2018 Appendix A | EIA 2018 Appendix A | Residential_Manufactured Home Low Income_Existing_Appliances_Stove/Oven_EF 0.399
Residential_Manufactured Home Low Income_Existing_Appliances_Natural Gas_Stove/Oven_E2 | Residential | Manufactured Home Low Income | Existing | Appliances | Natural Gas | Stove/Oven | E2 | High Efficiency (730 + 1660 IAEC) | 75.11% | 0% | 0% | 913.5322 | 115.5041 | 0 | 0 | 9 | 15 | 2019 | 2051 | 100% | 0 | 0 | 0% | Normal | 0% | 10.6424 | 0 | 0 | units | 1 | 0 | 1 | 23.9 | 870 | 110 | 0 | 0 | 2018 | 1.05 | EIA 2018 Appendix A | EIA 2018 Appendix A | EIA 2018 Appendix A | Residential_Manufactured Home Low Income_Existing_Appliances_Stove/Oven_High Efficiency (730 + 1660 IAEC)
Residential_Manufactured Home Low Income_Existing_Appliances_Natural Gas_Stove/Oven_E3 | Residential | Manufactured Home Low Income | Existing | Appliances | Natural Gas | Stove/Oven | E3 |  | 0% | 0% | 0% | 0 | 0 | 0 | 0 | 0 | 0 | 0 | 0 | 0% | 0 | 0 | 0% | Normal | 0% | 0 | 0 | 0 | [9 empty] | 0 | 0 |  |  |  | Residential_Manufactured Home Low Income_Existing_Appliances_Stove/Oven_
Residential_Manufactured Home Low Income_Existing_Appliances_Natural Gas_Stove/Oven_E4 | Residential | Manufactured Home Low Income | Existing | Appliances | Natural Gas | Stove/Oven | E4 |  | 0% | 0% | 0% | 0 | 0 | 0 | 0 | 0 | 0 | 0 | 0 | 0% | 0 | 0 | 0% | Normal | 0% | 0 | 0 | 0 | [9 empty] | 0 | 0 |  |  |  | Residential_Manufactured Home Low Income_Existing_Appliances_Stove/Oven_
Residential_Manufactured Home Low Income_Existing_Appliances_Natural Gas_Stove/Oven_E5 | Residential | Manufactured Home Low Income | Existing | Appliances | Natural Gas | Stove/Oven | E5 |  | 0% | 0% | 0% | 0 | 0 | 0 | 0 | 0 | 0 | 0 | 0 | 0% | 0 | 0 | 0% | Normal | 0% | 0 | 0 | 0 | [9 empty] | 0 | 0 |  |  |  | Residential_Manufactured Home Low Income_Existing_Appliances_Stove/Oven_
Residential_Manufactured Home Low Income_Existing_Appliances_Natural Gas_Stove/Oven_E6 | Residential | Manufactured Home Low Income | Existing | Appliances | Natural Gas | Stove/Oven | E6 |  | 0% | 0% | 0% | 0 | 0 | 0 | 0 | 0 | 0 | 0 | 0 | 0% | 0 | 0 | 0% | Normal | 0% | 0 | 0 | 0 | [9 empty] | 0 | 0 |  |  |  | Residential_Manufactured Home Low Income_Existing_Appliances_Stove/Oven_
Residential_Manufactured Home Low Income_Existing_Appliances_Natural Gas_Stove/Oven_E7 | Residential | Manufactured Home Low Income | Existing | Appliances | Natural Gas | Stove/Oven | E7 |  | 0% | 0% | 0% | 0 | 0 | 0 | 0 | 0 | 0 | 0 | 0 | 0% | 0 | 0 | 0% | Normal | 0% | 0 | 0 | 0 | [9 empty] | 0 | 0 |  |  |  | Residential_Manufactured Home Low Income_Existing_Appliances_Stove/Oven_
Residential_Manufactured Home Low Income_Existing_Appliances_Natural Gas_Stove/Oven_E8 | Residential | Manufactured Home Low Income | Existing | Appliances | Natural Gas | Stove/Oven | E8 |  | 0% | 0% | 0% | 0 | 0 | 0 | 0 | 0 | 0 | 0 | 0 | 0% | 0 | 0 | 0% | Normal | 0% | 0 | 0 | 0 | [9 empty] | 0 | 0 |  |  |  | Residential_Manufactured Home Low Income_Existing_Appliances_Stove/Oven_
Residential_Manufactured Home Low Income_Existing_Appliances_Natural Gas_Stove/Oven_E9 | Residential | Manufactured Home Low Income | Existing | Appliances | Natural Gas | Stove/Oven | E9 |  | 0% | 0% | 0% | 0 | 0 | 0 | 0 | 0 | 0 | 0 | 0 | 0% | 0 | 0 | 0% | Normal | 0% | 0 | 0 | 0 | [9 empty] | 0 | 0 |  |  |  | Residential_Manufactured Home Low Income_Existing_Appliances_Stove/Oven_
Residential_Manufactured Home Low Income_Existing_Appliances_Natural Gas_Stove/Oven_E10 | Residential | Manufactured Home Low Income | Existing | Appliances | Natural Gas | Stove/Oven | E10 |  | 0% | 0% | 0% | 0 | 0 | 0 | 0 | 0 | 0 | 0 | 0 | 0% | 0 | 0 | 0% | Normal | 0% | 0 | 0 | 0 | [9 empty] | 0 | 0 |  |  |  | Residential_Manufactured Home Low Income_Existing_Appliances_Stove/Oven_
Residential_Manufactured Home Low Income_Existing_Miscellaneous_Natural Gas_Pool Heater_E1 | Residential | Manufactured Home Low Income | Existing | Miscellaneous | Natural Gas | Pool Heater | E1 | Standard (EF 0.82) | 100% | 0% | 0% | 2127.3029 | 814.6684 | 0 | 0 | 8 | 12 | 2019 | 2051 | 100% | 0 | 0 | 0% | Normal | 0% | 135.6222 | 0 | 0 | units | 1 | 0 | 1 | 1004 | 2089 | 800 | 0 | 0 | 2020 | 1.0183 | CA eTRM - Pool Heater, Residential | CA eTRM - Pool Heater, Residential | CA eTRM - Pool Heater, Residential | Residential_Manufactured Home Low Income_Existing_Miscellaneous_Pool Heater_Standard (EF 0.82)
Residential_Manufactured Home Low Income_Existing_Miscellaneous_Natural Gas_Pool Heater_E2 | Residential | Manufactured Home Low Income | Existing | Miscellaneous | Natural Gas | Pool Heater | E2 | High Efficiency (EF 0.84) | 96.41% | 0% | 0% | 2758.6709 | 814.6684 | 0 | 0 | 8 | 12 | 2019 | 2051 | 100% | 0 | 0 | 0% | Normal | 0% | 130.7593 | 0 | 0 | units | 1 | 0 | 1 | 968 | 2709 | 800 | 0 | 0 | 2020 | 1.0183 | CA eTRM - Pool Heater, Residential | CA eTRM - Pool Heater, Residential | CA eTRM - Pool Heater, Residential | Residential_Manufactured Home Low Income_Existing_Miscellaneous_Pool Heater_High Efficiency (EF 0.84)
Residential_Manufactured Home Low Income_Existing_Miscellaneous_Natural Gas_Pool Heater_E3 | Residential | Manufactured Home Low Income | Existing | Miscellaneous | Natural Gas | Pool Heater | E3 | Condensing (EF .94) | 85.46% | 0% | 0% | 5028.5408 | 916.502 | 0 | 0 | 8 | 12 | 2019 | 2051 | 100% | 0 | 0 | 0% | Normal | 0% | 115.9003 | 0 | 0 | units | 1 | 0 | 1 | 858 | 4938 | 900 | 0 | 0 | 2020 | 1.0183 | CA eTRM - Pool Heater, Residential | CA eTRM - Pool Heater, Residential | CA eTRM - Pool Heater, Residential | Residential_Manufactured Home Low Income_Existing_Miscellaneous_Pool Heater_Condensing (EF .94)
Residential_Manufactured Home Low Income_Existing_Miscellaneous_Natural Gas_Pool Heater_E4 | Residential | Manufactured Home Low Income | Existing | Miscellaneous | Natural Gas | Pool Heater | E4 | Condensing w/Imp. HX (EF 0.95) | 84.6% | 0% | 0% | 5082.0359 | 916.502 | 0 | 0 | 8 | 12 | 2019 | 2051 | 100% | 0 | 0 | 0% | Normal | 0% | 114.7413 | 0 | 0 | units | 1 | 0 | 1 | 849.42 | 4990.5319 | 900 | 0 | 0 | 2020 | 1.0183 | CA eTRM - Pool Heater, Residential | CA eTRM - Pool Heater, Residential | CA eTRM - Pool Heater, Residential | Residential_Manufactured Home Low Income_Existing_Miscellaneous_Pool Heater_Condensing w/Imp. HX (EF 0.95)
Residential_Manufactured Home Low Income_Existing_Miscellaneous_Natural Gas_Pool Heater_E5 | Residential | Manufactured Home Low Income | Existing | Miscellaneous | Natural Gas | Pool Heater | E5 |  | 0% | 0% | 0% | 0 | 0 | 0 | 0 | 0 | 0 | 0 | 0 | 0% | 0 | 0 | 0% | Normal | 0% | 0 | 0 | 0 | [9 empty] | 0 | 0 |  |  |  | Residential_Manufactured Home Low Income_Existing_Miscellaneous_Pool Heater_
Residential_Manufactured Home Low Income_Existing_Miscellaneous_Natural Gas_Pool Heater_E6 | Residential | Manufactured Home Low Income | Existing | Miscellaneous | Natural Gas | Pool Heater | E6 |  | 0% | 0% | 0% | 0 | 0 | 0 | 0 | 0 | 0 | 0 | 0 | 0% | 0 | 0 | 0% | Normal | 0% | 0 | 0 | 0 | [9 empty] | 0 | 0 |  |  |  | Residential_Manufactured Home Low Income_Existing_Miscellaneous_Pool Heater_
Residential_Manufactured Home Low Income_Existing_Miscellaneous_Natural Gas_Pool Heater_E7 | Residential | Manufactured Home Low Income | Existing | Miscellaneous | Natural Gas | Pool Heater | E7 |  | 0% | 0% | 0% | 0 | 0 | 0 | 0 | 0 | 0 | 0 | 0 | 0% | 0 | 0 | 0% | Normal | 0% | 0 | 0 | 0 | [9 empty] | 0 | 0 |  |  |  | Residential_Manufactured Home Low Income_Existing_Miscellaneous_Pool Heater_
Residential_Manufactured Home Low Income_Existing_Miscellaneous_Natural Gas_Pool Heater_E8 | Residential | Manufactured Home Low Income | Existing | Miscellaneous | Natural Gas | Pool Heater | E8 |  | 0% | 0% | 0% | 0 | 0 | 0 | 0 | 0 | 0 | 0 | 0 | 0% | 0 | 0 | 0% | Normal | 0% | 0 | 0 | 0 | [9 empty] | 0 | 0 |  |  |  | Residential_Manufactured Home Low Income_Existing_Miscellaneous_Pool Heater_
Residential_Manufactured Home Low Income_Existing_Miscellaneous_Natural Gas_Pool Heater_E9 | Residential | Manufactured Home Low Income | Existing | Miscellaneous | Natural Gas | Pool Heater | E9 |  | 0% | 0% | 0% | 0 | 0 | 0 | 0 | 0 | 0 | 0 | 0 | 0% | 0 | 0 | 0% | Normal | 0% | 0 | 0 | 0 | [9 empty] | 0 | 0 |  |  |  | Residential_Manufactured Home Low Income_Existing_Miscellaneous_Pool Heater_
Residential_Manufactured Home Low Income_Existing_Miscellaneous_Natural Gas_Pool Heater_E10 | Residential | Manufactured Home Low Income | Existing | Miscellaneous | Natural Gas | Pool Heater | E10 |  | 0% | 0% | 0% | 0 | 0 | 0 | 0 | 0 | 0 | 0 | 0 | 0% | 0 | 0 | 0% | Normal | 0% | 0 | 0 | 0 | [9 empty] | 0 | 0 |  |  |  | Residential_Manufactured Home Low Income_Existing_Miscellaneous_Pool Heater_
Residential_Manufactured Home Low Income_Existing_Miscellaneous_Natural Gas_Miscellaneous_E1 | Residential | Manufactured Home Low Income | Existing | Miscellaneous | Natural Gas | Miscellaneous | E1 | Default | 100% | 0% | 0% | 107.428 | 0 | 0 | 0 | 5 | 10 | 2019 | 2051 | 100% | 0 | 0 | 0% | Normal | 0% | 4.2421 | 0 | 0 | units | 1 | 0 | 1 | 100 | 100 | 0 | 0 | 0 | 2016 | 1.0743 | Default | Default | Default | Residential_Manufactured Home Low Income_Existing_Miscellaneous_Miscellaneous_Default
Residential_Manufactured Home Low Income_Existing_Miscellaneous_Natural Gas_Miscellaneous_E2 | Residential | Manufactured Home Low Income | Existing | Miscellaneous | Natural Gas | Miscellaneous | E2 |  | 0% | 0% | 0% | 0 | 0 | 0 | 0 | 0 | 0 | 0 | 0 | 0% | 0 | 0 | 0% | Normal | 0% | 0 | 0 | 0 | [9 empty] | 0 | 0 |  |  |  | Residential_Manufactured Home Low Income_Existing_Miscellaneous_Miscellaneous_
Residential_Manufactured Home Low Income_Existing_Miscellaneous_Natural Gas_Miscellaneous_E3 | Residential | Manufactured Home Low Income | Existing | Miscellaneous | Natural Gas | Miscellaneous | E3 |  | 0% | 0% | 0% | 0 | 0 | 0 | 0 | 0 | 0 | 0 | 0 | 0% | 0 | 0 | 0% | Normal | 0% | 0 | 0 | 0 | [9 empty] | 0 | 0 |  |  |  | Residential_Manufactured Home Low Income_Existing_Miscellaneous_Miscellaneous_
Residential_Manufactured Home Low Income_Existing_Miscellaneous_Natural Gas_Miscellaneous_E4 | Residential | Manufactured Home Low Income | Existing | Miscellaneous | Natural Gas | Miscellaneous | E4 |  | 0% | 0% | 0% | 0 | 0 | 0 | 0 | 0 | 0 | 0 | 0 | 0% | 0 | 0 | 0% | Normal | 0% | 0 | 0 | 0 | [9 empty] | 0 | 0 |  |  |  | Residential_Manufactured Home Low Income_Existing_Miscellaneous_Miscellaneous_
Residential_Manufactured Home Low Income_Existing_Miscellaneous_Natural Gas_Miscellaneous_E5 | Residential | Manufactured Home Low Income | Existing | Miscellaneous | Natural Gas | Miscellaneous | E5 |  | 0% | 0% | 0% | 0 | 0 | 0 | 0 | 0 | 0 | 0 | 0 | 0% | 0 | 0 | 0% | Normal | 0% | 0 | 0 | 0 | [9 empty] | 0 | 0 |  |  |  | Residential_Manufactured Home Low Income_Existing_Miscellaneous_Miscellaneous_
Residential_Manufactured Home Low Income_Existing_Miscellaneous_Natural Gas_Miscellaneous_E6 | Residential | Manufactured Home Low Income | Existing | Miscellaneous | Natural Gas | Miscellaneous | E6 |  | 0% | 0% | 0% | 0 | 0 | 0 | 0 | 0 | 0 | 0 | 0 | 0% | 0 | 0 | 0% | Normal | 0% | 0 | 0 | 0 | [9 empty] | 0 | 0 |  |  |  | Residential_Manufactured Home Low Income_Existing_Miscellaneous_Miscellaneous_
Residential_Manufactured Home Low Income_Existing_Miscellaneous_Natural Gas_Miscellaneous_E7 | Residential | Manufactured Home Low Income | Existing | Miscellaneous | Natural Gas | Miscellaneous | E7 |  | 0% | 0% | 0% | 0 | 0 | 0 | 0 | 0 | 0 | 0 | 0 | 0% | 0 | 0 | 0% | Normal | 0% | 0 | 0 | 0 | [9 empty] | 0 | 0 |  |  |  | Residential_Manufactured Home Low Income_Existing_Miscellaneous_Miscellaneous_
Residential_Manufactured Home Low Income_Existing_Miscellaneous_Natural Gas_Miscellaneous_E8 | Residential | Manufactured Home Low Income | Existing | Miscellaneous | Natural Gas | Miscellaneous | E8 |  | 0% | 0% | 0% | 0 | 0 | 0 | 0 | 0 | 0 | 0 | 0 | 0% | 0 | 0 | 0% | Normal | 0% | 0 | 0 | 0 | [9 empty] | 0 | 0 |  |  |  | Residential_Manufactured Home Low Income_Existing_Miscellaneous_Miscellaneous_
Residential_Manufactured Home Low Income_Existing_Miscellaneous_Natural Gas_Miscellaneous_E9 | Residential | Manufactured Home Low Income | Existing | Miscellaneous | Natural Gas | Miscellaneous | E9 |  | 0% | 0% | 0% | 0 | 0 | 0 | 0 | 0 | 0 | 0 | 0 | 0% | 0 | 0 | 0% | Normal | 0% | 0 | 0 | 0 | [9 empty] | 0 | 0 |  |  |  | Residential_Manufactured Home Low Income_Existing_Miscellaneous_Miscellaneous_
Residential_Manufactured Home Low Income_Existing_Miscellaneous_Natural Gas_Miscellaneous_E10 | Residential | Manufactured Home Low Income | Existing | Miscellaneous | Natural Gas | Miscellaneous | E10 |  | 0% | 0% | 0% | 0 | 0 | 0 | 0 | 0 | 0 | 0 | 0 | 0% | 0 | 0 | 0% | Normal | 0% | 0 | 0 | 0 | [9 empty] | 0 | 0 |  |  |  | Residential_Manufactured Home Low Income_Existing_Miscellaneous_Miscellaneous_
Residential_Manufactured Home Low Income_New_Space Heating_Natural Gas_Furnace_E1 | Residential | Manufactured Home Low Income | New | Space Heating | Natural Gas | Furnace | E1 | AFUE 80% | 100% | 0% | 0% | 2082.466 | 831.3984 | 87.4741 | 0 | 16 | 27 | 2019 | 2051 | 100% | 0 | 0 | 0% | Normal | 0% | 408.5603 | 0 | 0 | kBTU/hr | 80 | 0 | 60 | 363.6 | 2642.5376 | 1055 | 111 | 0 | 2015 | 1.0507 | RTF Wkbk - ResESGasFurnaces_v2_0 | RTF Wkbk - ResESGasFurnaces_v2_0 ¦ O&M from DOE TSD | AEG BEST | Residential_Manufactured Home Low Income_New_Space Heating_Furnace_AFUE 80%
Residential_Manufactured Home Low Income_New_Space Heating_Natural Gas_Furnace_E2 | Residential | Manufactured Home Low Income | New | Space Heating | Natural Gas | Furnace | E2 | AFUE 95% (ENERGY STAR 4.1) | 84.65% | 0% | 0% | 2644.7139 | 1079.6359 | 92.2025 | 0 | 16 | 27 | 2019 | 2051 | 100% | 0 | 0 | 0% | Normal | 0% | 345.8604 | 0 | 0 | kBTU/hr | 80 | 0 | 60 | 307.8 | 3356 | 1370 | 117 | 0 | 2015 | 1.0507 | RTF Wkbk - ResESGasFurnaces_v2_0 | RTF Wkbk - ResESGasFurnaces_v2_0 | AEG BEST | Residential_Manufactured Home Low Income_New_Space Heating_Furnace_AFUE 95% (ENERGY STAR 4.1)
Residential_Manufactured Home Low Income_New_Space Heating_Natural Gas_Furnace_E3 | Residential | Manufactured Home Low Income | New | Space Heating | Natural Gas | Furnace | E3 | AFUE 97% (CEE Tier 3) | 81.85% | 0% | 0% | 2873.9105 | 1079.6359 | 92.2025 | 0 | 16 | 27 | 2019 | 2051 | 100% | 0 | 0 | 0% | Normal | 0% | 334.3992 | 0 | 0 | kBTU/hr | 80 | 0 | 60 | 297.6 | 3646.8382 | 1370 | 117 | 0 | 2015 | 1.0507 | RTF Wkbk - ResESGasFurnaces_v2_0 | RTF Wkbk - ResESGasFurnaces_v2_0 | AEG BEST | Residential_Manufactured Home Low Income_New_Space Heating_Furnace_AFUE 97% (CEE Tier 3)
Residential_Manufactured Home Low Income_New_Space Heating_Natural Gas_Furnace_E4 | Residential | Manufactured Home Low Income | New | Space Heating | Natural Gas | Furnace | E4 | Convert to Gas-Fired ASHP | 66.67% | 0% | 0% | 11770.4803 | 2029.3932 | 129.3738 | 0 | 12 | 18 | 2019 | 2051 | 100% | 0 | 0 | 0% | Normal | 0% | 272.3735 | 0 | 0 | kBTU/hr | 80 | 0 | 60 | 242.4 | 15466.6667 | 2666.6667 | 170 | 0 | 2018 | 1.0147 | EIA 2018 Tech Forecast | EIA 2018 Tech Forecast | Algorithm calc | Residential_Manufactured Home Low Income_New_Space Heating_Furnace_Convert to Gas-Fired ASHP
Residential_Manufactured Home Low Income_New_Space Heating_Natural Gas_Furnace_E5 | Residential | Manufactured Home Low Income | New | Space Heating | Natural Gas | Furnace | E5 | ASHP with AFUE 80% Backup | 53.33% | 0% | 0% | 4950.1536 | 1854.0845 | 118.1979 | 0 | 14 | 22 | 2019 | 2051 | 100% | 0 | 0 | 0% | Normal | 0% | 217.8988 | 0 | 0 | kBTU/hr | 80 | 0 | 60 | 193.92 | 7119.6376 | 2666.6667 | 170 | 0 | 2023 | 0.92704 | RTF Wkbk - ResSF&MHExistingHVAC_v7_1 | RTF Wkbk - ResSF&MHExistingHVAC_v7_1 + RTF Wkbk - ResESGasFurnaces_v2_0 | Algorithm calc | Residential_Manufactured Home Low Income_New_Space Heating_Furnace_ASHP with AFUE 80% Backup
Residential_Manufactured Home Low Income_New_Space Heating_Natural Gas_Furnace_E6 | Residential | Manufactured Home Low Income | New | Space Heating | Natural Gas | Furnace | E6 | ASHP with AFUE 95% backup | 44.91% | 0% | 0% | 5446.2109 | 1854.0845 | 118.1979 | 0 | 14 | 22 | 2019 | 2051 | 100% | 0 | 0 | 0% | Normal | 0% | 183.4937 | 0 | 0 | kBTU/hr | 80 | 0 | 60 | 163.3011 | 7833.1 | 2666.6667 | 170 | 0 | 2023 | 0.92704 | RTF Wkbk - ResSF&MHExistingHVAC_v7_1 | RTF Wkbk - ResSF&MHExistingHVAC_v7_1 + RTF Wkbk - ResESGasFurnaces_v2_0 | Algorithm calc | Residential_Manufactured Home Low Income_New_Space Heating_Furnace_ASHP with AFUE 95% backup
Residential_Manufactured Home Low Income_New_Space Heating_Natural Gas_Furnace_E7 | Residential | Manufactured Home Low Income | New | Space Heating | Natural Gas | Furnace | E7 |  | 0% | 0% | 0% | 0 | 0 | 0 | 0 | 0 | 0 | 0 | 0 | 0% | 0 | 0 | 0% | Normal | 0% | 0 | 0 | 0 | [9 empty] | 0 | 0 |  |  |  | Residential_Manufactured Home Low Income_New_Space Heating_Furnace_
Residential_Manufactured Home Low Income_New_Space Heating_Natural Gas_Furnace_E8 | Residential | Manufactured Home Low Income | New | Space Heating | Natural Gas | Furnace | E8 |  | 0% | 0% | 0% | 0 | 0 | 0 | 0 | 0 | 0 | 0 | 0 | 0% | 0 | 0 | 0% | Normal | 0% | 0 | 0 | 0 | [9 empty] | 0 | 0 |  |  |  | Residential_Manufactured Home Low Income_New_Space Heating_Furnace_
Residential_Manufactured Home Low Income_New_Space Heating_Natural Gas_Furnace_E9 | Residential | Manufactured Home Low Income | New | Space Heating | Natural Gas | Furnace | E9 |  | 0% | 0% | 0% | 0 | 0 | 0 | 0 | 0 | 0 | 0 | 0 | 0% | 0 | 0 | 0% | Normal | 0% | 0 | 0 | 0 | [9 empty] | 0 | 0 |  |  |  | Residential_Manufactured Home Low Income_New_Space Heating_Furnace_
Residential_Manufactured Home Low Income_New_Space Heating_Natural Gas_Furnace_E10 | Residential | Manufactured Home Low Income | New | Space Heating | Natural Gas | Furnace | E10 |  | 0% | 0% | 0% | 0 | 0 | 0 | 0 | 0 | 0 | 0 | 0 | 0% | 0 | 0 | 0% | Normal | 0% | 0 | 0 | 0 | [9 empty] | 0 | 0 |  |  |  | Residential_Manufactured Home Low Income_New_Space Heating_Furnace_
Residential_Manufactured Home Low Income_New_Space Heating_Natural Gas_Boiler_E1 | Residential | Manufactured Home Low Income | New | Space Heating | Natural Gas | Boiler | E1 | AFUE 80% | 100% | 0% | 0% | 1188.6446 | 1188.6446 | 28.9913 | 0 | 20 | 30 | 2019 | 2020 | 100% | 0 | 0 | 0% | Normal | 0% | 267.8118 | 0 | 0 | kBTU/hr | 105 | 0 | 60 | 360.6 | 2050 | 2050 | 50 | 0 | 2018 | 1.0147 | EIA 2018 Tech Forecast | EIA 2018 Tech Forecast | BEST | Residential_Manufactured Home Low Income_New_Space Heating_Boiler_AFUE 80%
Residential_Manufactured Home Low Income_New_Space Heating_Natural Gas_Boiler_E2 | Residential | Manufactured Home Low Income | New | Space Heating | Natural Gas | Boiler | E2 | AFUE 82% | 97.84% | 0% | 0% | 1130.6619 | 1536.5405 | 52.1844 | 0 | 20 | 30 | 2019 | 2051 | 100% | 0 | 0 | 0% | Normal | 0% | 262.0189 | 0 | 0 | kBTU/hr | 105 | 0 | 60 | 352.8 | 1950 | 2650 | 90 | 0 | 2018 | 1.0147 | EIA 2018 Tech Forecast | EIA 2018 Tech Forecast | BEST | Residential_Manufactured Home Low Income_New_Space Heating_Boiler_AFUE 82%
Residential_Manufactured Home Low Income_New_Space Heating_Natural Gas_Boiler_E3 | Residential | Manufactured Home Low Income | New | Space Heating | Natural Gas | Boiler | E3 | AFUE 85% | 96.51% | 0% | 0% | 1505.9386 | 1642.8421 | 52.1844 | 0 | 20 | 30 | 2019 | 2051 | 100% | 0 | 0 | 0% | Normal | 0% | 258.454 | 0 | 0 | kBTU/hr | 105 | 0 | 60 | 348 | 2597.2222 | 2833.3333 | 90 | 0 | 2018 | 1.0147 | EIA 2018 Tech Forecast | EIA 2018 Tech Forecast | BEST | Residential_Manufactured Home Low Income_New_Space Heating_Boiler_AFUE 85%
Residential_Manufactured Home Low Income_New_Space Heating_Natural Gas_Boiler_E4 | Residential | Manufactured Home Low Income | New | Space Heating | Natural Gas | Boiler | E4 | AFUE 90% | 90.68% | 0% | 0% | 1594.5232 | 1739.4798 | 52.1844 | 0 | 20 | 30 | 2019 | 2051 | 100% | 0 | 0 | 0% | Normal | 0% | 242.8576 | 0 | 0 | kBTU/hr | 105 | 0 | 60 | 327 | 2750 | 3000 | 90 | 0 | 2018 | 1.0147 | EIA 2018 Tech Forecast | EIA 2018 Tech Forecast | BEST | Residential_Manufactured Home Low Income_New_Space Heating_Boiler_AFUE 90%
Residential_Manufactured Home Low Income_New_Space Heating_Natural Gas_Boiler_E5 | Residential | Manufactured Home Low Income | New | Space Heating | Natural Gas | Boiler | E5 | AFUE 95% | 84.36% | 0% | 0% | 2129.5178 | 1732.0079 | 52.1844 | 0 | 20 | 30 | 2019 | 2051 | 100% | 0 | 0 | 0% | Normal | 0% | 225.9245 | 0 | 0 | kBTU/hr | 105 | 0 | 60 | 304.2 | 3672.6804 | 2987.1134 | 90 | 0 | 2018 | 1.0147 | EIA 2018 Tech Forecast | EIA 2018 Tech Forecast | BEST | Residential_Manufactured Home Low Income_New_Space Heating_Boiler_AFUE 95%
Residential_Manufactured Home Low Income_New_Space Heating_Natural Gas_Boiler_E6 | Residential | Manufactured Home Low Income | New | Space Heating | Natural Gas | Boiler | E6 | Convert to Gas-Fired ASHP | 67.22% | 0% | 0% | 11770.4803 | 2029.3932 | 129.3738 | 0 | 12 | 18 | 2019 | 2051 | 100% | 0 | 0 | 0% | Normal | 0% | 180.0266 | 0 | 0 | kBTU/hr | 80 | 0 | 60 | 242.4 | 15466.6667 | 2666.6667 | 170 | 0 | 2018 | 1.0147 | EIA 2018 Tech Forecast | EIA 2018 Tech Forecast | AEG BEST | Residential_Manufactured Home Low Income_New_Space Heating_Boiler_Convert to Gas-Fired ASHP
Residential_Manufactured Home Low Income_New_Space Heating_Natural Gas_Boiler_E7 | Residential | Manufactured Home Low Income | New | Space Heating | Natural Gas | Boiler | E7 | ASHP with AFUE 80% Backup | 53.78% | 0% | 0% | 4950.1536 | 1854.0845 | 118.1979 | 0 | 14 | 22 | 2019 | 2051 | 100% | 0 | 0 | 0% | Normal | 0% | 144.0213 | 0 | 0 | kBTU/hr | 80 | 0 | 60 | 193.92 | 7119.6376 | 2666.6667 | 170 | 0 | 2023 | 0.92704 | RTF Wkbk - ResSF&MHExistingHVAC_v7_1 | RTF Wkbk - ResSF&MHExistingHVAC_v7_1 + RTF Wkbk - ResESGasFurnaces_v2_0 | Algorithm calc | Residential_Manufactured Home Low Income_New_Space Heating_Boiler_ASHP with AFUE 80% Backup
Residential_Manufactured Home Low Income_New_Space Heating_Natural Gas_Boiler_E8 | Residential | Manufactured Home Low Income | New | Space Heating | Natural Gas | Boiler | E8 | ASHP with AFUE 95% backup | 45.29% | 0% | 0% | 5446.2109 | 1854.0845 | 118.1979 | 0 | 14 | 22 | 2019 | 2051 | 100% | 0 | 0 | 0% | Normal | 0% | 121.2811 | 0 | 0 | kBTU/hr | 80 | 0 | 60 | 163.3011 | 7833.1 | 2666.6667 | 170 | 0 | 2023 | 0.92704 | RTF Wkbk - ResSF&MHExistingHVAC_v7_1 | RTF Wkbk - ResSF&MHExistingHVAC_v7_1 + RTF Wkbk - ResESGasFurnaces_v2_0 | Algorithm calc | Residential_Manufactured Home Low Income_New_Space Heating_Boiler_ASHP with AFUE 95% backup
Residential_Manufactured Home Low Income_New_Space Heating_Natural Gas_Boiler_E9 | Residential | Manufactured Home Low Income | New | Space Heating | Natural Gas | Boiler | E9 |  | 0% | 0% | 0% | 0 | 0 | 0 | 0 | 0 | 0 | 0 | 0 | 0% | 0 | 0 | 0% | Normal | 0% | 0 | 0 | 0 | [9 empty] | 0 | 0 |  |  |  | Residential_Manufactured Home Low Income_New_Space Heating_Boiler_
Residential_Manufactured Home Low Income_New_Space Heating_Natural Gas_Boiler_E10 | Residential | Manufactured Home Low Income | New | Space Heating | Natural Gas | Boiler | E10 |  | 0% | 0% | 0% | 0 | 0 | 0 | 0 | 0 | 0 | 0 | 0 | 0% | 0 | 0 | 0% | Normal | 0% | 0 | 0 | 0 | [9 empty] | 0 | 0 |  |  |  | Residential_Manufactured Home Low Income_New_Space Heating_Boiler_
Residential_Manufactured Home Low Income_New_Secondary Heating_Natural Gas_Fireplace_E1 | Residential | Manufactured Home Low Income | New | Secondary Heating | Natural Gas | Fireplace | E1 | Baseline (>50% FE) | 100% | 0% | 0% | 2567.1 | 1052 | 0 | 0 | 12 | 20 | 2019 | 2051 | 100% | 0 | 0 | 0% | Normal | 0% | 88.7111 | 0 | 0 | unit | 1 | 0 | 1 | 287.4458 | 2567.1 | 1052 | 0 | 0 | 2021 | 1 | RTF Wkbk - ResGasFireplaces_v1_0 | CA eTRM - Gas Fireplace, Residential - SWHC047-03 | AEG BEST / Market Profile | Residential_Manufactured Home Low Income_New_Secondary Heating_Fireplace_Baseline (>50% FE)
Residential_Manufactured Home Low Income_New_Secondary Heating_Natural Gas_Fireplace_E2 | Residential | Manufactured Home Low Income | New | Secondary Heating | Natural Gas | Fireplace | E2 | Tier 1 (70% FE) | 83.16% | 0% | 0% | 2896.46 | 1052 | -0.42837 | 0 | 12 | 20 | 2019 | 2051 | 100% | 0 | 0 | 0% | Normal | 0% | 73.7709 | 0 | 0 | unit | 1 | 0 | 1 | 239.0358 | 2896.46 | 1052 | -0.42837 | 0 | 2021 | 1 | RTF Wkbk - ResGasFireplaces_v1_0 | CA eTRM - Gas Fireplace, Residential - SWHC047-03 | AEG BEST / Market Profile | Residential_Manufactured Home Low Income_New_Secondary Heating_Fireplace_Tier 1 (70% FE)
Residential_Manufactured Home Low Income_New_Secondary Heating_Natural Gas_Fireplace_E3 | Residential | Manufactured Home Low Income | New | Secondary Heating | Natural Gas | Fireplace | E3 | Tier 2 (>75% FE) | 79.34% | 0% | 0% | 2972.5 | 1052 | -0.42837 | 0 | 12 | 20 | 2019 | 2051 | 100% | 0 | 0 | 0% | Normal | 0% | 70.3823 | 0 | 0 | unit | 1 | 0 | 1 | 228.0558 | 2972.5 | 1052 | -0.42837 | 0 | 2021 | 1 | RTF Wkbk - ResGasFireplaces_v1_0 | CA eTRM - Gas Fireplace, Residential - SWHC047-03 | AEG BEST / Market Profile | Residential_Manufactured Home Low Income_New_Secondary Heating_Fireplace_Tier 2 (>75% FE)
Residential_Manufactured Home Low Income_New_Secondary Heating_Natural Gas_Fireplace_E4 | Residential | Manufactured Home Low Income | New | Secondary Heating | Natural Gas | Fireplace | E4 |  | 0% | 0% | 0% | 0 | 0 | 0 | 0 | 0 | 0 | 0 | 0 | 0% | 0 | 0 | 0% | Normal | 0% | 0 | 0 | 0 | [9 empty] | 0 | 0 |  |  |  | Residential_Manufactured Home Low Income_New_Secondary Heating_Fireplace_
Residential_Manufactured Home Low Income_New_Secondary Heating_Natural Gas_Fireplace_E5 | Residential | Manufactured Home Low Income | New | Secondary Heating | Natural Gas | Fireplace | E5 |  | 0% | 0% | 0% | 0 | 0 | 0 | 0 | 0 | 0 | 0 | 0 | 0% | 0 | 0 | 0% | Normal | 0% | 0 | 0 | 0 | [9 empty] | 0 | 0 |  |  |  | Residential_Manufactured Home Low Income_New_Secondary Heating_Fireplace_
Residential_Manufactured Home Low Income_New_Secondary Heating_Natural Gas_Fireplace_E6 | Residential | Manufactured Home Low Income | New | Secondary Heating | Natural Gas | Fireplace | E6 |  | 0% | 0% | 0% | 0 | 0 | 0 | 0 | 0 | 0 | 0 | 0 | 0% | 0 | 0 | 0% | Normal | 0% | 0 | 0 | 0 | [9 empty] | 0 | 0 |  |  |  | Residential_Manufactured Home Low Income_New_Secondary Heating_Fireplace_
Residential_Manufactured Home Low Income_New_Secondary Heating_Natural Gas_Fireplace_E7 | Residential | Manufactured Home Low Income | New | Secondary Heating | Natural Gas | Fireplace | E7 |  | 0% | 0% | 0% | 0 | 0 | 0 | 0 | 0 | 0 | 0 | 0 | 0% | 0 | 0 | 0% | Normal | 0% | 0 | 0 | 0 | [9 empty] | 0 | 0 |  |  |  | Residential_Manufactured Home Low Income_New_Secondary Heating_Fireplace_
Residential_Manufactured Home Low Income_New_Secondary Heating_Natural Gas_Fireplace_E8 | Residential | Manufactured Home Low Income | New | Secondary Heating | Natural Gas | Fireplace | E8 |  | 0% | 0% | 0% | 0 | 0 | 0 | 0 | 0 | 0 | 0 | 0 | 0% | 0 | 0 | 0% | Normal | 0% | 0 | 0 | 0 | [9 empty] | 0 | 0 |  |  |  | Residential_Manufactured Home Low Income_New_Secondary Heating_Fireplace_
Residential_Manufactured Home Low Income_New_Secondary Heating_Natural Gas_Fireplace_E9 | Residential | Manufactured Home Low Income | New | Secondary Heating | Natural Gas | Fireplace | E9 |  | 0% | 0% | 0% | 0 | 0 | 0 | 0 | 0 | 0 | 0 | 0 | 0% | 0 | 0 | 0% | Normal | 0% | 0 | 0 | 0 | [9 empty] | 0 | 0 |  |  |  | Residential_Manufactured Home Low Income_New_Secondary Heating_Fireplace_
Residential_Manufactured Home Low Income_New_Secondary Heating_Natural Gas_Fireplace_E10 | Residential | Manufactured Home Low Income | New | Secondary Heating | Natural Gas | Fireplace | E10 |  | 0% | 0% | 0% | 0 | 0 | 0 | 0 | 0 | 0 | 0 | 0 | 0% | 0 | 0 | 0% | Normal | 0% | 0 | 0 | 0 | [9 empty] | 0 | 0 |  |  |  | Residential_Manufactured Home Low Income_New_Secondary Heating_Fireplace_
Residential_Manufactured Home Low Income_New_Water Heating_Natural Gas_Water Heater (<= 55 gal)_E1 | Residential | Manufactured Home Low Income | New | Water Heating | Natural Gas | Water Heater (<= 55 gal) | E1 | UEF 0.58 (Standard) | 100% | 0% | 0% | 539.7178 | 588.5979 | 0 | 0 | 10 | 16 | 2019 | 2051 | 100% | 0 | 0 | 0% | Normal | 0% | 154.4784 | 0 | 0 | unit | 1 | 0 | 1 | 167.8101 | 530 | 578 | 0 | 0 | 2020 | 1.0183 | RTF WkBk - ResGasWH_v2_0 | RTF WkBk - ResGasWH_v2_0 | AEG BEST / Market Profile Calculations | Residential_Manufactured Home Low Income_New_Water Heating_Water Heater (<= 55 gal)_UEF 0.58 (Standard)
Residential_Manufactured Home Low Income_New_Water Heating_Natural Gas_Water Heater (<= 55 gal)_E2 | Residential | Manufactured Home Low Income | New | Water Heating | Natural Gas | Water Heater (<= 55 gal) | E2 | UEF 0.64 (ENERGY STAR 4.0) | 90.62% | 0% | 0% | 684.3215 | 588.5979 | 0 | 0 | 10 | 16 | 2019 | 2051 | 100% | 0 | 0 | 0% | Normal | 0% | 139.996 | 0 | 0 | unit | 1 | 0 | 1 | 152.0779 | 672 | 578 | 0 | 0 | 2020 | 1.0183 | RTF WkBk - ResGasWH_v2_0 | RTF WkBk - ResGasWH_v2_0 | AEG BEST / Market Profile Calculations | Residential_Manufactured Home Low Income_New_Water Heating_Water Heater (<= 55 gal)_UEF 0.64 (ENERGY STAR 4.0)
Residential_Manufactured Home Low Income_New_Water Heating_Natural Gas_Water Heater (<= 55 gal)_E3 | Residential | Manufactured Home Low Income | New | Water Heating | Natural Gas | Water Heater (<= 55 gal) | E3 | UEF 0.81 (ENERGY STAR 5.0) | 71.6% | 0% | 0% | 2276.9982 | 1315.6895 | 0 | 0 | 10 | 16 | 2019 | 2051 | 100% | 0 | 0 | 0% | Normal | 0% | 110.6142 | 0 | 0 | unit | 1 | 0 | 1 | 120.1604 | 2236 | 1292 | 0 | 0 | 2020 | 1.0183 | RTF WkBk - ResGasWH_v2_0 | RTF WkBk - ResGasWH_v2_0 | AEG BEST / Market Profile Calculations | Residential_Manufactured Home Low Income_New_Water Heating_Water Heater (<= 55 gal)_UEF 0.81 (ENERGY STAR 5.0)
Residential_Manufactured Home Low Income_New_Water Heating_Natural Gas_Water Heater (<= 55 gal)_E4 | Residential | Manufactured Home Low Income | New | Water Heating | Natural Gas | Water Heater (<= 55 gal) | E4 | UEF 0.87 (Instantaneous, ENERGY STAR 4.0) | 66.67% | 0% | 0% | 874.7842 | 1427.8716 | 0 | 0 | 15 | 25 | 2019 | 2051 | 100% | 0 | 0 | 0% | Normal | 0% | 102.9856 | 0 | 0 | unit | 1 | 0 | 1 | 111.8734 | 859.0334 | 1402.1622 | 0 | 0 | 2020 | 1.0183 | RTF WkBk - ResGasWH_v2_0 | RTF WkBk - ResGasWH_v2_0 - AEG Adjusted | AEG BEST / Market Profile Calculations | Residential_Manufactured Home Low Income_New_Water Heating_Water Heater (<= 55 gal)_UEF 0.87 (Instantaneous, ENERGY STAR 4.0)
Residential_Manufactured Home Low Income_New_Water Heating_Natural Gas_Water Heater (<= 55 gal)_E5 | Residential | Manufactured Home Low Income | New | Water Heating | Natural Gas | Water Heater (<= 55 gal) | E5 | UEF 0.95 (Instantaneous, ENERGY STAR 5.0) | 63.74% | 0% | 0% | 1183.5883 | 1427.8716 | 0 | 0 | 15 | 25 | 2019 | 2051 | 100% | 0 | 0 | 0% | Normal | 0% | 98.4588 | 0 | 0 | unit | 1 | 0 | 1 | 106.9559 | 1162.2773 | 1402.1622 | 0 | 0 | 2020 | 1.0183 | RTF WkBk - ResGasWH_v2_0 | RTF WkBk - ResGasWH_v2_0 - AEG Adjusted | AEG BEST / Market Profile Calculations | Residential_Manufactured Home Low Income_New_Water Heating_Water Heater (<= 55 gal)_UEF 0.95 (Instantaneous, ENERGY STAR 5.0)
Residential_Manufactured Home Low Income_New_Water Heating_Natural Gas_Water Heater (<= 55 gal)_E6 | Residential | Manufactured Home Low Income | New | Water Heating | Natural Gas | Water Heater (<= 55 gal) | E6 | UEF 1.0+ (Gas-Fired HPWH) | 54.72% | 0% | 0% | 2627.2224 | 2573.2687 | 0 | 0 | 10 | 16 | 2019 | 2051 | 100% | 0 | 0 | 0% | Normal | 0% | 84.5259 | 0 | 0 | unit | 1 | 0 | 1 | 91.8206 | 2471.2858 | 2420.5345 | 0 | 0 | 2017 | 1.0631 | RTF WkBk - ResGasWH_v2_0 | Modified EIA 2018 Tech Forecast and Regional Technical Forum | AEG BEST / Market Profile Calculations | Residential_Manufactured Home Low Income_New_Water Heating_Water Heater (<= 55 gal)_UEF 1.0+ (Gas-Fired HPWH)
Residential_Manufactured Home Low Income_New_Water Heating_Natural Gas_Water Heater (<= 55 gal)_E7 | Residential | Manufactured Home Low Income | New | Water Heating | Natural Gas | Water Heater (<= 55 gal) | E7 | NEEA Gas-Fired Absorption HPWH (COP 1.3) | 44.62% | 0% | 0% | 5425.462 | 735.0259 | 0 | 0 | 6 | 20 | 2023 | 2051 | 100% | 0 | 0 | 0% | Normal | 0% | 68.9211 | 0 | 0 | unit | 1 | 0 | 1 | 74.8691 | 5166.9245 | 700 | 0 | 0 | 2018 | 1.05 | EIA 2018 Tech Forecast | Modified EIA 2018 Tech Forecast | IL TRM - 5.4.2 - RS-HWE-GWHT-V09-210101 | Residential_Manufactured Home Low Income_New_Water Heating_Water Heater (<= 55 gal)_NEEA Gas-Fired Absorption HPWH (COP 1.3)
Residential_Manufactured Home Low Income_New_Water Heating_Natural Gas_Water Heater (<= 55 gal)_E8 | Residential | Manufactured Home Low Income | New | Water Heating | Natural Gas | Water Heater (<= 55 gal) | E8 |  | 0% | 0% | 0% | 0 | 0 | 0 | 0 | 0 | 0 | 0 | 0 | 0% | 0 | 0 | 0% | Normal | 0% | 0 | 0 | 0 | [9 empty] | 0 | 0 |  |  |  | Residential_Manufactured Home Low Income_New_Water Heating_Water Heater (<= 55 gal)_
Residential_Manufactured Home Low Income_New_Water Heating_Natural Gas_Water Heater (<= 55 gal)_E9 | Residential | Manufactured Home Low Income | New | Water Heating | Natural Gas | Water Heater (<= 55 gal) | E9 |  | 0% | 0% | 0% | 0 | 0 | 0 | 0 | 0 | 0 | 0 | 0 | 0% | 0 | 0 | 0% | Normal | 0% | 0 | 0 | 0 | [9 empty] | 0 | 0 |  |  |  | Residential_Manufactured Home Low Income_New_Water Heating_Water Heater (<= 55 gal)_
Residential_Manufactured Home Low Income_New_Water Heating_Natural Gas_Water Heater (<= 55 gal)_E10 | Residential | Manufactured Home Low Income | New | Water Heating | Natural Gas | Water Heater (<= 55 gal) | E10 |  | 0% | 0% | 0% | 0 | 0 | 0 | 0 | 0 | 0 | 0 | 0 | 0% | 0 | 0 | 0% | Normal | 0% | 0 | 0 | 0 | [9 empty] | 0 | 0 |  |  |  | Residential_Manufactured Home Low Income_New_Water Heating_Water Heater (<= 55 gal)_
Residential_Manufactured Home Low Income_New_Water Heating_Natural Gas_Water Heater (> 55 gal)_E1 | Residential | Manufactured Home Low Income | New | Water Heating | Natural Gas | Water Heater (> 55 gal) | E1 | UEF 0.76 (Standard) | 100% | 0% | 0% | 620.6755 | 676.8876 | 0 | 0 | 10 | 16 | 2019 | 2051 | 100% | 0 | 0 | 0% | Normal | 0% | 154.4784 | 0 | 0 | unit | 1 | 0 | 1 | 128.0656 | 609.5 | 664.7 | 0 | 0 | 2020 | 1.0183 | Same as small WH | Scaled from small WH | AEG BEST / Market Profile Calculations | Residential_Manufactured Home Low Income_New_Water Heating_Water Heater (> 55 gal)_UEF 0.76 (Standard)
Residential_Manufactured Home Low Income_New_Water Heating_Natural Gas_Water Heater (> 55 gal)_E2 | Residential | Manufactured Home Low Income | New | Water Heating | Natural Gas | Water Heater (> 55 gal) | E2 | UEF 0.78 (ENERGY STAR 4.0) | 97.44% | 0% | 0% | 786.9697 | 676.8876 | 0 | 0 | 10 | 16 | 2019 | 2051 | 100% | 0 | 0 | 0% | Normal | 0% | 150.5174 | 0 | 0 | unit | 1 | 0 | 1 | 124.7819 | 772.8 | 664.7 | 0 | 0 | 2020 | 1.0183 | Same as small WH | Scaled from small WH | AEG BEST / Market Profile Calculations | Residential_Manufactured Home Low Income_New_Water Heating_Water Heater (> 55 gal)_UEF 0.78 (ENERGY STAR 4.0)
Residential_Manufactured Home Low Income_New_Water Heating_Natural Gas_Water Heater (> 55 gal)_E3 | Residential | Manufactured Home Low Income | New | Water Heating | Natural Gas | Water Heater (> 55 gal) | E3 | UEF 0.86 (ENERGY STAR 5.0) | 93.83% | 0% | 0% | 2618.548 | 1513.0429 | 0 | 0 | 10 | 16 | 2019 | 2051 | 100% | 0 | 0 | 0% | Normal | 0% | 144.9427 | 0 | 0 | unit | 1 | 0 | 1 | 120.1604 | 2571.4 | 1485.8 | 0 | 0 | 2020 | 1.0183 | Same as small WH | Scaled from small WH | AEG BEST / Market Profile Calculations | Residential_Manufactured Home Low Income_New_Water Heating_Water Heater (> 55 gal)_UEF 0.86 (ENERGY STAR 5.0)
Residential_Manufactured Home Low Income_New_Water Heating_Natural Gas_Water Heater (> 55 gal)_E4 | Residential | Manufactured Home Low Income | New | Water Heating | Natural Gas | Water Heater (> 55 gal) | E4 | UEF 0.87 (Instantaneous, ENERGY STAR 4.0) | 87.36% | 0% | 0% | 1006.0018 | 1642.0523 | 0 | 0 | 15 | 25 | 2019 | 2051 | 100% | 0 | 0 | 0% | Normal | 0% | 134.9466 | 0 | 0 | unit | 1 | 0 | 1 | 111.8734 | 987.8884 | 1612.4865 | 0 | 0 | 2020 | 1.0183 | Same as small WH | Scaled from small WH | AEG BEST / Market Profile Calculations | Residential_Manufactured Home Low Income_New_Water Heating_Water Heater (> 55 gal)_UEF 0.87 (Instantaneous, ENERGY STAR 4.0)
Residential_Manufactured Home Low Income_New_Water Heating_Natural Gas_Water Heater (> 55 gal)_E5 | Residential | Manufactured Home Low Income | New | Water Heating | Natural Gas | Water Heater (> 55 gal) | E5 | UEF 0.95 (Instantaneous, ENERGY STAR 5.0) | 83.52% | 0% | 0% | 1361.1265 | 1642.0523 | 0 | 0 | 15 | 25 | 2019 | 2051 | 100% | 0 | 0 | 0% | Normal | 0% | 129.0149 | 0 | 0 | unit | 1 | 0 | 1 | 106.9559 | 1336.6189 | 1612.4865 | 0 | 0 | 2020 | 1.0183 | Same as small WH | Scaled from small WH | AEG BEST / Market Profile Calculations | Residential_Manufactured Home Low Income_New_Water Heating_Water Heater (> 55 gal)_UEF 0.95 (Instantaneous, ENERGY STAR 5.0)
Residential_Manufactured Home Low Income_New_Water Heating_Natural Gas_Water Heater (> 55 gal)_E6 | Residential | Manufactured Home Low Income | New | Water Heating | Natural Gas | Water Heater (> 55 gal) | E6 | UEF 1.0+ (Gas-Fired HPWH) | 71.7% | 0% | 0% | 3021.3057 | 2959.259 | 0 | 0 | 10 | 16 | 2019 | 2051 | 100% | 0 | 0 | 0% | Normal | 0% | 110.7581 | 0 | 0 | unit | 1 | 0 | 1 | 91.8206 | 2841.9786 | 2783.6147 | 0 | 0 | 2017 | 1.0631 | Same as small WH | Scaled from small WH | AEG BEST / Market Profile Calculations | Residential_Manufactured Home Low Income_New_Water Heating_Water Heater (> 55 gal)_UEF 1.0+ (Gas-Fired HPWH)
Residential_Manufactured Home Low Income_New_Water Heating_Natural Gas_Water Heater (> 55 gal)_E7 | Residential | Manufactured Home Low Income | New | Water Heating | Natural Gas | Water Heater (> 55 gal) | E7 | NEEA Gas-Fired Absorption HPWH (COP 1.3) | 58.46% | 0% | 0% | 6239.2813 | 845.2798 | 0 | 0 | 6 | 20 | 2024 | 2051 | 100% | 0 | 0 | 0% | Normal | 0% | 90.3104 | 0 | 0 | unit | 1 | 0 | 1 | 74.8691 | 5941.9632 | 805 | 0 | 0 | 2018 | 1.05 | Scaled from small | Scaled from small | IL TRM - 5.4.2 - RS-HWE-GWHT-V09-210101 | Residential_Manufactured Home Low Income_New_Water Heating_Water Heater (> 55 gal)_NEEA Gas-Fired Absorption HPWH (COP 1.3)
Residential_Manufactured Home Low Income_New_Water Heating_Natural Gas_Water Heater (> 55 gal)_E8 | Residential | Manufactured Home Low Income | New | Water Heating | Natural Gas | Water Heater (> 55 gal) | E8 |  | 0% | 0% | 0% | 0 | 0 | 0 | 0 | 0 | 0 | 0 | 0 | 0% | 0 | 0 | 0% | Normal | 0% | 0 | 0 | 0 | [9 empty] | 0 | 0 |  |  |  | Residential_Manufactured Home Low Income_New_Water Heating_Water Heater (> 55 gal)_
Residential_Manufactured Home Low Income_New_Water Heating_Natural Gas_Water Heater (> 55 gal)_E9 | Residential | Manufactured Home Low Income | New | Water Heating | Natural Gas | Water Heater (> 55 gal) | E9 |  | 0% | 0% | 0% | 0 | 0 | 0 | 0 | 0 | 0 | 0 | 0 | 0% | 0 | 0 | 0% | Normal | 0% | 0 | 0 | 0 | [9 empty] | 0 | 0 |  |  |  | Residential_Manufactured Home Low Income_New_Water Heating_Water Heater (> 55 gal)_
Residential_Manufactured Home Low Income_New_Water Heating_Natural Gas_Water Heater (> 55 gal)_E10 | Residential | Manufactured Home Low Income | New | Water Heating | Natural Gas | Water Heater (> 55 gal) | E10 |  | 0% | 0% | 0% | 0 | 0 | 0 | 0 | 0 | 0 | 0 | 0 | 0% | 0 | 0 | 0% | Normal | 0% | 0 | 0 | 0 | [9 empty] | 0 | 0 |  |  |  | Residential_Manufactured Home Low Income_New_Water Heating_Water Heater (> 55 gal)_
Residential_Manufactured Home Low Income_New_Appliances_Natural Gas_Clothes Dryer_E1 | Residential | Manufactured Home Low Income | New | Appliances | Natural Gas | Clothes Dryer | E1 | Standard | 100% | 0% | 0% | 525.0185 | 168.0059 | 0 | 0 | 9 | 15 | 2019 | 2051 | 100% | 0 | 0 | 0% | Normal | 0% | 14.766 | 0 | 0 | units | 1 | 0 | 1 | 29.1837 | 500 | 160 | 0 | 0 | 2018 | 1.05 | RTF Workbook - ResClothesDryers_v4.1 | EIA 2018 Tech Forecast | RTF Workbook - ResClothesDryers_v4.1 | Residential_Manufactured Home Low Income_New_Appliances_Clothes Dryer_Standard
Residential_Manufactured Home Low Income_New_Appliances_Natural Gas_Clothes Dryer_E2 | Residential | Manufactured Home Low Income | New | Appliances | Natural Gas | Clothes Dryer | E2 | NEEA/ENERGY STAR (CE >60%) | 94.43% | 0% | 0% | 574.0737 | 170.0959 | 0 | 0 | 9 | 15 | 2019 | 2051 | 100% | 0 | 0 | 0% | Normal | 0% | 13.9432 | 0 | 0 | units | 1 | 0 | 1 | 27.5575 | 540 | 160 | 0 | 0 | 2017 | 1.0631 | RTF Workbook - ResClothesDryers_v4.1 | RTF Workbook - ResClothesDryers_v4.1 | RTF Workbook - ResClothesDryers_v4.1 | Residential_Manufactured Home Low Income_New_Appliances_Clothes Dryer_NEEA/ENERGY STAR (CE >60%)
Residential_Manufactured Home Low Income_New_Appliances_Natural Gas_Clothes Dryer_E3 | Residential | Manufactured Home Low Income | New | Appliances | Natural Gas | Clothes Dryer | E3 |  | 0% | 0% | 0% | 0 | 0 | 0 | 0 | 0 | 0 | 0 | 0 | 0% | 0 | 0 | 0% | Normal | 0% | 0 | 0 | 0 | [9 empty] | 0 | 0 |  |  |  | Residential_Manufactured Home Low Income_New_Appliances_Clothes Dryer_
Residential_Manufactured Home Low Income_New_Appliances_Natural Gas_Clothes Dryer_E4 | Residential | Manufactured Home Low Income | New | Appliances | Natural Gas | Clothes Dryer | E4 |  | 0% | 0% | 0% | 0 | 0 | 0 | 0 | 0 | 0 | 0 | 0 | 0% | 0 | 0 | 0% | Normal | 0% | 0 | 0 | 0 | [9 empty] | 0 | 0 |  |  |  | Residential_Manufactured Home Low Income_New_Appliances_Clothes Dryer_
Residential_Manufactured Home Low Income_New_Appliances_Natural Gas_Clothes Dryer_E5 | Residential | Manufactured Home Low Income | New | Appliances | Natural Gas | Clothes Dryer | E5 |  | 0% | 0% | 0% | 0 | 0 | 0 | 0 | 0 | 0 | 0 | 0 | 0% | 0 | 0 | 0% | Normal | 0% | 0 | 0 | 0 | [9 empty] | 0 | 0 |  |  |  | Residential_Manufactured Home Low Income_New_Appliances_Clothes Dryer_
Residential_Manufactured Home Low Income_New_Appliances_Natural Gas_Clothes Dryer_E6 | Residential | Manufactured Home Low Income | New | Appliances | Natural Gas | Clothes Dryer | E6 |  | 0% | 0% | 0% | 0 | 0 | 0 | 0 | 0 | 0 | 0 | 0 | 0% | 0 | 0 | 0% | Normal | 0% | 0 | 0 | 0 | [9 empty] | 0 | 0 |  |  |  | Residential_Manufactured Home Low Income_New_Appliances_Clothes Dryer_
Residential_Manufactured Home Low Income_New_Appliances_Natural Gas_Clothes Dryer_E7 | Residential | Manufactured Home Low Income | New | Appliances | Natural Gas | Clothes Dryer | E7 |  | 0% | 0% | 0% | 0 | 0 | 0 | 0 | 0 | 0 | 0 | 0 | 0% | 0 | 0 | 0% | Normal | 0% | 0 | 0 | 0 | [9 empty] | 0 | 0 |  |  |  | Residential_Manufactured Home Low Income_New_Appliances_Clothes Dryer_
Residential_Manufactured Home Low Income_New_Appliances_Natural Gas_Clothes Dryer_E8 | Residential | Manufactured Home Low Income | New | Appliances | Natural Gas | Clothes Dryer | E8 |  | 0% | 0% | 0% | 0 | 0 | 0 | 0 | 0 | 0 | 0 | 0 | 0% | 0 | 0 | 0% | Normal | 0% | 0 | 0 | 0 | [9 empty] | 0 | 0 |  |  |  | Residential_Manufactured Home Low Income_New_Appliances_Clothes Dryer_
Residential_Manufactured Home Low Income_New_Appliances_Natural Gas_Clothes Dryer_E9 | Residential | Manufactured Home Low Income | New | Appliances | Natural Gas | Clothes Dryer | E9 |  | 0% | 0% | 0% | 0 | 0 | 0 | 0 | 0 | 0 | 0 | 0 | 0% | 0 | 0 | 0% | Normal | 0% | 0 | 0 | 0 | [9 empty] | 0 | 0 |  |  |  | Residential_Manufactured Home Low Income_New_Appliances_Clothes Dryer_
Residential_Manufactured Home Low Income_New_Appliances_Natural Gas_Clothes Dryer_E10 | Residential | Manufactured Home Low Income | New | Appliances | Natural Gas | Clothes Dryer | E10 |  | 0% | 0% | 0% | 0 | 0 | 0 | 0 | 0 | 0 | 0 | 0 | 0% | 0 | 0 | 0% | Normal | 0% | 0 | 0 | 0 | [9 empty] | 0 | 0 |  |  |  | Residential_Manufactured Home Low Income_New_Appliances_Clothes Dryer_
Residential_Manufactured Home Low Income_New_Appliances_Natural Gas_Stove/Oven_E1 | Residential | Manufactured Home Low Income | New | Appliances | Natural Gas | Stove/Oven | E1 | EF 0.399 | 100% | 0% | 0% | 861.0304 | 115.5041 | 0 | 0 | 9 | 15 | 2019 | 2051 | 100% | 0 | 0 | 0% | Normal | 0% | 14.1691 | 0 | 0 | units | 1 | 0 | 1 | 31.82 | 820 | 110 | 0 | 0 | 2018 | 1.05 | EIA 2018 Appendix A | EIA 2018 Appendix A | EIA 2018 Appendix A | Residential_Manufactured Home Low Income_New_Appliances_Stove/Oven_EF 0.399
Residential_Manufactured Home Low Income_New_Appliances_Natural Gas_Stove/Oven_E2 | Residential | Manufactured Home Low Income | New | Appliances | Natural Gas | Stove/Oven | E2 | High Efficiency (730 + 1660 IAEC) | 75.11% | 0% | 0% | 913.5322 | 115.5041 | 0 | 0 | 9 | 15 | 2019 | 2051 | 100% | 0 | 0 | 0% | Normal | 0% | 10.6424 | 0 | 0 | units | 1 | 0 | 1 | 23.9 | 870 | 110 | 0 | 0 | 2018 | 1.05 | EIA 2018 Appendix A | EIA 2018 Appendix A | EIA 2018 Appendix A | Residential_Manufactured Home Low Income_New_Appliances_Stove/Oven_High Efficiency (730 + 1660 IAEC)
Residential_Manufactured Home Low Income_New_Appliances_Natural Gas_Stove/Oven_E3 | Residential | Manufactured Home Low Income | New | Appliances | Natural Gas | Stove/Oven | E3 |  | 0% | 0% | 0% | 0 | 0 | 0 | 0 | 0 | 0 | 0 | 0 | 0% | 0 | 0 | 0% | Normal | 0% | 0 | 0 | 0 | [9 empty] | 0 | 0 |  |  |  | Residential_Manufactured Home Low Income_New_Appliances_Stove/Oven_
Residential_Manufactured Home Low Income_New_Appliances_Natural Gas_Stove/Oven_E4 | Residential | Manufactured Home Low Income | New | Appliances | Natural Gas | Stove/Oven | E4 |  | 0% | 0% | 0% | 0 | 0 | 0 | 0 | 0 | 0 | 0 | 0 | 0% | 0 | 0 | 0% | Normal | 0% | 0 | 0 | 0 | [9 empty] | 0 | 0 |  |  |  | Residential_Manufactured Home Low Income_New_Appliances_Stove/Oven_
Residential_Manufactured Home Low Income_New_Appliances_Natural Gas_Stove/Oven_E5 | Residential | Manufactured Home Low Income | New | Appliances | Natural Gas | Stove/Oven | E5 |  | 0% | 0% | 0% | 0 | 0 | 0 | 0 | 0 | 0 | 0 | 0 | 0% | 0 | 0 | 0% | Normal | 0% | 0 | 0 | 0 | [9 empty] | 0 | 0 |  |  |  | Residential_Manufactured Home Low Income_New_Appliances_Stove/Oven_
Residential_Manufactured Home Low Income_New_Appliances_Natural Gas_Stove/Oven_E6 | Residential | Manufactured Home Low Income | New | Appliances | Natural Gas | Stove/Oven | E6 |  | 0% | 0% | 0% | 0 | 0 | 0 | 0 | 0 | 0 | 0 | 0 | 0% | 0 | 0 | 0% | Normal | 0% | 0 | 0 | 0 | [9 empty] | 0 | 0 |  |  |  | Residential_Manufactured Home Low Income_New_Appliances_Stove/Oven_
Residential_Manufactured Home Low Income_New_Appliances_Natural Gas_Stove/Oven_E7 | Residential | Manufactured Home Low Income | New | Appliances | Natural Gas | Stove/Oven | E7 |  | 0% | 0% | 0% | 0 | 0 | 0 | 0 | 0 | 0 | 0 | 0 | 0% | 0 | 0 | 0% | Normal | 0% | 0 | 0 | 0 | [9 empty] | 0 | 0 |  |  |  | Residential_Manufactured Home Low Income_New_Appliances_Stove/Oven_
Residential_Manufactured Home Low Income_New_Appliances_Natural Gas_Stove/Oven_E8 | Residential | Manufactured Home Low Income | New | Appliances | Natural Gas | Stove/Oven | E8 |  | 0% | 0% | 0% | 0 | 0 | 0 | 0 | 0 | 0 | 0 | 0 | 0% | 0 | 0 | 0% | Normal | 0% | 0 | 0 | 0 | [9 empty] | 0 | 0 |  |  |  | Residential_Manufactured Home Low Income_New_Appliances_Stove/Oven_
Residential_Manufactured Home Low Income_New_Appliances_Natural Gas_Stove/Oven_E9 | Residential | Manufactured Home Low Income | New | Appliances | Natural Gas | Stove/Oven | E9 |  | 0% | 0% | 0% | 0 | 0 | 0 | 0 | 0 | 0 | 0 | 0 | 0% | 0 | 0 | 0% | Normal | 0% | 0 | 0 | 0 | [9 empty] | 0 | 0 |  |  |  | Residential_Manufactured Home Low Income_New_Appliances_Stove/Oven_
Residential_Manufactured Home Low Income_New_Appliances_Natural Gas_Stove/Oven_E10 | Residential | Manufactured Home Low Income | New | Appliances | Natural Gas | Stove/Oven | E10 |  | 0% | 0% | 0% | 0 | 0 | 0 | 0 | 0 | 0 | 0 | 0 | 0% | 0 | 0 | 0% | Normal | 0% | 0 | 0 | 0 | [9 empty] | 0 | 0 |  |  |  | Residential_Manufactured Home Low Income_New_Appliances_Stove/Oven_
Residential_Manufactured Home Low Income_New_Miscellaneous_Natural Gas_Pool Heater_E1 | Residential | Manufactured Home Low Income | New | Miscellaneous | Natural Gas | Pool Heater | E1 | Standard (EF 0.82) | 100% | 0% | 0% | 2127.3029 | 814.6684 | 0 | 0 | 8 | 12 | 2019 | 2051 | 100% | 0 | 0 | 0% | Normal | 0% | 135.6222 | 0 | 0 | units | 1 | 0 | 1 | 1004 | 2089 | 800 | 0 | 0 | 2020 | 1.0183 | CA eTRM - Pool Heater, Residential | CA eTRM - Pool Heater, Residential | CA eTRM - Pool Heater, Residential | Residential_Manufactured Home Low Income_New_Miscellaneous_Pool Heater_Standard (EF 0.82)
Residential_Manufactured Home Low Income_New_Miscellaneous_Natural Gas_Pool Heater_E2 | Residential | Manufactured Home Low Income | New | Miscellaneous | Natural Gas | Pool Heater | E2 | High Efficiency (EF 0.84) | 96.41% | 0% | 0% | 2758.6709 | 814.6684 | 0 | 0 | 8 | 12 | 2019 | 2051 | 100% | 0 | 0 | 0% | Normal | 0% | 130.7593 | 0 | 0 | units | 1 | 0 | 1 | 968 | 2709 | 800 | 0 | 0 | 2020 | 1.0183 | CA eTRM - Pool Heater, Residential | CA eTRM - Pool Heater, Residential | CA eTRM - Pool Heater, Residential | Residential_Manufactured Home Low Income_New_Miscellaneous_Pool Heater_High Efficiency (EF 0.84)
Residential_Manufactured Home Low Income_New_Miscellaneous_Natural Gas_Pool Heater_E3 | Residential | Manufactured Home Low Income | New | Miscellaneous | Natural Gas | Pool Heater | E3 | Condensing (EF .94) | 85.46% | 0% | 0% | 5028.5408 | 916.502 | 0 | 0 | 8 | 12 | 2019 | 2051 | 100% | 0 | 0 | 0% | Normal | 0% | 115.9003 | 0 | 0 | units | 1 | 0 | 1 | 858 | 4938 | 900 | 0 | 0 | 2020 | 1.0183 | CA eTRM - Pool Heater, Residential | CA eTRM - Pool Heater, Residential | CA eTRM - Pool Heater, Residential | Residential_Manufactured Home Low Income_New_Miscellaneous_Pool Heater_Condensing (EF .94)
Residential_Manufactured Home Low Income_New_Miscellaneous_Natural Gas_Pool Heater_E4 | Residential | Manufactured Home Low Income | New | Miscellaneous | Natural Gas | Pool Heater | E4 | Condensing w/Imp. HX (EF 0.95) | 84.6% | 0% | 0% | 5082.0359 | 916.502 | 0 | 0 | 8 | 12 | 2019 | 2051 | 100% | 0 | 0 | 0% | Normal | 0% | 114.7413 | 0 | 0 | units | 1 | 0 | 1 | 849.42 | 4990.5319 | 900 | 0 | 0 | 2020 | 1.0183 | CA eTRM - Pool Heater, Residential | CA eTRM - Pool Heater, Residential | CA eTRM - Pool Heater, Residential | Residential_Manufactured Home Low Income_New_Miscellaneous_Pool Heater_Condensing w/Imp. HX (EF 0.95)
Residential_Manufactured Home Low Income_New_Miscellaneous_Natural Gas_Pool Heater_E5 | Residential | Manufactured Home Low Income | New | Miscellaneous | Natural Gas | Pool Heater | E5 |  | 0% | 0% | 0% | 0 | 0 | 0 | 0 | 0 | 0 | 0 | 0 | 0% | 0 | 0 | 0% | Normal | 0% | 0 | 0 | 0 | [9 empty] | 0 | 0 |  |  |  | Residential_Manufactured Home Low Income_New_Miscellaneous_Pool Heater_
Residential_Manufactured Home Low Income_New_Miscellaneous_Natural Gas_Pool Heater_E6 | Residential | Manufactured Home Low Income | New | Miscellaneous | Natural Gas | Pool Heater | E6 |  | 0% | 0% | 0% | 0 | 0 | 0 | 0 | 0 | 0 | 0 | 0 | 0% | 0 | 0 | 0% | Normal | 0% | 0 | 0 | 0 | [9 empty] | 0 | 0 |  |  |  | Residential_Manufactured Home Low Income_New_Miscellaneous_Pool Heater_
Residential_Manufactured Home Low Income_New_Miscellaneous_Natural Gas_Pool Heater_E7 | Residential | Manufactured Home Low Income | New | Miscellaneous | Natural Gas | Pool Heater | E7 |  | 0% | 0% | 0% | 0 | 0 | 0 | 0 | 0 | 0 | 0 | 0 | 0% | 0 | 0 | 0% | Normal | 0% | 0 | 0 | 0 | [9 empty] | 0 | 0 |  |  |  | Residential_Manufactured Home Low Income_New_Miscellaneous_Pool Heater_
Residential_Manufactured Home Low Income_New_Miscellaneous_Natural Gas_Pool Heater_E8 | Residential | Manufactured Home Low Income | New | Miscellaneous | Natural Gas | Pool Heater | E8 |  | 0% | 0% | 0% | 0 | 0 | 0 | 0 | 0 | 0 | 0 | 0 | 0% | 0 | 0 | 0% | Normal | 0% | 0 | 0 | 0 | [9 empty] | 0 | 0 |  |  |  | Residential_Manufactured Home Low Income_New_Miscellaneous_Pool Heater_
Residential_Manufactured Home Low Income_New_Miscellaneous_Natural Gas_Pool Heater_E9 | Residential | Manufactured Home Low Income | New | Miscellaneous | Natural Gas | Pool Heater | E9 |  | 0% | 0% | 0% | 0 | 0 | 0 | 0 | 0 | 0 | 0 | 0 | 0% | 0 | 0 | 0% | Normal | 0% | 0 | 0 | 0 | [9 empty] | 0 | 0 |  |  |  | Residential_Manufactured Home Low Income_New_Miscellaneous_Pool Heater_
Residential_Manufactured Home Low Income_New_Miscellaneous_Natural Gas_Pool Heater_E10 | Residential | Manufactured Home Low Income | New | Miscellaneous | Natural Gas | Pool Heater | E10 |  | 0% | 0% | 0% | 0 | 0 | 0 | 0 | 0 | 0 | 0 | 0 | 0% | 0 | 0 | 0% | Normal | 0% | 0 | 0 | 0 | [9 empty] | 0 | 0 |  |  |  | Residential_Manufactured Home Low Income_New_Miscellaneous_Pool Heater_
Residential_Manufactured Home Low Income_New_Miscellaneous_Natural Gas_Miscellaneous_E1 | Residential | Manufactured Home Low Income | New | Miscellaneous | Natural Gas | Miscellaneous | E1 | Default | 100% | 0% | 0% | 107.428 | 0 | 0 | 0 | 5 | 10 | 2019 | 2051 | 100% | 0 | 0 | 0% | Normal | 0% | 4.2421 | 0 | 0 | units | 1 | 0 | 1 | 100 | 100 | 0 | 0 | 0 | 2016 | 1.0743 | Default | Default | Default | Residential_Manufactured Home Low Income_New_Miscellaneous_Miscellaneous_Default
Residential_Manufactured Home Low Income_New_Miscellaneous_Natural Gas_Miscellaneous_E2 | Residential | Manufactured Home Low Income | New | Miscellaneous | Natural Gas | Miscellaneous | E2 |  | 0% | 0% | 0% | 0 | 0 | 0 | 0 | 0 | 0 | 0 | 0 | 0% | 0 | 0 | 0% | Normal | 0% | 0 | 0 | 0 | [9 empty] | 0 | 0 |  |  |  | Residential_Manufactured Home Low Income_New_Miscellaneous_Miscellaneous_
Residential_Manufactured Home Low Income_New_Miscellaneous_Natural Gas_Miscellaneous_E3 | Residential | Manufactured Home Low Income | New | Miscellaneous | Natural Gas | Miscellaneous | E3 |  | 0% | 0% | 0% | 0 | 0 | 0 | 0 | 0 | 0 | 0 | 0 | 0% | 0 | 0 | 0% | Normal | 0% | 0 | 0 | 0 | [9 empty] | 0 | 0 |  |  |  | Residential_Manufactured Home Low Income_New_Miscellaneous_Miscellaneous_
Residential_Manufactured Home Low Income_New_Miscellaneous_Natural Gas_Miscellaneous_E4 | Residential | Manufactured Home Low Income | New | Miscellaneous | Natural Gas | Miscellaneous | E4 |  | 0% | 0% | 0% | 0 | 0 | 0 | 0 | 0 | 0 | 0 | 0 | 0% | 0 | 0 | 0% | Normal | 0% | 0 | 0 | 0 | [9 empty] | 0 | 0 |  |  |  | Residential_Manufactured Home Low Income_New_Miscellaneous_Miscellaneous_
Residential_Manufactured Home Low Income_New_Miscellaneous_Natural Gas_Miscellaneous_E5 | Residential | Manufactured Home Low Income | New | Miscellaneous | Natural Gas | Miscellaneous | E5 |  | 0% | 0% | 0% | 0 | 0 | 0 | 0 | 0 | 0 | 0 | 0 | 0% | 0 | 0 | 0% | Normal | 0% | 0 | 0 | 0 | [9 empty] | 0 | 0 |  |  |  | Residential_Manufactured Home Low Income_New_Miscellaneous_Miscellaneous_
Residential_Manufactured Home Low Income_New_Miscellaneous_Natural Gas_Miscellaneous_E6 | Residential | Manufactured Home Low Income | New | Miscellaneous | Natural Gas | Miscellaneous | E6 |  | 0% | 0% | 0% | 0 | 0 | 0 | 0 | 0 | 0 | 0 | 0 | 0% | 0 | 0 | 0% | Normal | 0% | 0 | 0 | 0 | [9 empty] | 0 | 0 |  |  |  | Residential_Manufactured Home Low Income_New_Miscellaneous_Miscellaneous_
Residential_Manufactured Home Low Income_New_Miscellaneous_Natural Gas_Miscellaneous_E7 | Residential | Manufactured Home Low Income | New | Miscellaneous | Natural Gas | Miscellaneous | E7 |  | 0% | 0% | 0% | 0 | 0 | 0 | 0 | 0 | 0 | 0 | 0 | 0% | 0 | 0 | 0% | Normal | 0% | 0 | 0 | 0 | [9 empty] | 0 | 0 |  |  |  | Residential_Manufactured Home Low Income_New_Miscellaneous_Miscellaneous_
Residential_Manufactured Home Low Income_New_Miscellaneous_Natural Gas_Miscellaneous_E8 | Residential | Manufactured Home Low Income | New | Miscellaneous | Natural Gas | Miscellaneous | E8 |  | 0% | 0% | 0% | 0 | 0 | 0 | 0 | 0 | 0 | 0 | 0 | 0% | 0 | 0 | 0% | Normal | 0% | 0 | 0 | 0 | [9 empty] | 0 | 0 |  |  |  | Residential_Manufactured Home Low Income_New_Miscellaneous_Miscellaneous_
Residential_Manufactured Home Low Income_New_Miscellaneous_Natural Gas_Miscellaneous_E9 | Residential | Manufactured Home Low Income | New | Miscellaneous | Natural Gas | Miscellaneous | E9 |  | 0% | 0% | 0% | 0 | 0 | 0 | 0 | 0 | 0 | 0 | 0 | 0% | 0 | 0 | 0% | Normal | 0% | 0 | 0 | 0 | [9 empty] | 0 | 0 |  |  |  | Residential_Manufactured Home Low Income_New_Miscellaneous_Miscellaneous_
Residential_Manufactured Home Low Income_New_Miscellaneous_Natural Gas_Miscellaneous_E10 | Residential | Manufactured Home Low Income | New | Miscellaneous | Natural Gas | Miscellaneous | E10 |  | 0% | 0% | 0% | 0 | 0 | 0 | 0 | 0 | 0 | 0 | 0 | 0% | 0 | 0 | 0% | Normal | 0% | 0 | 0 | 0 | [9 empty] | 0 | 0 |  |  |  | Residential_Manufactured Home Low Income_New_Miscellaneous_Miscellaneous_

## Purchase Shares
Key | Sector | Segment | Vintage | End Use | Fuel | Technology | Equipment | Label | Case | 2019 | 2020 | 2021 | 2022 | 2023 | 2024 | 2025 | 2026 | 2027 | 2028 | 2029 | 2030 | 2031 | 2032 | 2033 | 2034 | 2035 | 2036 | 2037 | 2038 | 2039 | 2040 | 2041 | 2042 | 2043 | 2044 | 2045 | 2046 | 2047 | 2048 | 2049 | 2050 | 2051
Residential_Single Family Regular Income_Existing_Space Heating_Natural Gas_Furnace_E1_Baseline Forecast | Residential | Single Family Regular Income | Existing | Space Heating | Natural Gas | Furnace | E1 | AFUE 80% | Baseline Forecast | 90.11% | 90.11% | 90.11% | 90.1% | 90.11% | 0% | 0% | 0% | 0% | 0% | 0% | 0% | 0% | 0% | 0% | 0% | 0% | 0% | 0% | 0% | 0% | 0% | 0% | 0% | 0% | 0% | 0% | 0% | 0% | 0% | 0% | 0% | 0%
Residential_Single Family Regular Income_Existing_Space Heating_Natural Gas_Furnace_E2_Baseline Forecast | Residential | Single Family Regular Income | Existing | Space Heating | Natural Gas | Furnace | E2 | AFUE 95% (ENERGY STAR 4.1) | Baseline Forecast | 5.657% | 5.657% | 5.658% | 5.659% | 5.658% | 0% | 0% | 0% | 0% | 0% | 0% | 0% | 0% | 0% | 0% | 0% | 0% | 0% | 0% | 0% | 0% | 0% | 0% | 0% | 0% | 0% | 0% | 0% | 0% | 0% | 0% | 0% | 0%
Residential_Single Family Regular Income_Existing_Space Heating_Natural Gas_Furnace_E3_Baseline Forecast | Residential | Single Family Regular Income | Existing | Space Heating | Natural Gas | Furnace | E3 | AFUE 97% (CEE Tier 3) | Baseline Forecast | 3.771% | 3.772% | 3.772% | 3.773% | 3.772% | 0% | 0% | 0% | 0% | 0% | 0% | 0% | 0% | 0% | 0% | 0% | 0% | 0% | 0% | 0% | 0% | 0% | 0% | 0% | 0% | 0% | 0% | 0% | 0% | 0% | 0% | 0% | 0%
Residential_Single Family Regular Income_Existing_Space Heating_Natural Gas_Furnace_E4_Baseline Forecast | Residential | Single Family Regular Income | Existing | Space Heating | Natural Gas | Furnace | E4 | Convert to Gas-Fired ASHP | Baseline Forecast | 0% | 0% | 0% | 0% | 0% | 100% | 100% | 100% | 100% | 100% | 100% | 100% | 100% | 100% | 100% | 100% | 100% | 100% | 100% | 100% | 100% | 100% | 100% | 100% | 100% | 100% | 100% | 100% | 100% | 100% | 100% | 100% | 100%
Residential_Single Family Regular Income_Existing_Space Heating_Natural Gas_Furnace_E5_Baseline Forecast | Residential | Single Family Regular Income | Existing | Space Heating | Natural Gas | Furnace | E5 | ASHP with AFUE 80% Backup | Baseline Forecast | 0.4633% | 0.4635% | 0.4639% | 0.4642% | 0.4639% | 0.0001533% | 0.0001532% | 0.0001532% | 0.0001531% | 0.000153% | 0.000153% | 0.000153% | 0.0001531% | 0.0001532% | 0.0001534% | 0.0001537% | 0.0001539% | 0.0001541% | 0.0001544% | 0.0001546% | 0.0001548% | 0.0001549% | 0.000155% | 0.0001551% | 0.0001552% | 0.0001553% | 0.0001554% | 0.0001555% | 0.0001556% | 0.0001558% | 0.0001559% | 0.0001561% | 0.0001563%
Residential_Single Family Regular Income_Existing_Space Heating_Natural Gas_Furnace_E6_Baseline Forecast | Residential | Single Family Regular Income | Existing | Space Heating | Natural Gas | Furnace | E6 | ASHP with AFUE 95% backup | Baseline Forecast | bar: 2019 to 2051
Residential_Single Family Regular Income_Existing_Space Heating_Natural Gas_Furnace_E7_Baseline Forecast | Residential | Single Family Regular Income | Existing | Space Heating | Natural Gas | Furnace | E7 |  | Baseline Forecast | bar: 2019 to 2051
Residential_Single Family Regular Income_Existing_Space Heating_Natural Gas_Furnace_E8_Baseline Forecast | Residential | Single Family Regular Income | Existing | Space Heating | Natural Gas | Furnace | E8 |  | Baseline Forecast | bar: 2019 to 2051
Residential_Single Family Regular Income_Existing_Space Heating_Natural Gas_Furnace_E9_Baseline Forecast | Residential | Single Family Regular Income | Existing | Space Heating | Natural Gas | Furnace | E9 |  | Baseline Forecast | bar: 2019 to 2051
Residential_Single Family Regular Income_Existing_Space Heating_Natural Gas_Furnace_E10_Baseline Forecast | Residential | Single Family Regular Income | Existing | Space Heating | Natural Gas | Furnace | E10 |  | Baseline Forecast | bar: 2019 to 2051
Residential_Single Family Regular Income_Existing_Space Heating_Natural Gas_Boiler_E1_Baseline Forecast | Residential | Single Family Regular Income | Existing | Space Heating | Natural Gas | Boiler | E1 | AFUE 80% | Baseline Forecast | 49.48% | 49.48% | 0% | 0% | 0% | 0% | 0% | 0% | 0% | 0% | 0% | 0% | 0% | 0% | 0% | 0% | 0% | 0% | 0% | 0% | 0% | 0% | 0% | 0% | 0% | 0% | 0% | 0% | 0% | 0% | 0% | 0% | 0%
Residential_Single Family Regular Income_Existing_Space Heating_Natural Gas_Boiler_E2_Baseline Forecast | Residential | Single Family Regular Income | Existing | Space Heating | Natural Gas | Boiler | E2 | AFUE 82% | Baseline Forecast | 0% | 0% | 36.13% | 36.13% | 36.13% | 0% | 0% | 0% | 0% | 0% | 0% | 0% | 0% | 0% | 0% | 0% | 0% | 0% | 0% | 0% | 0% | 0% | 0% | 0% | 0% | 0% | 0% | 0% | 0% | 0% | 0% | 0% | 0%
Residential_Single Family Regular Income_Existing_Space Heating_Natural Gas_Boiler_E3_Baseline Forecast | Residential | Single Family Regular Income | Existing | Space Heating | Natural Gas | Boiler | E3 | AFUE 85% | Baseline Forecast | 20.41% | 20.41% | 25.79% | 25.79% | 25.8% | 0% | 0% | 0% | 0% | 0% | 0% | 0% | 0% | 0% | 0% | 0% | 0% | 0% | 0% | 0% | 0% | 0% | 0% | 0% | 0% | 0% | 0% | 0% | 0% | 0% | 0% | 0% | 0%
Residential_Single Family Regular Income_Existing_Space Heating_Natural Gas_Boiler_E4_Baseline Forecast | Residential | Single Family Regular Income | Existing | Space Heating | Natural Gas | Boiler | E4 | AFUE 90% | Baseline Forecast | 20.41% | 20.41% | 25.81% | 25.81% | 25.81% | 0% | 0% | 0% | 0% | 0% | 0% | 0% | 0% | 0% | 0% | 0% | 0% | 0% | 0% | 0% | 0% | 0% | 0% | 0% | 0% | 0% | 0% | 0% | 0% | 0% | 0% | 0% | 0%
Residential_Single Family Regular Income_Existing_Space Heating_Natural Gas_Boiler_E5_Baseline Forecast | Residential | Single Family Regular Income | Existing | Space Heating | Natural Gas | Boiler | E5 | AFUE 95% | Baseline Forecast | 9.696% | 9.696% | 12.27% | 12.27% | 12.26% | 0% | 0% | 0% | 0% | 0% | 0% | 0% | 0% | 0% | 0% | 0% | 0% | 0% | 0% | 0% | 0% | 0% | 0% | 0% | 0% | 0% | 0% | 0% | 0% | 0% | 0% | 0% | 0%
Residential_Single Family Regular Income_Existing_Space Heating_Natural Gas_Boiler_E6_Baseline Forecast | Residential | Single Family Regular Income | Existing | Space Heating | Natural Gas | Boiler | E6 | Convert to Gas-Fired ASHP | Baseline Forecast | 0% | 0% | 0% | 0% | 0% | 100% | 100% | 100% | 100% | 100% | 100% | 100% | 100% | 100% | 100% | 100% | 100% | 100% | 100% | 100% | 100% | 100% | 100% | 100% | 100% | 100% | 100% | 100% | 100% | 100% | 100% | 100% | 100%
Residential_Single Family Regular Income_Existing_Space Heating_Natural Gas_Boiler_E7_Baseline Forecast | Residential | Single Family Regular Income | Existing | Space Heating | Natural Gas | Boiler | E7 | ASHP with AFUE 80% Backup | Baseline Forecast | bar: 2019 to 2051
Residential_Single Family Regular Income_Existing_Space Heating_Natural Gas_Boiler_E8_Baseline Forecast | Residential | Single Family Regular Income | Existing | Space Heating | Natural Gas | Boiler | E8 | ASHP with AFUE 95% backup | Baseline Forecast | bar: 2019 to 2051
Residential_Single Family Regular Income_Existing_Space Heating_Natural Gas_Boiler_E9_Baseline Forecast | Residential | Single Family Regular Income | Existing | Space Heating | Natural Gas | Boiler | E9 |  | Baseline Forecast | bar: 2019 to 2051
Residential_Single Family Regular Income_Existing_Space Heating_Natural Gas_Boiler_E10_Baseline Forecast | Residential | Single Family Regular Income | Existing | Space Heating | Natural Gas | Boiler | E10 |  | Baseline Forecast | bar: 2019 to 2051
Residential_Single Family Regular Income_Existing_Secondary Heating_Natural Gas_Fireplace_E1_Baseline Forecast | Residential | Single Family Regular Income | Existing | Secondary Heating | Natural Gas | Fireplace | E1 | Baseline (>50% FE) | Baseline Forecast | 100% | 100% | 100% | 100% | 100% | 100% | 100% | 100% | 100% | 100% | 100% | 100% | 100% | 100% | 100% | 100% | 100% | 100% | 100% | 100% | 100% | 100% | 100% | 100% | 100% | 100% | 100% | 100% | 100% | 100% | 100% | 100% | 100%
Residential_Single Family Regular Income_Existing_Secondary Heating_Natural Gas_Fireplace_E2_Baseline Forecast | Residential | Single Family Regular Income | Existing | Secondary Heating | Natural Gas | Fireplace | E2 | Tier 1 (70% FE) | Baseline Forecast | bar: 2019 to 2051
Residential_Single Family Regular Income_Existing_Secondary Heating_Natural Gas_Fireplace_E3_Baseline Forecast | Residential | Single Family Regular Income | Existing | Secondary Heating | Natural Gas | Fireplace | E3 | Tier 2 (>75% FE) | Baseline Forecast | bar: 2019 to 2051
Residential_Single Family Regular Income_Existing_Secondary Heating_Natural Gas_Fireplace_E4_Baseline Forecast | Residential | Single Family Regular Income | Existing | Secondary Heating | Natural Gas | Fireplace | E4 |  | Baseline Forecast | bar: 2019 to 2051
Residential_Single Family Regular Income_Existing_Secondary Heating_Natural Gas_Fireplace_E5_Baseline Forecast | Residential | Single Family Regular Income | Existing | Secondary Heating | Natural Gas | Fireplace | E5 |  | Baseline Forecast | bar: 2019 to 2051
Residential_Single Family Regular Income_Existing_Secondary Heating_Natural Gas_Fireplace_E6_Baseline Forecast | Residential | Single Family Regular Income | Existing | Secondary Heating | Natural Gas | Fireplace | E6 |  | Baseline Forecast | bar: 2019 to 2051
Residential_Single Family Regular Income_Existing_Secondary Heating_Natural Gas_Fireplace_E7_Baseline Forecast | Residential | Single Family Regular Income | Existing | Secondary Heating | Natural Gas | Fireplace | E7 |  | Baseline Forecast | bar: 2019 to 2051
Residential_Single Family Regular Income_Existing_Secondary Heating_Natural Gas_Fireplace_E8_Baseline Forecast | Residential | Single Family Regular Income | Existing | Secondary Heating | Natural Gas | Fireplace | E8 |  | Baseline Forecast | bar: 2019 to 2051
Residential_Single Family Regular Income_Existing_Secondary Heating_Natural Gas_Fireplace_E9_Baseline Forecast | Residential | Single Family Regular Income | Existing | Secondary Heating | Natural Gas | Fireplace | E9 |  | Baseline Forecast | bar: 2019 to 2051
Residential_Single Family Regular Income_Existing_Secondary Heating_Natural Gas_Fireplace_E10_Baseline Forecast | Residential | Single Family Regular Income | Existing | Secondary Heating | Natural Gas | Fireplace | E10 |  | Baseline Forecast | bar: 2019 to 2051
Residential_Single Family Regular Income_Existing_Water Heating_Natural Gas_Water Heater (<= 55 gal)_E1_Baseline Forecast | Residential | Single Family Regular Income | Existing | Water Heating | Natural Gas | Water Heater (<= 55 gal) | E1 | UEF 0.58 (Standard) | Baseline Forecast | 13.74% | 13.86% | 14.14% | 14.35% | 14.49% | 14.65% | 14.47% | 14.37% | 14.34% | 14.28% | 12.96% | 12.94% | 12.75% | 12.69% | 12.64% | 12.61% | 12.58% | 12.54% | 12.51% | 12.49% | 12.47% | 12.43% | 12.42% | 12.39% | 12.35% | 12.3% | 12.25% | 12.25% | 12.25% | 12.25% | 12.25% | 12.25% | 12.25%
Residential_Single Family Regular Income_Existing_Water Heating_Natural Gas_Water Heater (<= 55 gal)_E2_Baseline Forecast | Residential | Single Family Regular Income | Existing | Water Heating | Natural Gas | Water Heater (<= 55 gal) | E2 | UEF 0.64 (ENERGY STAR 4.0) | Baseline Forecast | 82.26% | 82.14% | 81.86% | 81.65% | 81.51% | 81.35% | 81.53% | 81.63% | 81.66% | 81.72% | 83.04% | 83.06% | 83.25% | 83.31% | 83.36% | 83.39% | 83.42% | 83.46% | 83.49% | 83.51% | 83.53% | 83.57% | 83.58% | 83.61% | 83.65% | 83.7% | 83.75% | 83.75% | 83.75% | 83.75% | 83.75% | 83.75% | 83.75%
Residential_Single Family Regular Income_Existing_Water Heating_Natural Gas_Water Heater (<= 55 gal)_E3_Baseline Forecast | Residential | Single Family Regular Income | Existing | Water Heating | Natural Gas | Water Heater (<= 55 gal) | E3 | UEF 0.81 (ENERGY STAR 5.0) | Baseline Forecast | bar: 2019 to 2051
Residential_Single Family Regular Income_Existing_Water Heating_Natural Gas_Water Heater (<= 55 gal)_E4_Baseline Forecast | Residential | Single Family Regular Income | Existing | Water Heating | Natural Gas | Water Heater (<= 55 gal) | E4 | UEF 0.87 (Instantaneous, ENERGY STAR 4.0) | Baseline Forecast | bar: 2019 to 2051
Residential_Single Family Regular Income_Existing_Water Heating_Natural Gas_Water Heater (<= 55 gal)_E5_Baseline Forecast | Residential | Single Family Regular Income | Existing | Water Heating | Natural Gas | Water Heater (<= 55 gal) | E5 | UEF 0.95 (Instantaneous, ENERGY STAR 5.0) | Baseline Forecast | bar: 2019 to 2051
Residential_Single Family Regular Income_Existing_Water Heating_Natural Gas_Water Heater (<= 55 gal)_E6_Baseline Forecast | Residential | Single Family Regular Income | Existing | Water Heating | Natural Gas | Water Heater (<= 55 gal) | E6 | UEF 1.0+ (Gas-Fired HPWH) | Baseline Forecast | bar: 2019 to 2051
Residential_Single Family Regular Income_Existing_Water Heating_Natural Gas_Water Heater (<= 55 gal)_E7_Baseline Forecast | Residential | Single Family Regular Income | Existing | Water Heating | Natural Gas | Water Heater (<= 55 gal) | E7 | NEEA Gas-Fired Absorption HPWH (COP 1.3) | Baseline Forecast | bar: 2019 to 2051
Residential_Single Family Regular Income_Existing_Water Heating_Natural Gas_Water Heater (<= 55 gal)_E8_Baseline Forecast | Residential | Single Family Regular Income | Existing | Water Heating | Natural Gas | Water Heater (<= 55 gal) | E8 |  | Baseline Forecast | bar: 2019 to 2051
Residential_Single Family Regular Income_Existing_Water Heating_Natural Gas_Water Heater (<= 55 gal)_E9_Baseline Forecast | Residential | Single Family Regular Income | Existing | Water Heating | Natural Gas | Water Heater (<= 55 gal) | E9 |  | Baseline Forecast | bar: 2019 to 2051
Residential_Single Family Regular Income_Existing_Water Heating_Natural Gas_Water Heater (<= 55 gal)_E10_Baseline Forecast | Residential | Single Family Regular Income | Existing | Water Heating | Natural Gas | Water Heater (<= 55 gal) | E10 |  | Baseline Forecast | bar: 2019 to 2051
Residential_Single Family Regular Income_Existing_Water Heating_Natural Gas_Water Heater (> 55 gal)_E1_Baseline Forecast | Residential | Single Family Regular Income | Existing | Water Heating | Natural Gas | Water Heater (> 55 gal) | E1 | UEF 0.76 (Standard) | Baseline Forecast | 13.74% | 13.86% | 14.14% | 14.35% | 14.49% | 14.65% | 14.47% | 14.37% | 14.34% | 14.28% | 12.96% | 12.94% | 12.75% | 12.69% | 12.64% | 12.61% | 12.58% | 12.54% | 12.51% | 12.49% | 12.47% | 12.43% | 12.42% | 12.39% | 12.35% | 12.3% | 12.25% | 12.25% | 12.25% | 12.25% | 12.25% | 12.25% | 12.25%
Residential_Single Family Regular Income_Existing_Water Heating_Natural Gas_Water Heater (> 55 gal)_E2_Baseline Forecast | Residential | Single Family Regular Income | Existing | Water Heating | Natural Gas | Water Heater (> 55 gal) | E2 | UEF 0.78 (ENERGY STAR 4.0) | Baseline Forecast | 82.26% | 82.14% | 81.86% | 81.65% | 81.51% | 81.35% | 81.53% | 81.63% | 81.66% | 81.72% | 83.04% | 83.06% | 83.25% | 83.31% | 83.36% | 83.39% | 83.42% | 83.46% | 83.49% | 83.51% | 83.53% | 83.57% | 83.58% | 83.61% | 83.65% | 83.7% | 83.75% | 83.75% | 83.75% | 83.75% | 83.75% | 83.75% | 83.75%
Residential_Single Family Regular Income_Existing_Water Heating_Natural Gas_Water Heater (> 55 gal)_E3_Baseline Forecast | Residential | Single Family Regular Income | Existing | Water Heating | Natural Gas | Water Heater (> 55 gal) | E3 | UEF 0.86 (ENERGY STAR 5.0) | Baseline Forecast | bar: 2019 to 2051
Residential_Single Family Regular Income_Existing_Water Heating_Natural Gas_Water Heater (> 55 gal)_E4_Baseline Forecast | Residential | Single Family Regular Income | Existing | Water Heating | Natural Gas | Water Heater (> 55 gal) | E4 | UEF 0.87 (Instantaneous, ENERGY STAR 4.0) | Baseline Forecast | bar: 2019 to 2051
Residential_Single Family Regular Income_Existing_Water Heating_Natural Gas_Water Heater (> 55 gal)_E5_Baseline Forecast | Residential | Single Family Regular Income | Existing | Water Heating | Natural Gas | Water Heater (> 55 gal) | E5 | UEF 0.95 (Instantaneous, ENERGY STAR 5.0) | Baseline Forecast | bar: 2019 to 2051
Residential_Single Family Regular Income_Existing_Water Heating_Natural Gas_Water Heater (> 55 gal)_E6_Baseline Forecast | Residential | Single Family Regular Income | Existing | Water Heating | Natural Gas | Water Heater (> 55 gal) | E6 | UEF 1.0+ (Gas-Fired HPWH) | Baseline Forecast | bar: 2019 to 2051
Residential_Single Family Regular Income_Existing_Water Heating_Natural Gas_Water Heater (> 55 gal)_E7_Baseline Forecast | Residential | Single Family Regular Income | Existing | Water Heating | Natural Gas | Water Heater (> 55 gal) | E7 | NEEA Gas-Fired Absorption HPWH (COP 1.3) | Baseline Forecast | bar: 2019 to 2051
Residential_Single Family Regular Income_Existing_Water Heating_Natural Gas_Water Heater (> 55 gal)_E8_Baseline Forecast | Residential | Single Family Regular Income | Existing | Water Heating | Natural Gas | Water Heater (> 55 gal) | E8 |  | Baseline Forecast | bar: 2019 to 2051
Residential_Single Family Regular Income_Existing_Water Heating_Natural Gas_Water Heater (> 55 gal)_E9_Baseline Forecast | Residential | Single Family Regular Income | Existing | Water Heating | Natural Gas | Water Heater (> 55 gal) | E9 |  | Baseline Forecast | bar: 2019 to 2051
Residential_Single Family Regular Income_Existing_Water Heating_Natural Gas_Water Heater (> 55 gal)_E10_Baseline Forecast | Residential | Single Family Regular Income | Existing | Water Heating | Natural Gas | Water Heater (> 55 gal) | E10 |  | Baseline Forecast | bar: 2019 to 2051
Residential_Single Family Regular Income_Existing_Appliances_Natural Gas_Clothes Dryer_E1_Baseline Forecast | Residential | Single Family Regular Income | Existing | Appliances | Natural Gas | Clothes Dryer | E1 | Standard | Baseline Forecast | 55.53% | 55.53% | 55.52% | 55.52% | 55.52% | 55.52% | 55.52% | 55.51% | 55.5% | 55.5% | 55.49% | 55.49% | 55.48% | 55.47% | 55.47% | 55.46% | 55.46% | 55.45% | 55.44% | 55.44% | 55.43% | 55.43% | 55.42% | 55.42% | 55.41% | 55.41% | 55.41% | 55.41% | 55.41% | 55.41% | 55.41% | 55.42% | 55.42%
Residential_Single Family Regular Income_Existing_Appliances_Natural Gas_Clothes Dryer_E2_Baseline Forecast | Residential | Single Family Regular Income | Existing | Appliances | Natural Gas | Clothes Dryer | E2 | NEEA/ENERGY STAR (CE >60%) | Baseline Forecast | 44.47% | 44.47% | 44.48% | 44.48% | 44.48% | 44.48% | 44.48% | 44.49% | 44.5% | 44.5% | 44.51% | 44.51% | 44.52% | 44.53% | 44.53% | 44.54% | 44.54% | 44.55% | 44.56% | 44.56% | 44.57% | 44.57% | 44.58% | 44.58% | 44.59% | 44.59% | 44.59% | 44.59% | 44.59% | 44.59% | 44.59% | 44.58% | 44.58%
Residential_Single Family Regular Income_Existing_Appliances_Natural Gas_Clothes Dryer_E3_Baseline Forecast | Residential | Single Family Regular Income | Existing | Appliances | Natural Gas | Clothes Dryer | E3 |  | Baseline Forecast | bar: 2019 to 2051
Residential_Single Family Regular Income_Existing_Appliances_Natural Gas_Clothes Dryer_E4_Baseline Forecast | Residential | Single Family Regular Income | Existing | Appliances | Natural Gas | Clothes Dryer | E4 |  | Baseline Forecast | bar: 2019 to 2051
Residential_Single Family Regular Income_Existing_Appliances_Natural Gas_Clothes Dryer_E5_Baseline Forecast | Residential | Single Family Regular Income | Existing | Appliances | Natural Gas | Clothes Dryer | E5 |  | Baseline Forecast | bar: 2019 to 2051
Residential_Single Family Regular Income_Existing_Appliances_Natural Gas_Clothes Dryer_E6_Baseline Forecast | Residential | Single Family Regular Income | Existing | Appliances | Natural Gas | Clothes Dryer | E6 |  | Baseline Forecast | bar: 2019 to 2051
Residential_Single Family Regular Income_Existing_Appliances_Natural Gas_Clothes Dryer_E7_Baseline Forecast | Residential | Single Family Regular Income | Existing | Appliances | Natural Gas | Clothes Dryer | E7 |  | Baseline Forecast | bar: 2019 to 2051
Residential_Single Family Regular Income_Existing_Appliances_Natural Gas_Clothes Dryer_E8_Baseline Forecast | Residential | Single Family Regular Income | Existing | Appliances | Natural Gas | Clothes Dryer | E8 |  | Baseline Forecast | bar: 2019 to 2051
Residential_Single Family Regular Income_Existing_Appliances_Natural Gas_Clothes Dryer_E9_Baseline Forecast | Residential | Single Family Regular Income | Existing | Appliances | Natural Gas | Clothes Dryer | E9 |  | Baseline Forecast | bar: 2019 to 2051
Residential_Single Family Regular Income_Existing_Appliances_Natural Gas_Clothes Dryer_E10_Baseline Forecast | Residential | Single Family Regular Income | Existing | Appliances | Natural Gas | Clothes Dryer | E10 |  | Baseline Forecast | bar: 2019 to 2051
Residential_Single Family Regular Income_Existing_Appliances_Natural Gas_Stove/Oven_E1_Baseline Forecast | Residential | Single Family Regular Income | Existing | Appliances | Natural Gas | Stove/Oven | E1 | EF 0.399 | Baseline Forecast | 69.92% | 69.92% | 69.92% | 69.91% | 69.92% | 69.91% | 69.9% | 69.89% | 69.88% | 69.87% | 69.85% | 69.84% | 69.83% | 69.82% | 69.81% | 69.8% | 69.78% | 69.77% | 69.76% | 69.75% | 69.73% | 69.72% | 69.72% | 69.71% | 69.7% | 69.7% | 69.7% | 69.7% | 69.7% | 69.7% | 69.7% | 69.71% | 69.71%
Residential_Single Family Regular Income_Existing_Appliances_Natural Gas_Stove/Oven_E2_Baseline Forecast | Residential | Single Family Regular Income | Existing | Appliances | Natural Gas | Stove/Oven | E2 | High Efficiency (730 + 1660 IAEC) | Baseline Forecast | 30.08% | 30.08% | 30.08% | 30.09% | 30.08% | 30.09% | 30.1% | 30.11% | 30.12% | 30.13% | 30.15% | 30.16% | 30.17% | 30.18% | 30.19% | 30.2% | 30.22% | 30.23% | 30.24% | 30.25% | 30.27% | 30.28% | 30.28% | 30.29% | 30.3% | 30.3% | 30.3% | 30.3% | 30.3% | 30.3% | 30.3% | 30.29% | 30.29%
Residential_Single Family Regular Income_Existing_Appliances_Natural Gas_Stove/Oven_E3_Baseline Forecast | Residential | Single Family Regular Income | Existing | Appliances | Natural Gas | Stove/Oven | E3 |  | Baseline Forecast | bar: 2019 to 2051
Residential_Single Family Regular Income_Existing_Appliances_Natural Gas_Stove/Oven_E4_Baseline Forecast | Residential | Single Family Regular Income | Existing | Appliances | Natural Gas | Stove/Oven | E4 |  | Baseline Forecast | bar: 2019 to 2051
Residential_Single Family Regular Income_Existing_Appliances_Natural Gas_Stove/Oven_E5_Baseline Forecast | Residential | Single Family Regular Income | Existing | Appliances | Natural Gas | Stove/Oven | E5 |  | Baseline Forecast | bar: 2019 to 2051
Residential_Single Family Regular Income_Existing_Appliances_Natural Gas_Stove/Oven_E6_Baseline Forecast | Residential | Single Family Regular Income | Existing | Appliances | Natural Gas | Stove/Oven | E6 |  | Baseline Forecast | bar: 2019 to 2051
Residential_Single Family Regular Income_Existing_Appliances_Natural Gas_Stove/Oven_E7_Baseline Forecast | Residential | Single Family Regular Income | Existing | Appliances | Natural Gas | Stove/Oven | E7 |  | Baseline Forecast | bar: 2019 to 2051
Residential_Single Family Regular Income_Existing_Appliances_Natural Gas_Stove/Oven_E8_Baseline Forecast | Residential | Single Family Regular Income | Existing | Appliances | Natural Gas | Stove/Oven | E8 |  | Baseline Forecast | bar: 2019 to 2051
Residential_Single Family Regular Income_Existing_Appliances_Natural Gas_Stove/Oven_E9_Baseline Forecast | Residential | Single Family Regular Income | Existing | Appliances | Natural Gas | Stove/Oven | E9 |  | Baseline Forecast | bar: 2019 to 2051
Residential_Single Family Regular Income_Existing_Appliances_Natural Gas_Stove/Oven_E10_Baseline Forecast | Residential | Single Family Regular Income | Existing | Appliances | Natural Gas | Stove/Oven | E10 |  | Baseline Forecast | bar: 2019 to 2051
Residential_Single Family Regular Income_Existing_Miscellaneous_Natural Gas_Pool Heater_E1_Baseline Forecast | Residential | Single Family Regular Income | Existing | Miscellaneous | Natural Gas | Pool Heater | E1 | Standard (EF 0.82) | Baseline Forecast | 95% | 95% | 95% | 95% | 95% | 95% | 95% | 95% | 95% | 95% | 95% | 95% | 95% | 95% | 95% | 95% | 95% | 95% | 95% | 95% | 95% | 95% | 95% | 95% | 95% | 95% | 95% | 95% | 95% | 95% | 95% | 95% | 95%
Residential_Single Family Regular Income_Existing_Miscellaneous_Natural Gas_Pool Heater_E2_Baseline Forecast | Residential | Single Family Regular Income | Existing | Miscellaneous | Natural Gas | Pool Heater | E2 | High Efficiency (EF 0.84) | Baseline Forecast | bar: 2019 to 2051
Residential_Single Family Regular Income_Existing_Miscellaneous_Natural Gas_Pool Heater_E3_Baseline Forecast | Residential | Single Family Regular Income | Existing | Miscellaneous | Natural Gas | Pool Heater | E3 | Condensing (EF .94) | Baseline Forecast | bar: 2019 to 2051
Residential_Single Family Regular Income_Existing_Miscellaneous_Natural Gas_Pool Heater_E4_Baseline Forecast | Residential | Single Family Regular Income | Existing | Miscellaneous | Natural Gas | Pool Heater | E4 | Condensing w/Imp. HX (EF 0.95) | Baseline Forecast | bar: 2019 to 2051
Residential_Single Family Regular Income_Existing_Miscellaneous_Natural Gas_Pool Heater_E5_Baseline Forecast | Residential | Single Family Regular Income | Existing | Miscellaneous | Natural Gas | Pool Heater | E5 |  | Baseline Forecast | bar: 2019 to 2051
Residential_Single Family Regular Income_Existing_Miscellaneous_Natural Gas_Pool Heater_E6_Baseline Forecast | Residential | Single Family Regular Income | Existing | Miscellaneous | Natural Gas | Pool Heater | E6 |  | Baseline Forecast | bar: 2019 to 2051
Residential_Single Family Regular Income_Existing_Miscellaneous_Natural Gas_Pool Heater_E7_Baseline Forecast | Residential | Single Family Regular Income | Existing | Miscellaneous | Natural Gas | Pool Heater | E7 |  | Baseline Forecast | bar: 2019 to 2051
Residential_Single Family Regular Income_Existing_Miscellaneous_Natural Gas_Pool Heater_E8_Baseline Forecast | Residential | Single Family Regular Income | Existing | Miscellaneous | Natural Gas | Pool Heater | E8 |  | Baseline Forecast | bar: 2019 to 2051
Residential_Single Family Regular Income_Existing_Miscellaneous_Natural Gas_Pool Heater_E9_Baseline Forecast | Residential | Single Family Regular Income | Existing | Miscellaneous | Natural Gas | Pool Heater | E9 |  | Baseline Forecast | bar: 2019 to 2051
Residential_Single Family Regular Income_Existing_Miscellaneous_Natural Gas_Pool Heater_E10_Baseline Forecast | Residential | Single Family Regular Income | Existing | Miscellaneous | Natural Gas | Pool Heater | E10 |  | Baseline Forecast | bar: 2019 to 2051
Residential_Single Family Regular Income_Existing_Miscellaneous_Natural Gas_Miscellaneous_E1_Baseline Forecast | Residential | Single Family Regular Income | Existing | Miscellaneous | Natural Gas | Miscellaneous | E1 | Default | Baseline Forecast | 100% | 100% | 100% | 100% | 100% | 100% | 100% | 100% | 100% | 100% | 100% | 100% | 100% | 100% | 100% | 100% | 100% | 100% | 100% | 100% | 100% | 100% | 100% | 100% | 100% | 100% | 100% | 100% | 100% | 100% | 100% | 100% | 100%
Residential_Single Family Regular Income_Existing_Miscellaneous_Natural Gas_Miscellaneous_E2_Baseline Forecast | Residential | Single Family Regular Income | Existing | Miscellaneous | Natural Gas | Miscellaneous | E2 |  | Baseline Forecast | bar: 2019 to 2051
Residential_Single Family Regular Income_Existing_Miscellaneous_Natural Gas_Miscellaneous_E3_Baseline Forecast | Residential | Single Family Regular Income | Existing | Miscellaneous | Natural Gas | Miscellaneous | E3 |  | Baseline Forecast | bar: 2019 to 2051
Residential_Single Family Regular Income_Existing_Miscellaneous_Natural Gas_Miscellaneous_E4_Baseline Forecast | Residential | Single Family Regular Income | Existing | Miscellaneous | Natural Gas | Miscellaneous | E4 |  | Baseline Forecast | bar: 2019 to 2051
Residential_Single Family Regular Income_Existing_Miscellaneous_Natural Gas_Miscellaneous_E5_Baseline Forecast | Residential | Single Family Regular Income | Existing | Miscellaneous | Natural Gas | Miscellaneous | E5 |  | Baseline Forecast | bar: 2019 to 2051
Residential_Single Family Regular Income_Existing_Miscellaneous_Natural Gas_Miscellaneous_E6_Baseline Forecast | Residential | Single Family Regular Income | Existing | Miscellaneous | Natural Gas | Miscellaneous | E6 |  | Baseline Forecast | bar: 2019 to 2051
Residential_Single Family Regular Income_Existing_Miscellaneous_Natural Gas_Miscellaneous_E7_Baseline Forecast | Residential | Single Family Regular Income | Existing | Miscellaneous | Natural Gas | Miscellaneous | E7 |  | Baseline Forecast | bar: 2019 to 2051
Residential_Single Family Regular Income_Existing_Miscellaneous_Natural Gas_Miscellaneous_E8_Baseline Forecast | Residential | Single Family Regular Income | Existing | Miscellaneous | Natural Gas | Miscellaneous | E8 |  | Baseline Forecast | bar: 2019 to 2051
Residential_Single Family Regular Income_Existing_Miscellaneous_Natural Gas_Miscellaneous_E9_Baseline Forecast | Residential | Single Family Regular Income | Existing | Miscellaneous | Natural Gas | Miscellaneous | E9 |  | Baseline Forecast | bar: 2019 to 2051
Residential_Single Family Regular Income_Existing_Miscellaneous_Natural Gas_Miscellaneous_E10_Baseline Forecast | Residential | Single Family Regular Income | Existing | Miscellaneous | Natural Gas | Miscellaneous | E10 |  | Baseline Forecast | bar: 2019 to 2051
Residential_Single Family Regular Income_New_Space Heating_Natural Gas_Furnace_E1_Baseline Forecast | Residential | Single Family Regular Income | New | Space Heating | Natural Gas | Furnace | E1 | AFUE 80% | Baseline Forecast | 98.18% | 98.18% | 98.18% | 98.18% | 98.18% | 0% | 0% | 0% | 0% | 0% | 0% | 0% | 0% | 0% | 0% | 0% | 0% | 0% | 0% | 0% | 0% | 0% | 0% | 0% | 0% | 0% | 0% | 0% | 0% | 0% | 0% | 0% | 0%
Residential_Single Family Regular Income_New_Space Heating_Natural Gas_Furnace_E2_Baseline Forecast | Residential | Single Family Regular Income | New | Space Heating | Natural Gas | Furnace | E2 | AFUE 95% (ENERGY STAR 4.1) | Baseline Forecast | 1.814% | 1.814% | 1.814% | 1.814% | 1.814% | 0% | 0% | 0% | 0% | 0% | 0% | 0% | 0% | 0% | 0% | 0% | 0% | 0% | 0% | 0% | 0% | 0% | 0% | 0% | 0% | 0% | 0% | 0% | 0% | 0% | 0% | 0% | 0%
Residential_Single Family Regular Income_New_Space Heating_Natural Gas_Furnace_E3_Baseline Forecast | Residential | Single Family Regular Income | New | Space Heating | Natural Gas | Furnace | E3 | AFUE 97% (CEE Tier 3) | Baseline Forecast | 0.002302% | 0.002302% | 0.002302% | 0.002303% | 0.002302% | 0% | 0% | 0% | 0% | 0% | 0% | 0% | 0% | 0% | 0% | 0% | 0% | 0% | 0% | 0% | 0% | 0% | 0% | 0% | 0% | 0% | 0% | 0% | 0% | 0% | 0% | 0% | 0%
Residential_Single Family Regular Income_New_Space Heating_Natural Gas_Furnace_E4_Baseline Forecast | Residential | Single Family Regular Income | New | Space Heating | Natural Gas | Furnace | E4 | Convert to Gas-Fired ASHP | Baseline Forecast | 0% | 0% | 0% | 0% | 0% | 100% | 100% | 100% | 100% | 100% | 100% | 100% | 100% | 100% | 100% | 100% | 100% | 100% | 100% | 100% | 100% | 100% | 100% | 100% | 100% | 100% | 100% | 100% | 100% | 100% | 100% | 100% | 100%
Residential_Single Family Regular Income_New_Space Heating_Natural Gas_Furnace_E5_Baseline Forecast | Residential | Single Family Regular Income | New | Space Heating | Natural Gas | Furnace | E5 | ASHP with AFUE 80% Backup | Baseline Forecast | 0.002302% | 0.002302% | 0.002304% | 0.002306% | 0.002304% | 4.166e-16% | 4.165e-16% | 4.164e-16% | 4.162e-16% | 4.161e-16% | 4.16e-16% | 4.16e-16% | 4.162e-16% | 4.165e-16% | 4.171e-16% | 4.176e-16% | 4.183e-16% | 4.189e-16% | 4.195e-16% | 4.201e-16% | 4.206e-16% | 4.208e-16% | 4.211e-16% | 4.213e-16% | 4.216e-16% | 4.219e-16% | 4.223e-16% | 4.226e-16% | 4.23e-16% | 4.234e-16% | 4.238e-16% | 4.243e-16% | 4.248e-16%
Residential_Single Family Regular Income_New_Space Heating_Natural Gas_Furnace_E6_Baseline Forecast | Residential | Single Family Regular Income | New | Space Heating | Natural Gas | Furnace | E6 | ASHP with AFUE 95% backup | Baseline Forecast | bar: 2019 to 2051
Residential_Single Family Regular Income_New_Space Heating_Natural Gas_Furnace_E7_Baseline Forecast | Residential | Single Family Regular Income | New | Space Heating | Natural Gas | Furnace | E7 |  | Baseline Forecast | bar: 2019 to 2051
Residential_Single Family Regular Income_New_Space Heating_Natural Gas_Furnace_E8_Baseline Forecast | Residential | Single Family Regular Income | New | Space Heating | Natural Gas | Furnace | E8 |  | Baseline Forecast | bar: 2019 to 2051
Residential_Single Family Regular Income_New_Space Heating_Natural Gas_Furnace_E9_Baseline Forecast | Residential | Single Family Regular Income | New | Space Heating | Natural Gas | Furnace | E9 |  | Baseline Forecast | bar: 2019 to 2051
Residential_Single Family Regular Income_New_Space Heating_Natural Gas_Furnace_E10_Baseline Forecast | Residential | Single Family Regular Income | New | Space Heating | Natural Gas | Furnace | E10 |  | Baseline Forecast | bar: 2019 to 2051
Residential_Single Family Regular Income_New_Space Heating_Natural Gas_Boiler_E1_Baseline Forecast | Residential | Single Family Regular Income | New | Space Heating | Natural Gas | Boiler | E1 | AFUE 80% | Baseline Forecast | 97.85% | 97.85% | 0% | 0% | 0% | 0% | 0% | 0% | 0% | 0% | 0% | 0% | 0% | 0% | 0% | 0% | 0% | 0% | 0% | 0% | 0% | 0% | 0% | 0% | 0% | 0% | 0% | 0% | 0% | 0% | 0% | 0% | 0%
Residential_Single Family Regular Income_New_Space Heating_Natural Gas_Boiler_E2_Baseline Forecast | Residential | Single Family Regular Income | New | Space Heating | Natural Gas | Boiler | E2 | AFUE 82% | Baseline Forecast | 0% | 0% | 65.25% | 65.24% | 65.25% | 0% | 0% | 0% | 0% | 0% | 0% | 0% | 0% | 0% | 0% | 0% | 0% | 0% | 0% | 0% | 0% | 0% | 0% | 0% | 0% | 0% | 0% | 0% | 0% | 0% | 0% | 0% | 0%
Residential_Single Family Regular Income_New_Space Heating_Natural Gas_Boiler_E3_Baseline Forecast | Residential | Single Family Regular Income | New | Space Heating | Natural Gas | Boiler | E3 | AFUE 85% | Baseline Forecast | 0.7168% | 0.7169% | 11.58% | 11.58% | 11.59% | 0% | 0% | 0% | 0% | 0% | 0% | 0% | 0% | 0% | 0% | 0% | 0% | 0% | 0% | 0% | 0% | 0% | 0% | 0% | 0% | 0% | 0% | 0% | 0% | 0% | 0% | 0% | 0%
Residential_Single Family Regular Income_New_Space Heating_Natural Gas_Boiler_E4_Baseline Forecast | Residential | Single Family Regular Income | New | Space Heating | Natural Gas | Boiler | E4 | AFUE 90% | Baseline Forecast | 0.7168% | 0.7169% | 11.6% | 11.6% | 11.6% | 0% | 0% | 0% | 0% | 0% | 0% | 0% | 0% | 0% | 0% | 0% | 0% | 0% | 0% | 0% | 0% | 0% | 0% | 0% | 0% | 0% | 0% | 0% | 0% | 0% | 0% | 0% | 0%
Residential_Single Family Regular Income_New_Space Heating_Natural Gas_Boiler_E5_Baseline Forecast | Residential | Single Family Regular Income | New | Space Heating | Natural Gas | Boiler | E5 | AFUE 95% | Baseline Forecast | bar: 2019 to 2051
Residential_Single Family Regular Income_New_Space Heating_Natural Gas_Boiler_E6_Baseline Forecast | Residential | Single Family Regular Income | New | Space Heating | Natural Gas | Boiler | E6 | Convert to Gas-Fired ASHP | Baseline Forecast | 0% | 0% | 0% | 0% | 0% | 0.003664% | 0.003665% | 0.003666% | 0.003667% | 0.003668% | 0.003669% | 0.003669% | 0.003668% | 0.003666% | 0.003662% | 0.003657% | 0.003653% | 0.003648% | 0.003644% | 0.003639% | 0.003635% | 0.003633% | 0.003631% | 0.003629% | 0.003626% | 0.003623% | 0.003621% | 0.003618% | 0.003614% | 0.003611% | 0.003607% | 0.003603% | 0.003599%
Residential_Single Family Regular Income_New_Space Heating_Natural Gas_Boiler_E7_Baseline Forecast | Residential | Single Family Regular Income | New | Space Heating | Natural Gas | Boiler | E7 | ASHP with AFUE 80% Backup | Baseline Forecast | 0.7168% | 0.7171% | 11.57% | 11.58% | 11.57% | 100% | 100% | 100% | 100% | 100% | 100% | 100% | 100% | 100% | 100% | 100% | 100% | 100% | 100% | 100% | 100% | 100% | 100% | 100% | 100% | 100% | 100% | 100% | 100% | 100% | 100% | 100% | 100%
Residential_Single Family Regular Income_New_Space Heating_Natural Gas_Boiler_E8_Baseline Forecast | Residential | Single Family Regular Income | New | Space Heating | Natural Gas | Boiler | E8 | ASHP with AFUE 95% backup | Baseline Forecast | bar: 2019 to 2051
Residential_Single Family Regular Income_New_Space Heating_Natural Gas_Boiler_E9_Baseline Forecast | Residential | Single Family Regular Income | New | Space Heating | Natural Gas | Boiler | E9 |  | Baseline Forecast | bar: 2019 to 2051
Residential_Single Family Regular Income_New_Space Heating_Natural Gas_Boiler_E10_Baseline Forecast | Residential | Single Family Regular Income | New | Space Heating | Natural Gas | Boiler | E10 |  | Baseline Forecast | bar: 2019 to 2051
Residential_Single Family Regular Income_New_Secondary Heating_Natural Gas_Fireplace_E1_Baseline Forecast | Residential | Single Family Regular Income | New | Secondary Heating | Natural Gas | Fireplace | E1 | Baseline (>50% FE) | Baseline Forecast | 100% | 100% | 100% | 100% | 100% | 100% | 100% | 100% | 100% | 100% | 100% | 100% | 100% | 100% | 100% | 100% | 100% | 100% | 100% | 100% | 100% | 100% | 100% | 100% | 100% | 100% | 100% | 100% | 100% | 100% | 100% | 100% | 100%
Residential_Single Family Regular Income_New_Secondary Heating_Natural Gas_Fireplace_E2_Baseline Forecast | Residential | Single Family Regular Income | New | Secondary Heating | Natural Gas | Fireplace | E2 | Tier 1 (70% FE) | Baseline Forecast | bar: 2019 to 2051
Residential_Single Family Regular Income_New_Secondary Heating_Natural Gas_Fireplace_E3_Baseline Forecast | Residential | Single Family Regular Income | New | Secondary Heating | Natural Gas | Fireplace | E3 | Tier 2 (>75% FE) | Baseline Forecast | bar: 2019 to 2051
Residential_Single Family Regular Income_New_Secondary Heating_Natural Gas_Fireplace_E4_Baseline Forecast | Residential | Single Family Regular Income | New | Secondary Heating | Natural Gas | Fireplace | E4 |  | Baseline Forecast | bar: 2019 to 2051
Residential_Single Family Regular Income_New_Secondary Heating_Natural Gas_Fireplace_E5_Baseline Forecast | Residential | Single Family Regular Income | New | Secondary Heating | Natural Gas | Fireplace | E5 |  | Baseline Forecast | bar: 2019 to 2051
Residential_Single Family Regular Income_New_Secondary Heating_Natural Gas_Fireplace_E6_Baseline Forecast | Residential | Single Family Regular Income | New | Secondary Heating | Natural Gas | Fireplace | E6 |  | Baseline Forecast | bar: 2019 to 2051
Residential_Single Family Regular Income_New_Secondary Heating_Natural Gas_Fireplace_E7_Baseline Forecast | Residential | Single Family Regular Income | New | Secondary Heating | Natural Gas | Fireplace | E7 |  | Baseline Forecast | bar: 2019 to 2051
Residential_Single Family Regular Income_New_Secondary Heating_Natural Gas_Fireplace_E8_Baseline Forecast | Residential | Single Family Regular Income | New | Secondary Heating | Natural Gas | Fireplace | E8 |  | Baseline Forecast | bar: 2019 to 2051
Residential_Single Family Regular Income_New_Secondary Heating_Natural Gas_Fireplace_E9_Baseline Forecast | Residential | Single Family Regular Income | New | Secondary Heating | Natural Gas | Fireplace | E9 |  | Baseline Forecast | bar: 2019 to 2051
Residential_Single Family Regular Income_New_Secondary Heating_Natural Gas_Fireplace_E10_Baseline Forecast | Residential | Single Family Regular Income | New | Secondary Heating | Natural Gas | Fireplace | E10 |  | Baseline Forecast | bar: 2019 to 2051
Residential_Single Family Regular Income_New_Water Heating_Natural Gas_Water Heater (<= 55 gal)_E1_Baseline Forecast | Residential | Single Family Regular Income | New | Water Heating | Natural Gas | Water Heater (<= 55 gal) | E1 | UEF 0.58 (Standard) | Baseline Forecast | 13.8% | 13.92% | 14.19% | 14.4% | 0% | 0% | 0% | 0% | 0% | 0% | 0% | 0% | 0% | 0% | 0% | 0% | 0% | 0% | 0% | 0% | 0% | 0% | 0% | 0% | 0% | 0% | 0% | 0% | 0% | 0% | 0% | 0% | 0%
Residential_Single Family Regular Income_New_Water Heating_Natural Gas_Water Heater (<= 55 gal)_E2_Baseline Forecast | Residential | Single Family Regular Income | New | Water Heating | Natural Gas | Water Heater (<= 55 gal) | E2 | UEF 0.64 (ENERGY STAR 4.0) | Baseline Forecast | 82.2% | 82.08% | 81.81% | 81.6% | 0% | 0% | 0% | 0% | 0% | 0% | 0% | 0% | 0% | 0% | 0% | 0% | 0% | 0% | 0% | 0% | 0% | 0% | 0% | 0% | 0% | 0% | 0% | 0% | 0% | 0% | 0% | 0% | 0%
Residential_Single Family Regular Income_New_Water Heating_Natural Gas_Water Heater (<= 55 gal)_E3_Baseline Forecast | Residential | Single Family Regular Income | New | Water Heating | Natural Gas | Water Heater (<= 55 gal) | E3 | UEF 0.81 (ENERGY STAR 5.0) | Baseline Forecast | 4% | 4% | 3.999% | 4% | 0% | 0% | 0% | 0% | 0% | 0% | 0% | 0% | 0% | 0% | 0% | 0% | 0% | 0% | 0% | 0% | 0% | 0% | 0% | 0% | 0% | 0% | 0% | 0% | 0% | 0% | 0% | 0% | 0%
Residential_Single Family Regular Income_New_Water Heating_Natural Gas_Water Heater (<= 55 gal)_E4_Baseline Forecast | Residential | Single Family Regular Income | New | Water Heating | Natural Gas | Water Heater (<= 55 gal) | E4 | UEF 0.87 (Instantaneous, ENERGY STAR 4.0) | Baseline Forecast | bar: 2019 to 2051
Residential_Single Family Regular Income_New_Water Heating_Natural Gas_Water Heater (<= 55 gal)_E5_Baseline Forecast | Residential | Single Family Regular Income | New | Water Heating | Natural Gas | Water Heater (<= 55 gal) | E5 | UEF 0.95 (Instantaneous, ENERGY STAR 5.0) | Baseline Forecast | bar: 2019 to 2051
Residential_Single Family Regular Income_New_Water Heating_Natural Gas_Water Heater (<= 55 gal)_E6_Baseline Forecast | Residential | Single Family Regular Income | New | Water Heating | Natural Gas | Water Heater (<= 55 gal) | E6 | UEF 1.0+ (Gas-Fired HPWH) | Baseline Forecast | bar: 2019 to 2051
Residential_Single Family Regular Income_New_Water Heating_Natural Gas_Water Heater (<= 55 gal)_E7_Baseline Forecast | Residential | Single Family Regular Income | New | Water Heating | Natural Gas | Water Heater (<= 55 gal) | E7 | NEEA Gas-Fired Absorption HPWH (COP 1.3) | Baseline Forecast | bar: 2019 to 2051
Residential_Single Family Regular Income_New_Water Heating_Natural Gas_Water Heater (<= 55 gal)_E8_Baseline Forecast | Residential | Single Family Regular Income | New | Water Heating | Natural Gas | Water Heater (<= 55 gal) | E8 |  | Baseline Forecast | bar: 2019 to 2051
Residential_Single Family Regular Income_New_Water Heating_Natural Gas_Water Heater (<= 55 gal)_E9_Baseline Forecast | Residential | Single Family Regular Income | New | Water Heating | Natural Gas | Water Heater (<= 55 gal) | E9 |  | Baseline Forecast | bar: 2019 to 2051
Residential_Single Family Regular Income_New_Water Heating_Natural Gas_Water Heater (<= 55 gal)_E10_Baseline Forecast | Residential | Single Family Regular Income | New | Water Heating | Natural Gas | Water Heater (<= 55 gal) | E10 |  | Baseline Forecast | bar: 2019 to 2051
Residential_Single Family Regular Income_New_Water Heating_Natural Gas_Water Heater (> 55 gal)_E1_Baseline Forecast | Residential | Single Family Regular Income | New | Water Heating | Natural Gas | Water Heater (> 55 gal) | E1 | UEF 0.76 (Standard) | Baseline Forecast | 13.8% | 13.92% | 14.19% | 14.4% | 0% | 0% | 0% | 0% | 0% | 0% | 0% | 0% | 0% | 0% | 0% | 0% | 0% | 0% | 0% | 0% | 0% | 0% | 0% | 0% | 0% | 0% | 0% | 0% | 0% | 0% | 0% | 0% | 0%
Residential_Single Family Regular Income_New_Water Heating_Natural Gas_Water Heater (> 55 gal)_E2_Baseline Forecast | Residential | Single Family Regular Income | New | Water Heating | Natural Gas | Water Heater (> 55 gal) | E2 | UEF 0.78 (ENERGY STAR 4.0) | Baseline Forecast | 82.2% | 82.08% | 81.81% | 81.6% | 0% | 0% | 0% | 0% | 0% | 0% | 0% | 0% | 0% | 0% | 0% | 0% | 0% | 0% | 0% | 0% | 0% | 0% | 0% | 0% | 0% | 0% | 0% | 0% | 0% | 0% | 0% | 0% | 0%
Residential_Single Family Regular Income_New_Water Heating_Natural Gas_Water Heater (> 55 gal)_E3_Baseline Forecast | Residential | Single Family Regular Income | New | Water Heating | Natural Gas | Water Heater (> 55 gal) | E3 | UEF 0.86 (ENERGY STAR 5.0) | Baseline Forecast | 4% | 4% | 3.999% | 4% | 0% | 0% | 0% | 0% | 0% | 0% | 0% | 0% | 0% | 0% | 0% | 0% | 0% | 0% | 0% | 0% | 0% | 0% | 0% | 0% | 0% | 0% | 0% | 0% | 0% | 0% | 0% | 0% | 0%
Residential_Single Family Regular Income_New_Water Heating_Natural Gas_Water Heater (> 55 gal)_E4_Baseline Forecast | Residential | Single Family Regular Income | New | Water Heating | Natural Gas | Water Heater (> 55 gal) | E4 | UEF 0.87 (Instantaneous, ENERGY STAR 4.0) | Baseline Forecast | bar: 2019 to 2051
Residential_Single Family Regular Income_New_Water Heating_Natural Gas_Water Heater (> 55 gal)_E5_Baseline Forecast | Residential | Single Family Regular Income | New | Water Heating | Natural Gas | Water Heater (> 55 gal) | E5 | UEF 0.95 (Instantaneous, ENERGY STAR 5.0) | Baseline Forecast | bar: 2019 to 2051
Residential_Single Family Regular Income_New_Water Heating_Natural Gas_Water Heater (> 55 gal)_E6_Baseline Forecast | Residential | Single Family Regular Income | New | Water Heating | Natural Gas | Water Heater (> 55 gal) | E6 | UEF 1.0+ (Gas-Fired HPWH) | Baseline Forecast | bar: 2019 to 2051
Residential_Single Family Regular Income_New_Water Heating_Natural Gas_Water Heater (> 55 gal)_E7_Baseline Forecast | Residential | Single Family Regular Income | New | Water Heating | Natural Gas | Water Heater (> 55 gal) | E7 | NEEA Gas-Fired Absorption HPWH (COP 1.3) | Baseline Forecast | bar: 2019 to 2051
Residential_Single Family Regular Income_New_Water Heating_Natural Gas_Water Heater (> 55 gal)_E8_Baseline Forecast | Residential | Single Family Regular Income | New | Water Heating | Natural Gas | Water Heater (> 55 gal) | E8 |  | Baseline Forecast | bar: 2019 to 2051
Residential_Single Family Regular Income_New_Water Heating_Natural Gas_Water Heater (> 55 gal)_E9_Baseline Forecast | Residential | Single Family Regular Income | New | Water Heating | Natural Gas | Water Heater (> 55 gal) | E9 |  | Baseline Forecast | bar: 2019 to 2051
Residential_Single Family Regular Income_New_Water Heating_Natural Gas_Water Heater (> 55 gal)_E10_Baseline Forecast | Residential | Single Family Regular Income | New | Water Heating | Natural Gas | Water Heater (> 55 gal) | E10 |  | Baseline Forecast | bar: 2019 to 2051
Residential_Single Family Regular Income_New_Appliances_Natural Gas_Clothes Dryer_E1_Baseline Forecast | Residential | Single Family Regular Income | New | Appliances | Natural Gas | Clothes Dryer | E1 | Standard | Baseline Forecast | 55.53% | 55.53% | 55.53% | 55.52% | 55.53% | 55.52% | 55.52% | 55.51% | 55.51% | 55.5% | 55.49% | 55.49% | 55.48% | 55.48% | 55.47% | 55.46% | 55.46% | 55.45% | 55.44% | 55.44% | 55.43% | 55.43% | 55.42% | 55.42% | 55.42% | 55.42% | 55.41% | 55.41% | 55.41% | 55.41% | 55.42% | 55.42% | 55.42%
Residential_Single Family Regular Income_New_Appliances_Natural Gas_Clothes Dryer_E2_Baseline Forecast | Residential | Single Family Regular Income | New | Appliances | Natural Gas | Clothes Dryer | E2 | NEEA/ENERGY STAR (CE >60%) | Baseline Forecast | 44.47% | 44.47% | 44.47% | 44.48% | 44.47% | 44.48% | 44.48% | 44.49% | 44.49% | 44.5% | 44.51% | 44.51% | 44.52% | 44.52% | 44.53% | 44.54% | 44.54% | 44.55% | 44.56% | 44.56% | 44.57% | 44.57% | 44.58% | 44.58% | 44.58% | 44.58% | 44.59% | 44.59% | 44.59% | 44.59% | 44.58% | 44.58% | 44.58%
Residential_Single Family Regular Income_New_Appliances_Natural Gas_Clothes Dryer_E3_Baseline Forecast | Residential | Single Family Regular Income | New | Appliances | Natural Gas | Clothes Dryer | E3 |  | Baseline Forecast | bar: 2019 to 2051
Residential_Single Family Regular Income_New_Appliances_Natural Gas_Clothes Dryer_E4_Baseline Forecast | Residential | Single Family Regular Income | New | Appliances | Natural Gas | Clothes Dryer | E4 |  | Baseline Forecast | bar: 2019 to 2051
Residential_Single Family Regular Income_New_Appliances_Natural Gas_Clothes Dryer_E5_Baseline Forecast | Residential | Single Family Regular Income | New | Appliances | Natural Gas | Clothes Dryer | E5 |  | Baseline Forecast | bar: 2019 to 2051
Residential_Single Family Regular Income_New_Appliances_Natural Gas_Clothes Dryer_E6_Baseline Forecast | Residential | Single Family Regular Income | New | Appliances | Natural Gas | Clothes Dryer | E6 |  | Baseline Forecast | bar: 2019 to 2051
Residential_Single Family Regular Income_New_Appliances_Natural Gas_Clothes Dryer_E7_Baseline Forecast | Residential | Single Family Regular Income | New | Appliances | Natural Gas | Clothes Dryer | E7 |  | Baseline Forecast | bar: 2019 to 2051
Residential_Single Family Regular Income_New_Appliances_Natural Gas_Clothes Dryer_E8_Baseline Forecast | Residential | Single Family Regular Income | New | Appliances | Natural Gas | Clothes Dryer | E8 |  | Baseline Forecast | bar: 2019 to 2051
Residential_Single Family Regular Income_New_Appliances_Natural Gas_Clothes Dryer_E9_Baseline Forecast | Residential | Single Family Regular Income | New | Appliances | Natural Gas | Clothes Dryer | E9 |  | Baseline Forecast | bar: 2019 to 2051
Residential_Single Family Regular Income_New_Appliances_Natural Gas_Clothes Dryer_E10_Baseline Forecast | Residential | Single Family Regular Income | New | Appliances | Natural Gas | Clothes Dryer | E10 |  | Baseline Forecast | bar: 2019 to 2051
Residential_Single Family Regular Income_New_Appliances_Natural Gas_Stove/Oven_E1_Baseline Forecast | Residential | Single Family Regular Income | New | Appliances | Natural Gas | Stove/Oven | E1 | EF 0.399 | Baseline Forecast | 69.92% | 69.92% | 69.92% | 69.91% | 69.92% | 69.91% | 69.9% | 69.89% | 69.88% | 69.87% | 69.85% | 69.84% | 69.83% | 69.82% | 69.81% | 69.8% | 69.78% | 69.77% | 69.76% | 69.75% | 69.73% | 69.72% | 69.72% | 69.71% | 69.7% | 69.7% | 69.7% | 69.7% | 69.7% | 69.7% | 69.7% | 69.71% | 69.71%
Residential_Single Family Regular Income_New_Appliances_Natural Gas_Stove/Oven_E2_Baseline Forecast | Residential | Single Family Regular Income | New | Appliances | Natural Gas | Stove/Oven | E2 | High Efficiency (730 + 1660 IAEC) | Baseline Forecast | 30.08% | 30.08% | 30.08% | 30.09% | 30.08% | 30.09% | 30.1% | 30.11% | 30.12% | 30.13% | 30.15% | 30.16% | 30.17% | 30.18% | 30.19% | 30.2% | 30.22% | 30.23% | 30.24% | 30.25% | 30.27% | 30.28% | 30.28% | 30.29% | 30.3% | 30.3% | 30.3% | 30.3% | 30.3% | 30.3% | 30.3% | 30.29% | 30.29%
Residential_Single Family Regular Income_New_Appliances_Natural Gas_Stove/Oven_E3_Baseline Forecast | Residential | Single Family Regular Income | New | Appliances | Natural Gas | Stove/Oven | E3 |  | Baseline Forecast | bar: 2019 to 2051
Residential_Single Family Regular Income_New_Appliances_Natural Gas_Stove/Oven_E4_Baseline Forecast | Residential | Single Family Regular Income | New | Appliances | Natural Gas | Stove/Oven | E4 |  | Baseline Forecast | bar: 2019 to 2051
Residential_Single Family Regular Income_New_Appliances_Natural Gas_Stove/Oven_E5_Baseline Forecast | Residential | Single Family Regular Income | New | Appliances | Natural Gas | Stove/Oven | E5 |  | Baseline Forecast | bar: 2019 to 2051
Residential_Single Family Regular Income_New_Appliances_Natural Gas_Stove/Oven_E6_Baseline Forecast | Residential | Single Family Regular Income | New | Appliances | Natural Gas | Stove/Oven | E6 |  | Baseline Forecast | bar: 2019 to 2051
Residential_Single Family Regular Income_New_Appliances_Natural Gas_Stove/Oven_E7_Baseline Forecast | Residential | Single Family Regular Income | New | Appliances | Natural Gas | Stove/Oven | E7 |  | Baseline Forecast | bar: 2019 to 2051
Residential_Single Family Regular Income_New_Appliances_Natural Gas_Stove/Oven_E8_Baseline Forecast | Residential | Single Family Regular Income | New | Appliances | Natural Gas | Stove/Oven | E8 |  | Baseline Forecast | bar: 2019 to 2051
Residential_Single Family Regular Income_New_Appliances_Natural Gas_Stove/Oven_E9_Baseline Forecast | Residential | Single Family Regular Income | New | Appliances | Natural Gas | Stove/Oven | E9 |  | Baseline Forecast | bar: 2019 to 2051
Residential_Single Family Regular Income_New_Appliances_Natural Gas_Stove/Oven_E10_Baseline Forecast | Residential | Single Family Regular Income | New | Appliances | Natural Gas | Stove/Oven | E10 |  | Baseline Forecast | bar: 2019 to 2051
Residential_Single Family Regular Income_New_Miscellaneous_Natural Gas_Pool Heater_E1_Baseline Forecast | Residential | Single Family Regular Income | New | Miscellaneous | Natural Gas | Pool Heater | E1 | Standard (EF 0.82) | Baseline Forecast | 95% | 95% | 95% | 95% | 95% | 95% | 95% | 95% | 95% | 95% | 95% | 95% | 95% | 95% | 95% | 95% | 95% | 95% | 95% | 95% | 95% | 95% | 95% | 95% | 95% | 95% | 95% | 95% | 95% | 95% | 95% | 95% | 95%
Residential_Single Family Regular Income_New_Miscellaneous_Natural Gas_Pool Heater_E2_Baseline Forecast | Residential | Single Family Regular Income | New | Miscellaneous | Natural Gas | Pool Heater | E2 | High Efficiency (EF 0.84) | Baseline Forecast | bar: 2019 to 2051
Residential_Single Family Regular Income_New_Miscellaneous_Natural Gas_Pool Heater_E3_Baseline Forecast | Residential | Single Family Regular Income | New | Miscellaneous | Natural Gas | Pool Heater | E3 | Condensing (EF .94) | Baseline Forecast | bar: 2019 to 2051
Residential_Single Family Regular Income_New_Miscellaneous_Natural Gas_Pool Heater_E4_Baseline Forecast | Residential | Single Family Regular Income | New | Miscellaneous | Natural Gas | Pool Heater | E4 | Condensing w/Imp. HX (EF 0.95) | Baseline Forecast | bar: 2019 to 2051
Residential_Single Family Regular Income_New_Miscellaneous_Natural Gas_Pool Heater_E5_Baseline Forecast | Residential | Single Family Regular Income | New | Miscellaneous | Natural Gas | Pool Heater | E5 |  | Baseline Forecast | bar: 2019 to 2051
Residential_Single Family Regular Income_New_Miscellaneous_Natural Gas_Pool Heater_E6_Baseline Forecast | Residential | Single Family Regular Income | New | Miscellaneous | Natural Gas | Pool Heater | E6 |  | Baseline Forecast | bar: 2019 to 2051
Residential_Single Family Regular Income_New_Miscellaneous_Natural Gas_Pool Heater_E7_Baseline Forecast | Residential | Single Family Regular Income | New | Miscellaneous | Natural Gas | Pool Heater | E7 |  | Baseline Forecast | bar: 2019 to 2051
Residential_Single Family Regular Income_New_Miscellaneous_Natural Gas_Pool Heater_E8_Baseline Forecast | Residential | Single Family Regular Income | New | Miscellaneous | Natural Gas | Pool Heater | E8 |  | Baseline Forecast | bar: 2019 to 2051
Residential_Single Family Regular Income_New_Miscellaneous_Natural Gas_Pool Heater_E9_Baseline Forecast | Residential | Single Family Regular Income | New | Miscellaneous | Natural Gas | Pool Heater | E9 |  | Baseline Forecast | bar: 2019 to 2051
Residential_Single Family Regular Income_New_Miscellaneous_Natural Gas_Pool Heater_E10_Baseline Forecast | Residential | Single Family Regular Income | New | Miscellaneous | Natural Gas | Pool Heater | E10 |  | Baseline Forecast | bar: 2019 to 2051
Residential_Single Family Regular Income_New_Miscellaneous_Natural Gas_Miscellaneous_E1_Baseline Forecast | Residential | Single Family Regular Income | New | Miscellaneous | Natural Gas | Miscellaneous | E1 | Default | Baseline Forecast | 100% | 100% | 100% | 100% | 100% | 100% | 100% | 100% | 100% | 100% | 100% | 100% | 100% | 100% | 100% | 100% | 100% | 100% | 100% | 100% | 100% | 100% | 100% | 100% | 100% | 100% | 100% | 100% | 100% | 100% | 100% | 100% | 100%
Residential_Single Family Regular Income_New_Miscellaneous_Natural Gas_Miscellaneous_E2_Baseline Forecast | Residential | Single Family Regular Income | New | Miscellaneous | Natural Gas | Miscellaneous | E2 |  | Baseline Forecast | bar: 2019 to 2051
Residential_Single Family Regular Income_New_Miscellaneous_Natural Gas_Miscellaneous_E3_Baseline Forecast | Residential | Single Family Regular Income | New | Miscellaneous | Natural Gas | Miscellaneous | E3 |  | Baseline Forecast | bar: 2019 to 2051
Residential_Single Family Regular Income_New_Miscellaneous_Natural Gas_Miscellaneous_E4_Baseline Forecast | Residential | Single Family Regular Income | New | Miscellaneous | Natural Gas | Miscellaneous | E4 |  | Baseline Forecast | bar: 2019 to 2051
Residential_Single Family Regular Income_New_Miscellaneous_Natural Gas_Miscellaneous_E5_Baseline Forecast | Residential | Single Family Regular Income | New | Miscellaneous | Natural Gas | Miscellaneous | E5 |  | Baseline Forecast | bar: 2019 to 2051
Residential_Single Family Regular Income_New_Miscellaneous_Natural Gas_Miscellaneous_E6_Baseline Forecast | Residential | Single Family Regular Income | New | Miscellaneous | Natural Gas | Miscellaneous | E6 |  | Baseline Forecast | bar: 2019 to 2051
Residential_Single Family Regular Income_New_Miscellaneous_Natural Gas_Miscellaneous_E7_Baseline Forecast | Residential | Single Family Regular Income | New | Miscellaneous | Natural Gas | Miscellaneous | E7 |  | Baseline Forecast | bar: 2019 to 2051
Residential_Single Family Regular Income_New_Miscellaneous_Natural Gas_Miscellaneous_E8_Baseline Forecast | Residential | Single Family Regular Income | New | Miscellaneous | Natural Gas | Miscellaneous | E8 |  | Baseline Forecast | bar: 2019 to 2051
Residential_Single Family Regular Income_New_Miscellaneous_Natural Gas_Miscellaneous_E9_Baseline Forecast | Residential | Single Family Regular Income | New | Miscellaneous | Natural Gas | Miscellaneous | E9 |  | Baseline Forecast | bar: 2019 to 2051
Residential_Single Family Regular Income_New_Miscellaneous_Natural Gas_Miscellaneous_E10_Baseline Forecast | Residential | Single Family Regular Income | New | Miscellaneous | Natural Gas | Miscellaneous | E10 |  | Baseline Forecast | bar: 2019 to 2051
Residential_Single Family Moderate Income_Existing_Space Heating_Natural Gas_Furnace_E1_Baseline Forecast | Residential | Single Family Moderate Income | Existing | Space Heating | Natural Gas | Furnace | E1 | AFUE 80% | Baseline Forecast | 90.11% | 90.11% | 90.11% | 90.1% | 90.11% | 90.11% | 90.11% | 90.11% | 90.11% | 90.11% | 90.11% | 90.11% | 90.11% | 90.11% | 90.11% | 90.11% | 90.11% | 90.12% | 90.12% | 90.12% | 90.12% | 90.13% | 90.13% | 90.13% | 90.13% | 90.14% | 90.14% | 90.14% | 90.15% | 90.15% | 90.16% | 90.16% | 90.17%
Residential_Single Family Moderate Income_Existing_Space Heating_Natural Gas_Furnace_E2_Baseline Forecast | Residential | Single Family Moderate Income | Existing | Space Heating | Natural Gas | Furnace | E2 | AFUE 95% (ENERGY STAR 4.1) | Baseline Forecast | 5.657% | 5.657% | 5.658% | 5.659% | 5.658% | 5.657% | 5.658% | 5.658% | 5.658% | 5.658% | 5.658% | 5.658% | 5.658% | 5.658% | 5.657% | 5.657% | 5.656% | 5.655% | 5.654% | 5.653% | 5.652% | 5.651% | 5.65% | 5.649% | 5.648% | 5.647% | 5.645% | 5.644% | 5.642% | 5.641% | 5.639% | 5.637% | 5.634%
Residential_Single Family Moderate Income_Existing_Space Heating_Natural Gas_Furnace_E3_Baseline Forecast | Residential | Single Family Moderate Income | Existing | Space Heating | Natural Gas | Furnace | E3 | AFUE 97% (CEE Tier 3) | Baseline Forecast | 3.771% | 3.772% | 3.772% | 3.773% | 3.772% | 3.772% | 3.772% | 3.772% | 3.772% | 3.772% | 3.772% | 3.772% | 3.772% | 3.772% | 3.771% | 3.771% | 3.77% | 3.77% | 3.769% | 3.768% | 3.767% | 3.766% | 3.765% | 3.764% | 3.763% | 3.762% | 3.761% | 3.76% | 3.758% | 3.757% | 3.755% | 3.753% | 3.751%
Residential_Single Family Moderate Income_Existing_Space Heating_Natural Gas_Furnace_E4_Baseline Forecast | Residential | Single Family Moderate Income | Existing | Space Heating | Natural Gas | Furnace | E4 | Convert to Gas-Fired ASHP | Baseline Forecast | bar: 2019 to 2051
Residential_Single Family Moderate Income_Existing_Space Heating_Natural Gas_Furnace_E5_Baseline Forecast | Residential | Single Family Moderate Income | Existing | Space Heating | Natural Gas | Furnace | E5 | ASHP with AFUE 80% Backup | Baseline Forecast | 0.4633% | 0.4635% | 0.4638% | 0.4641% | 0.4639% | 0.4639% | 0.464% | 0.4639% | 0.4638% | 0.4634% | 0.4629% | 0.4622% | 0.4616% | 0.461% | 0.4603% | 0.4596% | 0.4589% | 0.4581% | 0.4575% | 0.4572% | 0.4568% | 0.4564% | 0.456% | 0.4555% | 0.455% | 0.4545% | 0.4539% | 0.4533% | 0.4526% | 0.4519% | 0.4512% | 0.4504% | 0.4484%
Residential_Single Family Moderate Income_Existing_Space Heating_Natural Gas_Furnace_E6_Baseline Forecast | Residential | Single Family Moderate Income | Existing | Space Heating | Natural Gas | Furnace | E6 | ASHP with AFUE 95% backup | Baseline Forecast | bar: 2019 to 2051
Residential_Single Family Moderate Income_Existing_Space Heating_Natural Gas_Furnace_E7_Baseline Forecast | Residential | Single Family Moderate Income | Existing | Space Heating | Natural Gas | Furnace | E7 |  | Baseline Forecast | bar: 2019 to 2051
Residential_Single Family Moderate Income_Existing_Space Heating_Natural Gas_Furnace_E8_Baseline Forecast | Residential | Single Family Moderate Income | Existing | Space Heating | Natural Gas | Furnace | E8 |  | Baseline Forecast | bar: 2019 to 2051
Residential_Single Family Moderate Income_Existing_Space Heating_Natural Gas_Furnace_E9_Baseline Forecast | Residential | Single Family Moderate Income | Existing | Space Heating | Natural Gas | Furnace | E9 |  | Baseline Forecast | bar: 2019 to 2051
Residential_Single Family Moderate Income_Existing_Space Heating_Natural Gas_Furnace_E10_Baseline Forecast | Residential | Single Family Moderate Income | Existing | Space Heating | Natural Gas | Furnace | E10 |  | Baseline Forecast | bar: 2019 to 2051
Residential_Single Family Moderate Income_Existing_Space Heating_Natural Gas_Boiler_E1_Baseline Forecast | Residential | Single Family Moderate Income | Existing | Space Heating | Natural Gas | Boiler | E1 | AFUE 80% | Baseline Forecast | 49.48% | 49.48% | 0% | 0% | 0% | 0% | 0% | 0% | 0% | 0% | 0% | 0% | 0% | 0% | 0% | 0% | 0% | 0% | 0% | 0% | 0% | 0% | 0% | 0% | 0% | 0% | 0% | 0% | 0% | 0% | 0% | 0% | 0%
Residential_Single Family Moderate Income_Existing_Space Heating_Natural Gas_Boiler_E2_Baseline Forecast | Residential | Single Family Moderate Income | Existing | Space Heating | Natural Gas | Boiler | E2 | AFUE 82% | Baseline Forecast | 0% | 0% | 37.65% | 37.65% | 37.66% | 37.66% | 37.66% | 37.66% | 37.66% | 37.66% | 37.66% | 37.66% | 37.66% | 37.66% | 37.66% | 37.67% | 37.67% | 37.67% | 37.67% | 37.68% | 37.68% | 37.68% | 37.69% | 37.69% | 37.69% | 37.7% | 37.7% | 37.71% | 37.71% | 37.72% | 37.73% | 37.74% | 37.75%
Residential_Single Family Moderate Income_Existing_Space Heating_Natural Gas_Boiler_E3_Baseline Forecast | Residential | Single Family Moderate Income | Existing | Space Heating | Natural Gas | Boiler | E3 | AFUE 85% | Baseline Forecast | 20.41% | 20.41% | 25.18% | 25.18% | 25.18% | 25.18% | 25.18% | 25.18% | 25.18% | 25.18% | 25.18% | 25.18% | 25.18% | 25.18% | 25.18% | 25.18% | 25.18% | 25.18% | 25.18% | 25.18% | 25.18% | 25.18% | 25.18% | 25.19% | 25.19% | 25.19% | 25.19% | 25.19% | 25.19% | 25.19% | 25.19% | 25.19% | 25.19%
Residential_Single Family Moderate Income_Existing_Space Heating_Natural Gas_Boiler_E4_Baseline Forecast | Residential | Single Family Moderate Income | Existing | Space Heating | Natural Gas | Boiler | E4 | AFUE 90% | Baseline Forecast | 20.41% | 20.41% | 25.19% | 25.19% | 25.19% | 25.19% | 25.19% | 25.19% | 25.19% | 25.19% | 25.19% | 25.19% | 25.19% | 25.19% | 25.19% | 25.19% | 25.19% | 25.19% | 25.18% | 25.18% | 25.18% | 25.18% | 25.18% | 25.18% | 25.18% | 25.18% | 25.17% | 25.17% | 25.17% | 25.17% | 25.16% | 25.16% | 25.15%
Residential_Single Family Moderate Income_Existing_Space Heating_Natural Gas_Boiler_E5_Baseline Forecast | Residential | Single Family Moderate Income | Existing | Space Heating | Natural Gas | Boiler | E5 | AFUE 95% | Baseline Forecast | 9.696% | 9.696% | 11.97% | 11.97% | 11.97% | 11.97% | 11.97% | 11.97% | 11.97% | 11.97% | 11.97% | 11.97% | 11.97% | 11.96% | 11.96% | 11.96% | 11.96% | 11.96% | 11.96% | 11.96% | 11.95% | 11.95% | 11.95% | 11.95% | 11.94% | 11.94% | 11.94% | 11.94% | 11.93% | 11.93% | 11.92% | 11.91% | 11.9%
Residential_Single Family Moderate Income_Existing_Space Heating_Natural Gas_Boiler_E6_Baseline Forecast | Residential | Single Family Moderate Income | Existing | Space Heating | Natural Gas | Boiler | E6 | Convert to Gas-Fired ASHP | Baseline Forecast | bar: 2019 to 2051
Residential_Single Family Moderate Income_Existing_Space Heating_Natural Gas_Boiler_E7_Baseline Forecast | Residential | Single Family Moderate Income | Existing | Space Heating | Natural Gas | Boiler | E7 | ASHP with AFUE 80% Backup | Baseline Forecast | bar: 2019 to 2051
Residential_Single Family Moderate Income_Existing_Space Heating_Natural Gas_Boiler_E8_Baseline Forecast | Residential | Single Family Moderate Income | Existing | Space Heating | Natural Gas | Boiler | E8 | ASHP with AFUE 95% backup | Baseline Forecast | bar: 2019 to 2051
Residential_Single Family Moderate Income_Existing_Space Heating_Natural Gas_Boiler_E9_Baseline Forecast | Residential | Single Family Moderate Income | Existing | Space Heating | Natural Gas | Boiler | E9 |  | Baseline Forecast | bar: 2019 to 2051
Residential_Single Family Moderate Income_Existing_Space Heating_Natural Gas_Boiler_E10_Baseline Forecast | Residential | Single Family Moderate Income | Existing | Space Heating | Natural Gas | Boiler | E10 |  | Baseline Forecast | bar: 2019 to 2051
Residential_Single Family Moderate Income_Existing_Secondary Heating_Natural Gas_Fireplace_E1_Baseline Forecast | Residential | Single Family Moderate Income | Existing | Secondary Heating | Natural Gas | Fireplace | E1 | Baseline (>50% FE) | Baseline Forecast | 100% | 100% | 100% | 100% | 100% | 100% | 100% | 100% | 100% | 100% | 100% | 100% | 100% | 100% | 100% | 100% | 100% | 100% | 100% | 100% | 100% | 100% | 100% | 100% | 100% | 100% | 100% | 100% | 100% | 100% | 100% | 100% | 100%
Residential_Single Family Moderate Income_Existing_Secondary Heating_Natural Gas_Fireplace_E2_Baseline Forecast | Residential | Single Family Moderate Income | Existing | Secondary Heating | Natural Gas | Fireplace | E2 | Tier 1 (70% FE) | Baseline Forecast | bar: 2019 to 2051
Residential_Single Family Moderate Income_Existing_Secondary Heating_Natural Gas_Fireplace_E3_Baseline Forecast | Residential | Single Family Moderate Income | Existing | Secondary Heating | Natural Gas | Fireplace | E3 | Tier 2 (>75% FE) | Baseline Forecast | bar: 2019 to 2051
Residential_Single Family Moderate Income_Existing_Secondary Heating_Natural Gas_Fireplace_E4_Baseline Forecast | Residential | Single Family Moderate Income | Existing | Secondary Heating | Natural Gas | Fireplace | E4 |  | Baseline Forecast | bar: 2019 to 2051
Residential_Single Family Moderate Income_Existing_Secondary Heating_Natural Gas_Fireplace_E5_Baseline Forecast | Residential | Single Family Moderate Income | Existing | Secondary Heating | Natural Gas | Fireplace | E5 |  | Baseline Forecast | bar: 2019 to 2051
Residential_Single Family Moderate Income_Existing_Secondary Heating_Natural Gas_Fireplace_E6_Baseline Forecast | Residential | Single Family Moderate Income | Existing | Secondary Heating | Natural Gas | Fireplace | E6 |  | Baseline Forecast | bar: 2019 to 2051
Residential_Single Family Moderate Income_Existing_Secondary Heating_Natural Gas_Fireplace_E7_Baseline Forecast | Residential | Single Family Moderate Income | Existing | Secondary Heating | Natural Gas | Fireplace | E7 |  | Baseline Forecast | bar: 2019 to 2051
Residential_Single Family Moderate Income_Existing_Secondary Heating_Natural Gas_Fireplace_E8_Baseline Forecast | Residential | Single Family Moderate Income | Existing | Secondary Heating | Natural Gas | Fireplace | E8 |  | Baseline Forecast | bar: 2019 to 2051
Residential_Single Family Moderate Income_Existing_Secondary Heating_Natural Gas_Fireplace_E9_Baseline Forecast | Residential | Single Family Moderate Income | Existing | Secondary Heating | Natural Gas | Fireplace | E9 |  | Baseline Forecast | bar: 2019 to 2051
Residential_Single Family Moderate Income_Existing_Secondary Heating_Natural Gas_Fireplace_E10_Baseline Forecast | Residential | Single Family Moderate Income | Existing | Secondary Heating | Natural Gas | Fireplace | E10 |  | Baseline Forecast | bar: 2019 to 2051
Residential_Single Family Moderate Income_Existing_Water Heating_Natural Gas_Water Heater (<= 55 gal)_E1_Baseline Forecast | Residential | Single Family Moderate Income | Existing | Water Heating | Natural Gas | Water Heater (<= 55 gal) | E1 | UEF 0.58 (Standard) | Baseline Forecast | 13.74% | 13.86% | 14.14% | 14.35% | 14.49% | 14.65% | 14.47% | 14.37% | 14.34% | 14.28% | 12.96% | 12.94% | 12.75% | 12.69% | 12.64% | 12.61% | 12.58% | 12.54% | 12.51% | 12.49% | 12.47% | 12.43% | 12.42% | 12.39% | 12.35% | 12.3% | 12.25% | 12.25% | 12.25% | 12.25% | 12.25% | 12.25% | 12.25%
Residential_Single Family Moderate Income_Existing_Water Heating_Natural Gas_Water Heater (<= 55 gal)_E2_Baseline Forecast | Residential | Single Family Moderate Income | Existing | Water Heating | Natural Gas | Water Heater (<= 55 gal) | E2 | UEF 0.64 (ENERGY STAR 4.0) | Baseline Forecast | 82.26% | 82.14% | 81.86% | 81.65% | 81.51% | 81.35% | 81.53% | 81.63% | 81.66% | 81.72% | 83.04% | 83.06% | 83.25% | 83.31% | 83.36% | 83.39% | 83.42% | 83.46% | 83.49% | 83.51% | 83.53% | 83.57% | 83.58% | 83.61% | 83.65% | 83.7% | 83.75% | 83.75% | 83.75% | 83.75% | 83.75% | 83.75% | 83.75%
Residential_Single Family Moderate Income_Existing_Water Heating_Natural Gas_Water Heater (<= 55 gal)_E3_Baseline Forecast | Residential | Single Family Moderate Income | Existing | Water Heating | Natural Gas | Water Heater (<= 55 gal) | E3 | UEF 0.81 (ENERGY STAR 5.0) | Baseline Forecast | bar: 2019 to 2051
Residential_Single Family Moderate Income_Existing_Water Heating_Natural Gas_Water Heater (<= 55 gal)_E4_Baseline Forecast | Residential | Single Family Moderate Income | Existing | Water Heating | Natural Gas | Water Heater (<= 55 gal) | E4 | UEF 0.87 (Instantaneous, ENERGY STAR 4.0) | Baseline Forecast | bar: 2019 to 2051
Residential_Single Family Moderate Income_Existing_Water Heating_Natural Gas_Water Heater (<= 55 gal)_E5_Baseline Forecast | Residential | Single Family Moderate Income | Existing | Water Heating | Natural Gas | Water Heater (<= 55 gal) | E5 | UEF 0.95 (Instantaneous, ENERGY STAR 5.0) | Baseline Forecast | bar: 2019 to 2051
Residential_Single Family Moderate Income_Existing_Water Heating_Natural Gas_Water Heater (<= 55 gal)_E6_Baseline Forecast | Residential | Single Family Moderate Income | Existing | Water Heating | Natural Gas | Water Heater (<= 55 gal) | E6 | UEF 1.0+ (Gas-Fired HPWH) | Baseline Forecast | bar: 2019 to 2051
Residential_Single Family Moderate Income_Existing_Water Heating_Natural Gas_Water Heater (<= 55 gal)_E7_Baseline Forecast | Residential | Single Family Moderate Income | Existing | Water Heating | Natural Gas | Water Heater (<= 55 gal) | E7 | NEEA Gas-Fired Absorption HPWH (COP 1.3) | Baseline Forecast | bar: 2019 to 2051
Residential_Single Family Moderate Income_Existing_Water Heating_Natural Gas_Water Heater (<= 55 gal)_E8_Baseline Forecast | Residential | Single Family Moderate Income | Existing | Water Heating | Natural Gas | Water Heater (<= 55 gal) | E8 |  | Baseline Forecast | bar: 2019 to 2051
Residential_Single Family Moderate Income_Existing_Water Heating_Natural Gas_Water Heater (<= 55 gal)_E9_Baseline Forecast | Residential | Single Family Moderate Income | Existing | Water Heating | Natural Gas | Water Heater (<= 55 gal) | E9 |  | Baseline Forecast | bar: 2019 to 2051
Residential_Single Family Moderate Income_Existing_Water Heating_Natural Gas_Water Heater (<= 55 gal)_E10_Baseline Forecast | Residential | Single Family Moderate Income | Existing | Water Heating | Natural Gas | Water Heater (<= 55 gal) | E10 |  | Baseline Forecast | bar: 2019 to 2051
Residential_Single Family Moderate Income_Existing_Water Heating_Natural Gas_Water Heater (> 55 gal)_E1_Baseline Forecast | Residential | Single Family Moderate Income | Existing | Water Heating | Natural Gas | Water Heater (> 55 gal) | E1 | UEF 0.76 (Standard) | Baseline Forecast | 13.74% | 13.86% | 14.14% | 14.35% | 14.49% | 14.65% | 14.47% | 14.37% | 14.34% | 14.28% | 12.96% | 12.94% | 12.75% | 12.69% | 12.64% | 12.61% | 12.58% | 12.54% | 12.51% | 12.49% | 12.47% | 12.43% | 12.42% | 12.39% | 12.35% | 12.3% | 12.25% | 12.25% | 12.25% | 12.25% | 12.25% | 12.25% | 12.25%
Residential_Single Family Moderate Income_Existing_Water Heating_Natural Gas_Water Heater (> 55 gal)_E2_Baseline Forecast | Residential | Single Family Moderate Income | Existing | Water Heating | Natural Gas | Water Heater (> 55 gal) | E2 | UEF 0.78 (ENERGY STAR 4.0) | Baseline Forecast | 82.26% | 82.14% | 81.86% | 81.65% | 81.51% | 81.35% | 81.53% | 81.63% | 81.66% | 81.72% | 83.04% | 83.06% | 83.25% | 83.31% | 83.36% | 83.39% | 83.42% | 83.46% | 83.49% | 83.51% | 83.53% | 83.57% | 83.58% | 83.61% | 83.65% | 83.7% | 83.75% | 83.75% | 83.75% | 83.75% | 83.75% | 83.75% | 83.75%
Residential_Single Family Moderate Income_Existing_Water Heating_Natural Gas_Water Heater (> 55 gal)_E3_Baseline Forecast | Residential | Single Family Moderate Income | Existing | Water Heating | Natural Gas | Water Heater (> 55 gal) | E3 | UEF 0.86 (ENERGY STAR 5.0) | Baseline Forecast | bar: 2019 to 2051
Residential_Single Family Moderate Income_Existing_Water Heating_Natural Gas_Water Heater (> 55 gal)_E4_Baseline Forecast | Residential | Single Family Moderate Income | Existing | Water Heating | Natural Gas | Water Heater (> 55 gal) | E4 | UEF 0.87 (Instantaneous, ENERGY STAR 4.0) | Baseline Forecast | bar: 2019 to 2051
Residential_Single Family Moderate Income_Existing_Water Heating_Natural Gas_Water Heater (> 55 gal)_E5_Baseline Forecast | Residential | Single Family Moderate Income | Existing | Water Heating | Natural Gas | Water Heater (> 55 gal) | E5 | UEF 0.95 (Instantaneous, ENERGY STAR 5.0) | Baseline Forecast | bar: 2019 to 2051
Residential_Single Family Moderate Income_Existing_Water Heating_Natural Gas_Water Heater (> 55 gal)_E6_Baseline Forecast | Residential | Single Family Moderate Income | Existing | Water Heating | Natural Gas | Water Heater (> 55 gal) | E6 | UEF 1.0+ (Gas-Fired HPWH) | Baseline Forecast | bar: 2019 to 2051
Residential_Single Family Moderate Income_Existing_Water Heating_Natural Gas_Water Heater (> 55 gal)_E7_Baseline Forecast | Residential | Single Family Moderate Income | Existing | Water Heating | Natural Gas | Water Heater (> 55 gal) | E7 | NEEA Gas-Fired Absorption HPWH (COP 1.3) | Baseline Forecast | bar: 2019 to 2051
Residential_Single Family Moderate Income_Existing_Water Heating_Natural Gas_Water Heater (> 55 gal)_E8_Baseline Forecast | Residential | Single Family Moderate Income | Existing | Water Heating | Natural Gas | Water Heater (> 55 gal) | E8 |  | Baseline Forecast | bar: 2019 to 2051
Residential_Single Family Moderate Income_Existing_Water Heating_Natural Gas_Water Heater (> 55 gal)_E9_Baseline Forecast | Residential | Single Family Moderate Income | Existing | Water Heating | Natural Gas | Water Heater (> 55 gal) | E9 |  | Baseline Forecast | bar: 2019 to 2051
Residential_Single Family Moderate Income_Existing_Water Heating_Natural Gas_Water Heater (> 55 gal)_E10_Baseline Forecast | Residential | Single Family Moderate Income | Existing | Water Heating | Natural Gas | Water Heater (> 55 gal) | E10 |  | Baseline Forecast | bar: 2019 to 2051
Residential_Single Family Moderate Income_Existing_Appliances_Natural Gas_Clothes Dryer_E1_Baseline Forecast | Residential | Single Family Moderate Income | Existing | Appliances | Natural Gas | Clothes Dryer | E1 | Standard | Baseline Forecast | 55.53% | 55.53% | 55.52% | 55.52% | 55.52% | 55.52% | 55.52% | 55.51% | 55.5% | 55.5% | 55.49% | 55.49% | 55.48% | 55.47% | 55.47% | 55.46% | 55.46% | 55.45% | 55.44% | 55.44% | 55.43% | 55.43% | 55.42% | 55.42% | 55.41% | 55.41% | 55.41% | 55.41% | 55.41% | 55.41% | 55.41% | 55.42% | 55.42%
Residential_Single Family Moderate Income_Existing_Appliances_Natural Gas_Clothes Dryer_E2_Baseline Forecast | Residential | Single Family Moderate Income | Existing | Appliances | Natural Gas | Clothes Dryer | E2 | NEEA/ENERGY STAR (CE >60%) | Baseline Forecast | 44.47% | 44.47% | 44.48% | 44.48% | 44.48% | 44.48% | 44.48% | 44.49% | 44.5% | 44.5% | 44.51% | 44.51% | 44.52% | 44.53% | 44.53% | 44.54% | 44.54% | 44.55% | 44.56% | 44.56% | 44.57% | 44.57% | 44.58% | 44.58% | 44.59% | 44.59% | 44.59% | 44.59% | 44.59% | 44.59% | 44.59% | 44.58% | 44.58%
Residential_Single Family Moderate Income_Existing_Appliances_Natural Gas_Clothes Dryer_E3_Baseline Forecast | Residential | Single Family Moderate Income | Existing | Appliances | Natural Gas | Clothes Dryer | E3 |  | Baseline Forecast | bar: 2019 to 2051
Residential_Single Family Moderate Income_Existing_Appliances_Natural Gas_Clothes Dryer_E4_Baseline Forecast | Residential | Single Family Moderate Income | Existing | Appliances | Natural Gas | Clothes Dryer | E4 |  | Baseline Forecast | bar: 2019 to 2051
Residential_Single Family Moderate Income_Existing_Appliances_Natural Gas_Clothes Dryer_E5_Baseline Forecast | Residential | Single Family Moderate Income | Existing | Appliances | Natural Gas | Clothes Dryer | E5 |  | Baseline Forecast | bar: 2019 to 2051
Residential_Single Family Moderate Income_Existing_Appliances_Natural Gas_Clothes Dryer_E6_Baseline Forecast | Residential | Single Family Moderate Income | Existing | Appliances | Natural Gas | Clothes Dryer | E6 |  | Baseline Forecast | bar: 2019 to 2051
Residential_Single Family Moderate Income_Existing_Appliances_Natural Gas_Clothes Dryer_E7_Baseline Forecast | Residential | Single Family Moderate Income | Existing | Appliances | Natural Gas | Clothes Dryer | E7 |  | Baseline Forecast | bar: 2019 to 2051
Residential_Single Family Moderate Income_Existing_Appliances_Natural Gas_Clothes Dryer_E8_Baseline Forecast | Residential | Single Family Moderate Income | Existing | Appliances | Natural Gas | Clothes Dryer | E8 |  | Baseline Forecast | bar: 2019 to 2051
Residential_Single Family Moderate Income_Existing_Appliances_Natural Gas_Clothes Dryer_E9_Baseline Forecast | Residential | Single Family Moderate Income | Existing | Appliances | Natural Gas | Clothes Dryer | E9 |  | Baseline Forecast | bar: 2019 to 2051
Residential_Single Family Moderate Income_Existing_Appliances_Natural Gas_Clothes Dryer_E10_Baseline Forecast | Residential | Single Family Moderate Income | Existing | Appliances | Natural Gas | Clothes Dryer | E10 |  | Baseline Forecast | bar: 2019 to 2051
Residential_Single Family Moderate Income_Existing_Appliances_Natural Gas_Stove/Oven_E1_Baseline Forecast | Residential | Single Family Moderate Income | Existing | Appliances | Natural Gas | Stove/Oven | E1 | EF 0.399 | Baseline Forecast | 69.92% | 69.92% | 69.92% | 69.91% | 69.92% | 69.91% | 69.9% | 69.89% | 69.88% | 69.87% | 69.85% | 69.84% | 69.83% | 69.82% | 69.81% | 69.8% | 69.78% | 69.77% | 69.76% | 69.75% | 69.73% | 69.72% | 69.72% | 69.71% | 69.7% | 69.7% | 69.7% | 69.7% | 69.7% | 69.7% | 69.7% | 69.71% | 69.71%
Residential_Single Family Moderate Income_Existing_Appliances_Natural Gas_Stove/Oven_E2_Baseline Forecast | Residential | Single Family Moderate Income | Existing | Appliances | Natural Gas | Stove/Oven | E2 | High Efficiency (730 + 1660 IAEC) | Baseline Forecast | 30.08% | 30.08% | 30.08% | 30.09% | 30.08% | 30.09% | 30.1% | 30.11% | 30.12% | 30.13% | 30.15% | 30.16% | 30.17% | 30.18% | 30.19% | 30.2% | 30.22% | 30.23% | 30.24% | 30.25% | 30.27% | 30.28% | 30.28% | 30.29% | 30.3% | 30.3% | 30.3% | 30.3% | 30.3% | 30.3% | 30.3% | 30.29% | 30.29%
Residential_Single Family Moderate Income_Existing_Appliances_Natural Gas_Stove/Oven_E3_Baseline Forecast | Residential | Single Family Moderate Income | Existing | Appliances | Natural Gas | Stove/Oven | E3 |  | Baseline Forecast | bar: 2019 to 2051
Residential_Single Family Moderate Income_Existing_Appliances_Natural Gas_Stove/Oven_E4_Baseline Forecast | Residential | Single Family Moderate Income | Existing | Appliances | Natural Gas | Stove/Oven | E4 |  | Baseline Forecast | bar: 2019 to 2051
Residential_Single Family Moderate Income_Existing_Appliances_Natural Gas_Stove/Oven_E5_Baseline Forecast | Residential | Single Family Moderate Income | Existing | Appliances | Natural Gas | Stove/Oven | E5 |  | Baseline Forecast | bar: 2019 to 2051
Residential_Single Family Moderate Income_Existing_Appliances_Natural Gas_Stove/Oven_E6_Baseline Forecast | Residential | Single Family Moderate Income | Existing | Appliances | Natural Gas | Stove/Oven | E6 |  | Baseline Forecast | bar: 2019 to 2051
Residential_Single Family Moderate Income_Existing_Appliances_Natural Gas_Stove/Oven_E7_Baseline Forecast | Residential | Single Family Moderate Income | Existing | Appliances | Natural Gas | Stove/Oven | E7 |  | Baseline Forecast | bar: 2019 to 2051
Residential_Single Family Moderate Income_Existing_Appliances_Natural Gas_Stove/Oven_E8_Baseline Forecast | Residential | Single Family Moderate Income | Existing | Appliances | Natural Gas | Stove/Oven | E8 |  | Baseline Forecast | bar: 2019 to 2051
Residential_Single Family Moderate Income_Existing_Appliances_Natural Gas_Stove/Oven_E9_Baseline Forecast | Residential | Single Family Moderate Income | Existing | Appliances | Natural Gas | Stove/Oven | E9 |  | Baseline Forecast | bar: 2019 to 2051
Residential_Single Family Moderate Income_Existing_Appliances_Natural Gas_Stove/Oven_E10_Baseline Forecast | Residential | Single Family Moderate Income | Existing | Appliances | Natural Gas | Stove/Oven | E10 |  | Baseline Forecast | bar: 2019 to 2051
Residential_Single Family Moderate Income_Existing_Miscellaneous_Natural Gas_Pool Heater_E1_Baseline Forecast | Residential | Single Family Moderate Income | Existing | Miscellaneous | Natural Gas | Pool Heater | E1 | Standard (EF 0.82) | Baseline Forecast | 95% | 95% | 95% | 95% | 95% | 95% | 95% | 95% | 95% | 95% | 95% | 95% | 95% | 95% | 95% | 95% | 95% | 95% | 95% | 95% | 95% | 95% | 95% | 95% | 95% | 95% | 95% | 95% | 95% | 95% | 95% | 95% | 95%
Residential_Single Family Moderate Income_Existing_Miscellaneous_Natural Gas_Pool Heater_E2_Baseline Forecast | Residential | Single Family Moderate Income | Existing | Miscellaneous | Natural Gas | Pool Heater | E2 | High Efficiency (EF 0.84) | Baseline Forecast | bar: 2019 to 2051
Residential_Single Family Moderate Income_Existing_Miscellaneous_Natural Gas_Pool Heater_E3_Baseline Forecast | Residential | Single Family Moderate Income | Existing | Miscellaneous | Natural Gas | Pool Heater | E3 | Condensing (EF .94) | Baseline Forecast | bar: 2019 to 2051
Residential_Single Family Moderate Income_Existing_Miscellaneous_Natural Gas_Pool Heater_E4_Baseline Forecast | Residential | Single Family Moderate Income | Existing | Miscellaneous | Natural Gas | Pool Heater | E4 | Condensing w/Imp. HX (EF 0.95) | Baseline Forecast | bar: 2019 to 2051
Residential_Single Family Moderate Income_Existing_Miscellaneous_Natural Gas_Pool Heater_E5_Baseline Forecast | Residential | Single Family Moderate Income | Existing | Miscellaneous | Natural Gas | Pool Heater | E5 |  | Baseline Forecast | bar: 2019 to 2051
Residential_Single Family Moderate Income_Existing_Miscellaneous_Natural Gas_Pool Heater_E6_Baseline Forecast | Residential | Single Family Moderate Income | Existing | Miscellaneous | Natural Gas | Pool Heater | E6 |  | Baseline Forecast | bar: 2019 to 2051
Residential_Single Family Moderate Income_Existing_Miscellaneous_Natural Gas_Pool Heater_E7_Baseline Forecast | Residential | Single Family Moderate Income | Existing | Miscellaneous | Natural Gas | Pool Heater | E7 |  | Baseline Forecast | bar: 2019 to 2051
Residential_Single Family Moderate Income_Existing_Miscellaneous_Natural Gas_Pool Heater_E8_Baseline Forecast | Residential | Single Family Moderate Income | Existing | Miscellaneous | Natural Gas | Pool Heater | E8 |  | Baseline Forecast | bar: 2019 to 2051
Residential_Single Family Moderate Income_Existing_Miscellaneous_Natural Gas_Pool Heater_E9_Baseline Forecast | Residential | Single Family Moderate Income | Existing | Miscellaneous | Natural Gas | Pool Heater | E9 |  | Baseline Forecast | bar: 2019 to 2051
Residential_Single Family Moderate Income_Existing_Miscellaneous_Natural Gas_Pool Heater_E10_Baseline Forecast | Residential | Single Family Moderate Income | Existing | Miscellaneous | Natural Gas | Pool Heater | E10 |  | Baseline Forecast | bar: 2019 to 2051
Residential_Single Family Moderate Income_Existing_Miscellaneous_Natural Gas_Miscellaneous_E1_Baseline Forecast | Residential | Single Family Moderate Income | Existing | Miscellaneous | Natural Gas | Miscellaneous | E1 | Default | Baseline Forecast | 100% | 100% | 100% | 100% | 100% | 100% | 100% | 100% | 100% | 100% | 100% | 100% | 100% | 100% | 100% | 100% | 100% | 100% | 100% | 100% | 100% | 100% | 100% | 100% | 100% | 100% | 100% | 100% | 100% | 100% | 100% | 100% | 100%
Residential_Single Family Moderate Income_Existing_Miscellaneous_Natural Gas_Miscellaneous_E2_Baseline Forecast | Residential | Single Family Moderate Income | Existing | Miscellaneous | Natural Gas | Miscellaneous | E2 |  | Baseline Forecast | bar: 2019 to 2051
Residential_Single Family Moderate Income_Existing_Miscellaneous_Natural Gas_Miscellaneous_E3_Baseline Forecast | Residential | Single Family Moderate Income | Existing | Miscellaneous | Natural Gas | Miscellaneous | E3 |  | Baseline Forecast | bar: 2019 to 2051
Residential_Single Family Moderate Income_Existing_Miscellaneous_Natural Gas_Miscellaneous_E4_Baseline Forecast | Residential | Single Family Moderate Income | Existing | Miscellaneous | Natural Gas | Miscellaneous | E4 |  | Baseline Forecast | bar: 2019 to 2051
Residential_Single Family Moderate Income_Existing_Miscellaneous_Natural Gas_Miscellaneous_E5_Baseline Forecast | Residential | Single Family Moderate Income | Existing | Miscellaneous | Natural Gas | Miscellaneous | E5 |  | Baseline Forecast | bar: 2019 to 2051
Residential_Single Family Moderate Income_Existing_Miscellaneous_Natural Gas_Miscellaneous_E6_Baseline Forecast | Residential | Single Family Moderate Income | Existing | Miscellaneous | Natural Gas | Miscellaneous | E6 |  | Baseline Forecast | bar: 2019 to 2051
Residential_Single Family Moderate Income_Existing_Miscellaneous_Natural Gas_Miscellaneous_E7_Baseline Forecast | Residential | Single Family Moderate Income | Existing | Miscellaneous | Natural Gas | Miscellaneous | E7 |  | Baseline Forecast | bar: 2019 to 2051
Residential_Single Family Moderate Income_Existing_Miscellaneous_Natural Gas_Miscellaneous_E8_Baseline Forecast | Residential | Single Family Moderate Income | Existing | Miscellaneous | Natural Gas | Miscellaneous | E8 |  | Baseline Forecast | bar: 2019 to 2051
Residential_Single Family Moderate Income_Existing_Miscellaneous_Natural Gas_Miscellaneous_E9_Baseline Forecast | Residential | Single Family Moderate Income | Existing | Miscellaneous | Natural Gas | Miscellaneous | E9 |  | Baseline Forecast | bar: 2019 to 2051
Residential_Single Family Moderate Income_Existing_Miscellaneous_Natural Gas_Miscellaneous_E10_Baseline Forecast | Residential | Single Family Moderate Income | Existing | Miscellaneous | Natural Gas | Miscellaneous | E10 |  | Baseline Forecast | bar: 2019 to 2051
Residential_Single Family Moderate Income_New_Space Heating_Natural Gas_Furnace_E1_Baseline Forecast | Residential | Single Family Moderate Income | New | Space Heating | Natural Gas | Furnace | E1 | AFUE 80% | Baseline Forecast | 41.2% | 41.2% | 41.19% | 41.19% | 41.19% | 0% | 0% | 0% | 0% | 0% | 0% | 0% | 0% | 0% | 0% | 0% | 0% | 0% | 0% | 0% | 0% | 0% | 0% | 0% | 0% | 0% | 0% | 0% | 0% | 0% | 0% | 0% | 0%
Residential_Single Family Moderate Income_New_Space Heating_Natural Gas_Furnace_E2_Baseline Forecast | Residential | Single Family Moderate Income | New | Space Heating | Natural Gas | Furnace | E2 | AFUE 95% (ENERGY STAR 4.1) | Baseline Forecast | 58.65% | 58.66% | 58.66% | 58.66% | 58.66% | 0% | 0% | 0% | 0% | 0% | 0% | 0% | 0% | 0% | 0% | 0% | 0% | 0% | 0% | 0% | 0% | 0% | 0% | 0% | 0% | 0% | 0% | 0% | 0% | 0% | 0% | 0% | 0%
Residential_Single Family Moderate Income_New_Space Heating_Natural Gas_Furnace_E3_Baseline Forecast | Residential | Single Family Moderate Income | New | Space Heating | Natural Gas | Furnace | E3 | AFUE 97% (CEE Tier 3) | Baseline Forecast | 0.07443% | 0.07443% | 0.07444% | 0.07445% | 0.07444% | 0% | 0% | 0% | 0% | 0% | 0% | 0% | 0% | 0% | 0% | 0% | 0% | 0% | 0% | 0% | 0% | 0% | 0% | 0% | 0% | 0% | 0% | 0% | 0% | 0% | 0% | 0% | 0%
Residential_Single Family Moderate Income_New_Space Heating_Natural Gas_Furnace_E4_Baseline Forecast | Residential | Single Family Moderate Income | New | Space Heating | Natural Gas | Furnace | E4 | Convert to Gas-Fired ASHP | Baseline Forecast | 0% | 0% | 0% | 0% | 0% | 100% | 100% | 100% | 100% | 100% | 100% | 100% | 100% | 100% | 100% | 100% | 100% | 100% | 100% | 100% | 100% | 100% | 100% | 100% | 100% | 100% | 100% | 100% | 100% | 100% | 100% | 100% | 100%
Residential_Single Family Moderate Income_New_Space Heating_Natural Gas_Furnace_E5_Baseline Forecast | Residential | Single Family Moderate Income | New | Space Heating | Natural Gas | Furnace | E5 | ASHP with AFUE 80% Backup | Baseline Forecast | 0.07443% | 0.07446% | 0.07451% | 0.07455% | 0.07452% | 0.003822% | 0.00382% | 0.003819% | 0.003818% | 0.003817% | 0.003815% | 0.003816% | 0.003818% | 0.003822% | 0.003828% | 0.003834% | 0.003841% | 0.003847% | 0.003854% | 0.00386% | 0.003865% | 0.003866% | 0.003868% | 0.00387% | 0.003872% | 0.003874% | 0.003877% | 0.003879% | 0.003882% | 0.003885% | 0.003888% | 0.003891% | 0.003895%
Residential_Single Family Moderate Income_New_Space Heating_Natural Gas_Furnace_E6_Baseline Forecast | Residential | Single Family Moderate Income | New | Space Heating | Natural Gas | Furnace | E6 | ASHP with AFUE 95% backup | Baseline Forecast | bar: 2019 to 2051
Residential_Single Family Moderate Income_New_Space Heating_Natural Gas_Furnace_E7_Baseline Forecast | Residential | Single Family Moderate Income | New | Space Heating | Natural Gas | Furnace | E7 |  | Baseline Forecast | bar: 2019 to 2051
Residential_Single Family Moderate Income_New_Space Heating_Natural Gas_Furnace_E8_Baseline Forecast | Residential | Single Family Moderate Income | New | Space Heating | Natural Gas | Furnace | E8 |  | Baseline Forecast | bar: 2019 to 2051
Residential_Single Family Moderate Income_New_Space Heating_Natural Gas_Furnace_E9_Baseline Forecast | Residential | Single Family Moderate Income | New | Space Heating | Natural Gas | Furnace | E9 |  | Baseline Forecast | bar: 2019 to 2051
Residential_Single Family Moderate Income_New_Space Heating_Natural Gas_Furnace_E10_Baseline Forecast | Residential | Single Family Moderate Income | New | Space Heating | Natural Gas | Furnace | E10 |  | Baseline Forecast | bar: 2019 to 2051
Residential_Single Family Moderate Income_New_Space Heating_Natural Gas_Boiler_E1_Baseline Forecast | Residential | Single Family Moderate Income | New | Space Heating | Natural Gas | Boiler | E1 | AFUE 80% | Baseline Forecast | 97.85% | 97.85% | 0% | 0% | 0% | 0% | 0% | 0% | 0% | 0% | 0% | 0% | 0% | 0% | 0% | 0% | 0% | 0% | 0% | 0% | 0% | 0% | 0% | 0% | 0% | 0% | 0% | 0% | 0% | 0% | 0% | 0% | 0%
Residential_Single Family Moderate Income_New_Space Heating_Natural Gas_Boiler_E2_Baseline Forecast | Residential | Single Family Moderate Income | New | Space Heating | Natural Gas | Boiler | E2 | AFUE 82% | Baseline Forecast | 0% | 0% | 57.2% | 57.19% | 57.2% | 0% | 0% | 0% | 0% | 0% | 0% | 0% | 0% | 0% | 0% | 0% | 0% | 0% | 0% | 0% | 0% | 0% | 0% | 0% | 0% | 0% | 0% | 0% | 0% | 0% | 0% | 0% | 0%
Residential_Single Family Moderate Income_New_Space Heating_Natural Gas_Boiler_E3_Baseline Forecast | Residential | Single Family Moderate Income | New | Space Heating | Natural Gas | Boiler | E3 | AFUE 85% | Baseline Forecast | 0.7168% | 0.7169% | 14.26% | 14.26% | 14.26% | 0% | 0% | 0% | 0% | 0% | 0% | 0% | 0% | 0% | 0% | 0% | 0% | 0% | 0% | 0% | 0% | 0% | 0% | 0% | 0% | 0% | 0% | 0% | 0% | 0% | 0% | 0% | 0%
Residential_Single Family Moderate Income_New_Space Heating_Natural Gas_Boiler_E4_Baseline Forecast | Residential | Single Family Moderate Income | New | Space Heating | Natural Gas | Boiler | E4 | AFUE 90% | Baseline Forecast | 0.7168% | 0.7169% | 14.27% | 14.27% | 14.27% | 0% | 0% | 0% | 0% | 0% | 0% | 0% | 0% | 0% | 0% | 0% | 0% | 0% | 0% | 0% | 0% | 0% | 0% | 0% | 0% | 0% | 0% | 0% | 0% | 0% | 0% | 0% | 0%
Residential_Single Family Moderate Income_New_Space Heating_Natural Gas_Boiler_E5_Baseline Forecast | Residential | Single Family Moderate Income | New | Space Heating | Natural Gas | Boiler | E5 | AFUE 95% | Baseline Forecast | bar: 2019 to 2051
Residential_Single Family Moderate Income_New_Space Heating_Natural Gas_Boiler_E6_Baseline Forecast | Residential | Single Family Moderate Income | New | Space Heating | Natural Gas | Boiler | E6 | Convert to Gas-Fired ASHP | Baseline Forecast | 0% | 0% | 0% | 0% | 0% | 2.179e-07% | 2.179e-07% | 2.18e-07% | 2.181e-07% | 2.182e-07% | 2.182e-07% | 2.182e-07% | 2.181e-07% | 2.18e-07% | 2.177e-07% | 2.174e-07% | 2.172e-07% | 2.169e-07% | 2.166e-07% | 2.163e-07% | 2.16e-07% | 2.159e-07% | 2.158e-07% | 2.156e-07% | 2.155e-07% | 2.153e-07% | 2.152e-07% | 2.15e-07% | 2.148e-07% | 2.146e-07% | 2.143e-07% | 2.141e-07% | 2.139e-07%
Residential_Single Family Moderate Income_New_Space Heating_Natural Gas_Boiler_E7_Baseline Forecast | Residential | Single Family Moderate Income | New | Space Heating | Natural Gas | Boiler | E7 | ASHP with AFUE 80% Backup | Baseline Forecast | 0.7168% | 0.7171% | 14.27% | 14.28% | 14.27% | 100% | 100% | 100% | 100% | 100% | 100% | 100% | 100% | 100% | 100% | 100% | 100% | 100% | 100% | 100% | 100% | 100% | 100% | 100% | 100% | 100% | 100% | 100% | 100% | 100% | 100% | 100% | 100%
Residential_Single Family Moderate Income_New_Space Heating_Natural Gas_Boiler_E8_Baseline Forecast | Residential | Single Family Moderate Income | New | Space Heating | Natural Gas | Boiler | E8 | ASHP with AFUE 95% backup | Baseline Forecast | bar: 2019 to 2051
Residential_Single Family Moderate Income_New_Space Heating_Natural Gas_Boiler_E9_Baseline Forecast | Residential | Single Family Moderate Income | New | Space Heating | Natural Gas | Boiler | E9 |  | Baseline Forecast | bar: 2019 to 2051
Residential_Single Family Moderate Income_New_Space Heating_Natural Gas_Boiler_E10_Baseline Forecast | Residential | Single Family Moderate Income | New | Space Heating | Natural Gas | Boiler | E10 |  | Baseline Forecast | bar: 2019 to 2051
Residential_Single Family Moderate Income_New_Secondary Heating_Natural Gas_Fireplace_E1_Baseline Forecast | Residential | Single Family Moderate Income | New | Secondary Heating | Natural Gas | Fireplace | E1 | Baseline (>50% FE) | Baseline Forecast | 100% | 100% | 100% | 100% | 100% | 100% | 100% | 100% | 100% | 100% | 100% | 100% | 100% | 100% | 100% | 100% | 100% | 100% | 100% | 100% | 100% | 100% | 100% | 100% | 100% | 100% | 100% | 100% | 100% | 100% | 100% | 100% | 100%
Residential_Single Family Moderate Income_New_Secondary Heating_Natural Gas_Fireplace_E2_Baseline Forecast | Residential | Single Family Moderate Income | New | Secondary Heating | Natural Gas | Fireplace | E2 | Tier 1 (70% FE) | Baseline Forecast | bar: 2019 to 2051
Residential_Single Family Moderate Income_New_Secondary Heating_Natural Gas_Fireplace_E3_Baseline Forecast | Residential | Single Family Moderate Income | New | Secondary Heating | Natural Gas | Fireplace | E3 | Tier 2 (>75% FE) | Baseline Forecast | bar: 2019 to 2051
Residential_Single Family Moderate Income_New_Secondary Heating_Natural Gas_Fireplace_E4_Baseline Forecast | Residential | Single Family Moderate Income | New | Secondary Heating | Natural Gas | Fireplace | E4 |  | Baseline Forecast | bar: 2019 to 2051
Residential_Single Family Moderate Income_New_Secondary Heating_Natural Gas_Fireplace_E5_Baseline Forecast | Residential | Single Family Moderate Income | New | Secondary Heating | Natural Gas | Fireplace | E5 |  | Baseline Forecast | bar: 2019 to 2051
Residential_Single Family Moderate Income_New_Secondary Heating_Natural Gas_Fireplace_E6_Baseline Forecast | Residential | Single Family Moderate Income | New | Secondary Heating | Natural Gas | Fireplace | E6 |  | Baseline Forecast | bar: 2019 to 2051
Residential_Single Family Moderate Income_New_Secondary Heating_Natural Gas_Fireplace_E7_Baseline Forecast | Residential | Single Family Moderate Income | New | Secondary Heating | Natural Gas | Fireplace | E7 |  | Baseline Forecast | bar: 2019 to 2051
Residential_Single Family Moderate Income_New_Secondary Heating_Natural Gas_Fireplace_E8_Baseline Forecast | Residential | Single Family Moderate Income | New | Secondary Heating | Natural Gas | Fireplace | E8 |  | Baseline Forecast | bar: 2019 to 2051
Residential_Single Family Moderate Income_New_Secondary Heating_Natural Gas_Fireplace_E9_Baseline Forecast | Residential | Single Family Moderate Income | New | Secondary Heating | Natural Gas | Fireplace | E9 |  | Baseline Forecast | bar: 2019 to 2051
Residential_Single Family Moderate Income_New_Secondary Heating_Natural Gas_Fireplace_E10_Baseline Forecast | Residential | Single Family Moderate Income | New | Secondary Heating | Natural Gas | Fireplace | E10 |  | Baseline Forecast | bar: 2019 to 2051
Residential_Single Family Moderate Income_New_Water Heating_Natural Gas_Water Heater (<= 55 gal)_E1_Baseline Forecast | Residential | Single Family Moderate Income | New | Water Heating | Natural Gas | Water Heater (<= 55 gal) | E1 | UEF 0.58 (Standard) | Baseline Forecast | 13.8% | 13.92% | 14.19% | 14.4% | 0% | 0% | 0% | 0% | 0% | 0% | 0% | 0% | 0% | 0% | 0% | 0% | 0% | 0% | 0% | 0% | 0% | 0% | 0% | 0% | 0% | 0% | 0% | 0% | 0% | 0% | 0% | 0% | 0%
Residential_Single Family Moderate Income_New_Water Heating_Natural Gas_Water Heater (<= 55 gal)_E2_Baseline Forecast | Residential | Single Family Moderate Income | New | Water Heating | Natural Gas | Water Heater (<= 55 gal) | E2 | UEF 0.64 (ENERGY STAR 4.0) | Baseline Forecast | 82.2% | 82.08% | 81.81% | 81.6% | 0% | 0% | 0% | 0% | 0% | 0% | 0% | 0% | 0% | 0% | 0% | 0% | 0% | 0% | 0% | 0% | 0% | 0% | 0% | 0% | 0% | 0% | 0% | 0% | 0% | 0% | 0% | 0% | 0%
Residential_Single Family Moderate Income_New_Water Heating_Natural Gas_Water Heater (<= 55 gal)_E3_Baseline Forecast | Residential | Single Family Moderate Income | New | Water Heating | Natural Gas | Water Heater (<= 55 gal) | E3 | UEF 0.81 (ENERGY STAR 5.0) | Baseline Forecast | 4% | 4% | 3.999% | 4% | 0% | 0% | 0% | 0% | 0% | 0% | 0% | 0% | 0% | 0% | 0% | 0% | 0% | 0% | 0% | 0% | 0% | 0% | 0% | 0% | 0% | 0% | 0% | 0% | 0% | 0% | 0% | 0% | 0%
Residential_Single Family Moderate Income_New_Water Heating_Natural Gas_Water Heater (<= 55 gal)_E4_Baseline Forecast | Residential | Single Family Moderate Income | New | Water Heating | Natural Gas | Water Heater (<= 55 gal) | E4 | UEF 0.87 (Instantaneous, ENERGY STAR 4.0) | Baseline Forecast | bar: 2019 to 2051
Residential_Single Family Moderate Income_New_Water Heating_Natural Gas_Water Heater (<= 55 gal)_E5_Baseline Forecast | Residential | Single Family Moderate Income | New | Water Heating | Natural Gas | Water Heater (<= 55 gal) | E5 | UEF 0.95 (Instantaneous, ENERGY STAR 5.0) | Baseline Forecast | bar: 2019 to 2051
Residential_Single Family Moderate Income_New_Water Heating_Natural Gas_Water Heater (<= 55 gal)_E6_Baseline Forecast | Residential | Single Family Moderate Income | New | Water Heating | Natural Gas | Water Heater (<= 55 gal) | E6 | UEF 1.0+ (Gas-Fired HPWH) | Baseline Forecast | bar: 2019 to 2051
Residential_Single Family Moderate Income_New_Water Heating_Natural Gas_Water Heater (<= 55 gal)_E7_Baseline Forecast | Residential | Single Family Moderate Income | New | Water Heating | Natural Gas | Water Heater (<= 55 gal) | E7 | NEEA Gas-Fired Absorption HPWH (COP 1.3) | Baseline Forecast | bar: 2019 to 2051
Residential_Single Family Moderate Income_New_Water Heating_Natural Gas_Water Heater (<= 55 gal)_E8_Baseline Forecast | Residential | Single Family Moderate Income | New | Water Heating | Natural Gas | Water Heater (<= 55 gal) | E8 |  | Baseline Forecast | bar: 2019 to 2051
Residential_Single Family Moderate Income_New_Water Heating_Natural Gas_Water Heater (<= 55 gal)_E9_Baseline Forecast | Residential | Single Family Moderate Income | New | Water Heating | Natural Gas | Water Heater (<= 55 gal) | E9 |  | Baseline Forecast | bar: 2019 to 2051
Residential_Single Family Moderate Income_New_Water Heating_Natural Gas_Water Heater (<= 55 gal)_E10_Baseline Forecast | Residential | Single Family Moderate Income | New | Water Heating | Natural Gas | Water Heater (<= 55 gal) | E10 |  | Baseline Forecast | bar: 2019 to 2051
Residential_Single Family Moderate Income_New_Water Heating_Natural Gas_Water Heater (> 55 gal)_E1_Baseline Forecast | Residential | Single Family Moderate Income | New | Water Heating | Natural Gas | Water Heater (> 55 gal) | E1 | UEF 0.76 (Standard) | Baseline Forecast | 13.8% | 13.92% | 14.19% | 14.4% | 0% | 0% | 0% | 0% | 0% | 0% | 0% | 0% | 0% | 0% | 0% | 0% | 0% | 0% | 0% | 0% | 0% | 0% | 0% | 0% | 0% | 0% | 0% | 0% | 0% | 0% | 0% | 0% | 0%
Residential_Single Family Moderate Income_New_Water Heating_Natural Gas_Water Heater (> 55 gal)_E2_Baseline Forecast | Residential | Single Family Moderate Income | New | Water Heating | Natural Gas | Water Heater (> 55 gal) | E2 | UEF 0.78 (ENERGY STAR 4.0) | Baseline Forecast | 82.2% | 82.08% | 81.81% | 81.6% | 0% | 0% | 0% | 0% | 0% | 0% | 0% | 0% | 0% | 0% | 0% | 0% | 0% | 0% | 0% | 0% | 0% | 0% | 0% | 0% | 0% | 0% | 0% | 0% | 0% | 0% | 0% | 0% | 0%
Residential_Single Family Moderate Income_New_Water Heating_Natural Gas_Water Heater (> 55 gal)_E3_Baseline Forecast | Residential | Single Family Moderate Income | New | Water Heating | Natural Gas | Water Heater (> 55 gal) | E3 | UEF 0.86 (ENERGY STAR 5.0) | Baseline Forecast | 4% | 4% | 3.999% | 4% | 0% | 0% | 0% | 0% | 0% | 0% | 0% | 0% | 0% | 0% | 0% | 0% | 0% | 0% | 0% | 0% | 0% | 0% | 0% | 0% | 0% | 0% | 0% | 0% | 0% | 0% | 0% | 0% | 0%
Residential_Single Family Moderate Income_New_Water Heating_Natural Gas_Water Heater (> 55 gal)_E4_Baseline Forecast | Residential | Single Family Moderate Income | New | Water Heating | Natural Gas | Water Heater (> 55 gal) | E4 | UEF 0.87 (Instantaneous, ENERGY STAR 4.0) | Baseline Forecast | bar: 2019 to 2051
Residential_Single Family Moderate Income_New_Water Heating_Natural Gas_Water Heater (> 55 gal)_E5_Baseline Forecast | Residential | Single Family Moderate Income | New | Water Heating | Natural Gas | Water Heater (> 55 gal) | E5 | UEF 0.95 (Instantaneous, ENERGY STAR 5.0) | Baseline Forecast | bar: 2019 to 2051
Residential_Single Family Moderate Income_New_Water Heating_Natural Gas_Water Heater (> 55 gal)_E6_Baseline Forecast | Residential | Single Family Moderate Income | New | Water Heating | Natural Gas | Water Heater (> 55 gal) | E6 | UEF 1.0+ (Gas-Fired HPWH) | Baseline Forecast | bar: 2019 to 2051
Residential_Single Family Moderate Income_New_Water Heating_Natural Gas_Water Heater (> 55 gal)_E7_Baseline Forecast | Residential | Single Family Moderate Income | New | Water Heating | Natural Gas | Water Heater (> 55 gal) | E7 | NEEA Gas-Fired Absorption HPWH (COP 1.3) | Baseline Forecast | bar: 2019 to 2051
Residential_Single Family Moderate Income_New_Water Heating_Natural Gas_Water Heater (> 55 gal)_E8_Baseline Forecast | Residential | Single Family Moderate Income | New | Water Heating | Natural Gas | Water Heater (> 55 gal) | E8 |  | Baseline Forecast | bar: 2019 to 2051
Residential_Single Family Moderate Income_New_Water Heating_Natural Gas_Water Heater (> 55 gal)_E9_Baseline Forecast | Residential | Single Family Moderate Income | New | Water Heating | Natural Gas | Water Heater (> 55 gal) | E9 |  | Baseline Forecast | bar: 2019 to 2051
Residential_Single Family Moderate Income_New_Water Heating_Natural Gas_Water Heater (> 55 gal)_E10_Baseline Forecast | Residential | Single Family Moderate Income | New | Water Heating | Natural Gas | Water Heater (> 55 gal) | E10 |  | Baseline Forecast | bar: 2019 to 2051
Residential_Single Family Moderate Income_New_Appliances_Natural Gas_Clothes Dryer_E1_Baseline Forecast | Residential | Single Family Moderate Income | New | Appliances | Natural Gas | Clothes Dryer | E1 | Standard | Baseline Forecast | 55.53% | 55.53% | 55.53% | 55.52% | 55.53% | 55.52% | 55.52% | 55.51% | 55.51% | 55.5% | 55.49% | 55.49% | 55.48% | 55.48% | 55.47% | 55.46% | 55.46% | 55.45% | 55.44% | 55.44% | 55.43% | 55.43% | 55.42% | 55.42% | 55.42% | 55.42% | 55.41% | 55.41% | 55.41% | 55.41% | 55.42% | 55.42% | 55.42%
Residential_Single Family Moderate Income_New_Appliances_Natural Gas_Clothes Dryer_E2_Baseline Forecast | Residential | Single Family Moderate Income | New | Appliances | Natural Gas | Clothes Dryer | E2 | NEEA/ENERGY STAR (CE >60%) | Baseline Forecast | 44.47% | 44.47% | 44.47% | 44.48% | 44.47% | 44.48% | 44.48% | 44.49% | 44.49% | 44.5% | 44.51% | 44.51% | 44.52% | 44.52% | 44.53% | 44.54% | 44.54% | 44.55% | 44.56% | 44.56% | 44.57% | 44.57% | 44.58% | 44.58% | 44.58% | 44.58% | 44.59% | 44.59% | 44.59% | 44.59% | 44.58% | 44.58% | 44.58%
Residential_Single Family Moderate Income_New_Appliances_Natural Gas_Clothes Dryer_E3_Baseline Forecast | Residential | Single Family Moderate Income | New | Appliances | Natural Gas | Clothes Dryer | E3 |  | Baseline Forecast | bar: 2019 to 2051
Residential_Single Family Moderate Income_New_Appliances_Natural Gas_Clothes Dryer_E4_Baseline Forecast | Residential | Single Family Moderate Income | New | Appliances | Natural Gas | Clothes Dryer | E4 |  | Baseline Forecast | bar: 2019 to 2051
Residential_Single Family Moderate Income_New_Appliances_Natural Gas_Clothes Dryer_E5_Baseline Forecast | Residential | Single Family Moderate Income | New | Appliances | Natural Gas | Clothes Dryer | E5 |  | Baseline Forecast | bar: 2019 to 2051
Residential_Single Family Moderate Income_New_Appliances_Natural Gas_Clothes Dryer_E6_Baseline Forecast | Residential | Single Family Moderate Income | New | Appliances | Natural Gas | Clothes Dryer | E6 |  | Baseline Forecast | bar: 2019 to 2051
Residential_Single Family Moderate Income_New_Appliances_Natural Gas_Clothes Dryer_E7_Baseline Forecast | Residential | Single Family Moderate Income | New | Appliances | Natural Gas | Clothes Dryer | E7 |  | Baseline Forecast | bar: 2019 to 2051
Residential_Single Family Moderate Income_New_Appliances_Natural Gas_Clothes Dryer_E8_Baseline Forecast | Residential | Single Family Moderate Income | New | Appliances | Natural Gas | Clothes Dryer | E8 |  | Baseline Forecast | bar: 2019 to 2051
Residential_Single Family Moderate Income_New_Appliances_Natural Gas_Clothes Dryer_E9_Baseline Forecast | Residential | Single Family Moderate Income | New | Appliances | Natural Gas | Clothes Dryer | E9 |  | Baseline Forecast | bar: 2019 to 2051
Residential_Single Family Moderate Income_New_Appliances_Natural Gas_Clothes Dryer_E10_Baseline Forecast | Residential | Single Family Moderate Income | New | Appliances | Natural Gas | Clothes Dryer | E10 |  | Baseline Forecast | bar: 2019 to 2051
Residential_Single Family Moderate Income_New_Appliances_Natural Gas_Stove/Oven_E1_Baseline Forecast | Residential | Single Family Moderate Income | New | Appliances | Natural Gas | Stove/Oven | E1 | EF 0.399 | Baseline Forecast | 69.92% | 69.92% | 69.92% | 69.91% | 69.92% | 69.91% | 69.9% | 69.89% | 69.88% | 69.87% | 69.85% | 69.84% | 69.83% | 69.82% | 69.81% | 69.8% | 69.78% | 69.77% | 69.76% | 69.75% | 69.73% | 69.72% | 69.72% | 69.71% | 69.7% | 69.7% | 69.7% | 69.7% | 69.7% | 69.7% | 69.7% | 69.71% | 69.71%
Residential_Single Family Moderate Income_New_Appliances_Natural Gas_Stove/Oven_E2_Baseline Forecast | Residential | Single Family Moderate Income | New | Appliances | Natural Gas | Stove/Oven | E2 | High Efficiency (730 + 1660 IAEC) | Baseline Forecast | 30.08% | 30.08% | 30.08% | 30.09% | 30.08% | 30.09% | 30.1% | 30.11% | 30.12% | 30.13% | 30.15% | 30.16% | 30.17% | 30.18% | 30.19% | 30.2% | 30.22% | 30.23% | 30.24% | 30.25% | 30.27% | 30.28% | 30.28% | 30.29% | 30.3% | 30.3% | 30.3% | 30.3% | 30.3% | 30.3% | 30.3% | 30.29% | 30.29%
Residential_Single Family Moderate Income_New_Appliances_Natural Gas_Stove/Oven_E3_Baseline Forecast | Residential | Single Family Moderate Income | New | Appliances | Natural Gas | Stove/Oven | E3 |  | Baseline Forecast | bar: 2019 to 2051
Residential_Single Family Moderate Income_New_Appliances_Natural Gas_Stove/Oven_E4_Baseline Forecast | Residential | Single Family Moderate Income | New | Appliances | Natural Gas | Stove/Oven | E4 |  | Baseline Forecast | bar: 2019 to 2051
Residential_Single Family Moderate Income_New_Appliances_Natural Gas_Stove/Oven_E5_Baseline Forecast | Residential | Single Family Moderate Income | New | Appliances | Natural Gas | Stove/Oven | E5 |  | Baseline Forecast | bar: 2019 to 2051
Residential_Single Family Moderate Income_New_Appliances_Natural Gas_Stove/Oven_E6_Baseline Forecast | Residential | Single Family Moderate Income | New | Appliances | Natural Gas | Stove/Oven | E6 |  | Baseline Forecast | bar: 2019 to 2051
Residential_Single Family Moderate Income_New_Appliances_Natural Gas_Stove/Oven_E7_Baseline Forecast | Residential | Single Family Moderate Income | New | Appliances | Natural Gas | Stove/Oven | E7 |  | Baseline Forecast | bar: 2019 to 2051
Residential_Single Family Moderate Income_New_Appliances_Natural Gas_Stove/Oven_E8_Baseline Forecast | Residential | Single Family Moderate Income | New | Appliances | Natural Gas | Stove/Oven | E8 |  | Baseline Forecast | bar: 2019 to 2051
Residential_Single Family Moderate Income_New_Appliances_Natural Gas_Stove/Oven_E9_Baseline Forecast | Residential | Single Family Moderate Income | New | Appliances | Natural Gas | Stove/Oven | E9 |  | Baseline Forecast | bar: 2019 to 2051
Residential_Single Family Moderate Income_New_Appliances_Natural Gas_Stove/Oven_E10_Baseline Forecast | Residential | Single Family Moderate Income | New | Appliances | Natural Gas | Stove/Oven | E10 |  | Baseline Forecast | bar: 2019 to 2051
Residential_Single Family Moderate Income_New_Miscellaneous_Natural Gas_Pool Heater_E1_Baseline Forecast | Residential | Single Family Moderate Income | New | Miscellaneous | Natural Gas | Pool Heater | E1 | Standard (EF 0.82) | Baseline Forecast | 95% | 95% | 95% | 95% | 95% | 95% | 95% | 95% | 95% | 95% | 95% | 95% | 95% | 95% | 95% | 95% | 95% | 95% | 95% | 95% | 95% | 95% | 95% | 95% | 95% | 95% | 95% | 95% | 95% | 95% | 95% | 95% | 95%
Residential_Single Family Moderate Income_New_Miscellaneous_Natural Gas_Pool Heater_E2_Baseline Forecast | Residential | Single Family Moderate Income | New | Miscellaneous | Natural Gas | Pool Heater | E2 | High Efficiency (EF 0.84) | Baseline Forecast | bar: 2019 to 2051
Residential_Single Family Moderate Income_New_Miscellaneous_Natural Gas_Pool Heater_E3_Baseline Forecast | Residential | Single Family Moderate Income | New | Miscellaneous | Natural Gas | Pool Heater | E3 | Condensing (EF .94) | Baseline Forecast | bar: 2019 to 2051
Residential_Single Family Moderate Income_New_Miscellaneous_Natural Gas_Pool Heater_E4_Baseline Forecast | Residential | Single Family Moderate Income | New | Miscellaneous | Natural Gas | Pool Heater | E4 | Condensing w/Imp. HX (EF 0.95) | Baseline Forecast | bar: 2019 to 2051
Residential_Single Family Moderate Income_New_Miscellaneous_Natural Gas_Pool Heater_E5_Baseline Forecast | Residential | Single Family Moderate Income | New | Miscellaneous | Natural Gas | Pool Heater | E5 |  | Baseline Forecast | bar: 2019 to 2051
Residential_Single Family Moderate Income_New_Miscellaneous_Natural Gas_Pool Heater_E6_Baseline Forecast | Residential | Single Family Moderate Income | New | Miscellaneous | Natural Gas | Pool Heater | E6 |  | Baseline Forecast | bar: 2019 to 2051
Residential_Single Family Moderate Income_New_Miscellaneous_Natural Gas_Pool Heater_E7_Baseline Forecast | Residential | Single Family Moderate Income | New | Miscellaneous | Natural Gas | Pool Heater | E7 |  | Baseline Forecast | bar: 2019 to 2051
Residential_Single Family Moderate Income_New_Miscellaneous_Natural Gas_Pool Heater_E8_Baseline Forecast | Residential | Single Family Moderate Income | New | Miscellaneous | Natural Gas | Pool Heater | E8 |  | Baseline Forecast | bar: 2019 to 2051
Residential_Single Family Moderate Income_New_Miscellaneous_Natural Gas_Pool Heater_E9_Baseline Forecast | Residential | Single Family Moderate Income | New | Miscellaneous | Natural Gas | Pool Heater | E9 |  | Baseline Forecast | bar: 2019 to 2051
Residential_Single Family Moderate Income_New_Miscellaneous_Natural Gas_Pool Heater_E10_Baseline Forecast | Residential | Single Family Moderate Income | New | Miscellaneous | Natural Gas | Pool Heater | E10 |  | Baseline Forecast | bar: 2019 to 2051
Residential_Single Family Moderate Income_New_Miscellaneous_Natural Gas_Miscellaneous_E1_Baseline Forecast | Residential | Single Family Moderate Income | New | Miscellaneous | Natural Gas | Miscellaneous | E1 | Default | Baseline Forecast | 100% | 100% | 100% | 100% | 100% | 100% | 100% | 100% | 100% | 100% | 100% | 100% | 100% | 100% | 100% | 100% | 100% | 100% | 100% | 100% | 100% | 100% | 100% | 100% | 100% | 100% | 100% | 100% | 100% | 100% | 100% | 100% | 100%
Residential_Single Family Moderate Income_New_Miscellaneous_Natural Gas_Miscellaneous_E2_Baseline Forecast | Residential | Single Family Moderate Income | New | Miscellaneous | Natural Gas | Miscellaneous | E2 |  | Baseline Forecast | bar: 2019 to 2051
Residential_Single Family Moderate Income_New_Miscellaneous_Natural Gas_Miscellaneous_E3_Baseline Forecast | Residential | Single Family Moderate Income | New | Miscellaneous | Natural Gas | Miscellaneous | E3 |  | Baseline Forecast | bar: 2019 to 2051
Residential_Single Family Moderate Income_New_Miscellaneous_Natural Gas_Miscellaneous_E4_Baseline Forecast | Residential | Single Family Moderate Income | New | Miscellaneous | Natural Gas | Miscellaneous | E4 |  | Baseline Forecast | bar: 2019 to 2051
Residential_Single Family Moderate Income_New_Miscellaneous_Natural Gas_Miscellaneous_E5_Baseline Forecast | Residential | Single Family Moderate Income | New | Miscellaneous | Natural Gas | Miscellaneous | E5 |  | Baseline Forecast | bar: 2019 to 2051
Residential_Single Family Moderate Income_New_Miscellaneous_Natural Gas_Miscellaneous_E6_Baseline Forecast | Residential | Single Family Moderate Income | New | Miscellaneous | Natural Gas | Miscellaneous | E6 |  | Baseline Forecast | bar: 2019 to 2051
Residential_Single Family Moderate Income_New_Miscellaneous_Natural Gas_Miscellaneous_E7_Baseline Forecast | Residential | Single Family Moderate Income | New | Miscellaneous | Natural Gas | Miscellaneous | E7 |  | Baseline Forecast | bar: 2019 to 2051
Residential_Single Family Moderate Income_New_Miscellaneous_Natural Gas_Miscellaneous_E8_Baseline Forecast | Residential | Single Family Moderate Income | New | Miscellaneous | Natural Gas | Miscellaneous | E8 |  | Baseline Forecast | bar: 2019 to 2051
Residential_Single Family Moderate Income_New_Miscellaneous_Natural Gas_Miscellaneous_E9_Baseline Forecast | Residential | Single Family Moderate Income | New | Miscellaneous | Natural Gas | Miscellaneous | E9 |  | Baseline Forecast | bar: 2019 to 2051
Residential_Single Family Moderate Income_New_Miscellaneous_Natural Gas_Miscellaneous_E10_Baseline Forecast | Residential | Single Family Moderate Income | New | Miscellaneous | Natural Gas | Miscellaneous | E10 |  | Baseline Forecast | bar: 2019 to 2051
Residential_Single Family Low Income_Existing_Space Heating_Natural Gas_Furnace_E1_Baseline Forecast | Residential | Single Family Low Income | Existing | Space Heating | Natural Gas | Furnace | E1 | AFUE 80% | Baseline Forecast | 90.11% | 90.11% | 90.11% | 90.1% | 90.11% | 90.11% | 90.11% | 90.11% | 90.1% | 90.1% | 90.1% | 90.11% | 90.11% | 90.11% | 90.11% | 90.11% | 90.11% | 90.12% | 90.12% | 90.12% | 90.13% | 90.13% | 90.13% | 90.14% | 90.14% | 90.15% | 90.15% | 90.15% | 90.16% | 90.17% | 90.17% | 90.18% | 90.19%
Residential_Single Family Low Income_Existing_Space Heating_Natural Gas_Furnace_E2_Baseline Forecast | Residential | Single Family Low Income | Existing | Space Heating | Natural Gas | Furnace | E2 | AFUE 95% (ENERGY STAR 4.1) | Baseline Forecast | 5.657% | 5.657% | 5.659% | 5.659% | 5.658% | 5.658% | 5.658% | 5.658% | 5.659% | 5.659% | 5.659% | 5.659% | 5.658% | 5.658% | 5.657% | 5.656% | 5.655% | 5.654% | 5.653% | 5.651% | 5.65% | 5.648% | 5.647% | 5.645% | 5.643% | 5.641% | 5.639% | 5.637% | 5.634% | 5.632% | 5.629% | 5.626% | 5.622%
Residential_Single Family Low Income_Existing_Space Heating_Natural Gas_Furnace_E3_Baseline Forecast | Residential | Single Family Low Income | Existing | Space Heating | Natural Gas | Furnace | E3 | AFUE 97% (CEE Tier 3) | Baseline Forecast | 3.771% | 3.772% | 3.773% | 3.773% | 3.772% | 3.772% | 3.772% | 3.772% | 3.773% | 3.773% | 3.773% | 3.773% | 3.772% | 3.772% | 3.771% | 3.771% | 3.77% | 3.769% | 3.767% | 3.766% | 3.765% | 3.764% | 3.762% | 3.761% | 3.759% | 3.758% | 3.756% | 3.754% | 3.752% | 3.75% | 3.747% | 3.745% | 3.742%
Residential_Single Family Low Income_Existing_Space Heating_Natural Gas_Furnace_E4_Baseline Forecast | Residential | Single Family Low Income | Existing | Space Heating | Natural Gas | Furnace | E4 | Convert to Gas-Fired ASHP | Baseline Forecast | bar: 2019 to 2051
Residential_Single Family Low Income_Existing_Space Heating_Natural Gas_Furnace_E5_Baseline Forecast | Residential | Single Family Low Income | Existing | Space Heating | Natural Gas | Furnace | E5 | ASHP with AFUE 80% Backup | Baseline Forecast | 0.4633% | 0.4635% | 0.4639% | 0.4642% | 0.4638% | 0.4638% | 0.4639% | 0.4639% | 0.4639% | 0.4637% | 0.4634% | 0.463% | 0.4626% | 0.4622% | 0.4617% | 0.4611% | 0.4605% | 0.4599% | 0.4593% | 0.4589% | 0.4584% | 0.4579% | 0.4574% | 0.4568% | 0.4562% | 0.4556% | 0.4549% | 0.4541% | 0.4533% | 0.4525% | 0.4516% | 0.4507% | 0.4489%
Residential_Single Family Low Income_Existing_Space Heating_Natural Gas_Furnace_E6_Baseline Forecast | Residential | Single Family Low Income | Existing | Space Heating | Natural Gas | Furnace | E6 | ASHP with AFUE 95% backup | Baseline Forecast | bar: 2019 to 2051
Residential_Single Family Low Income_Existing_Space Heating_Natural Gas_Furnace_E7_Baseline Forecast | Residential | Single Family Low Income | Existing | Space Heating | Natural Gas | Furnace | E7 |  | Baseline Forecast | bar: 2019 to 2051
Residential_Single Family Low Income_Existing_Space Heating_Natural Gas_Furnace_E8_Baseline Forecast | Residential | Single Family Low Income | Existing | Space Heating | Natural Gas | Furnace | E8 |  | Baseline Forecast | bar: 2019 to 2051
Residential_Single Family Low Income_Existing_Space Heating_Natural Gas_Furnace_E9_Baseline Forecast | Residential | Single Family Low Income | Existing | Space Heating | Natural Gas | Furnace | E9 |  | Baseline Forecast | bar: 2019 to 2051
Residential_Single Family Low Income_Existing_Space Heating_Natural Gas_Furnace_E10_Baseline Forecast | Residential | Single Family Low Income | Existing | Space Heating | Natural Gas | Furnace | E10 |  | Baseline Forecast | bar: 2019 to 2051
Residential_Single Family Low Income_Existing_Space Heating_Natural Gas_Boiler_E1_Baseline Forecast | Residential | Single Family Low Income | Existing | Space Heating | Natural Gas | Boiler | E1 | AFUE 80% | Baseline Forecast | 49.48% | 49.47% | 0% | 0% | 0% | 0% | 0% | 0% | 0% | 0% | 0% | 0% | 0% | 0% | 0% | 0% | 0% | 0% | 0% | 0% | 0% | 0% | 0% | 0% | 0% | 0% | 0% | 0% | 0% | 0% | 0% | 0% | 0%
Residential_Single Family Low Income_Existing_Space Heating_Natural Gas_Boiler_E2_Baseline Forecast | Residential | Single Family Low Income | Existing | Space Heating | Natural Gas | Boiler | E2 | AFUE 82% | Baseline Forecast | 0% | 0% | 29.15% | 29.15% | 29.15% | 29.15% | 29.15% | 29.15% | 29.15% | 29.15% | 29.16% | 29.16% | 29.16% | 29.16% | 29.16% | 29.17% | 29.17% | 29.17% | 29.17% | 29.18% | 29.18% | 29.18% | 29.19% | 29.19% | 29.2% | 29.2% | 29.21% | 29.21% | 29.22% | 29.22% | 29.24% | 29.25% | 29.27%
Residential_Single Family Low Income_Existing_Space Heating_Natural Gas_Boiler_E3_Baseline Forecast | Residential | Single Family Low Income | Existing | Space Heating | Natural Gas | Boiler | E3 | AFUE 85% | Baseline Forecast | 20.41% | 20.41% | 28.61% | 28.61% | 28.61% | 28.61% | 28.61% | 28.61% | 28.61% | 28.61% | 28.61% | 28.61% | 28.61% | 28.61% | 28.61% | 28.61% | 28.61% | 28.61% | 28.61% | 28.61% | 28.61% | 28.61% | 28.61% | 28.62% | 28.62% | 28.62% | 28.62% | 28.62% | 28.62% | 28.62% | 28.62% | 28.63% | 28.63%
Residential_Single Family Low Income_Existing_Space Heating_Natural Gas_Boiler_E4_Baseline Forecast | Residential | Single Family Low Income | Existing | Space Heating | Natural Gas | Boiler | E4 | AFUE 90% | Baseline Forecast | 20.41% | 20.41% | 28.64% | 28.64% | 28.63% | 28.63% | 28.63% | 28.63% | 28.63% | 28.63% | 28.63% | 28.63% | 28.63% | 28.63% | 28.63% | 28.63% | 28.63% | 28.63% | 28.62% | 28.62% | 28.62% | 28.62% | 28.62% | 28.62% | 28.62% | 28.61% | 28.61% | 28.61% | 28.61% | 28.6% | 28.6% | 28.59% | 28.58%
Residential_Single Family Low Income_Existing_Space Heating_Natural Gas_Boiler_E5_Baseline Forecast | Residential | Single Family Low Income | Existing | Space Heating | Natural Gas | Boiler | E5 | AFUE 95% | Baseline Forecast | 9.696% | 9.696% | 13.61% | 13.61% | 13.61% | 13.61% | 13.61% | 13.61% | 13.61% | 13.61% | 13.6% | 13.6% | 13.6% | 13.6% | 13.6% | 13.6% | 13.59% | 13.59% | 13.59% | 13.59% | 13.58% | 13.58% | 13.58% | 13.58% | 13.57% | 13.57% | 13.56% | 13.56% | 13.56% | 13.55% | 13.54% | 13.53% | 13.52%
Residential_Single Family Low Income_Existing_Space Heating_Natural Gas_Boiler_E6_Baseline Forecast | Residential | Single Family Low Income | Existing | Space Heating | Natural Gas | Boiler | E6 | Convert to Gas-Fired ASHP | Baseline Forecast | bar: 2019 to 2051
Residential_Single Family Low Income_Existing_Space Heating_Natural Gas_Boiler_E7_Baseline Forecast | Residential | Single Family Low Income | Existing | Space Heating | Natural Gas | Boiler | E7 | ASHP with AFUE 80% Backup | Baseline Forecast | bar: 2019 to 2051
Residential_Single Family Low Income_Existing_Space Heating_Natural Gas_Boiler_E8_Baseline Forecast | Residential | Single Family Low Income | Existing | Space Heating | Natural Gas | Boiler | E8 | ASHP with AFUE 95% backup | Baseline Forecast | bar: 2019 to 2051
Residential_Single Family Low Income_Existing_Space Heating_Natural Gas_Boiler_E9_Baseline Forecast | Residential | Single Family Low Income | Existing | Space Heating | Natural Gas | Boiler | E9 |  | Baseline Forecast | bar: 2019 to 2051
Residential_Single Family Low Income_Existing_Space Heating_Natural Gas_Boiler_E10_Baseline Forecast | Residential | Single Family Low Income | Existing | Space Heating | Natural Gas | Boiler | E10 |  | Baseline Forecast | bar: 2019 to 2051
Residential_Single Family Low Income_Existing_Secondary Heating_Natural Gas_Fireplace_E1_Baseline Forecast | Residential | Single Family Low Income | Existing | Secondary Heating | Natural Gas | Fireplace | E1 | Baseline (>50% FE) | Baseline Forecast | 100% | 100% | 100% | 100% | 100% | 100% | 100% | 100% | 100% | 100% | 100% | 100% | 100% | 100% | 100% | 100% | 100% | 100% | 100% | 100% | 100% | 100% | 100% | 100% | 100% | 100% | 100% | 100% | 100% | 100% | 100% | 100% | 100%
Residential_Single Family Low Income_Existing_Secondary Heating_Natural Gas_Fireplace_E2_Baseline Forecast | Residential | Single Family Low Income | Existing | Secondary Heating | Natural Gas | Fireplace | E2 | Tier 1 (70% FE) | Baseline Forecast | bar: 2019 to 2051
Residential_Single Family Low Income_Existing_Secondary Heating_Natural Gas_Fireplace_E3_Baseline Forecast | Residential | Single Family Low Income | Existing | Secondary Heating | Natural Gas | Fireplace | E3 | Tier 2 (>75% FE) | Baseline Forecast | bar: 2019 to 2051
Residential_Single Family Low Income_Existing_Secondary Heating_Natural Gas_Fireplace_E4_Baseline Forecast | Residential | Single Family Low Income | Existing | Secondary Heating | Natural Gas | Fireplace | E4 |  | Baseline Forecast | bar: 2019 to 2051
Residential_Single Family Low Income_Existing_Secondary Heating_Natural Gas_Fireplace_E5_Baseline Forecast | Residential | Single Family Low Income | Existing | Secondary Heating | Natural Gas | Fireplace | E5 |  | Baseline Forecast | bar: 2019 to 2051
Residential_Single Family Low Income_Existing_Secondary Heating_Natural Gas_Fireplace_E6_Baseline Forecast | Residential | Single Family Low Income | Existing | Secondary Heating | Natural Gas | Fireplace | E6 |  | Baseline Forecast | bar: 2019 to 2051
Residential_Single Family Low Income_Existing_Secondary Heating_Natural Gas_Fireplace_E7_Baseline Forecast | Residential | Single Family Low Income | Existing | Secondary Heating | Natural Gas | Fireplace | E7 |  | Baseline Forecast | bar: 2019 to 2051
Residential_Single Family Low Income_Existing_Secondary Heating_Natural Gas_Fireplace_E8_Baseline Forecast | Residential | Single Family Low Income | Existing | Secondary Heating | Natural Gas | Fireplace | E8 |  | Baseline Forecast | bar: 2019 to 2051
Residential_Single Family Low Income_Existing_Secondary Heating_Natural Gas_Fireplace_E9_Baseline Forecast | Residential | Single Family Low Income | Existing | Secondary Heating | Natural Gas | Fireplace | E9 |  | Baseline Forecast | bar: 2019 to 2051
Residential_Single Family Low Income_Existing_Secondary Heating_Natural Gas_Fireplace_E10_Baseline Forecast | Residential | Single Family Low Income | Existing | Secondary Heating | Natural Gas | Fireplace | E10 |  | Baseline Forecast | bar: 2019 to 2051
Residential_Single Family Low Income_Existing_Water Heating_Natural Gas_Water Heater (<= 55 gal)_E1_Baseline Forecast | Residential | Single Family Low Income | Existing | Water Heating | Natural Gas | Water Heater (<= 55 gal) | E1 | UEF 0.58 (Standard) | Baseline Forecast | 13.74% | 13.86% | 14.14% | 14.35% | 14.49% | 14.65% | 14.47% | 14.37% | 14.34% | 14.28% | 12.96% | 12.94% | 12.75% | 12.69% | 12.64% | 12.61% | 12.58% | 12.54% | 12.51% | 12.49% | 12.47% | 12.43% | 12.42% | 12.39% | 12.35% | 12.3% | 12.25% | 12.25% | 12.25% | 12.25% | 12.25% | 12.25% | 12.25%
Residential_Single Family Low Income_Existing_Water Heating_Natural Gas_Water Heater (<= 55 gal)_E2_Baseline Forecast | Residential | Single Family Low Income | Existing | Water Heating | Natural Gas | Water Heater (<= 55 gal) | E2 | UEF 0.64 (ENERGY STAR 4.0) | Baseline Forecast | 82.26% | 82.14% | 81.86% | 81.65% | 81.51% | 81.35% | 81.53% | 81.63% | 81.66% | 81.72% | 83.04% | 83.06% | 83.25% | 83.31% | 83.36% | 83.39% | 83.42% | 83.46% | 83.49% | 83.51% | 83.53% | 83.57% | 83.58% | 83.61% | 83.65% | 83.7% | 83.75% | 83.75% | 83.75% | 83.75% | 83.75% | 83.75% | 83.75%
Residential_Single Family Low Income_Existing_Water Heating_Natural Gas_Water Heater (<= 55 gal)_E3_Baseline Forecast | Residential | Single Family Low Income | Existing | Water Heating | Natural Gas | Water Heater (<= 55 gal) | E3 | UEF 0.81 (ENERGY STAR 5.0) | Baseline Forecast | bar: 2019 to 2051
Residential_Single Family Low Income_Existing_Water Heating_Natural Gas_Water Heater (<= 55 gal)_E4_Baseline Forecast | Residential | Single Family Low Income | Existing | Water Heating | Natural Gas | Water Heater (<= 55 gal) | E4 | UEF 0.87 (Instantaneous, ENERGY STAR 4.0) | Baseline Forecast | bar: 2019 to 2051
Residential_Single Family Low Income_Existing_Water Heating_Natural Gas_Water Heater (<= 55 gal)_E5_Baseline Forecast | Residential | Single Family Low Income | Existing | Water Heating | Natural Gas | Water Heater (<= 55 gal) | E5 | UEF 0.95 (Instantaneous, ENERGY STAR 5.0) | Baseline Forecast | bar: 2019 to 2051
Residential_Single Family Low Income_Existing_Water Heating_Natural Gas_Water Heater (<= 55 gal)_E6_Baseline Forecast | Residential | Single Family Low Income | Existing | Water Heating | Natural Gas | Water Heater (<= 55 gal) | E6 | UEF 1.0+ (Gas-Fired HPWH) | Baseline Forecast | bar: 2019 to 2051
Residential_Single Family Low Income_Existing_Water Heating_Natural Gas_Water Heater (<= 55 gal)_E7_Baseline Forecast | Residential | Single Family Low Income | Existing | Water Heating | Natural Gas | Water Heater (<= 55 gal) | E7 | NEEA Gas-Fired Absorption HPWH (COP 1.3) | Baseline Forecast | bar: 2019 to 2051
Residential_Single Family Low Income_Existing_Water Heating_Natural Gas_Water Heater (<= 55 gal)_E8_Baseline Forecast | Residential | Single Family Low Income | Existing | Water Heating | Natural Gas | Water Heater (<= 55 gal) | E8 |  | Baseline Forecast | bar: 2019 to 2051
Residential_Single Family Low Income_Existing_Water Heating_Natural Gas_Water Heater (<= 55 gal)_E9_Baseline Forecast | Residential | Single Family Low Income | Existing | Water Heating | Natural Gas | Water Heater (<= 55 gal) | E9 |  | Baseline Forecast | bar: 2019 to 2051
Residential_Single Family Low Income_Existing_Water Heating_Natural Gas_Water Heater (<= 55 gal)_E10_Baseline Forecast | Residential | Single Family Low Income | Existing | Water Heating | Natural Gas | Water Heater (<= 55 gal) | E10 |  | Baseline Forecast | bar: 2019 to 2051
Residential_Single Family Low Income_Existing_Water Heating_Natural Gas_Water Heater (> 55 gal)_E1_Baseline Forecast | Residential | Single Family Low Income | Existing | Water Heating | Natural Gas | Water Heater (> 55 gal) | E1 | UEF 0.76 (Standard) | Baseline Forecast | 13.74% | 13.86% | 14.14% | 14.35% | 14.49% | 14.65% | 14.47% | 14.37% | 14.34% | 14.28% | 12.96% | 12.94% | 12.75% | 12.69% | 12.64% | 12.61% | 12.58% | 12.54% | 12.51% | 12.49% | 12.47% | 12.43% | 12.42% | 12.39% | 12.35% | 12.3% | 12.25% | 12.25% | 12.25% | 12.25% | 12.25% | 12.25% | 12.25%
Residential_Single Family Low Income_Existing_Water Heating_Natural Gas_Water Heater (> 55 gal)_E2_Baseline Forecast | Residential | Single Family Low Income | Existing | Water Heating | Natural Gas | Water Heater (> 55 gal) | E2 | UEF 0.78 (ENERGY STAR 4.0) | Baseline Forecast | 82.26% | 82.14% | 81.86% | 81.65% | 81.51% | 81.35% | 81.53% | 81.63% | 81.66% | 81.72% | 83.04% | 83.06% | 83.25% | 83.31% | 83.36% | 83.39% | 83.42% | 83.46% | 83.49% | 83.51% | 83.53% | 83.57% | 83.58% | 83.61% | 83.65% | 83.7% | 83.75% | 83.75% | 83.75% | 83.75% | 83.75% | 83.75% | 83.75%
Residential_Single Family Low Income_Existing_Water Heating_Natural Gas_Water Heater (> 55 gal)_E3_Baseline Forecast | Residential | Single Family Low Income | Existing | Water Heating | Natural Gas | Water Heater (> 55 gal) | E3 | UEF 0.86 (ENERGY STAR 5.0) | Baseline Forecast | bar: 2019 to 2051
Residential_Single Family Low Income_Existing_Water Heating_Natural Gas_Water Heater (> 55 gal)_E4_Baseline Forecast | Residential | Single Family Low Income | Existing | Water Heating | Natural Gas | Water Heater (> 55 gal) | E4 | UEF 0.87 (Instantaneous, ENERGY STAR 4.0) | Baseline Forecast | bar: 2019 to 2051
Residential_Single Family Low Income_Existing_Water Heating_Natural Gas_Water Heater (> 55 gal)_E5_Baseline Forecast | Residential | Single Family Low Income | Existing | Water Heating | Natural Gas | Water Heater (> 55 gal) | E5 | UEF 0.95 (Instantaneous, ENERGY STAR 5.0) | Baseline Forecast | bar: 2019 to 2051
Residential_Single Family Low Income_Existing_Water Heating_Natural Gas_Water Heater (> 55 gal)_E6_Baseline Forecast | Residential | Single Family Low Income | Existing | Water Heating | Natural Gas | Water Heater (> 55 gal) | E6 | UEF 1.0+ (Gas-Fired HPWH) | Baseline Forecast | bar: 2019 to 2051
Residential_Single Family Low Income_Existing_Water Heating_Natural Gas_Water Heater (> 55 gal)_E7_Baseline Forecast | Residential | Single Family Low Income | Existing | Water Heating | Natural Gas | Water Heater (> 55 gal) | E7 | NEEA Gas-Fired Absorption HPWH (COP 1.3) | Baseline Forecast | bar: 2019 to 2051
Residential_Single Family Low Income_Existing_Water Heating_Natural Gas_Water Heater (> 55 gal)_E8_Baseline Forecast | Residential | Single Family Low Income | Existing | Water Heating | Natural Gas | Water Heater (> 55 gal) | E8 |  | Baseline Forecast | bar: 2019 to 2051
Residential_Single Family Low Income_Existing_Water Heating_Natural Gas_Water Heater (> 55 gal)_E9_Baseline Forecast | Residential | Single Family Low Income | Existing | Water Heating | Natural Gas | Water Heater (> 55 gal) | E9 |  | Baseline Forecast | bar: 2019 to 2051
Residential_Single Family Low Income_Existing_Water Heating_Natural Gas_Water Heater (> 55 gal)_E10_Baseline Forecast | Residential | Single Family Low Income | Existing | Water Heating | Natural Gas | Water Heater (> 55 gal) | E10 |  | Baseline Forecast | bar: 2019 to 2051
Residential_Single Family Low Income_Existing_Appliances_Natural Gas_Clothes Dryer_E1_Baseline Forecast | Residential | Single Family Low Income | Existing | Appliances | Natural Gas | Clothes Dryer | E1 | Standard | Baseline Forecast | 55.53% | 55.53% | 55.52% | 55.52% | 55.52% | 55.52% | 55.52% | 55.51% | 55.5% | 55.5% | 55.49% | 55.49% | 55.48% | 55.47% | 55.47% | 55.46% | 55.46% | 55.45% | 55.44% | 55.44% | 55.43% | 55.43% | 55.42% | 55.42% | 55.41% | 55.41% | 55.41% | 55.41% | 55.41% | 55.41% | 55.41% | 55.42% | 55.42%
Residential_Single Family Low Income_Existing_Appliances_Natural Gas_Clothes Dryer_E2_Baseline Forecast | Residential | Single Family Low Income | Existing | Appliances | Natural Gas | Clothes Dryer | E2 | NEEA/ENERGY STAR (CE >60%) | Baseline Forecast | 44.47% | 44.47% | 44.48% | 44.48% | 44.48% | 44.48% | 44.48% | 44.49% | 44.5% | 44.5% | 44.51% | 44.51% | 44.52% | 44.53% | 44.53% | 44.54% | 44.54% | 44.55% | 44.56% | 44.56% | 44.57% | 44.57% | 44.58% | 44.58% | 44.59% | 44.59% | 44.59% | 44.59% | 44.59% | 44.59% | 44.59% | 44.58% | 44.58%
Residential_Single Family Low Income_Existing_Appliances_Natural Gas_Clothes Dryer_E3_Baseline Forecast | Residential | Single Family Low Income | Existing | Appliances | Natural Gas | Clothes Dryer | E3 |  | Baseline Forecast | bar: 2019 to 2051
Residential_Single Family Low Income_Existing_Appliances_Natural Gas_Clothes Dryer_E4_Baseline Forecast | Residential | Single Family Low Income | Existing | Appliances | Natural Gas | Clothes Dryer | E4 |  | Baseline Forecast | bar: 2019 to 2051
Residential_Single Family Low Income_Existing_Appliances_Natural Gas_Clothes Dryer_E5_Baseline Forecast | Residential | Single Family Low Income | Existing | Appliances | Natural Gas | Clothes Dryer | E5 |  | Baseline Forecast | bar: 2019 to 2051
Residential_Single Family Low Income_Existing_Appliances_Natural Gas_Clothes Dryer_E6_Baseline Forecast | Residential | Single Family Low Income | Existing | Appliances | Natural Gas | Clothes Dryer | E6 |  | Baseline Forecast | bar: 2019 to 2051
Residential_Single Family Low Income_Existing_Appliances_Natural Gas_Clothes Dryer_E7_Baseline Forecast | Residential | Single Family Low Income | Existing | Appliances | Natural Gas | Clothes Dryer | E7 |  | Baseline Forecast | bar: 2019 to 2051
Residential_Single Family Low Income_Existing_Appliances_Natural Gas_Clothes Dryer_E8_Baseline Forecast | Residential | Single Family Low Income | Existing | Appliances | Natural Gas | Clothes Dryer | E8 |  | Baseline Forecast | bar: 2019 to 2051
Residential_Single Family Low Income_Existing_Appliances_Natural Gas_Clothes Dryer_E9_Baseline Forecast | Residential | Single Family Low Income | Existing | Appliances | Natural Gas | Clothes Dryer | E9 |  | Baseline Forecast | bar: 2019 to 2051
Residential_Single Family Low Income_Existing_Appliances_Natural Gas_Clothes Dryer_E10_Baseline Forecast | Residential | Single Family Low Income | Existing | Appliances | Natural Gas | Clothes Dryer | E10 |  | Baseline Forecast | bar: 2019 to 2051
Residential_Single Family Low Income_Existing_Appliances_Natural Gas_Stove/Oven_E1_Baseline Forecast | Residential | Single Family Low Income | Existing | Appliances | Natural Gas | Stove/Oven | E1 | EF 0.399 | Baseline Forecast | 69.92% | 69.92% | 69.92% | 69.91% | 69.92% | 69.91% | 69.9% | 69.89% | 69.88% | 69.87% | 69.85% | 69.84% | 69.83% | 69.82% | 69.81% | 69.8% | 69.78% | 69.77% | 69.76% | 69.75% | 69.73% | 69.72% | 69.72% | 69.71% | 69.7% | 69.7% | 69.7% | 69.7% | 69.7% | 69.7% | 69.7% | 69.71% | 69.71%
Residential_Single Family Low Income_Existing_Appliances_Natural Gas_Stove/Oven_E2_Baseline Forecast | Residential | Single Family Low Income | Existing | Appliances | Natural Gas | Stove/Oven | E2 | High Efficiency (730 + 1660 IAEC) | Baseline Forecast | 30.08% | 30.08% | 30.08% | 30.09% | 30.08% | 30.09% | 30.1% | 30.11% | 30.12% | 30.13% | 30.15% | 30.16% | 30.17% | 30.18% | 30.19% | 30.2% | 30.22% | 30.23% | 30.24% | 30.25% | 30.27% | 30.28% | 30.28% | 30.29% | 30.3% | 30.3% | 30.3% | 30.3% | 30.3% | 30.3% | 30.3% | 30.29% | 30.29%
Residential_Single Family Low Income_Existing_Appliances_Natural Gas_Stove/Oven_E3_Baseline Forecast | Residential | Single Family Low Income | Existing | Appliances | Natural Gas | Stove/Oven | E3 |  | Baseline Forecast | bar: 2019 to 2051
Residential_Single Family Low Income_Existing_Appliances_Natural Gas_Stove/Oven_E4_Baseline Forecast | Residential | Single Family Low Income | Existing | Appliances | Natural Gas | Stove/Oven | E4 |  | Baseline Forecast | bar: 2019 to 2051
Residential_Single Family Low Income_Existing_Appliances_Natural Gas_Stove/Oven_E5_Baseline Forecast | Residential | Single Family Low Income | Existing | Appliances | Natural Gas | Stove/Oven | E5 |  | Baseline Forecast | bar: 2019 to 2051
Residential_Single Family Low Income_Existing_Appliances_Natural Gas_Stove/Oven_E6_Baseline Forecast | Residential | Single Family Low Income | Existing | Appliances | Natural Gas | Stove/Oven | E6 |  | Baseline Forecast | bar: 2019 to 2051
Residential_Single Family Low Income_Existing_Appliances_Natural Gas_Stove/Oven_E7_Baseline Forecast | Residential | Single Family Low Income | Existing | Appliances | Natural Gas | Stove/Oven | E7 |  | Baseline Forecast | bar: 2019 to 2051
Residential_Single Family Low Income_Existing_Appliances_Natural Gas_Stove/Oven_E8_Baseline Forecast | Residential | Single Family Low Income | Existing | Appliances | Natural Gas | Stove/Oven | E8 |  | Baseline Forecast | bar: 2019 to 2051
Residential_Single Family Low Income_Existing_Appliances_Natural Gas_Stove/Oven_E9_Baseline Forecast | Residential | Single Family Low Income | Existing | Appliances | Natural Gas | Stove/Oven | E9 |  | Baseline Forecast | bar: 2019 to 2051
Residential_Single Family Low Income_Existing_Appliances_Natural Gas_Stove/Oven_E10_Baseline Forecast | Residential | Single Family Low Income | Existing | Appliances | Natural Gas | Stove/Oven | E10 |  | Baseline Forecast | bar: 2019 to 2051
Residential_Single Family Low Income_Existing_Miscellaneous_Natural Gas_Pool Heater_E1_Baseline Forecast | Residential | Single Family Low Income | Existing | Miscellaneous | Natural Gas | Pool Heater | E1 | Standard (EF 0.82) | Baseline Forecast | 95% | 95% | 95% | 95% | 95% | 95% | 95% | 95% | 95% | 95% | 95% | 95% | 95% | 95% | 95% | 95% | 95% | 95% | 95% | 95% | 95% | 95% | 95% | 95% | 95% | 95% | 95% | 95% | 95% | 95% | 95% | 95% | 95%
Residential_Single Family Low Income_Existing_Miscellaneous_Natural Gas_Pool Heater_E2_Baseline Forecast | Residential | Single Family Low Income | Existing | Miscellaneous | Natural Gas | Pool Heater | E2 | High Efficiency (EF 0.84) | Baseline Forecast | bar: 2019 to 2051
Residential_Single Family Low Income_Existing_Miscellaneous_Natural Gas_Pool Heater_E3_Baseline Forecast | Residential | Single Family Low Income | Existing | Miscellaneous | Natural Gas | Pool Heater | E3 | Condensing (EF .94) | Baseline Forecast | bar: 2019 to 2051
Residential_Single Family Low Income_Existing_Miscellaneous_Natural Gas_Pool Heater_E4_Baseline Forecast | Residential | Single Family Low Income | Existing | Miscellaneous | Natural Gas | Pool Heater | E4 | Condensing w/Imp. HX (EF 0.95) | Baseline Forecast | bar: 2019 to 2051
Residential_Single Family Low Income_Existing_Miscellaneous_Natural Gas_Pool Heater_E5_Baseline Forecast | Residential | Single Family Low Income | Existing | Miscellaneous | Natural Gas | Pool Heater | E5 |  | Baseline Forecast | bar: 2019 to 2051
Residential_Single Family Low Income_Existing_Miscellaneous_Natural Gas_Pool Heater_E6_Baseline Forecast | Residential | Single Family Low Income | Existing | Miscellaneous | Natural Gas | Pool Heater | E6 |  | Baseline Forecast | bar: 2019 to 2051
Residential_Single Family Low Income_Existing_Miscellaneous_Natural Gas_Pool Heater_E7_Baseline Forecast | Residential | Single Family Low Income | Existing | Miscellaneous | Natural Gas | Pool Heater | E7 |  | Baseline Forecast | bar: 2019 to 2051
Residential_Single Family Low Income_Existing_Miscellaneous_Natural Gas_Pool Heater_E8_Baseline Forecast | Residential | Single Family Low Income | Existing | Miscellaneous | Natural Gas | Pool Heater | E8 |  | Baseline Forecast | bar: 2019 to 2051
Residential_Single Family Low Income_Existing_Miscellaneous_Natural Gas_Pool Heater_E9_Baseline Forecast | Residential | Single Family Low Income | Existing | Miscellaneous | Natural Gas | Pool Heater | E9 |  | Baseline Forecast | bar: 2019 to 2051
Residential_Single Family Low Income_Existing_Miscellaneous_Natural Gas_Pool Heater_E10_Baseline Forecast | Residential | Single Family Low Income | Existing | Miscellaneous | Natural Gas | Pool Heater | E10 |  | Baseline Forecast | bar: 2019 to 2051
Residential_Single Family Low Income_Existing_Miscellaneous_Natural Gas_Miscellaneous_E1_Baseline Forecast | Residential | Single Family Low Income | Existing | Miscellaneous | Natural Gas | Miscellaneous | E1 | Default | Baseline Forecast | 100% | 100% | 100% | 100% | 100% | 100% | 100% | 100% | 100% | 100% | 100% | 100% | 100% | 100% | 100% | 100% | 100% | 100% | 100% | 100% | 100% | 100% | 100% | 100% | 100% | 100% | 100% | 100% | 100% | 100% | 100% | 100% | 100%
Residential_Single Family Low Income_Existing_Miscellaneous_Natural Gas_Miscellaneous_E2_Baseline Forecast | Residential | Single Family Low Income | Existing | Miscellaneous | Natural Gas | Miscellaneous | E2 |  | Baseline Forecast | bar: 2019 to 2051
Residential_Single Family Low Income_Existing_Miscellaneous_Natural Gas_Miscellaneous_E3_Baseline Forecast | Residential | Single Family Low Income | Existing | Miscellaneous | Natural Gas | Miscellaneous | E3 |  | Baseline Forecast | bar: 2019 to 2051
Residential_Single Family Low Income_Existing_Miscellaneous_Natural Gas_Miscellaneous_E4_Baseline Forecast | Residential | Single Family Low Income | Existing | Miscellaneous | Natural Gas | Miscellaneous | E4 |  | Baseline Forecast | bar: 2019 to 2051
Residential_Single Family Low Income_Existing_Miscellaneous_Natural Gas_Miscellaneous_E5_Baseline Forecast | Residential | Single Family Low Income | Existing | Miscellaneous | Natural Gas | Miscellaneous | E5 |  | Baseline Forecast | bar: 2019 to 2051
Residential_Single Family Low Income_Existing_Miscellaneous_Natural Gas_Miscellaneous_E6_Baseline Forecast | Residential | Single Family Low Income | Existing | Miscellaneous | Natural Gas | Miscellaneous | E6 |  | Baseline Forecast | bar: 2019 to 2051
Residential_Single Family Low Income_Existing_Miscellaneous_Natural Gas_Miscellaneous_E7_Baseline Forecast | Residential | Single Family Low Income | Existing | Miscellaneous | Natural Gas | Miscellaneous | E7 |  | Baseline Forecast | bar: 2019 to 2051
Residential_Single Family Low Income_Existing_Miscellaneous_Natural Gas_Miscellaneous_E8_Baseline Forecast | Residential | Single Family Low Income | Existing | Miscellaneous | Natural Gas | Miscellaneous | E8 |  | Baseline Forecast | bar: 2019 to 2051
Residential_Single Family Low Income_Existing_Miscellaneous_Natural Gas_Miscellaneous_E9_Baseline Forecast | Residential | Single Family Low Income | Existing | Miscellaneous | Natural Gas | Miscellaneous | E9 |  | Baseline Forecast | bar: 2019 to 2051
Residential_Single Family Low Income_Existing_Miscellaneous_Natural Gas_Miscellaneous_E10_Baseline Forecast | Residential | Single Family Low Income | Existing | Miscellaneous | Natural Gas | Miscellaneous | E10 |  | Baseline Forecast | bar: 2019 to 2051
Residential_Single Family Low Income_New_Space Heating_Natural Gas_Furnace_E1_Baseline Forecast | Residential | Single Family Low Income | New | Space Heating | Natural Gas | Furnace | E1 | AFUE 80% | Baseline Forecast | 0.07306% | 0.07306% | 0.07304% | 0.07303% | 0.07305% | 0% | 0% | 0% | 0% | 0% | 0% | 0% | 0% | 0% | 0% | 0% | 0% | 0% | 0% | 0% | 0% | 0% | 0% | 0% | 0% | 0% | 0% | 0% | 0% | 0% | 0% | 0% | 0%
Residential_Single Family Low Income_New_Space Heating_Natural Gas_Furnace_E2_Baseline Forecast | Residential | Single Family Low Income | New | Space Heating | Natural Gas | Furnace | E2 | AFUE 95% (ENERGY STAR 4.1) | Baseline Forecast | 99.67% | 99.67% | 99.67% | 99.67% | 99.67% | 0% | 0% | 0% | 0% | 0% | 0% | 0% | 0% | 0% | 0% | 0% | 0% | 0% | 0% | 0% | 0% | 0% | 0% | 0% | 0% | 0% | 0% | 0% | 0% | 0% | 0% | 0% | 0%
Residential_Single Family Low Income_New_Space Heating_Natural Gas_Furnace_E3_Baseline Forecast | Residential | Single Family Low Income | New | Space Heating | Natural Gas | Furnace | E3 | AFUE 97% (CEE Tier 3) | Baseline Forecast | 0.1265% | 0.1265% | 0.1265% | 0.1265% | 0.1265% | 0% | 0% | 0% | 0% | 0% | 0% | 0% | 0% | 0% | 0% | 0% | 0% | 0% | 0% | 0% | 0% | 0% | 0% | 0% | 0% | 0% | 0% | 0% | 0% | 0% | 0% | 0% | 0%
Residential_Single Family Low Income_New_Space Heating_Natural Gas_Furnace_E4_Baseline Forecast | Residential | Single Family Low Income | New | Space Heating | Natural Gas | Furnace | E4 | Convert to Gas-Fired ASHP | Baseline Forecast | 0% | 0% | 0% | 0% | 0% | 2.599e-07% | 2.6e-07% | 2.6e-07% | 2.601e-07% | 2.602e-07% | 2.603e-07% | 2.603e-07% | 2.602e-07% | 2.6e-07% | 2.597e-07% | 2.594e-07% | 2.59e-07% | 2.587e-07% | 2.583e-07% | 2.579e-07% | 2.577e-07% | 2.575e-07% | 2.574e-07% | 2.572e-07% | 2.57e-07% | 2.568e-07% | 2.566e-07% | 2.564e-07% | 2.562e-07% | 2.559e-07% | 2.557e-07% | 2.554e-07% | 2.551e-07%
Residential_Single Family Low Income_New_Space Heating_Natural Gas_Furnace_E5_Baseline Forecast | Residential | Single Family Low Income | New | Space Heating | Natural Gas | Furnace | E5 | ASHP with AFUE 80% Backup | Baseline Forecast | 0.1265% | 0.1265% | 0.1266% | 0.1267% | 0.1266% | 100% | 100% | 100% | 100% | 100% | 100% | 100% | 100% | 100% | 100% | 100% | 100% | 100% | 100% | 100% | 100% | 100% | 100% | 100% | 100% | 100% | 100% | 100% | 100% | 100% | 100% | 100% | 100%
Residential_Single Family Low Income_New_Space Heating_Natural Gas_Furnace_E6_Baseline Forecast | Residential | Single Family Low Income | New | Space Heating | Natural Gas | Furnace | E6 | ASHP with AFUE 95% backup | Baseline Forecast | bar: 2019 to 2051
Residential_Single Family Low Income_New_Space Heating_Natural Gas_Furnace_E7_Baseline Forecast | Residential | Single Family Low Income | New | Space Heating | Natural Gas | Furnace | E7 |  | Baseline Forecast | bar: 2019 to 2051
Residential_Single Family Low Income_New_Space Heating_Natural Gas_Furnace_E8_Baseline Forecast | Residential | Single Family Low Income | New | Space Heating | Natural Gas | Furnace | E8 |  | Baseline Forecast | bar: 2019 to 2051
Residential_Single Family Low Income_New_Space Heating_Natural Gas_Furnace_E9_Baseline Forecast | Residential | Single Family Low Income | New | Space Heating | Natural Gas | Furnace | E9 |  | Baseline Forecast | bar: 2019 to 2051
Residential_Single Family Low Income_New_Space Heating_Natural Gas_Furnace_E10_Baseline Forecast | Residential | Single Family Low Income | New | Space Heating | Natural Gas | Furnace | E10 |  | Baseline Forecast | bar: 2019 to 2051
Residential_Single Family Low Income_New_Space Heating_Natural Gas_Boiler_E1_Baseline Forecast | Residential | Single Family Low Income | New | Space Heating | Natural Gas | Boiler | E1 | AFUE 80% | Baseline Forecast | 97.85% | 97.85% | 0% | 0% | 0% | 0% | 0% | 0% | 0% | 0% | 0% | 0% | 0% | 0% | 0% | 0% | 0% | 0% | 0% | 0% | 0% | 0% | 0% | 0% | 0% | 0% | 0% | 0% | 0% | 0% | 0% | 0% | 0%
Residential_Single Family Low Income_New_Space Heating_Natural Gas_Boiler_E2_Baseline Forecast | Residential | Single Family Low Income | New | Space Heating | Natural Gas | Boiler | E2 | AFUE 82% | Baseline Forecast | 0% | 0% | 68.61% | 68.61% | 68.62% | 0% | 0% | 0% | 0% | 0% | 0% | 0% | 0% | 0% | 0% | 0% | 0% | 0% | 0% | 0% | 0% | 0% | 0% | 0% | 0% | 0% | 0% | 0% | 0% | 0% | 0% | 0% | 0%
Residential_Single Family Low Income_New_Space Heating_Natural Gas_Boiler_E3_Baseline Forecast | Residential | Single Family Low Income | New | Space Heating | Natural Gas | Boiler | E3 | AFUE 85% | Baseline Forecast | 0.7168% | 0.7169% | 10.49% | 10.49% | 10.49% | 0% | 0% | 0% | 0% | 0% | 0% | 0% | 0% | 0% | 0% | 0% | 0% | 0% | 0% | 0% | 0% | 0% | 0% | 0% | 0% | 0% | 0% | 0% | 0% | 0% | 0% | 0% | 0%
Residential_Single Family Low Income_New_Space Heating_Natural Gas_Boiler_E4_Baseline Forecast | Residential | Single Family Low Income | New | Space Heating | Natural Gas | Boiler | E4 | AFUE 90% | Baseline Forecast | 0.7168% | 0.7169% | 10.5% | 10.5% | 10.5% | 0% | 0% | 0% | 0% | 0% | 0% | 0% | 0% | 0% | 0% | 0% | 0% | 0% | 0% | 0% | 0% | 0% | 0% | 0% | 0% | 0% | 0% | 0% | 0% | 0% | 0% | 0% | 0%
Residential_Single Family Low Income_New_Space Heating_Natural Gas_Boiler_E5_Baseline Forecast | Residential | Single Family Low Income | New | Space Heating | Natural Gas | Boiler | E5 | AFUE 95% | Baseline Forecast | bar: 2019 to 2051
Residential_Single Family Low Income_New_Space Heating_Natural Gas_Boiler_E6_Baseline Forecast | Residential | Single Family Low Income | New | Space Heating | Natural Gas | Boiler | E6 | Convert to Gas-Fired ASHP | Baseline Forecast | 0% | 0% | 0% | 0% | 0% | 0.5292% | 0.5294% | 0.5295% | 0.5297% | 0.5298% | 0.5299% | 0.5299% | 0.5298% | 0.5295% | 0.5291% | 0.5286% | 0.5281% | 0.5276% | 0.527% | 0.5265% | 0.526% | 0.5258% | 0.5255% | 0.5252% | 0.5248% | 0.5244% | 0.5241% | 0.5237% | 0.5232% | 0.5228% | 0.5223% | 0.5218% | 0.5212%
Residential_Single Family Low Income_New_Space Heating_Natural Gas_Boiler_E7_Baseline Forecast | Residential | Single Family Low Income | New | Space Heating | Natural Gas | Boiler | E7 | ASHP with AFUE 80% Backup | Baseline Forecast | 0.7168% | 0.7171% | 10.4% | 10.41% | 10.4% | 99.47% | 99.47% | 99.47% | 99.47% | 99.47% | 99.47% | 99.47% | 99.47% | 99.47% | 99.47% | 99.47% | 99.47% | 99.47% | 99.47% | 99.47% | 99.47% | 99.47% | 99.47% | 99.47% | 99.48% | 99.48% | 99.48% | 99.48% | 99.48% | 99.48% | 99.48% | 99.48% | 99.48%
Residential_Single Family Low Income_New_Space Heating_Natural Gas_Boiler_E8_Baseline Forecast | Residential | Single Family Low Income | New | Space Heating | Natural Gas | Boiler | E8 | ASHP with AFUE 95% backup | Baseline Forecast | bar: 2019 to 2051
Residential_Single Family Low Income_New_Space Heating_Natural Gas_Boiler_E9_Baseline Forecast | Residential | Single Family Low Income | New | Space Heating | Natural Gas | Boiler | E9 |  | Baseline Forecast | bar: 2019 to 2051
Residential_Single Family Low Income_New_Space Heating_Natural Gas_Boiler_E10_Baseline Forecast | Residential | Single Family Low Income | New | Space Heating | Natural Gas | Boiler | E10 |  | Baseline Forecast | bar: 2019 to 2051
Residential_Single Family Low Income_New_Secondary Heating_Natural Gas_Fireplace_E1_Baseline Forecast | Residential | Single Family Low Income | New | Secondary Heating | Natural Gas | Fireplace | E1 | Baseline (>50% FE) | Baseline Forecast | 100% | 100% | 100% | 100% | 100% | 100% | 100% | 100% | 100% | 100% | 100% | 100% | 100% | 100% | 100% | 100% | 100% | 100% | 100% | 100% | 100% | 100% | 100% | 100% | 100% | 100% | 100% | 100% | 100% | 100% | 100% | 100% | 100%
Residential_Single Family Low Income_New_Secondary Heating_Natural Gas_Fireplace_E2_Baseline Forecast | Residential | Single Family Low Income | New | Secondary Heating | Natural Gas | Fireplace | E2 | Tier 1 (70% FE) | Baseline Forecast | bar: 2019 to 2051
Residential_Single Family Low Income_New_Secondary Heating_Natural Gas_Fireplace_E3_Baseline Forecast | Residential | Single Family Low Income | New | Secondary Heating | Natural Gas | Fireplace | E3 | Tier 2 (>75% FE) | Baseline Forecast | bar: 2019 to 2051
Residential_Single Family Low Income_New_Secondary Heating_Natural Gas_Fireplace_E4_Baseline Forecast | Residential | Single Family Low Income | New | Secondary Heating | Natural Gas | Fireplace | E4 |  | Baseline Forecast | bar: 2019 to 2051
Residential_Single Family Low Income_New_Secondary Heating_Natural Gas_Fireplace_E5_Baseline Forecast | Residential | Single Family Low Income | New | Secondary Heating | Natural Gas | Fireplace | E5 |  | Baseline Forecast | bar: 2019 to 2051
Residential_Single Family Low Income_New_Secondary Heating_Natural Gas_Fireplace_E6_Baseline Forecast | Residential | Single Family Low Income | New | Secondary Heating | Natural Gas | Fireplace | E6 |  | Baseline Forecast | bar: 2019 to 2051
Residential_Single Family Low Income_New_Secondary Heating_Natural Gas_Fireplace_E7_Baseline Forecast | Residential | Single Family Low Income | New | Secondary Heating | Natural Gas | Fireplace | E7 |  | Baseline Forecast | bar: 2019 to 2051
Residential_Single Family Low Income_New_Secondary Heating_Natural Gas_Fireplace_E8_Baseline Forecast | Residential | Single Family Low Income | New | Secondary Heating | Natural Gas | Fireplace | E8 |  | Baseline Forecast | bar: 2019 to 2051
Residential_Single Family Low Income_New_Secondary Heating_Natural Gas_Fireplace_E9_Baseline Forecast | Residential | Single Family Low Income | New | Secondary Heating | Natural Gas | Fireplace | E9 |  | Baseline Forecast | bar: 2019 to 2051
Residential_Single Family Low Income_New_Secondary Heating_Natural Gas_Fireplace_E10_Baseline Forecast | Residential | Single Family Low Income | New | Secondary Heating | Natural Gas | Fireplace | E10 |  | Baseline Forecast | bar: 2019 to 2051
Residential_Single Family Low Income_New_Water Heating_Natural Gas_Water Heater (<= 55 gal)_E1_Baseline Forecast | Residential | Single Family Low Income | New | Water Heating | Natural Gas | Water Heater (<= 55 gal) | E1 | UEF 0.58 (Standard) | Baseline Forecast | 13.8% | 13.92% | 14.19% | 14.4% | 0% | 0% | 0% | 0% | 0% | 0% | 0% | 0% | 0% | 0% | 0% | 0% | 0% | 0% | 0% | 0% | 0% | 0% | 0% | 0% | 0% | 0% | 0% | 0% | 0% | 0% | 0% | 0% | 0%
Residential_Single Family Low Income_New_Water Heating_Natural Gas_Water Heater (<= 55 gal)_E2_Baseline Forecast | Residential | Single Family Low Income | New | Water Heating | Natural Gas | Water Heater (<= 55 gal) | E2 | UEF 0.64 (ENERGY STAR 4.0) | Baseline Forecast | 82.2% | 82.08% | 81.81% | 81.6% | 0% | 0% | 0% | 0% | 0% | 0% | 0% | 0% | 0% | 0% | 0% | 0% | 0% | 0% | 0% | 0% | 0% | 0% | 0% | 0% | 0% | 0% | 0% | 0% | 0% | 0% | 0% | 0% | 0%
Residential_Single Family Low Income_New_Water Heating_Natural Gas_Water Heater (<= 55 gal)_E3_Baseline Forecast | Residential | Single Family Low Income | New | Water Heating | Natural Gas | Water Heater (<= 55 gal) | E3 | UEF 0.81 (ENERGY STAR 5.0) | Baseline Forecast | 4% | 4% | 3.999% | 4% | 0% | 0% | 0% | 0% | 0% | 0% | 0% | 0% | 0% | 0% | 0% | 0% | 0% | 0% | 0% | 0% | 0% | 0% | 0% | 0% | 0% | 0% | 0% | 0% | 0% | 0% | 0% | 0% | 0%
Residential_Single Family Low Income_New_Water Heating_Natural Gas_Water Heater (<= 55 gal)_E4_Baseline Forecast | Residential | Single Family Low Income | New | Water Heating | Natural Gas | Water Heater (<= 55 gal) | E4 | UEF 0.87 (Instantaneous, ENERGY STAR 4.0) | Baseline Forecast | bar: 2019 to 2051
Residential_Single Family Low Income_New_Water Heating_Natural Gas_Water Heater (<= 55 gal)_E5_Baseline Forecast | Residential | Single Family Low Income | New | Water Heating | Natural Gas | Water Heater (<= 55 gal) | E5 | UEF 0.95 (Instantaneous, ENERGY STAR 5.0) | Baseline Forecast | bar: 2019 to 2051
Residential_Single Family Low Income_New_Water Heating_Natural Gas_Water Heater (<= 55 gal)_E6_Baseline Forecast | Residential | Single Family Low Income | New | Water Heating | Natural Gas | Water Heater (<= 55 gal) | E6 | UEF 1.0+ (Gas-Fired HPWH) | Baseline Forecast | bar: 2019 to 2051
Residential_Single Family Low Income_New_Water Heating_Natural Gas_Water Heater (<= 55 gal)_E7_Baseline Forecast | Residential | Single Family Low Income | New | Water Heating | Natural Gas | Water Heater (<= 55 gal) | E7 | NEEA Gas-Fired Absorption HPWH (COP 1.3) | Baseline Forecast | bar: 2019 to 2051
Residential_Single Family Low Income_New_Water Heating_Natural Gas_Water Heater (<= 55 gal)_E8_Baseline Forecast | Residential | Single Family Low Income | New | Water Heating | Natural Gas | Water Heater (<= 55 gal) | E8 |  | Baseline Forecast | bar: 2019 to 2051
Residential_Single Family Low Income_New_Water Heating_Natural Gas_Water Heater (<= 55 gal)_E9_Baseline Forecast | Residential | Single Family Low Income | New | Water Heating | Natural Gas | Water Heater (<= 55 gal) | E9 |  | Baseline Forecast | bar: 2019 to 2051
Residential_Single Family Low Income_New_Water Heating_Natural Gas_Water Heater (<= 55 gal)_E10_Baseline Forecast | Residential | Single Family Low Income | New | Water Heating | Natural Gas | Water Heater (<= 55 gal) | E10 |  | Baseline Forecast | bar: 2019 to 2051
Residential_Single Family Low Income_New_Water Heating_Natural Gas_Water Heater (> 55 gal)_E1_Baseline Forecast | Residential | Single Family Low Income | New | Water Heating | Natural Gas | Water Heater (> 55 gal) | E1 | UEF 0.76 (Standard) | Baseline Forecast | 13.8% | 13.92% | 14.19% | 14.4% | 0% | 0% | 0% | 0% | 0% | 0% | 0% | 0% | 0% | 0% | 0% | 0% | 0% | 0% | 0% | 0% | 0% | 0% | 0% | 0% | 0% | 0% | 0% | 0% | 0% | 0% | 0% | 0% | 0%
Residential_Single Family Low Income_New_Water Heating_Natural Gas_Water Heater (> 55 gal)_E2_Baseline Forecast | Residential | Single Family Low Income | New | Water Heating | Natural Gas | Water Heater (> 55 gal) | E2 | UEF 0.78 (ENERGY STAR 4.0) | Baseline Forecast | 82.2% | 82.08% | 81.81% | 81.6% | 0% | 0% | 0% | 0% | 0% | 0% | 0% | 0% | 0% | 0% | 0% | 0% | 0% | 0% | 0% | 0% | 0% | 0% | 0% | 0% | 0% | 0% | 0% | 0% | 0% | 0% | 0% | 0% | 0%
Residential_Single Family Low Income_New_Water Heating_Natural Gas_Water Heater (> 55 gal)_E3_Baseline Forecast | Residential | Single Family Low Income | New | Water Heating | Natural Gas | Water Heater (> 55 gal) | E3 | UEF 0.86 (ENERGY STAR 5.0) | Baseline Forecast | 4% | 4% | 3.999% | 4% | 0% | 0% | 0% | 0% | 0% | 0% | 0% | 0% | 0% | 0% | 0% | 0% | 0% | 0% | 0% | 0% | 0% | 0% | 0% | 0% | 0% | 0% | 0% | 0% | 0% | 0% | 0% | 0% | 0%
Residential_Single Family Low Income_New_Water Heating_Natural Gas_Water Heater (> 55 gal)_E4_Baseline Forecast | Residential | Single Family Low Income | New | Water Heating | Natural Gas | Water Heater (> 55 gal) | E4 | UEF 0.87 (Instantaneous, ENERGY STAR 4.0) | Baseline Forecast | bar: 2019 to 2051
Residential_Single Family Low Income_New_Water Heating_Natural Gas_Water Heater (> 55 gal)_E5_Baseline Forecast | Residential | Single Family Low Income | New | Water Heating | Natural Gas | Water Heater (> 55 gal) | E5 | UEF 0.95 (Instantaneous, ENERGY STAR 5.0) | Baseline Forecast | bar: 2019 to 2051
Residential_Single Family Low Income_New_Water Heating_Natural Gas_Water Heater (> 55 gal)_E6_Baseline Forecast | Residential | Single Family Low Income | New | Water Heating | Natural Gas | Water Heater (> 55 gal) | E6 | UEF 1.0+ (Gas-Fired HPWH) | Baseline Forecast | bar: 2019 to 2051
Residential_Single Family Low Income_New_Water Heating_Natural Gas_Water Heater (> 55 gal)_E7_Baseline Forecast | Residential | Single Family Low Income | New | Water Heating | Natural Gas | Water Heater (> 55 gal) | E7 | NEEA Gas-Fired Absorption HPWH (COP 1.3) | Baseline Forecast | bar: 2019 to 2051
Residential_Single Family Low Income_New_Water Heating_Natural Gas_Water Heater (> 55 gal)_E8_Baseline Forecast | Residential | Single Family Low Income | New | Water Heating | Natural Gas | Water Heater (> 55 gal) | E8 |  | Baseline Forecast | bar: 2019 to 2051
Residential_Single Family Low Income_New_Water Heating_Natural Gas_Water Heater (> 55 gal)_E9_Baseline Forecast | Residential | Single Family Low Income | New | Water Heating | Natural Gas | Water Heater (> 55 gal) | E9 |  | Baseline Forecast | bar: 2019 to 2051
Residential_Single Family Low Income_New_Water Heating_Natural Gas_Water Heater (> 55 gal)_E10_Baseline Forecast | Residential | Single Family Low Income | New | Water Heating | Natural Gas | Water Heater (> 55 gal) | E10 |  | Baseline Forecast | bar: 2019 to 2051
Residential_Single Family Low Income_New_Appliances_Natural Gas_Clothes Dryer_E1_Baseline Forecast | Residential | Single Family Low Income | New | Appliances | Natural Gas | Clothes Dryer | E1 | Standard | Baseline Forecast | 55.53% | 55.53% | 55.53% | 55.52% | 55.53% | 55.52% | 55.52% | 55.51% | 55.51% | 55.5% | 55.49% | 55.49% | 55.48% | 55.48% | 55.47% | 55.46% | 55.46% | 55.45% | 55.44% | 55.44% | 55.43% | 55.43% | 55.42% | 55.42% | 55.42% | 55.42% | 55.41% | 55.41% | 55.41% | 55.41% | 55.42% | 55.42% | 55.42%
Residential_Single Family Low Income_New_Appliances_Natural Gas_Clothes Dryer_E2_Baseline Forecast | Residential | Single Family Low Income | New | Appliances | Natural Gas | Clothes Dryer | E2 | NEEA/ENERGY STAR (CE >60%) | Baseline Forecast | 44.47% | 44.47% | 44.47% | 44.48% | 44.47% | 44.48% | 44.48% | 44.49% | 44.49% | 44.5% | 44.51% | 44.51% | 44.52% | 44.52% | 44.53% | 44.54% | 44.54% | 44.55% | 44.56% | 44.56% | 44.57% | 44.57% | 44.58% | 44.58% | 44.58% | 44.58% | 44.59% | 44.59% | 44.59% | 44.59% | 44.58% | 44.58% | 44.58%
Residential_Single Family Low Income_New_Appliances_Natural Gas_Clothes Dryer_E3_Baseline Forecast | Residential | Single Family Low Income | New | Appliances | Natural Gas | Clothes Dryer | E3 |  | Baseline Forecast | bar: 2019 to 2051
Residential_Single Family Low Income_New_Appliances_Natural Gas_Clothes Dryer_E4_Baseline Forecast | Residential | Single Family Low Income | New | Appliances | Natural Gas | Clothes Dryer | E4 |  | Baseline Forecast | bar: 2019 to 2051
Residential_Single Family Low Income_New_Appliances_Natural Gas_Clothes Dryer_E5_Baseline Forecast | Residential | Single Family Low Income | New | Appliances | Natural Gas | Clothes Dryer | E5 |  | Baseline Forecast | bar: 2019 to 2051
Residential_Single Family Low Income_New_Appliances_Natural Gas_Clothes Dryer_E6_Baseline Forecast | Residential | Single Family Low Income | New | Appliances | Natural Gas | Clothes Dryer | E6 |  | Baseline Forecast | bar: 2019 to 2051
Residential_Single Family Low Income_New_Appliances_Natural Gas_Clothes Dryer_E7_Baseline Forecast | Residential | Single Family Low Income | New | Appliances | Natural Gas | Clothes Dryer | E7 |  | Baseline Forecast | bar: 2019 to 2051
Residential_Single Family Low Income_New_Appliances_Natural Gas_Clothes Dryer_E8_Baseline Forecast | Residential | Single Family Low Income | New | Appliances | Natural Gas | Clothes Dryer | E8 |  | Baseline Forecast | bar: 2019 to 2051
Residential_Single Family Low Income_New_Appliances_Natural Gas_Clothes Dryer_E9_Baseline Forecast | Residential | Single Family Low Income | New | Appliances | Natural Gas | Clothes Dryer | E9 |  | Baseline Forecast | bar: 2019 to 2051
Residential_Single Family Low Income_New_Appliances_Natural Gas_Clothes Dryer_E10_Baseline Forecast | Residential | Single Family Low Income | New | Appliances | Natural Gas | Clothes Dryer | E10 |  | Baseline Forecast | bar: 2019 to 2051
Residential_Single Family Low Income_New_Appliances_Natural Gas_Stove/Oven_E1_Baseline Forecast | Residential | Single Family Low Income | New | Appliances | Natural Gas | Stove/Oven | E1 | EF 0.399 | Baseline Forecast | 69.92% | 69.92% | 69.92% | 69.91% | 69.92% | 69.91% | 69.9% | 69.89% | 69.88% | 69.87% | 69.85% | 69.84% | 69.83% | 69.82% | 69.81% | 69.8% | 69.78% | 69.77% | 69.76% | 69.75% | 69.73% | 69.72% | 69.72% | 69.71% | 69.7% | 69.7% | 69.7% | 69.7% | 69.7% | 69.7% | 69.7% | 69.71% | 69.71%
Residential_Single Family Low Income_New_Appliances_Natural Gas_Stove/Oven_E2_Baseline Forecast | Residential | Single Family Low Income | New | Appliances | Natural Gas | Stove/Oven | E2 | High Efficiency (730 + 1660 IAEC) | Baseline Forecast | 30.08% | 30.08% | 30.08% | 30.09% | 30.08% | 30.09% | 30.1% | 30.11% | 30.12% | 30.13% | 30.15% | 30.16% | 30.17% | 30.18% | 30.19% | 30.2% | 30.22% | 30.23% | 30.24% | 30.25% | 30.27% | 30.28% | 30.28% | 30.29% | 30.3% | 30.3% | 30.3% | 30.3% | 30.3% | 30.3% | 30.3% | 30.29% | 30.29%
Residential_Single Family Low Income_New_Appliances_Natural Gas_Stove/Oven_E3_Baseline Forecast | Residential | Single Family Low Income | New | Appliances | Natural Gas | Stove/Oven | E3 |  | Baseline Forecast | bar: 2019 to 2051
Residential_Single Family Low Income_New_Appliances_Natural Gas_Stove/Oven_E4_Baseline Forecast | Residential | Single Family Low Income | New | Appliances | Natural Gas | Stove/Oven | E4 |  | Baseline Forecast | bar: 2019 to 2051
Residential_Single Family Low Income_New_Appliances_Natural Gas_Stove/Oven_E5_Baseline Forecast | Residential | Single Family Low Income | New | Appliances | Natural Gas | Stove/Oven | E5 |  | Baseline Forecast | bar: 2019 to 2051
Residential_Single Family Low Income_New_Appliances_Natural Gas_Stove/Oven_E6_Baseline Forecast | Residential | Single Family Low Income | New | Appliances | Natural Gas | Stove/Oven | E6 |  | Baseline Forecast | bar: 2019 to 2051
Residential_Single Family Low Income_New_Appliances_Natural Gas_Stove/Oven_E7_Baseline Forecast | Residential | Single Family Low Income | New | Appliances | Natural Gas | Stove/Oven | E7 |  | Baseline Forecast | bar: 2019 to 2051
Residential_Single Family Low Income_New_Appliances_Natural Gas_Stove/Oven_E8_Baseline Forecast | Residential | Single Family Low Income | New | Appliances | Natural Gas | Stove/Oven | E8 |  | Baseline Forecast | bar: 2019 to 2051
Residential_Single Family Low Income_New_Appliances_Natural Gas_Stove/Oven_E9_Baseline Forecast | Residential | Single Family Low Income | New | Appliances | Natural Gas | Stove/Oven | E9 |  | Baseline Forecast | bar: 2019 to 2051
Residential_Single Family Low Income_New_Appliances_Natural Gas_Stove/Oven_E10_Baseline Forecast | Residential | Single Family Low Income | New | Appliances | Natural Gas | Stove/Oven | E10 |  | Baseline Forecast | bar: 2019 to 2051
Residential_Single Family Low Income_New_Miscellaneous_Natural Gas_Pool Heater_E1_Baseline Forecast | Residential | Single Family Low Income | New | Miscellaneous | Natural Gas | Pool Heater | E1 | Standard (EF 0.82) | Baseline Forecast | 95% | 95% | 95% | 95% | 95% | 95% | 95% | 95% | 95% | 95% | 95% | 95% | 95% | 95% | 95% | 95% | 95% | 95% | 95% | 95% | 95% | 95% | 95% | 95% | 95% | 95% | 95% | 95% | 95% | 95% | 95% | 95% | 95%
Residential_Single Family Low Income_New_Miscellaneous_Natural Gas_Pool Heater_E2_Baseline Forecast | Residential | Single Family Low Income | New | Miscellaneous | Natural Gas | Pool Heater | E2 | High Efficiency (EF 0.84) | Baseline Forecast | bar: 2019 to 2051
Residential_Single Family Low Income_New_Miscellaneous_Natural Gas_Pool Heater_E3_Baseline Forecast | Residential | Single Family Low Income | New | Miscellaneous | Natural Gas | Pool Heater | E3 | Condensing (EF .94) | Baseline Forecast | bar: 2019 to 2051
Residential_Single Family Low Income_New_Miscellaneous_Natural Gas_Pool Heater_E4_Baseline Forecast | Residential | Single Family Low Income | New | Miscellaneous | Natural Gas | Pool Heater | E4 | Condensing w/Imp. HX (EF 0.95) | Baseline Forecast | bar: 2019 to 2051
Residential_Single Family Low Income_New_Miscellaneous_Natural Gas_Pool Heater_E5_Baseline Forecast | Residential | Single Family Low Income | New | Miscellaneous | Natural Gas | Pool Heater | E5 |  | Baseline Forecast | bar: 2019 to 2051
Residential_Single Family Low Income_New_Miscellaneous_Natural Gas_Pool Heater_E6_Baseline Forecast | Residential | Single Family Low Income | New | Miscellaneous | Natural Gas | Pool Heater | E6 |  | Baseline Forecast | bar: 2019 to 2051
Residential_Single Family Low Income_New_Miscellaneous_Natural Gas_Pool Heater_E7_Baseline Forecast | Residential | Single Family Low Income | New | Miscellaneous | Natural Gas | Pool Heater | E7 |  | Baseline Forecast | bar: 2019 to 2051
Residential_Single Family Low Income_New_Miscellaneous_Natural Gas_Pool Heater_E8_Baseline Forecast | Residential | Single Family Low Income | New | Miscellaneous | Natural Gas | Pool Heater | E8 |  | Baseline Forecast | bar: 2019 to 2051
Residential_Single Family Low Income_New_Miscellaneous_Natural Gas_Pool Heater_E9_Baseline Forecast | Residential | Single Family Low Income | New | Miscellaneous | Natural Gas | Pool Heater | E9 |  | Baseline Forecast | bar: 2019 to 2051
Residential_Single Family Low Income_New_Miscellaneous_Natural Gas_Pool Heater_E10_Baseline Forecast | Residential | Single Family Low Income | New | Miscellaneous | Natural Gas | Pool Heater | E10 |  | Baseline Forecast | bar: 2019 to 2051
Residential_Single Family Low Income_New_Miscellaneous_Natural Gas_Miscellaneous_E1_Baseline Forecast | Residential | Single Family Low Income | New | Miscellaneous | Natural Gas | Miscellaneous | E1 | Default | Baseline Forecast | 100% | 100% | 100% | 100% | 100% | 100% | 100% | 100% | 100% | 100% | 100% | 100% | 100% | 100% | 100% | 100% | 100% | 100% | 100% | 100% | 100% | 100% | 100% | 100% | 100% | 100% | 100% | 100% | 100% | 100% | 100% | 100% | 100%
Residential_Single Family Low Income_New_Miscellaneous_Natural Gas_Miscellaneous_E2_Baseline Forecast | Residential | Single Family Low Income | New | Miscellaneous | Natural Gas | Miscellaneous | E2 |  | Baseline Forecast | bar: 2019 to 2051
Residential_Single Family Low Income_New_Miscellaneous_Natural Gas_Miscellaneous_E3_Baseline Forecast | Residential | Single Family Low Income | New | Miscellaneous | Natural Gas | Miscellaneous | E3 |  | Baseline Forecast | bar: 2019 to 2051
Residential_Single Family Low Income_New_Miscellaneous_Natural Gas_Miscellaneous_E4_Baseline Forecast | Residential | Single Family Low Income | New | Miscellaneous | Natural Gas | Miscellaneous | E4 |  | Baseline Forecast | bar: 2019 to 2051
Residential_Single Family Low Income_New_Miscellaneous_Natural Gas_Miscellaneous_E5_Baseline Forecast | Residential | Single Family Low Income | New | Miscellaneous | Natural Gas | Miscellaneous | E5 |  | Baseline Forecast | bar: 2019 to 2051
Residential_Single Family Low Income_New_Miscellaneous_Natural Gas_Miscellaneous_E6_Baseline Forecast | Residential | Single Family Low Income | New | Miscellaneous | Natural Gas | Miscellaneous | E6 |  | Baseline Forecast | bar: 2019 to 2051
Residential_Single Family Low Income_New_Miscellaneous_Natural Gas_Miscellaneous_E7_Baseline Forecast | Residential | Single Family Low Income | New | Miscellaneous | Natural Gas | Miscellaneous | E7 |  | Baseline Forecast | bar: 2019 to 2051
Residential_Single Family Low Income_New_Miscellaneous_Natural Gas_Miscellaneous_E8_Baseline Forecast | Residential | Single Family Low Income | New | Miscellaneous | Natural Gas | Miscellaneous | E8 |  | Baseline Forecast | bar: 2019 to 2051
Residential_Single Family Low Income_New_Miscellaneous_Natural Gas_Miscellaneous_E9_Baseline Forecast | Residential | Single Family Low Income | New | Miscellaneous | Natural Gas | Miscellaneous | E9 |  | Baseline Forecast | bar: 2019 to 2051
Residential_Single Family Low Income_New_Miscellaneous_Natural Gas_Miscellaneous_E10_Baseline Forecast | Residential | Single Family Low Income | New | Miscellaneous | Natural Gas | Miscellaneous | E10 |  | Baseline Forecast | bar: 2019 to 2051
Residential_Multi-Family Regular Income_Existing_Space Heating_Natural Gas_Furnace_E1_Baseline Forecast | Residential | Multi-Family Regular Income | Existing | Space Heating | Natural Gas | Furnace | E1 | AFUE 80% | Baseline Forecast | 93.05% | 93.05% | 93.05% | 93.05% | 93.05% | 93.05% | 93.05% | 93.05% | 93.05% | 93.05% | 93.05% | 93.05% | 93.05% | 93.05% | 93.05% | 93.06% | 93.06% | 93.06% | 93.06% | 93.06% | 93.07% | 93.07% | 93.07% | 93.07% | 93.08% | 93.08% | 93.08% | 93.09% | 93.09% | 93.09% | 93.1% | 93.1% | 93.11%
Residential_Multi-Family Regular Income_Existing_Space Heating_Natural Gas_Furnace_E2_Baseline Forecast | Residential | Multi-Family Regular Income | Existing | Space Heating | Natural Gas | Furnace | E2 | AFUE 95% (ENERGY STAR 4.1) | Baseline Forecast | 5.081% | 5.081% | 5.082% | 5.083% | 5.082% | 5.082% | 5.082% | 5.082% | 5.082% | 5.082% | 5.082% | 5.082% | 5.082% | 5.082% | 5.081% | 5.08% | 5.079% | 5.078% | 5.077% | 5.076% | 5.075% | 5.074% | 5.073% | 5.071% | 5.07% | 5.068% | 5.066% | 5.065% | 5.063% | 5.061% | 5.058% | 5.056% | 5.053%
Residential_Multi-Family Regular Income_Existing_Space Heating_Natural Gas_Furnace_E3_Baseline Forecast | Residential | Multi-Family Regular Income | Existing | Space Heating | Natural Gas | Furnace | E3 | AFUE 97% (CEE Tier 3) | Baseline Forecast | 1.27% | 1.27% | 1.271% | 1.271% | 1.271% | 1.27% | 1.271% | 1.271% | 1.271% | 1.271% | 1.271% | 1.271% | 1.271% | 1.27% | 1.27% | 1.27% | 1.27% | 1.269% | 1.269% | 1.269% | 1.268% | 1.268% | 1.268% | 1.267% | 1.267% | 1.266% | 1.266% | 1.265% | 1.264% | 1.264% | 1.263% | 1.262% | 1.261%
Residential_Multi-Family Regular Income_Existing_Space Heating_Natural Gas_Furnace_E4_Baseline Forecast | Residential | Multi-Family Regular Income | Existing | Space Heating | Natural Gas | Furnace | E4 | Convert to Gas-Fired ASHP | Baseline Forecast | bar: 2019 to 2051
Residential_Multi-Family Regular Income_Existing_Space Heating_Natural Gas_Furnace_E5_Baseline Forecast | Residential | Multi-Family Regular Income | Existing | Space Heating | Natural Gas | Furnace | E5 | ASHP with AFUE 80% Backup | Baseline Forecast | 0.5968% | 0.597% | 0.5975% | 0.5979% | 0.5975% | 0.5974% | 0.5976% | 0.5976% | 0.5975% | 0.5972% | 0.5967% | 0.5961% | 0.5955% | 0.5948% | 0.594% | 0.5932% | 0.5924% | 0.5915% | 0.5907% | 0.5902% | 0.5896% | 0.5889% | 0.5882% | 0.5875% | 0.5868% | 0.5859% | 0.585% | 0.5841% | 0.5831% | 0.582% | 0.5809% | 0.5797% | 0.5772%
Residential_Multi-Family Regular Income_Existing_Space Heating_Natural Gas_Furnace_E6_Baseline Forecast | Residential | Multi-Family Regular Income | Existing | Space Heating | Natural Gas | Furnace | E6 | ASHP with AFUE 95% backup | Baseline Forecast | bar: 2019 to 2051
Residential_Multi-Family Regular Income_Existing_Space Heating_Natural Gas_Furnace_E7_Baseline Forecast | Residential | Multi-Family Regular Income | Existing | Space Heating | Natural Gas | Furnace | E7 |  | Baseline Forecast | bar: 2019 to 2051
Residential_Multi-Family Regular Income_Existing_Space Heating_Natural Gas_Furnace_E8_Baseline Forecast | Residential | Multi-Family Regular Income | Existing | Space Heating | Natural Gas | Furnace | E8 |  | Baseline Forecast | bar: 2019 to 2051
Residential_Multi-Family Regular Income_Existing_Space Heating_Natural Gas_Furnace_E9_Baseline Forecast | Residential | Multi-Family Regular Income | Existing | Space Heating | Natural Gas | Furnace | E9 |  | Baseline Forecast | bar: 2019 to 2051
Residential_Multi-Family Regular Income_Existing_Space Heating_Natural Gas_Furnace_E10_Baseline Forecast | Residential | Multi-Family Regular Income | Existing | Space Heating | Natural Gas | Furnace | E10 |  | Baseline Forecast | bar: 2019 to 2051
Residential_Multi-Family Regular Income_Existing_Space Heating_Natural Gas_Boiler_E1_Baseline Forecast | Residential | Multi-Family Regular Income | Existing | Space Heating | Natural Gas | Boiler | E1 | AFUE 80% | Baseline Forecast | 57.41% | 57.4% | 0% | 0% | 0% | 0% | 0% | 0% | 0% | 0% | 0% | 0% | 0% | 0% | 0% | 0% | 0% | 0% | 0% | 0% | 0% | 0% | 0% | 0% | 0% | 0% | 0% | 0% | 0% | 0% | 0% | 0% | 0%
Residential_Multi-Family Regular Income_Existing_Space Heating_Natural Gas_Boiler_E2_Baseline Forecast | Residential | Multi-Family Regular Income | Existing | Space Heating | Natural Gas | Boiler | E2 | AFUE 82% | Baseline Forecast | 0% | 0% | 32.12% | 32.12% | 32.12% | 32.12% | 32.12% | 32.12% | 32.12% | 32.12% | 32.12% | 32.12% | 32.12% | 32.13% | 32.13% | 32.13% | 32.13% | 32.14% | 32.14% | 32.14% | 32.15% | 32.15% | 32.15% | 32.16% | 32.16% | 32.17% | 32.17% | 32.18% | 32.18% | 32.19% | 32.2% | 32.21% | 32.23%
Residential_Multi-Family Regular Income_Existing_Space Heating_Natural Gas_Boiler_E3_Baseline Forecast | Residential | Multi-Family Regular Income | Existing | Space Heating | Natural Gas | Boiler | E3 | AFUE 85% | Baseline Forecast | 17.86% | 17.86% | 28.44% | 28.44% | 28.44% | 28.44% | 28.44% | 28.44% | 28.44% | 28.44% | 28.44% | 28.44% | 28.44% | 28.44% | 28.44% | 28.44% | 28.44% | 28.44% | 28.44% | 28.44% | 28.44% | 28.45% | 28.45% | 28.45% | 28.45% | 28.45% | 28.45% | 28.45% | 28.45% | 28.45% | 28.45% | 28.45% | 28.46%
Residential_Multi-Family Regular Income_Existing_Space Heating_Natural Gas_Boiler_E4_Baseline Forecast | Residential | Multi-Family Regular Income | Existing | Space Heating | Natural Gas | Boiler | E4 | AFUE 90% | Baseline Forecast | 17.86% | 17.86% | 28.47% | 28.47% | 28.47% | 28.47% | 28.47% | 28.47% | 28.47% | 28.47% | 28.46% | 28.46% | 28.46% | 28.46% | 28.46% | 28.46% | 28.46% | 28.46% | 28.46% | 28.45% | 28.45% | 28.45% | 28.45% | 28.45% | 28.44% | 28.44% | 28.44% | 28.44% | 28.43% | 28.43% | 28.43% | 28.42% | 28.41%
Residential_Multi-Family Regular Income_Existing_Space Heating_Natural Gas_Boiler_E5_Baseline Forecast | Residential | Multi-Family Regular Income | Existing | Space Heating | Natural Gas | Boiler | E5 | AFUE 95% | Baseline Forecast | 6.881% | 6.881% | 10.98% | 10.98% | 10.97% | 10.97% | 10.97% | 10.97% | 10.97% | 10.97% | 10.97% | 10.97% | 10.97% | 10.97% | 10.97% | 10.97% | 10.96% | 10.96% | 10.96% | 10.96% | 10.96% | 10.95% | 10.95% | 10.95% | 10.95% | 10.94% | 10.94% | 10.94% | 10.93% | 10.93% | 10.92% | 10.91% | 10.9%
Residential_Multi-Family Regular Income_Existing_Space Heating_Natural Gas_Boiler_E6_Baseline Forecast | Residential | Multi-Family Regular Income | Existing | Space Heating | Natural Gas | Boiler | E6 | Convert to Gas-Fired ASHP | Baseline Forecast | bar: 2019 to 2051
Residential_Multi-Family Regular Income_Existing_Space Heating_Natural Gas_Boiler_E7_Baseline Forecast | Residential | Multi-Family Regular Income | Existing | Space Heating | Natural Gas | Boiler | E7 | ASHP with AFUE 80% Backup | Baseline Forecast | bar: 2019 to 2051
Residential_Multi-Family Regular Income_Existing_Space Heating_Natural Gas_Boiler_E8_Baseline Forecast | Residential | Multi-Family Regular Income | Existing | Space Heating | Natural Gas | Boiler | E8 | ASHP with AFUE 95% backup | Baseline Forecast | bar: 2019 to 2051
Residential_Multi-Family Regular Income_Existing_Space Heating_Natural Gas_Boiler_E9_Baseline Forecast | Residential | Multi-Family Regular Income | Existing | Space Heating | Natural Gas | Boiler | E9 |  | Baseline Forecast | bar: 2019 to 2051
Residential_Multi-Family Regular Income_Existing_Space Heating_Natural Gas_Boiler_E10_Baseline Forecast | Residential | Multi-Family Regular Income | Existing | Space Heating | Natural Gas | Boiler | E10 |  | Baseline Forecast | bar: 2019 to 2051
Residential_Multi-Family Regular Income_Existing_Secondary Heating_Natural Gas_Fireplace_E1_Baseline Forecast | Residential | Multi-Family Regular Income | Existing | Secondary Heating | Natural Gas | Fireplace | E1 | Baseline (>50% FE) | Baseline Forecast | 100% | 100% | 100% | 100% | 100% | 100% | 100% | 100% | 100% | 100% | 100% | 100% | 100% | 100% | 100% | 100% | 100% | 100% | 100% | 100% | 100% | 100% | 100% | 100% | 100% | 100% | 100% | 100% | 100% | 100% | 100% | 100% | 100%
Residential_Multi-Family Regular Income_Existing_Secondary Heating_Natural Gas_Fireplace_E2_Baseline Forecast | Residential | Multi-Family Regular Income | Existing | Secondary Heating | Natural Gas | Fireplace | E2 | Tier 1 (70% FE) | Baseline Forecast | bar: 2019 to 2051
Residential_Multi-Family Regular Income_Existing_Secondary Heating_Natural Gas_Fireplace_E3_Baseline Forecast | Residential | Multi-Family Regular Income | Existing | Secondary Heating | Natural Gas | Fireplace | E3 | Tier 2 (>75% FE) | Baseline Forecast | bar: 2019 to 2051
Residential_Multi-Family Regular Income_Existing_Secondary Heating_Natural Gas_Fireplace_E4_Baseline Forecast | Residential | Multi-Family Regular Income | Existing | Secondary Heating | Natural Gas | Fireplace | E4 |  | Baseline Forecast | bar: 2019 to 2051
Residential_Multi-Family Regular Income_Existing_Secondary Heating_Natural Gas_Fireplace_E5_Baseline Forecast | Residential | Multi-Family Regular Income | Existing | Secondary Heating | Natural Gas | Fireplace | E5 |  | Baseline Forecast | bar: 2019 to 2051
Residential_Multi-Family Regular Income_Existing_Secondary Heating_Natural Gas_Fireplace_E6_Baseline Forecast | Residential | Multi-Family Regular Income | Existing | Secondary Heating | Natural Gas | Fireplace | E6 |  | Baseline Forecast | bar: 2019 to 2051
Residential_Multi-Family Regular Income_Existing_Secondary Heating_Natural Gas_Fireplace_E7_Baseline Forecast | Residential | Multi-Family Regular Income | Existing | Secondary Heating | Natural Gas | Fireplace | E7 |  | Baseline Forecast | bar: 2019 to 2051
Residential_Multi-Family Regular Income_Existing_Secondary Heating_Natural Gas_Fireplace_E8_Baseline Forecast | Residential | Multi-Family Regular Income | Existing | Secondary Heating | Natural Gas | Fireplace | E8 |  | Baseline Forecast | bar: 2019 to 2051
Residential_Multi-Family Regular Income_Existing_Secondary Heating_Natural Gas_Fireplace_E9_Baseline Forecast | Residential | Multi-Family Regular Income | Existing | Secondary Heating | Natural Gas | Fireplace | E9 |  | Baseline Forecast | bar: 2019 to 2051
Residential_Multi-Family Regular Income_Existing_Secondary Heating_Natural Gas_Fireplace_E10_Baseline Forecast | Residential | Multi-Family Regular Income | Existing | Secondary Heating | Natural Gas | Fireplace | E10 |  | Baseline Forecast | bar: 2019 to 2051
Residential_Multi-Family Regular Income_Existing_Water Heating_Natural Gas_Water Heater (<= 55 gal)_E1_Baseline Forecast | Residential | Multi-Family Regular Income | Existing | Water Heating | Natural Gas | Water Heater (<= 55 gal) | E1 | UEF 0.58 (Standard) | Baseline Forecast | 16.92% | 17.01% | 17.24% | 17.41% | 17.53% | 17.66% | 17.51% | 17.43% | 17.41% | 17.36% | 16.4% | 16.39% | 16.26% | 16.21% | 16.18% | 16.15% | 16.13% | 16.1% | 16.08% | 16.07% | 16.05% | 16.03% | 16.01% | 15.99% | 15.96% | 15.93% | 15.89% | 15.89% | 15.89% | 15.89% | 15.89% | 15.89% | 15.89%
Residential_Multi-Family Regular Income_Existing_Water Heating_Natural Gas_Water Heater (<= 55 gal)_E2_Baseline Forecast | Residential | Multi-Family Regular Income | Existing | Water Heating | Natural Gas | Water Heater (<= 55 gal) | E2 | UEF 0.64 (ENERGY STAR 4.0) | Baseline Forecast | 79.08% | 78.99% | 78.76% | 78.59% | 78.47% | 78.34% | 78.49% | 78.57% | 78.59% | 78.64% | 79.6% | 79.61% | 79.74% | 79.79% | 79.82% | 79.85% | 79.87% | 79.9% | 79.92% | 79.93% | 79.95% | 79.97% | 79.99% | 80.01% | 80.04% | 80.07% | 80.11% | 80.11% | 80.11% | 80.11% | 80.11% | 80.11% | 80.11%
Residential_Multi-Family Regular Income_Existing_Water Heating_Natural Gas_Water Heater (<= 55 gal)_E3_Baseline Forecast | Residential | Multi-Family Regular Income | Existing | Water Heating | Natural Gas | Water Heater (<= 55 gal) | E3 | UEF 0.81 (ENERGY STAR 5.0) | Baseline Forecast | bar: 2019 to 2051
Residential_Multi-Family Regular Income_Existing_Water Heating_Natural Gas_Water Heater (<= 55 gal)_E4_Baseline Forecast | Residential | Multi-Family Regular Income | Existing | Water Heating | Natural Gas | Water Heater (<= 55 gal) | E4 | UEF 0.87 (Instantaneous, ENERGY STAR 4.0) | Baseline Forecast | bar: 2019 to 2051
Residential_Multi-Family Regular Income_Existing_Water Heating_Natural Gas_Water Heater (<= 55 gal)_E5_Baseline Forecast | Residential | Multi-Family Regular Income | Existing | Water Heating | Natural Gas | Water Heater (<= 55 gal) | E5 | UEF 0.95 (Instantaneous, ENERGY STAR 5.0) | Baseline Forecast | bar: 2019 to 2051
Residential_Multi-Family Regular Income_Existing_Water Heating_Natural Gas_Water Heater (<= 55 gal)_E6_Baseline Forecast | Residential | Multi-Family Regular Income | Existing | Water Heating | Natural Gas | Water Heater (<= 55 gal) | E6 | UEF 1.0+ (Gas-Fired HPWH) | Baseline Forecast | bar: 2019 to 2051
Residential_Multi-Family Regular Income_Existing_Water Heating_Natural Gas_Water Heater (<= 55 gal)_E7_Baseline Forecast | Residential | Multi-Family Regular Income | Existing | Water Heating | Natural Gas | Water Heater (<= 55 gal) | E7 | NEEA Gas-Fired Absorption HPWH (COP 1.3) | Baseline Forecast | bar: 2019 to 2051
Residential_Multi-Family Regular Income_Existing_Water Heating_Natural Gas_Water Heater (<= 55 gal)_E8_Baseline Forecast | Residential | Multi-Family Regular Income | Existing | Water Heating | Natural Gas | Water Heater (<= 55 gal) | E8 |  | Baseline Forecast | bar: 2019 to 2051
Residential_Multi-Family Regular Income_Existing_Water Heating_Natural Gas_Water Heater (<= 55 gal)_E9_Baseline Forecast | Residential | Multi-Family Regular Income | Existing | Water Heating | Natural Gas | Water Heater (<= 55 gal) | E9 |  | Baseline Forecast | bar: 2019 to 2051
Residential_Multi-Family Regular Income_Existing_Water Heating_Natural Gas_Water Heater (<= 55 gal)_E10_Baseline Forecast | Residential | Multi-Family Regular Income | Existing | Water Heating | Natural Gas | Water Heater (<= 55 gal) | E10 |  | Baseline Forecast | bar: 2019 to 2051
Residential_Multi-Family Regular Income_Existing_Water Heating_Natural Gas_Water Heater (> 55 gal)_E1_Baseline Forecast | Residential | Multi-Family Regular Income | Existing | Water Heating | Natural Gas | Water Heater (> 55 gal) | E1 | UEF 0.76 (Standard) | Baseline Forecast | 16.92% | 17.01% | 17.24% | 17.41% | 17.53% | 17.66% | 17.51% | 17.43% | 17.41% | 17.36% | 16.4% | 16.39% | 16.26% | 16.21% | 16.18% | 16.15% | 16.13% | 16.1% | 16.08% | 16.07% | 16.05% | 16.03% | 16.01% | 15.99% | 15.96% | 15.93% | 15.89% | 15.89% | 15.89% | 15.89% | 15.89% | 15.89% | 15.89%
Residential_Multi-Family Regular Income_Existing_Water Heating_Natural Gas_Water Heater (> 55 gal)_E2_Baseline Forecast | Residential | Multi-Family Regular Income | Existing | Water Heating | Natural Gas | Water Heater (> 55 gal) | E2 | UEF 0.78 (ENERGY STAR 4.0) | Baseline Forecast | 79.08% | 78.99% | 78.76% | 78.59% | 78.47% | 78.34% | 78.49% | 78.57% | 78.59% | 78.64% | 79.6% | 79.61% | 79.74% | 79.79% | 79.82% | 79.85% | 79.87% | 79.9% | 79.92% | 79.93% | 79.95% | 79.97% | 79.99% | 80.01% | 80.04% | 80.07% | 80.11% | 80.11% | 80.11% | 80.11% | 80.11% | 80.11% | 80.11%
Residential_Multi-Family Regular Income_Existing_Water Heating_Natural Gas_Water Heater (> 55 gal)_E3_Baseline Forecast | Residential | Multi-Family Regular Income | Existing | Water Heating | Natural Gas | Water Heater (> 55 gal) | E3 | UEF 0.86 (ENERGY STAR 5.0) | Baseline Forecast | bar: 2019 to 2051
Residential_Multi-Family Regular Income_Existing_Water Heating_Natural Gas_Water Heater (> 55 gal)_E4_Baseline Forecast | Residential | Multi-Family Regular Income | Existing | Water Heating | Natural Gas | Water Heater (> 55 gal) | E4 | UEF 0.87 (Instantaneous, ENERGY STAR 4.0) | Baseline Forecast | bar: 2019 to 2051
Residential_Multi-Family Regular Income_Existing_Water Heating_Natural Gas_Water Heater (> 55 gal)_E5_Baseline Forecast | Residential | Multi-Family Regular Income | Existing | Water Heating | Natural Gas | Water Heater (> 55 gal) | E5 | UEF 0.95 (Instantaneous, ENERGY STAR 5.0) | Baseline Forecast | bar: 2019 to 2051
Residential_Multi-Family Regular Income_Existing_Water Heating_Natural Gas_Water Heater (> 55 gal)_E6_Baseline Forecast | Residential | Multi-Family Regular Income | Existing | Water Heating | Natural Gas | Water Heater (> 55 gal) | E6 | UEF 1.0+ (Gas-Fired HPWH) | Baseline Forecast | bar: 2019 to 2051
Residential_Multi-Family Regular Income_Existing_Water Heating_Natural Gas_Water Heater (> 55 gal)_E7_Baseline Forecast | Residential | Multi-Family Regular Income | Existing | Water Heating | Natural Gas | Water Heater (> 55 gal) | E7 | NEEA Gas-Fired Absorption HPWH (COP 1.3) | Baseline Forecast | bar: 2019 to 2051
Residential_Multi-Family Regular Income_Existing_Water Heating_Natural Gas_Water Heater (> 55 gal)_E8_Baseline Forecast | Residential | Multi-Family Regular Income | Existing | Water Heating | Natural Gas | Water Heater (> 55 gal) | E8 |  | Baseline Forecast | bar: 2019 to 2051
Residential_Multi-Family Regular Income_Existing_Water Heating_Natural Gas_Water Heater (> 55 gal)_E9_Baseline Forecast | Residential | Multi-Family Regular Income | Existing | Water Heating | Natural Gas | Water Heater (> 55 gal) | E9 |  | Baseline Forecast | bar: 2019 to 2051
Residential_Multi-Family Regular Income_Existing_Water Heating_Natural Gas_Water Heater (> 55 gal)_E10_Baseline Forecast | Residential | Multi-Family Regular Income | Existing | Water Heating | Natural Gas | Water Heater (> 55 gal) | E10 |  | Baseline Forecast | bar: 2019 to 2051
Residential_Multi-Family Regular Income_Existing_Appliances_Natural Gas_Clothes Dryer_E1_Baseline Forecast | Residential | Multi-Family Regular Income | Existing | Appliances | Natural Gas | Clothes Dryer | E1 | Standard | Baseline Forecast | 55.7% | 55.7% | 55.7% | 55.7% | 55.7% | 55.7% | 55.69% | 55.69% | 55.68% | 55.68% | 55.67% | 55.67% | 55.66% | 55.65% | 55.65% | 55.64% | 55.64% | 55.63% | 55.63% | 55.62% | 55.62% | 55.61% | 55.61% | 55.61% | 55.6% | 55.6% | 55.6% | 55.6% | 55.6% | 55.6% | 55.6% | 55.61% | 55.61%
Residential_Multi-Family Regular Income_Existing_Appliances_Natural Gas_Clothes Dryer_E2_Baseline Forecast | Residential | Multi-Family Regular Income | Existing | Appliances | Natural Gas | Clothes Dryer | E2 | NEEA/ENERGY STAR (CE >60%) | Baseline Forecast | 44.3% | 44.3% | 44.3% | 44.3% | 44.3% | 44.3% | 44.31% | 44.31% | 44.32% | 44.32% | 44.33% | 44.33% | 44.34% | 44.35% | 44.35% | 44.36% | 44.36% | 44.37% | 44.37% | 44.38% | 44.38% | 44.39% | 44.39% | 44.39% | 44.4% | 44.4% | 44.4% | 44.4% | 44.4% | 44.4% | 44.4% | 44.39% | 44.39%
Residential_Multi-Family Regular Income_Existing_Appliances_Natural Gas_Clothes Dryer_E3_Baseline Forecast | Residential | Multi-Family Regular Income | Existing | Appliances | Natural Gas | Clothes Dryer | E3 |  | Baseline Forecast | bar: 2019 to 2051
Residential_Multi-Family Regular Income_Existing_Appliances_Natural Gas_Clothes Dryer_E4_Baseline Forecast | Residential | Multi-Family Regular Income | Existing | Appliances | Natural Gas | Clothes Dryer | E4 |  | Baseline Forecast | bar: 2019 to 2051
Residential_Multi-Family Regular Income_Existing_Appliances_Natural Gas_Clothes Dryer_E5_Baseline Forecast | Residential | Multi-Family Regular Income | Existing | Appliances | Natural Gas | Clothes Dryer | E5 |  | Baseline Forecast | bar: 2019 to 2051
Residential_Multi-Family Regular Income_Existing_Appliances_Natural Gas_Clothes Dryer_E6_Baseline Forecast | Residential | Multi-Family Regular Income | Existing | Appliances | Natural Gas | Clothes Dryer | E6 |  | Baseline Forecast | bar: 2019 to 2051
Residential_Multi-Family Regular Income_Existing_Appliances_Natural Gas_Clothes Dryer_E7_Baseline Forecast | Residential | Multi-Family Regular Income | Existing | Appliances | Natural Gas | Clothes Dryer | E7 |  | Baseline Forecast | bar: 2019 to 2051
Residential_Multi-Family Regular Income_Existing_Appliances_Natural Gas_Clothes Dryer_E8_Baseline Forecast | Residential | Multi-Family Regular Income | Existing | Appliances | Natural Gas | Clothes Dryer | E8 |  | Baseline Forecast | bar: 2019 to 2051
Residential_Multi-Family Regular Income_Existing_Appliances_Natural Gas_Clothes Dryer_E9_Baseline Forecast | Residential | Multi-Family Regular Income | Existing | Appliances | Natural Gas | Clothes Dryer | E9 |  | Baseline Forecast | bar: 2019 to 2051
Residential_Multi-Family Regular Income_Existing_Appliances_Natural Gas_Clothes Dryer_E10_Baseline Forecast | Residential | Multi-Family Regular Income | Existing | Appliances | Natural Gas | Clothes Dryer | E10 |  | Baseline Forecast | bar: 2019 to 2051
Residential_Multi-Family Regular Income_Existing_Appliances_Natural Gas_Stove/Oven_E1_Baseline Forecast | Residential | Multi-Family Regular Income | Existing | Appliances | Natural Gas | Stove/Oven | E1 | EF 0.399 | Baseline Forecast | 70.16% | 70.16% | 70.15% | 70.15% | 70.15% | 70.15% | 70.14% | 70.13% | 70.11% | 70.1% | 70.09% | 70.08% | 70.07% | 70.06% | 70.05% | 70.04% | 70.03% | 70.02% | 70.01% | 70% | 69.99% | 69.98% | 69.97% | 69.96% | 69.96% | 69.96% | 69.95% | 69.95% | 69.95% | 69.95% | 69.96% | 69.96% | 69.97%
Residential_Multi-Family Regular Income_Existing_Appliances_Natural Gas_Stove/Oven_E2_Baseline Forecast | Residential | Multi-Family Regular Income | Existing | Appliances | Natural Gas | Stove/Oven | E2 | High Efficiency (730 + 1660 IAEC) | Baseline Forecast | 29.84% | 29.84% | 29.85% | 29.85% | 29.85% | 29.85% | 29.86% | 29.87% | 29.89% | 29.9% | 29.91% | 29.92% | 29.93% | 29.94% | 29.95% | 29.96% | 29.97% | 29.98% | 29.99% | 30% | 30.01% | 30.02% | 30.03% | 30.04% | 30.04% | 30.04% | 30.05% | 30.05% | 30.05% | 30.05% | 30.04% | 30.04% | 30.03%
Residential_Multi-Family Regular Income_Existing_Appliances_Natural Gas_Stove/Oven_E3_Baseline Forecast | Residential | Multi-Family Regular Income | Existing | Appliances | Natural Gas | Stove/Oven | E3 |  | Baseline Forecast | bar: 2019 to 2051
Residential_Multi-Family Regular Income_Existing_Appliances_Natural Gas_Stove/Oven_E4_Baseline Forecast | Residential | Multi-Family Regular Income | Existing | Appliances | Natural Gas | Stove/Oven | E4 |  | Baseline Forecast | bar: 2019 to 2051
Residential_Multi-Family Regular Income_Existing_Appliances_Natural Gas_Stove/Oven_E5_Baseline Forecast | Residential | Multi-Family Regular Income | Existing | Appliances | Natural Gas | Stove/Oven | E5 |  | Baseline Forecast | bar: 2019 to 2051
Residential_Multi-Family Regular Income_Existing_Appliances_Natural Gas_Stove/Oven_E6_Baseline Forecast | Residential | Multi-Family Regular Income | Existing | Appliances | Natural Gas | Stove/Oven | E6 |  | Baseline Forecast | bar: 2019 to 2051
Residential_Multi-Family Regular Income_Existing_Appliances_Natural Gas_Stove/Oven_E7_Baseline Forecast | Residential | Multi-Family Regular Income | Existing | Appliances | Natural Gas | Stove/Oven | E7 |  | Baseline Forecast | bar: 2019 to 2051
Residential_Multi-Family Regular Income_Existing_Appliances_Natural Gas_Stove/Oven_E8_Baseline Forecast | Residential | Multi-Family Regular Income | Existing | Appliances | Natural Gas | Stove/Oven | E8 |  | Baseline Forecast | bar: 2019 to 2051
Residential_Multi-Family Regular Income_Existing_Appliances_Natural Gas_Stove/Oven_E9_Baseline Forecast | Residential | Multi-Family Regular Income | Existing | Appliances | Natural Gas | Stove/Oven | E9 |  | Baseline Forecast | bar: 2019 to 2051
Residential_Multi-Family Regular Income_Existing_Appliances_Natural Gas_Stove/Oven_E10_Baseline Forecast | Residential | Multi-Family Regular Income | Existing | Appliances | Natural Gas | Stove/Oven | E10 |  | Baseline Forecast | bar: 2019 to 2051
Residential_Multi-Family Regular Income_Existing_Miscellaneous_Natural Gas_Pool Heater_E1_Baseline Forecast | Residential | Multi-Family Regular Income | Existing | Miscellaneous | Natural Gas | Pool Heater | E1 | Standard (EF 0.82) | Baseline Forecast | 95% | 95% | 95% | 95% | 95% | 95% | 95% | 95% | 95% | 95% | 95% | 95% | 95% | 95% | 95% | 95% | 95% | 95% | 95% | 95% | 95% | 95% | 95% | 95% | 95% | 95% | 95% | 95% | 95% | 95% | 95% | 95% | 95%
Residential_Multi-Family Regular Income_Existing_Miscellaneous_Natural Gas_Pool Heater_E2_Baseline Forecast | Residential | Multi-Family Regular Income | Existing | Miscellaneous | Natural Gas | Pool Heater | E2 | High Efficiency (EF 0.84) | Baseline Forecast | bar: 2019 to 2051
Residential_Multi-Family Regular Income_Existing_Miscellaneous_Natural Gas_Pool Heater_E3_Baseline Forecast | Residential | Multi-Family Regular Income | Existing | Miscellaneous | Natural Gas | Pool Heater | E3 | Condensing (EF .94) | Baseline Forecast | bar: 2019 to 2051
Residential_Multi-Family Regular Income_Existing_Miscellaneous_Natural Gas_Pool Heater_E4_Baseline Forecast | Residential | Multi-Family Regular Income | Existing | Miscellaneous | Natural Gas | Pool Heater | E4 | Condensing w/Imp. HX (EF 0.95) | Baseline Forecast | bar: 2019 to 2051
Residential_Multi-Family Regular Income_Existing_Miscellaneous_Natural Gas_Pool Heater_E5_Baseline Forecast | Residential | Multi-Family Regular Income | Existing | Miscellaneous | Natural Gas | Pool Heater | E5 |  | Baseline Forecast | bar: 2019 to 2051
Residential_Multi-Family Regular Income_Existing_Miscellaneous_Natural Gas_Pool Heater_E6_Baseline Forecast | Residential | Multi-Family Regular Income | Existing | Miscellaneous | Natural Gas | Pool Heater | E6 |  | Baseline Forecast | bar: 2019 to 2051
Residential_Multi-Family Regular Income_Existing_Miscellaneous_Natural Gas_Pool Heater_E7_Baseline Forecast | Residential | Multi-Family Regular Income | Existing | Miscellaneous | Natural Gas | Pool Heater | E7 |  | Baseline Forecast | bar: 2019 to 2051
Residential_Multi-Family Regular Income_Existing_Miscellaneous_Natural Gas_Pool Heater_E8_Baseline Forecast | Residential | Multi-Family Regular Income | Existing | Miscellaneous | Natural Gas | Pool Heater | E8 |  | Baseline Forecast | bar: 2019 to 2051
Residential_Multi-Family Regular Income_Existing_Miscellaneous_Natural Gas_Pool Heater_E9_Baseline Forecast | Residential | Multi-Family Regular Income | Existing | Miscellaneous | Natural Gas | Pool Heater | E9 |  | Baseline Forecast | bar: 2019 to 2051
Residential_Multi-Family Regular Income_Existing_Miscellaneous_Natural Gas_Pool Heater_E10_Baseline Forecast | Residential | Multi-Family Regular Income | Existing | Miscellaneous | Natural Gas | Pool Heater | E10 |  | Baseline Forecast | bar: 2019 to 2051
Residential_Multi-Family Regular Income_Existing_Miscellaneous_Natural Gas_Miscellaneous_E1_Baseline Forecast | Residential | Multi-Family Regular Income | Existing | Miscellaneous | Natural Gas | Miscellaneous | E1 | Default | Baseline Forecast | 100% | 100% | 100% | 100% | 100% | 100% | 100% | 100% | 100% | 100% | 100% | 100% | 100% | 100% | 100% | 100% | 100% | 100% | 100% | 100% | 100% | 100% | 100% | 100% | 100% | 100% | 100% | 100% | 100% | 100% | 100% | 100% | 100%
Residential_Multi-Family Regular Income_Existing_Miscellaneous_Natural Gas_Miscellaneous_E2_Baseline Forecast | Residential | Multi-Family Regular Income | Existing | Miscellaneous | Natural Gas | Miscellaneous | E2 |  | Baseline Forecast | bar: 2019 to 2051
Residential_Multi-Family Regular Income_Existing_Miscellaneous_Natural Gas_Miscellaneous_E3_Baseline Forecast | Residential | Multi-Family Regular Income | Existing | Miscellaneous | Natural Gas | Miscellaneous | E3 |  | Baseline Forecast | bar: 2019 to 2051
Residential_Multi-Family Regular Income_Existing_Miscellaneous_Natural Gas_Miscellaneous_E4_Baseline Forecast | Residential | Multi-Family Regular Income | Existing | Miscellaneous | Natural Gas | Miscellaneous | E4 |  | Baseline Forecast | bar: 2019 to 2051
Residential_Multi-Family Regular Income_Existing_Miscellaneous_Natural Gas_Miscellaneous_E5_Baseline Forecast | Residential | Multi-Family Regular Income | Existing | Miscellaneous | Natural Gas | Miscellaneous | E5 |  | Baseline Forecast | bar: 2019 to 2051
Residential_Multi-Family Regular Income_Existing_Miscellaneous_Natural Gas_Miscellaneous_E6_Baseline Forecast | Residential | Multi-Family Regular Income | Existing | Miscellaneous | Natural Gas | Miscellaneous | E6 |  | Baseline Forecast | bar: 2019 to 2051
Residential_Multi-Family Regular Income_Existing_Miscellaneous_Natural Gas_Miscellaneous_E7_Baseline Forecast | Residential | Multi-Family Regular Income | Existing | Miscellaneous | Natural Gas | Miscellaneous | E7 |  | Baseline Forecast | bar: 2019 to 2051
Residential_Multi-Family Regular Income_Existing_Miscellaneous_Natural Gas_Miscellaneous_E8_Baseline Forecast | Residential | Multi-Family Regular Income | Existing | Miscellaneous | Natural Gas | Miscellaneous | E8 |  | Baseline Forecast | bar: 2019 to 2051
Residential_Multi-Family Regular Income_Existing_Miscellaneous_Natural Gas_Miscellaneous_E9_Baseline Forecast | Residential | Multi-Family Regular Income | Existing | Miscellaneous | Natural Gas | Miscellaneous | E9 |  | Baseline Forecast | bar: 2019 to 2051
Residential_Multi-Family Regular Income_Existing_Miscellaneous_Natural Gas_Miscellaneous_E10_Baseline Forecast | Residential | Multi-Family Regular Income | Existing | Miscellaneous | Natural Gas | Miscellaneous | E10 |  | Baseline Forecast | bar: 2019 to 2051
Residential_Multi-Family Regular Income_New_Space Heating_Natural Gas_Furnace_E1_Baseline Forecast | Residential | Multi-Family Regular Income | New | Space Heating | Natural Gas | Furnace | E1 | AFUE 80% | Baseline Forecast | 97.32% | 97.32% | 97.32% | 97.32% | 97.32% | 0% | 0% | 0% | 0% | 0% | 0% | 0% | 0% | 0% | 0% | 0% | 0% | 0% | 0% | 0% | 0% | 0% | 0% | 0% | 0% | 0% | 0% | 0% | 0% | 0% | 0% | 0% | 0%
Residential_Multi-Family Regular Income_New_Space Heating_Natural Gas_Furnace_E2_Baseline Forecast | Residential | Multi-Family Regular Income | New | Space Heating | Natural Gas | Furnace | E2 | AFUE 95% (ENERGY STAR 4.1) | Baseline Forecast | 2.549% | 2.549% | 2.549% | 2.549% | 2.549% | 0% | 0% | 0% | 0% | 0% | 0% | 0% | 0% | 0% | 0% | 0% | 0% | 0% | 0% | 0% | 0% | 0% | 0% | 0% | 0% | 0% | 0% | 0% | 0% | 0% | 0% | 0% | 0%
Residential_Multi-Family Regular Income_New_Space Heating_Natural Gas_Furnace_E3_Baseline Forecast | Residential | Multi-Family Regular Income | New | Space Heating | Natural Gas | Furnace | E3 | AFUE 97% (CEE Tier 3) | Baseline Forecast | bar: 2019 to 2051
Residential_Multi-Family Regular Income_New_Space Heating_Natural Gas_Furnace_E4_Baseline Forecast | Residential | Multi-Family Regular Income | New | Space Heating | Natural Gas | Furnace | E4 | Convert to Gas-Fired ASHP | Baseline Forecast | 0% | 0% | 0% | 0% | 0% | 100% | 100% | 100% | 100% | 100% | 100% | 100% | 100% | 100% | 100% | 100% | 100% | 100% | 100% | 100% | 100% | 100% | 100% | 100% | 100% | 100% | 100% | 100% | 100% | 100% | 100% | 100% | 100%
Residential_Multi-Family Regular Income_New_Space Heating_Natural Gas_Furnace_E5_Baseline Forecast | Residential | Multi-Family Regular Income | New | Space Heating | Natural Gas | Furnace | E5 | ASHP with AFUE 80% Backup | Baseline Forecast | 0.1266% | 0.1266% | 0.1267% | 0.1268% | 0.1267% | 3.3e-07% | 3.299e-07% | 3.298e-07% | 3.297e-07% | 3.296e-07% | 3.295e-07% | 3.295e-07% | 3.296e-07% | 3.299e-07% | 3.304e-07% | 3.309e-07% | 3.314e-07% | 3.319e-07% | 3.324e-07% | 3.329e-07% | 3.333e-07% | 3.334e-07% | 3.336e-07% | 3.338e-07% | 3.341e-07% | 3.343e-07% | 3.346e-07% | 3.348e-07% | 3.351e-07% | 3.354e-07% | 3.358e-07% | 3.361e-07% | 3.365e-07%
Residential_Multi-Family Regular Income_New_Space Heating_Natural Gas_Furnace_E6_Baseline Forecast | Residential | Multi-Family Regular Income | New | Space Heating | Natural Gas | Furnace | E6 | ASHP with AFUE 95% backup | Baseline Forecast | bar: 2019 to 2051
Residential_Multi-Family Regular Income_New_Space Heating_Natural Gas_Furnace_E7_Baseline Forecast | Residential | Multi-Family Regular Income | New | Space Heating | Natural Gas | Furnace | E7 |  | Baseline Forecast | bar: 2019 to 2051
Residential_Multi-Family Regular Income_New_Space Heating_Natural Gas_Furnace_E8_Baseline Forecast | Residential | Multi-Family Regular Income | New | Space Heating | Natural Gas | Furnace | E8 |  | Baseline Forecast | bar: 2019 to 2051
Residential_Multi-Family Regular Income_New_Space Heating_Natural Gas_Furnace_E9_Baseline Forecast | Residential | Multi-Family Regular Income | New | Space Heating | Natural Gas | Furnace | E9 |  | Baseline Forecast | bar: 2019 to 2051
Residential_Multi-Family Regular Income_New_Space Heating_Natural Gas_Furnace_E10_Baseline Forecast | Residential | Multi-Family Regular Income | New | Space Heating | Natural Gas | Furnace | E10 |  | Baseline Forecast | bar: 2019 to 2051
Residential_Multi-Family Regular Income_New_Space Heating_Natural Gas_Boiler_E1_Baseline Forecast | Residential | Multi-Family Regular Income | New | Space Heating | Natural Gas | Boiler | E1 | AFUE 80% | Baseline Forecast | 99.28% | 99.28% | 0% | 0% | 0% | 0% | 0% | 0% | 0% | 0% | 0% | 0% | 0% | 0% | 0% | 0% | 0% | 0% | 0% | 0% | 0% | 0% | 0% | 0% | 0% | 0% | 0% | 0% | 0% | 0% | 0% | 0% | 0%
Residential_Multi-Family Regular Income_New_Space Heating_Natural Gas_Boiler_E2_Baseline Forecast | Residential | Multi-Family Regular Income | New | Space Heating | Natural Gas | Boiler | E2 | AFUE 82% | Baseline Forecast | 0% | 0% | 98.41% | 98.41% | 98.41% | 0% | 0% | 0% | 0% | 0% | 0% | 0% | 0% | 0% | 0% | 0% | 0% | 0% | 0% | 0% | 0% | 0% | 0% | 0% | 0% | 0% | 0% | 0% | 0% | 0% | 0% | 0% | 0%
Residential_Multi-Family Regular Income_New_Space Heating_Natural Gas_Boiler_E3_Baseline Forecast | Residential | Multi-Family Regular Income | New | Space Heating | Natural Gas | Boiler | E3 | AFUE 85% | Baseline Forecast | bar: 2019 to 2051
Residential_Multi-Family Regular Income_New_Space Heating_Natural Gas_Boiler_E4_Baseline Forecast | Residential | Multi-Family Regular Income | New | Space Heating | Natural Gas | Boiler | E4 | AFUE 90% | Baseline Forecast | bar: 2019 to 2051
Residential_Multi-Family Regular Income_New_Space Heating_Natural Gas_Boiler_E5_Baseline Forecast | Residential | Multi-Family Regular Income | New | Space Heating | Natural Gas | Boiler | E5 | AFUE 95% | Baseline Forecast | bar: 2019 to 2051
Residential_Multi-Family Regular Income_New_Space Heating_Natural Gas_Boiler_E6_Baseline Forecast | Residential | Multi-Family Regular Income | New | Space Heating | Natural Gas | Boiler | E6 | Convert to Gas-Fired ASHP | Baseline Forecast | 0% | 0% | 0% | 0% | 0% | 0.09977% | 0.09979% | 0.09981% | 0.09985% | 0.09987% | 0.0999% | 0.0999% | 0.09987% | 0.09982% | 0.09974% | 0.09964% | 0.09955% | 0.09945% | 0.09934% | 0.09923% | 0.09915% | 0.0991% | 0.09904% | 0.09898% | 0.09892% | 0.09885% | 0.09877% | 0.0987% | 0.09861% | 0.09853% | 0.09843% | 0.09833% | 0.09823%
Residential_Multi-Family Regular Income_New_Space Heating_Natural Gas_Boiler_E7_Baseline Forecast | Residential | Multi-Family Regular Income | New | Space Heating | Natural Gas | Boiler | E7 | ASHP with AFUE 80% Backup | Baseline Forecast | 0.7168% | 0.7171% | 1.593% | 1.593% | 1.592% | 99.9% | 99.9% | 99.9% | 99.9% | 99.9% | 99.9% | 99.9% | 99.9% | 99.9% | 99.9% | 99.9% | 99.9% | 99.9% | 99.9% | 99.9% | 99.9% | 99.9% | 99.9% | 99.9% | 99.9% | 99.9% | 99.9% | 99.9% | 99.9% | 99.9% | 99.9% | 99.9% | 99.9%
Residential_Multi-Family Regular Income_New_Space Heating_Natural Gas_Boiler_E8_Baseline Forecast | Residential | Multi-Family Regular Income | New | Space Heating | Natural Gas | Boiler | E8 | ASHP with AFUE 95% backup | Baseline Forecast | bar: 2019 to 2051
Residential_Multi-Family Regular Income_New_Space Heating_Natural Gas_Boiler_E9_Baseline Forecast | Residential | Multi-Family Regular Income | New | Space Heating | Natural Gas | Boiler | E9 |  | Baseline Forecast | bar: 2019 to 2051
Residential_Multi-Family Regular Income_New_Space Heating_Natural Gas_Boiler_E10_Baseline Forecast | Residential | Multi-Family Regular Income | New | Space Heating | Natural Gas | Boiler | E10 |  | Baseline Forecast | bar: 2019 to 2051
Residential_Multi-Family Regular Income_New_Secondary Heating_Natural Gas_Fireplace_E1_Baseline Forecast | Residential | Multi-Family Regular Income | New | Secondary Heating | Natural Gas | Fireplace | E1 | Baseline (>50% FE) | Baseline Forecast | 100% | 100% | 100% | 100% | 100% | 100% | 100% | 100% | 100% | 100% | 100% | 100% | 100% | 100% | 100% | 100% | 100% | 100% | 100% | 100% | 100% | 100% | 100% | 100% | 100% | 100% | 100% | 100% | 100% | 100% | 100% | 100% | 100%
Residential_Multi-Family Regular Income_New_Secondary Heating_Natural Gas_Fireplace_E2_Baseline Forecast | Residential | Multi-Family Regular Income | New | Secondary Heating | Natural Gas | Fireplace | E2 | Tier 1 (70% FE) | Baseline Forecast | bar: 2019 to 2051
Residential_Multi-Family Regular Income_New_Secondary Heating_Natural Gas_Fireplace_E3_Baseline Forecast | Residential | Multi-Family Regular Income | New | Secondary Heating | Natural Gas | Fireplace | E3 | Tier 2 (>75% FE) | Baseline Forecast | bar: 2019 to 2051
Residential_Multi-Family Regular Income_New_Secondary Heating_Natural Gas_Fireplace_E4_Baseline Forecast | Residential | Multi-Family Regular Income | New | Secondary Heating | Natural Gas | Fireplace | E4 |  | Baseline Forecast | bar: 2019 to 2051
Residential_Multi-Family Regular Income_New_Secondary Heating_Natural Gas_Fireplace_E5_Baseline Forecast | Residential | Multi-Family Regular Income | New | Secondary Heating | Natural Gas | Fireplace | E5 |  | Baseline Forecast | bar: 2019 to 2051
Residential_Multi-Family Regular Income_New_Secondary Heating_Natural Gas_Fireplace_E6_Baseline Forecast | Residential | Multi-Family Regular Income | New | Secondary Heating | Natural Gas | Fireplace | E6 |  | Baseline Forecast | bar: 2019 to 2051
Residential_Multi-Family Regular Income_New_Secondary Heating_Natural Gas_Fireplace_E7_Baseline Forecast | Residential | Multi-Family Regular Income | New | Secondary Heating | Natural Gas | Fireplace | E7 |  | Baseline Forecast | bar: 2019 to 2051
Residential_Multi-Family Regular Income_New_Secondary Heating_Natural Gas_Fireplace_E8_Baseline Forecast | Residential | Multi-Family Regular Income | New | Secondary Heating | Natural Gas | Fireplace | E8 |  | Baseline Forecast | bar: 2019 to 2051
Residential_Multi-Family Regular Income_New_Secondary Heating_Natural Gas_Fireplace_E9_Baseline Forecast | Residential | Multi-Family Regular Income | New | Secondary Heating | Natural Gas | Fireplace | E9 |  | Baseline Forecast | bar: 2019 to 2051
Residential_Multi-Family Regular Income_New_Secondary Heating_Natural Gas_Fireplace_E10_Baseline Forecast | Residential | Multi-Family Regular Income | New | Secondary Heating | Natural Gas | Fireplace | E10 |  | Baseline Forecast | bar: 2019 to 2051
Residential_Multi-Family Regular Income_New_Water Heating_Natural Gas_Water Heater (<= 55 gal)_E1_Baseline Forecast | Residential | Multi-Family Regular Income | New | Water Heating | Natural Gas | Water Heater (<= 55 gal) | E1 | UEF 0.58 (Standard) | Baseline Forecast | 16.97% | 17.06% | 17.29% | 17.46% | 0% | 0% | 0% | 0% | 0% | 0% | 0% | 0% | 0% | 0% | 0% | 0% | 0% | 0% | 0% | 0% | 0% | 0% | 0% | 0% | 0% | 0% | 0% | 0% | 0% | 0% | 0% | 0% | 0%
Residential_Multi-Family Regular Income_New_Water Heating_Natural Gas_Water Heater (<= 55 gal)_E2_Baseline Forecast | Residential | Multi-Family Regular Income | New | Water Heating | Natural Gas | Water Heater (<= 55 gal) | E2 | UEF 0.64 (ENERGY STAR 4.0) | Baseline Forecast | 79.03% | 78.94% | 78.71% | 78.54% | 0% | 0% | 0% | 0% | 0% | 0% | 0% | 0% | 0% | 0% | 0% | 0% | 0% | 0% | 0% | 0% | 0% | 0% | 0% | 0% | 0% | 0% | 0% | 0% | 0% | 0% | 0% | 0% | 0%
Residential_Multi-Family Regular Income_New_Water Heating_Natural Gas_Water Heater (<= 55 gal)_E3_Baseline Forecast | Residential | Multi-Family Regular Income | New | Water Heating | Natural Gas | Water Heater (<= 55 gal) | E3 | UEF 0.81 (ENERGY STAR 5.0) | Baseline Forecast | 3.999% | 3.999% | 3.998% | 3.998% | 0% | 0% | 0% | 0% | 0% | 0% | 0% | 0% | 0% | 0% | 0% | 0% | 0% | 0% | 0% | 0% | 0% | 0% | 0% | 0% | 0% | 0% | 0% | 0% | 0% | 0% | 0% | 0% | 0%
Residential_Multi-Family Regular Income_New_Water Heating_Natural Gas_Water Heater (<= 55 gal)_E4_Baseline Forecast | Residential | Multi-Family Regular Income | New | Water Heating | Natural Gas | Water Heater (<= 55 gal) | E4 | UEF 0.87 (Instantaneous, ENERGY STAR 4.0) | Baseline Forecast | bar: 2019 to 2051
Residential_Multi-Family Regular Income_New_Water Heating_Natural Gas_Water Heater (<= 55 gal)_E5_Baseline Forecast | Residential | Multi-Family Regular Income | New | Water Heating | Natural Gas | Water Heater (<= 55 gal) | E5 | UEF 0.95 (Instantaneous, ENERGY STAR 5.0) | Baseline Forecast | bar: 2019 to 2051
Residential_Multi-Family Regular Income_New_Water Heating_Natural Gas_Water Heater (<= 55 gal)_E6_Baseline Forecast | Residential | Multi-Family Regular Income | New | Water Heating | Natural Gas | Water Heater (<= 55 gal) | E6 | UEF 1.0+ (Gas-Fired HPWH) | Baseline Forecast | bar: 2019 to 2051
Residential_Multi-Family Regular Income_New_Water Heating_Natural Gas_Water Heater (<= 55 gal)_E7_Baseline Forecast | Residential | Multi-Family Regular Income | New | Water Heating | Natural Gas | Water Heater (<= 55 gal) | E7 | NEEA Gas-Fired Absorption HPWH (COP 1.3) | Baseline Forecast | bar: 2019 to 2051
Residential_Multi-Family Regular Income_New_Water Heating_Natural Gas_Water Heater (<= 55 gal)_E8_Baseline Forecast | Residential | Multi-Family Regular Income | New | Water Heating | Natural Gas | Water Heater (<= 55 gal) | E8 |  | Baseline Forecast | bar: 2019 to 2051
Residential_Multi-Family Regular Income_New_Water Heating_Natural Gas_Water Heater (<= 55 gal)_E9_Baseline Forecast | Residential | Multi-Family Regular Income | New | Water Heating | Natural Gas | Water Heater (<= 55 gal) | E9 |  | Baseline Forecast | bar: 2019 to 2051
Residential_Multi-Family Regular Income_New_Water Heating_Natural Gas_Water Heater (<= 55 gal)_E10_Baseline Forecast | Residential | Multi-Family Regular Income | New | Water Heating | Natural Gas | Water Heater (<= 55 gal) | E10 |  | Baseline Forecast | bar: 2019 to 2051
Residential_Multi-Family Regular Income_New_Water Heating_Natural Gas_Water Heater (> 55 gal)_E1_Baseline Forecast | Residential | Multi-Family Regular Income | New | Water Heating | Natural Gas | Water Heater (> 55 gal) | E1 | UEF 0.76 (Standard) | Baseline Forecast | 16.97% | 17.06% | 17.29% | 17.46% | 0% | 0% | 0% | 0% | 0% | 0% | 0% | 0% | 0% | 0% | 0% | 0% | 0% | 0% | 0% | 0% | 0% | 0% | 0% | 0% | 0% | 0% | 0% | 0% | 0% | 0% | 0% | 0% | 0%
Residential_Multi-Family Regular Income_New_Water Heating_Natural Gas_Water Heater (> 55 gal)_E2_Baseline Forecast | Residential | Multi-Family Regular Income | New | Water Heating | Natural Gas | Water Heater (> 55 gal) | E2 | UEF 0.78 (ENERGY STAR 4.0) | Baseline Forecast | 79.03% | 78.94% | 78.71% | 78.54% | 0% | 0% | 0% | 0% | 0% | 0% | 0% | 0% | 0% | 0% | 0% | 0% | 0% | 0% | 0% | 0% | 0% | 0% | 0% | 0% | 0% | 0% | 0% | 0% | 0% | 0% | 0% | 0% | 0%
Residential_Multi-Family Regular Income_New_Water Heating_Natural Gas_Water Heater (> 55 gal)_E3_Baseline Forecast | Residential | Multi-Family Regular Income | New | Water Heating | Natural Gas | Water Heater (> 55 gal) | E3 | UEF 0.86 (ENERGY STAR 5.0) | Baseline Forecast | 3.999% | 3.999% | 3.998% | 3.998% | 0% | 0% | 0% | 0% | 0% | 0% | 0% | 0% | 0% | 0% | 0% | 0% | 0% | 0% | 0% | 0% | 0% | 0% | 0% | 0% | 0% | 0% | 0% | 0% | 0% | 0% | 0% | 0% | 0%
Residential_Multi-Family Regular Income_New_Water Heating_Natural Gas_Water Heater (> 55 gal)_E4_Baseline Forecast | Residential | Multi-Family Regular Income | New | Water Heating | Natural Gas | Water Heater (> 55 gal) | E4 | UEF 0.87 (Instantaneous, ENERGY STAR 4.0) | Baseline Forecast | bar: 2019 to 2051
Residential_Multi-Family Regular Income_New_Water Heating_Natural Gas_Water Heater (> 55 gal)_E5_Baseline Forecast | Residential | Multi-Family Regular Income | New | Water Heating | Natural Gas | Water Heater (> 55 gal) | E5 | UEF 0.95 (Instantaneous, ENERGY STAR 5.0) | Baseline Forecast | bar: 2019 to 2051
Residential_Multi-Family Regular Income_New_Water Heating_Natural Gas_Water Heater (> 55 gal)_E6_Baseline Forecast | Residential | Multi-Family Regular Income | New | Water Heating | Natural Gas | Water Heater (> 55 gal) | E6 | UEF 1.0+ (Gas-Fired HPWH) | Baseline Forecast | bar: 2019 to 2051
Residential_Multi-Family Regular Income_New_Water Heating_Natural Gas_Water Heater (> 55 gal)_E7_Baseline Forecast | Residential | Multi-Family Regular Income | New | Water Heating | Natural Gas | Water Heater (> 55 gal) | E7 | NEEA Gas-Fired Absorption HPWH (COP 1.3) | Baseline Forecast | bar: 2019 to 2051
Residential_Multi-Family Regular Income_New_Water Heating_Natural Gas_Water Heater (> 55 gal)_E8_Baseline Forecast | Residential | Multi-Family Regular Income | New | Water Heating | Natural Gas | Water Heater (> 55 gal) | E8 |  | Baseline Forecast | bar: 2019 to 2051
Residential_Multi-Family Regular Income_New_Water Heating_Natural Gas_Water Heater (> 55 gal)_E9_Baseline Forecast | Residential | Multi-Family Regular Income | New | Water Heating | Natural Gas | Water Heater (> 55 gal) | E9 |  | Baseline Forecast | bar: 2019 to 2051
Residential_Multi-Family Regular Income_New_Water Heating_Natural Gas_Water Heater (> 55 gal)_E10_Baseline Forecast | Residential | Multi-Family Regular Income | New | Water Heating | Natural Gas | Water Heater (> 55 gal) | E10 |  | Baseline Forecast | bar: 2019 to 2051
Residential_Multi-Family Regular Income_New_Appliances_Natural Gas_Clothes Dryer_E1_Baseline Forecast | Residential | Multi-Family Regular Income | New | Appliances | Natural Gas | Clothes Dryer | E1 | Standard | Baseline Forecast | 55.71% | 55.71% | 55.71% | 55.71% | 55.71% | 55.7% | 55.7% | 55.69% | 55.69% | 55.68% | 55.68% | 55.67% | 55.67% | 55.66% | 55.66% | 55.65% | 55.65% | 55.64% | 55.64% | 55.63% | 55.63% | 55.62% | 55.62% | 55.61% | 55.61% | 55.61% | 55.61% | 55.61% | 55.61% | 55.61% | 55.61% | 55.61% | 55.62%
Residential_Multi-Family Regular Income_New_Appliances_Natural Gas_Clothes Dryer_E2_Baseline Forecast | Residential | Multi-Family Regular Income | New | Appliances | Natural Gas | Clothes Dryer | E2 | NEEA/ENERGY STAR (CE >60%) | Baseline Forecast | 44.29% | 44.29% | 44.29% | 44.29% | 44.29% | 44.3% | 44.3% | 44.31% | 44.31% | 44.32% | 44.32% | 44.33% | 44.33% | 44.34% | 44.34% | 44.35% | 44.35% | 44.36% | 44.36% | 44.37% | 44.37% | 44.38% | 44.38% | 44.39% | 44.39% | 44.39% | 44.39% | 44.39% | 44.39% | 44.39% | 44.39% | 44.39% | 44.38%
Residential_Multi-Family Regular Income_New_Appliances_Natural Gas_Clothes Dryer_E3_Baseline Forecast | Residential | Multi-Family Regular Income | New | Appliances | Natural Gas | Clothes Dryer | E3 |  | Baseline Forecast | bar: 2019 to 2051
Residential_Multi-Family Regular Income_New_Appliances_Natural Gas_Clothes Dryer_E4_Baseline Forecast | Residential | Multi-Family Regular Income | New | Appliances | Natural Gas | Clothes Dryer | E4 |  | Baseline Forecast | bar: 2019 to 2051
Residential_Multi-Family Regular Income_New_Appliances_Natural Gas_Clothes Dryer_E5_Baseline Forecast | Residential | Multi-Family Regular Income | New | Appliances | Natural Gas | Clothes Dryer | E5 |  | Baseline Forecast | bar: 2019 to 2051
Residential_Multi-Family Regular Income_New_Appliances_Natural Gas_Clothes Dryer_E6_Baseline Forecast | Residential | Multi-Family Regular Income | New | Appliances | Natural Gas | Clothes Dryer | E6 |  | Baseline Forecast | bar: 2019 to 2051
Residential_Multi-Family Regular Income_New_Appliances_Natural Gas_Clothes Dryer_E7_Baseline Forecast | Residential | Multi-Family Regular Income | New | Appliances | Natural Gas | Clothes Dryer | E7 |  | Baseline Forecast | bar: 2019 to 2051
Residential_Multi-Family Regular Income_New_Appliances_Natural Gas_Clothes Dryer_E8_Baseline Forecast | Residential | Multi-Family Regular Income | New | Appliances | Natural Gas | Clothes Dryer | E8 |  | Baseline Forecast | bar: 2019 to 2051
Residential_Multi-Family Regular Income_New_Appliances_Natural Gas_Clothes Dryer_E9_Baseline Forecast | Residential | Multi-Family Regular Income | New | Appliances | Natural Gas | Clothes Dryer | E9 |  | Baseline Forecast | bar: 2019 to 2051
Residential_Multi-Family Regular Income_New_Appliances_Natural Gas_Clothes Dryer_E10_Baseline Forecast | Residential | Multi-Family Regular Income | New | Appliances | Natural Gas | Clothes Dryer | E10 |  | Baseline Forecast | bar: 2019 to 2051
Residential_Multi-Family Regular Income_New_Appliances_Natural Gas_Stove/Oven_E1_Baseline Forecast | Residential | Multi-Family Regular Income | New | Appliances | Natural Gas | Stove/Oven | E1 | EF 0.399 | Baseline Forecast | 70.16% | 70.16% | 70.15% | 70.15% | 70.15% | 70.15% | 70.14% | 70.13% | 70.12% | 70.1% | 70.09% | 70.08% | 70.07% | 70.06% | 70.05% | 70.04% | 70.03% | 70.02% | 70.01% | 70% | 69.99% | 69.98% | 69.97% | 69.96% | 69.96% | 69.96% | 69.95% | 69.95% | 69.95% | 69.95% | 69.96% | 69.96% | 69.97%
Residential_Multi-Family Regular Income_New_Appliances_Natural Gas_Stove/Oven_E2_Baseline Forecast | Residential | Multi-Family Regular Income | New | Appliances | Natural Gas | Stove/Oven | E2 | High Efficiency (730 + 1660 IAEC) | Baseline Forecast | 29.84% | 29.84% | 29.85% | 29.85% | 29.85% | 29.85% | 29.86% | 29.87% | 29.88% | 29.9% | 29.91% | 29.92% | 29.93% | 29.94% | 29.95% | 29.96% | 29.97% | 29.98% | 29.99% | 30% | 30.01% | 30.02% | 30.03% | 30.04% | 30.04% | 30.04% | 30.05% | 30.05% | 30.05% | 30.05% | 30.04% | 30.04% | 30.03%
Residential_Multi-Family Regular Income_New_Appliances_Natural Gas_Stove/Oven_E3_Baseline Forecast | Residential | Multi-Family Regular Income | New | Appliances | Natural Gas | Stove/Oven | E3 |  | Baseline Forecast | bar: 2019 to 2051
Residential_Multi-Family Regular Income_New_Appliances_Natural Gas_Stove/Oven_E4_Baseline Forecast | Residential | Multi-Family Regular Income | New | Appliances | Natural Gas | Stove/Oven | E4 |  | Baseline Forecast | bar: 2019 to 2051
Residential_Multi-Family Regular Income_New_Appliances_Natural Gas_Stove/Oven_E5_Baseline Forecast | Residential | Multi-Family Regular Income | New | Appliances | Natural Gas | Stove/Oven | E5 |  | Baseline Forecast | bar: 2019 to 2051
Residential_Multi-Family Regular Income_New_Appliances_Natural Gas_Stove/Oven_E6_Baseline Forecast | Residential | Multi-Family Regular Income | New | Appliances | Natural Gas | Stove/Oven | E6 |  | Baseline Forecast | bar: 2019 to 2051
Residential_Multi-Family Regular Income_New_Appliances_Natural Gas_Stove/Oven_E7_Baseline Forecast | Residential | Multi-Family Regular Income | New | Appliances | Natural Gas | Stove/Oven | E7 |  | Baseline Forecast | bar: 2019 to 2051
Residential_Multi-Family Regular Income_New_Appliances_Natural Gas_Stove/Oven_E8_Baseline Forecast | Residential | Multi-Family Regular Income | New | Appliances | Natural Gas | Stove/Oven | E8 |  | Baseline Forecast | bar: 2019 to 2051
Residential_Multi-Family Regular Income_New_Appliances_Natural Gas_Stove/Oven_E9_Baseline Forecast | Residential | Multi-Family Regular Income | New | Appliances | Natural Gas | Stove/Oven | E9 |  | Baseline Forecast | bar: 2019 to 2051
Residential_Multi-Family Regular Income_New_Appliances_Natural Gas_Stove/Oven_E10_Baseline Forecast | Residential | Multi-Family Regular Income | New | Appliances | Natural Gas | Stove/Oven | E10 |  | Baseline Forecast | bar: 2019 to 2051
Residential_Multi-Family Regular Income_New_Miscellaneous_Natural Gas_Pool Heater_E1_Baseline Forecast | Residential | Multi-Family Regular Income | New | Miscellaneous | Natural Gas | Pool Heater | E1 | Standard (EF 0.82) | Baseline Forecast | 95% | 95% | 95% | 95% | 95% | 95% | 95% | 95% | 95% | 95% | 95% | 95% | 95% | 95% | 95% | 95% | 95% | 95% | 95% | 95% | 95% | 95% | 95% | 95% | 95% | 95% | 95% | 95% | 95% | 95% | 95% | 95% | 95%
Residential_Multi-Family Regular Income_New_Miscellaneous_Natural Gas_Pool Heater_E2_Baseline Forecast | Residential | Multi-Family Regular Income | New | Miscellaneous | Natural Gas | Pool Heater | E2 | High Efficiency (EF 0.84) | Baseline Forecast | bar: 2019 to 2051
Residential_Multi-Family Regular Income_New_Miscellaneous_Natural Gas_Pool Heater_E3_Baseline Forecast | Residential | Multi-Family Regular Income | New | Miscellaneous | Natural Gas | Pool Heater | E3 | Condensing (EF .94) | Baseline Forecast | bar: 2019 to 2051
Residential_Multi-Family Regular Income_New_Miscellaneous_Natural Gas_Pool Heater_E4_Baseline Forecast | Residential | Multi-Family Regular Income | New | Miscellaneous | Natural Gas | Pool Heater | E4 | Condensing w/Imp. HX (EF 0.95) | Baseline Forecast | bar: 2019 to 2051
Residential_Multi-Family Regular Income_New_Miscellaneous_Natural Gas_Pool Heater_E5_Baseline Forecast | Residential | Multi-Family Regular Income | New | Miscellaneous | Natural Gas | Pool Heater | E5 |  | Baseline Forecast | bar: 2019 to 2051
Residential_Multi-Family Regular Income_New_Miscellaneous_Natural Gas_Pool Heater_E6_Baseline Forecast | Residential | Multi-Family Regular Income | New | Miscellaneous | Natural Gas | Pool Heater | E6 |  | Baseline Forecast | bar: 2019 to 2051
Residential_Multi-Family Regular Income_New_Miscellaneous_Natural Gas_Pool Heater_E7_Baseline Forecast | Residential | Multi-Family Regular Income | New | Miscellaneous | Natural Gas | Pool Heater | E7 |  | Baseline Forecast | bar: 2019 to 2051
Residential_Multi-Family Regular Income_New_Miscellaneous_Natural Gas_Pool Heater_E8_Baseline Forecast | Residential | Multi-Family Regular Income | New | Miscellaneous | Natural Gas | Pool Heater | E8 |  | Baseline Forecast | bar: 2019 to 2051
Residential_Multi-Family Regular Income_New_Miscellaneous_Natural Gas_Pool Heater_E9_Baseline Forecast | Residential | Multi-Family Regular Income | New | Miscellaneous | Natural Gas | Pool Heater | E9 |  | Baseline Forecast | bar: 2019 to 2051
Residential_Multi-Family Regular Income_New_Miscellaneous_Natural Gas_Pool Heater_E10_Baseline Forecast | Residential | Multi-Family Regular Income | New | Miscellaneous | Natural Gas | Pool Heater | E10 |  | Baseline Forecast | bar: 2019 to 2051
Residential_Multi-Family Regular Income_New_Miscellaneous_Natural Gas_Miscellaneous_E1_Baseline Forecast | Residential | Multi-Family Regular Income | New | Miscellaneous | Natural Gas | Miscellaneous | E1 | Default | Baseline Forecast | 100% | 100% | 100% | 100% | 100% | 100% | 100% | 100% | 100% | 100% | 100% | 100% | 100% | 100% | 100% | 100% | 100% | 100% | 100% | 100% | 100% | 100% | 100% | 100% | 100% | 100% | 100% | 100% | 100% | 100% | 100% | 100% | 100%
Residential_Multi-Family Regular Income_New_Miscellaneous_Natural Gas_Miscellaneous_E2_Baseline Forecast | Residential | Multi-Family Regular Income | New | Miscellaneous | Natural Gas | Miscellaneous | E2 |  | Baseline Forecast | bar: 2019 to 2051
Residential_Multi-Family Regular Income_New_Miscellaneous_Natural Gas_Miscellaneous_E3_Baseline Forecast | Residential | Multi-Family Regular Income | New | Miscellaneous | Natural Gas | Miscellaneous | E3 |  | Baseline Forecast | bar: 2019 to 2051
Residential_Multi-Family Regular Income_New_Miscellaneous_Natural Gas_Miscellaneous_E4_Baseline Forecast | Residential | Multi-Family Regular Income | New | Miscellaneous | Natural Gas | Miscellaneous | E4 |  | Baseline Forecast | bar: 2019 to 2051
Residential_Multi-Family Regular Income_New_Miscellaneous_Natural Gas_Miscellaneous_E5_Baseline Forecast | Residential | Multi-Family Regular Income | New | Miscellaneous | Natural Gas | Miscellaneous | E5 |  | Baseline Forecast | bar: 2019 to 2051
Residential_Multi-Family Regular Income_New_Miscellaneous_Natural Gas_Miscellaneous_E6_Baseline Forecast | Residential | Multi-Family Regular Income | New | Miscellaneous | Natural Gas | Miscellaneous | E6 |  | Baseline Forecast | bar: 2019 to 2051
Residential_Multi-Family Regular Income_New_Miscellaneous_Natural Gas_Miscellaneous_E7_Baseline Forecast | Residential | Multi-Family Regular Income | New | Miscellaneous | Natural Gas | Miscellaneous | E7 |  | Baseline Forecast | bar: 2019 to 2051
Residential_Multi-Family Regular Income_New_Miscellaneous_Natural Gas_Miscellaneous_E8_Baseline Forecast | Residential | Multi-Family Regular Income | New | Miscellaneous | Natural Gas | Miscellaneous | E8 |  | Baseline Forecast | bar: 2019 to 2051
Residential_Multi-Family Regular Income_New_Miscellaneous_Natural Gas_Miscellaneous_E9_Baseline Forecast | Residential | Multi-Family Regular Income | New | Miscellaneous | Natural Gas | Miscellaneous | E9 |  | Baseline Forecast | bar: 2019 to 2051
Residential_Multi-Family Regular Income_New_Miscellaneous_Natural Gas_Miscellaneous_E10_Baseline Forecast | Residential | Multi-Family Regular Income | New | Miscellaneous | Natural Gas | Miscellaneous | E10 |  | Baseline Forecast | bar: 2019 to 2051
Residential_Multi-Family Moderate Income_Existing_Space Heating_Natural Gas_Furnace_E1_Baseline Forecast | Residential | Multi-Family Moderate Income | Existing | Space Heating | Natural Gas | Furnace | E1 | AFUE 80% | Baseline Forecast | 93.05% | 93.05% | 93.05% | 93.05% | 93.05% | 93.05% | 93.05% | 93.05% | 93.05% | 93.05% | 93.05% | 93.05% | 93.05% | 93.05% | 93.05% | 93.06% | 93.06% | 93.06% | 93.06% | 93.06% | 93.07% | 93.07% | 93.07% | 93.08% | 93.08% | 93.08% | 93.09% | 93.09% | 93.09% | 93.1% | 93.1% | 93.11% | 93.12%
Residential_Multi-Family Moderate Income_Existing_Space Heating_Natural Gas_Furnace_E2_Baseline Forecast | Residential | Multi-Family Moderate Income | Existing | Space Heating | Natural Gas | Furnace | E2 | AFUE 95% (ENERGY STAR 4.1) | Baseline Forecast | 5.081% | 5.081% | 5.082% | 5.083% | 5.082% | 5.082% | 5.082% | 5.082% | 5.083% | 5.083% | 5.083% | 5.083% | 5.082% | 5.082% | 5.081% | 5.08% | 5.079% | 5.078% | 5.076% | 5.075% | 5.074% | 5.072% | 5.07% | 5.069% | 5.067% | 5.065% | 5.063% | 5.061% | 5.058% | 5.056% | 5.053% | 5.05% | 5.046%
Residential_Multi-Family Moderate Income_Existing_Space Heating_Natural Gas_Furnace_E3_Baseline Forecast | Residential | Multi-Family Moderate Income | Existing | Space Heating | Natural Gas | Furnace | E3 | AFUE 97% (CEE Tier 3) | Baseline Forecast | 1.27% | 1.27% | 1.271% | 1.271% | 1.271% | 1.27% | 1.271% | 1.271% | 1.271% | 1.271% | 1.271% | 1.271% | 1.271% | 1.27% | 1.27% | 1.27% | 1.27% | 1.269% | 1.269% | 1.268% | 1.268% | 1.267% | 1.267% | 1.266% | 1.266% | 1.265% | 1.265% | 1.264% | 1.263% | 1.262% | 1.261% | 1.26% | 1.259%
Residential_Multi-Family Moderate Income_Existing_Space Heating_Natural Gas_Furnace_E4_Baseline Forecast | Residential | Multi-Family Moderate Income | Existing | Space Heating | Natural Gas | Furnace | E4 | Convert to Gas-Fired ASHP | Baseline Forecast | bar: 2019 to 2051
Residential_Multi-Family Moderate Income_Existing_Space Heating_Natural Gas_Furnace_E5_Baseline Forecast | Residential | Multi-Family Moderate Income | Existing | Space Heating | Natural Gas | Furnace | E5 | ASHP with AFUE 80% Backup | Baseline Forecast | 0.5968% | 0.597% | 0.5975% | 0.5978% | 0.5973% | 0.5973% | 0.5975% | 0.5975% | 0.5975% | 0.5973% | 0.597% | 0.5966% | 0.5962% | 0.5957% | 0.5952% | 0.5946% | 0.5939% | 0.5931% | 0.5925% | 0.5919% | 0.5913% | 0.5907% | 0.59% | 0.5893% | 0.5886% | 0.5877% | 0.5869% | 0.586% | 0.585% | 0.584% | 0.5828% | 0.5817% | 0.5796%
Residential_Multi-Family Moderate Income_Existing_Space Heating_Natural Gas_Furnace_E6_Baseline Forecast | Residential | Multi-Family Moderate Income | Existing | Space Heating | Natural Gas | Furnace | E6 | ASHP with AFUE 95% backup | Baseline Forecast | bar: 2019 to 2051
Residential_Multi-Family Moderate Income_Existing_Space Heating_Natural Gas_Furnace_E7_Baseline Forecast | Residential | Multi-Family Moderate Income | Existing | Space Heating | Natural Gas | Furnace | E7 |  | Baseline Forecast | bar: 2019 to 2051
Residential_Multi-Family Moderate Income_Existing_Space Heating_Natural Gas_Furnace_E8_Baseline Forecast | Residential | Multi-Family Moderate Income | Existing | Space Heating | Natural Gas | Furnace | E8 |  | Baseline Forecast | bar: 2019 to 2051
Residential_Multi-Family Moderate Income_Existing_Space Heating_Natural Gas_Furnace_E9_Baseline Forecast | Residential | Multi-Family Moderate Income | Existing | Space Heating | Natural Gas | Furnace | E9 |  | Baseline Forecast | bar: 2019 to 2051
Residential_Multi-Family Moderate Income_Existing_Space Heating_Natural Gas_Furnace_E10_Baseline Forecast | Residential | Multi-Family Moderate Income | Existing | Space Heating | Natural Gas | Furnace | E10 |  | Baseline Forecast | bar: 2019 to 2051
Residential_Multi-Family Moderate Income_Existing_Space Heating_Natural Gas_Boiler_E1_Baseline Forecast | Residential | Multi-Family Moderate Income | Existing | Space Heating | Natural Gas | Boiler | E1 | AFUE 80% | Baseline Forecast | 57.41% | 57.4% | 0% | 0% | 0% | 0% | 0% | 0% | 0% | 0% | 0% | 0% | 0% | 0% | 0% | 0% | 0% | 0% | 0% | 0% | 0% | 0% | 0% | 0% | 0% | 0% | 0% | 0% | 0% | 0% | 0% | 0% | 0%
Residential_Multi-Family Moderate Income_Existing_Space Heating_Natural Gas_Boiler_E2_Baseline Forecast | Residential | Multi-Family Moderate Income | Existing | Space Heating | Natural Gas | Boiler | E2 | AFUE 82% | Baseline Forecast | 0% | 0% | 29.86% | 29.86% | 29.86% | 29.86% | 29.86% | 29.86% | 29.86% | 29.86% | 29.86% | 29.86% | 29.87% | 29.87% | 29.87% | 29.87% | 29.88% | 29.88% | 29.88% | 29.89% | 29.89% | 29.89% | 29.9% | 29.9% | 29.91% | 29.91% | 29.92% | 29.92% | 29.93% | 29.94% | 29.95% | 29.96% | 29.98%
Residential_Multi-Family Moderate Income_Existing_Space Heating_Natural Gas_Boiler_E3_Baseline Forecast | Residential | Multi-Family Moderate Income | Existing | Space Heating | Natural Gas | Boiler | E3 | AFUE 85% | Baseline Forecast | 17.86% | 17.86% | 29.38% | 29.38% | 29.38% | 29.39% | 29.39% | 29.39% | 29.39% | 29.39% | 29.39% | 29.39% | 29.39% | 29.39% | 29.39% | 29.39% | 29.39% | 29.39% | 29.39% | 29.39% | 29.39% | 29.39% | 29.39% | 29.39% | 29.39% | 29.39% | 29.4% | 29.4% | 29.4% | 29.4% | 29.4% | 29.4% | 29.41%
Residential_Multi-Family Moderate Income_Existing_Space Heating_Natural Gas_Boiler_E4_Baseline Forecast | Residential | Multi-Family Moderate Income | Existing | Space Heating | Natural Gas | Boiler | E4 | AFUE 90% | Baseline Forecast | 17.86% | 17.86% | 29.42% | 29.42% | 29.42% | 29.42% | 29.42% | 29.42% | 29.42% | 29.42% | 29.42% | 29.42% | 29.41% | 29.41% | 29.41% | 29.41% | 29.41% | 29.41% | 29.41% | 29.4% | 29.4% | 29.4% | 29.4% | 29.4% | 29.39% | 29.39% | 29.39% | 29.39% | 29.38% | 29.38% | 29.37% | 29.36% | 29.36%
Residential_Multi-Family Moderate Income_Existing_Space Heating_Natural Gas_Boiler_E5_Baseline Forecast | Residential | Multi-Family Moderate Income | Existing | Space Heating | Natural Gas | Boiler | E5 | AFUE 95% | Baseline Forecast | 6.881% | 6.881% | 11.34% | 11.34% | 11.34% | 11.34% | 11.34% | 11.34% | 11.34% | 11.34% | 11.34% | 11.33% | 11.33% | 11.33% | 11.33% | 11.33% | 11.33% | 11.32% | 11.32% | 11.32% | 11.32% | 11.31% | 11.31% | 11.31% | 11.31% | 11.3% | 11.3% | 11.3% | 11.29% | 11.29% | 11.28% | 11.27% | 11.26%
Residential_Multi-Family Moderate Income_Existing_Space Heating_Natural Gas_Boiler_E6_Baseline Forecast | Residential | Multi-Family Moderate Income | Existing | Space Heating | Natural Gas | Boiler | E6 | Convert to Gas-Fired ASHP | Baseline Forecast | bar: 2019 to 2051
Residential_Multi-Family Moderate Income_Existing_Space Heating_Natural Gas_Boiler_E7_Baseline Forecast | Residential | Multi-Family Moderate Income | Existing | Space Heating | Natural Gas | Boiler | E7 | ASHP with AFUE 80% Backup | Baseline Forecast | bar: 2019 to 2051
Residential_Multi-Family Moderate Income_Existing_Space Heating_Natural Gas_Boiler_E8_Baseline Forecast | Residential | Multi-Family Moderate Income | Existing | Space Heating | Natural Gas | Boiler | E8 | ASHP with AFUE 95% backup | Baseline Forecast | bar: 2019 to 2051
Residential_Multi-Family Moderate Income_Existing_Space Heating_Natural Gas_Boiler_E9_Baseline Forecast | Residential | Multi-Family Moderate Income | Existing | Space Heating | Natural Gas | Boiler | E9 |  | Baseline Forecast | bar: 2019 to 2051
Residential_Multi-Family Moderate Income_Existing_Space Heating_Natural Gas_Boiler_E10_Baseline Forecast | Residential | Multi-Family Moderate Income | Existing | Space Heating | Natural Gas | Boiler | E10 |  | Baseline Forecast | bar: 2019 to 2051
Residential_Multi-Family Moderate Income_Existing_Secondary Heating_Natural Gas_Fireplace_E1_Baseline Forecast | Residential | Multi-Family Moderate Income | Existing | Secondary Heating | Natural Gas | Fireplace | E1 | Baseline (>50% FE) | Baseline Forecast | 100% | 100% | 100% | 100% | 100% | 100% | 100% | 100% | 100% | 100% | 100% | 100% | 100% | 100% | 100% | 100% | 100% | 100% | 100% | 100% | 100% | 100% | 100% | 100% | 100% | 100% | 100% | 100% | 100% | 100% | 100% | 100% | 100%
Residential_Multi-Family Moderate Income_Existing_Secondary Heating_Natural Gas_Fireplace_E2_Baseline Forecast | Residential | Multi-Family Moderate Income | Existing | Secondary Heating | Natural Gas | Fireplace | E2 | Tier 1 (70% FE) | Baseline Forecast | bar: 2019 to 2051
Residential_Multi-Family Moderate Income_Existing_Secondary Heating_Natural Gas_Fireplace_E3_Baseline Forecast | Residential | Multi-Family Moderate Income | Existing | Secondary Heating | Natural Gas | Fireplace | E3 | Tier 2 (>75% FE) | Baseline Forecast | bar: 2019 to 2051
Residential_Multi-Family Moderate Income_Existing_Secondary Heating_Natural Gas_Fireplace_E4_Baseline Forecast | Residential | Multi-Family Moderate Income | Existing | Secondary Heating | Natural Gas | Fireplace | E4 |  | Baseline Forecast | bar: 2019 to 2051
Residential_Multi-Family Moderate Income_Existing_Secondary Heating_Natural Gas_Fireplace_E5_Baseline Forecast | Residential | Multi-Family Moderate Income | Existing | Secondary Heating | Natural Gas | Fireplace | E5 |  | Baseline Forecast | bar: 2019 to 2051
Residential_Multi-Family Moderate Income_Existing_Secondary Heating_Natural Gas_Fireplace_E6_Baseline Forecast | Residential | Multi-Family Moderate Income | Existing | Secondary Heating | Natural Gas | Fireplace | E6 |  | Baseline Forecast | bar: 2019 to 2051
Residential_Multi-Family Moderate Income_Existing_Secondary Heating_Natural Gas_Fireplace_E7_Baseline Forecast | Residential | Multi-Family Moderate Income | Existing | Secondary Heating | Natural Gas | Fireplace | E7 |  | Baseline Forecast | bar: 2019 to 2051
Residential_Multi-Family Moderate Income_Existing_Secondary Heating_Natural Gas_Fireplace_E8_Baseline Forecast | Residential | Multi-Family Moderate Income | Existing | Secondary Heating | Natural Gas | Fireplace | E8 |  | Baseline Forecast | bar: 2019 to 2051
Residential_Multi-Family Moderate Income_Existing_Secondary Heating_Natural Gas_Fireplace_E9_Baseline Forecast | Residential | Multi-Family Moderate Income | Existing | Secondary Heating | Natural Gas | Fireplace | E9 |  | Baseline Forecast | bar: 2019 to 2051
Residential_Multi-Family Moderate Income_Existing_Secondary Heating_Natural Gas_Fireplace_E10_Baseline Forecast | Residential | Multi-Family Moderate Income | Existing | Secondary Heating | Natural Gas | Fireplace | E10 |  | Baseline Forecast | bar: 2019 to 2051
Residential_Multi-Family Moderate Income_Existing_Water Heating_Natural Gas_Water Heater (<= 55 gal)_E1_Baseline Forecast | Residential | Multi-Family Moderate Income | Existing | Water Heating | Natural Gas | Water Heater (<= 55 gal) | E1 | UEF 0.58 (Standard) | Baseline Forecast | 16.92% | 17.01% | 17.24% | 17.41% | 17.53% | 17.66% | 17.51% | 17.43% | 17.41% | 17.36% | 16.4% | 16.39% | 16.26% | 16.21% | 16.18% | 16.15% | 16.13% | 16.1% | 16.08% | 16.07% | 16.05% | 16.03% | 16.01% | 15.99% | 15.96% | 15.93% | 15.89% | 15.89% | 15.89% | 15.89% | 15.89% | 15.89% | 15.89%
Residential_Multi-Family Moderate Income_Existing_Water Heating_Natural Gas_Water Heater (<= 55 gal)_E2_Baseline Forecast | Residential | Multi-Family Moderate Income | Existing | Water Heating | Natural Gas | Water Heater (<= 55 gal) | E2 | UEF 0.64 (ENERGY STAR 4.0) | Baseline Forecast | 79.08% | 78.99% | 78.76% | 78.59% | 78.47% | 78.34% | 78.49% | 78.57% | 78.59% | 78.64% | 79.6% | 79.61% | 79.74% | 79.79% | 79.82% | 79.85% | 79.87% | 79.9% | 79.92% | 79.93% | 79.95% | 79.97% | 79.99% | 80.01% | 80.04% | 80.07% | 80.11% | 80.11% | 80.11% | 80.11% | 80.11% | 80.11% | 80.11%
Residential_Multi-Family Moderate Income_Existing_Water Heating_Natural Gas_Water Heater (<= 55 gal)_E3_Baseline Forecast | Residential | Multi-Family Moderate Income | Existing | Water Heating | Natural Gas | Water Heater (<= 55 gal) | E3 | UEF 0.81 (ENERGY STAR 5.0) | Baseline Forecast | bar: 2019 to 2051
Residential_Multi-Family Moderate Income_Existing_Water Heating_Natural Gas_Water Heater (<= 55 gal)_E4_Baseline Forecast | Residential | Multi-Family Moderate Income | Existing | Water Heating | Natural Gas | Water Heater (<= 55 gal) | E4 | UEF 0.87 (Instantaneous, ENERGY STAR 4.0) | Baseline Forecast | bar: 2019 to 2051
Residential_Multi-Family Moderate Income_Existing_Water Heating_Natural Gas_Water Heater (<= 55 gal)_E5_Baseline Forecast | Residential | Multi-Family Moderate Income | Existing | Water Heating | Natural Gas | Water Heater (<= 55 gal) | E5 | UEF 0.95 (Instantaneous, ENERGY STAR 5.0) | Baseline Forecast | bar: 2019 to 2051
Residential_Multi-Family Moderate Income_Existing_Water Heating_Natural Gas_Water Heater (<= 55 gal)_E6_Baseline Forecast | Residential | Multi-Family Moderate Income | Existing | Water Heating | Natural Gas | Water Heater (<= 55 gal) | E6 | UEF 1.0+ (Gas-Fired HPWH) | Baseline Forecast | bar: 2019 to 2051
Residential_Multi-Family Moderate Income_Existing_Water Heating_Natural Gas_Water Heater (<= 55 gal)_E7_Baseline Forecast | Residential | Multi-Family Moderate Income | Existing | Water Heating | Natural Gas | Water Heater (<= 55 gal) | E7 | NEEA Gas-Fired Absorption HPWH (COP 1.3) | Baseline Forecast | bar: 2019 to 2051
Residential_Multi-Family Moderate Income_Existing_Water Heating_Natural Gas_Water Heater (<= 55 gal)_E8_Baseline Forecast | Residential | Multi-Family Moderate Income | Existing | Water Heating | Natural Gas | Water Heater (<= 55 gal) | E8 |  | Baseline Forecast | bar: 2019 to 2051
Residential_Multi-Family Moderate Income_Existing_Water Heating_Natural Gas_Water Heater (<= 55 gal)_E9_Baseline Forecast | Residential | Multi-Family Moderate Income | Existing | Water Heating | Natural Gas | Water Heater (<= 55 gal) | E9 |  | Baseline Forecast | bar: 2019 to 2051
Residential_Multi-Family Moderate Income_Existing_Water Heating_Natural Gas_Water Heater (<= 55 gal)_E10_Baseline Forecast | Residential | Multi-Family Moderate Income | Existing | Water Heating | Natural Gas | Water Heater (<= 55 gal) | E10 |  | Baseline Forecast | bar: 2019 to 2051
Residential_Multi-Family Moderate Income_Existing_Water Heating_Natural Gas_Water Heater (> 55 gal)_E1_Baseline Forecast | Residential | Multi-Family Moderate Income | Existing | Water Heating | Natural Gas | Water Heater (> 55 gal) | E1 | UEF 0.76 (Standard) | Baseline Forecast | 16.92% | 17.01% | 17.24% | 17.41% | 17.53% | 17.66% | 17.51% | 17.43% | 17.41% | 17.36% | 16.4% | 16.39% | 16.26% | 16.21% | 16.18% | 16.15% | 16.13% | 16.1% | 16.08% | 16.07% | 16.05% | 16.03% | 16.01% | 15.99% | 15.96% | 15.93% | 15.89% | 15.89% | 15.89% | 15.89% | 15.89% | 15.89% | 15.89%
Residential_Multi-Family Moderate Income_Existing_Water Heating_Natural Gas_Water Heater (> 55 gal)_E2_Baseline Forecast | Residential | Multi-Family Moderate Income | Existing | Water Heating | Natural Gas | Water Heater (> 55 gal) | E2 | UEF 0.78 (ENERGY STAR 4.0) | Baseline Forecast | 79.08% | 78.99% | 78.76% | 78.59% | 78.47% | 78.34% | 78.49% | 78.57% | 78.59% | 78.64% | 79.6% | 79.61% | 79.74% | 79.79% | 79.82% | 79.85% | 79.87% | 79.9% | 79.92% | 79.93% | 79.95% | 79.97% | 79.99% | 80.01% | 80.04% | 80.07% | 80.11% | 80.11% | 80.11% | 80.11% | 80.11% | 80.11% | 80.11%
Residential_Multi-Family Moderate Income_Existing_Water Heating_Natural Gas_Water Heater (> 55 gal)_E3_Baseline Forecast | Residential | Multi-Family Moderate Income | Existing | Water Heating | Natural Gas | Water Heater (> 55 gal) | E3 | UEF 0.86 (ENERGY STAR 5.0) | Baseline Forecast | bar: 2019 to 2051
Residential_Multi-Family Moderate Income_Existing_Water Heating_Natural Gas_Water Heater (> 55 gal)_E4_Baseline Forecast | Residential | Multi-Family Moderate Income | Existing | Water Heating | Natural Gas | Water Heater (> 55 gal) | E4 | UEF 0.87 (Instantaneous, ENERGY STAR 4.0) | Baseline Forecast | bar: 2019 to 2051
Residential_Multi-Family Moderate Income_Existing_Water Heating_Natural Gas_Water Heater (> 55 gal)_E5_Baseline Forecast | Residential | Multi-Family Moderate Income | Existing | Water Heating | Natural Gas | Water Heater (> 55 gal) | E5 | UEF 0.95 (Instantaneous, ENERGY STAR 5.0) | Baseline Forecast | bar: 2019 to 2051
Residential_Multi-Family Moderate Income_Existing_Water Heating_Natural Gas_Water Heater (> 55 gal)_E6_Baseline Forecast | Residential | Multi-Family Moderate Income | Existing | Water Heating | Natural Gas | Water Heater (> 55 gal) | E6 | UEF 1.0+ (Gas-Fired HPWH) | Baseline Forecast | bar: 2019 to 2051
Residential_Multi-Family Moderate Income_Existing_Water Heating_Natural Gas_Water Heater (> 55 gal)_E7_Baseline Forecast | Residential | Multi-Family Moderate Income | Existing | Water Heating | Natural Gas | Water Heater (> 55 gal) | E7 | NEEA Gas-Fired Absorption HPWH (COP 1.3) | Baseline Forecast | bar: 2019 to 2051
Residential_Multi-Family Moderate Income_Existing_Water Heating_Natural Gas_Water Heater (> 55 gal)_E8_Baseline Forecast | Residential | Multi-Family Moderate Income | Existing | Water Heating | Natural Gas | Water Heater (> 55 gal) | E8 |  | Baseline Forecast | bar: 2019 to 2051
Residential_Multi-Family Moderate Income_Existing_Water Heating_Natural Gas_Water Heater (> 55 gal)_E9_Baseline Forecast | Residential | Multi-Family Moderate Income | Existing | Water Heating | Natural Gas | Water Heater (> 55 gal) | E9 |  | Baseline Forecast | bar: 2019 to 2051
Residential_Multi-Family Moderate Income_Existing_Water Heating_Natural Gas_Water Heater (> 55 gal)_E10_Baseline Forecast | Residential | Multi-Family Moderate Income | Existing | Water Heating | Natural Gas | Water Heater (> 55 gal) | E10 |  | Baseline Forecast | bar: 2019 to 2051
Residential_Multi-Family Moderate Income_Existing_Appliances_Natural Gas_Clothes Dryer_E1_Baseline Forecast | Residential | Multi-Family Moderate Income | Existing | Appliances | Natural Gas | Clothes Dryer | E1 | Standard | Baseline Forecast | 55.7% | 55.7% | 55.7% | 55.7% | 55.7% | 55.7% | 55.69% | 55.69% | 55.68% | 55.68% | 55.67% | 55.67% | 55.66% | 55.65% | 55.65% | 55.64% | 55.64% | 55.63% | 55.63% | 55.62% | 55.62% | 55.61% | 55.61% | 55.61% | 55.6% | 55.6% | 55.6% | 55.6% | 55.6% | 55.6% | 55.6% | 55.61% | 55.61%
Residential_Multi-Family Moderate Income_Existing_Appliances_Natural Gas_Clothes Dryer_E2_Baseline Forecast | Residential | Multi-Family Moderate Income | Existing | Appliances | Natural Gas | Clothes Dryer | E2 | NEEA/ENERGY STAR (CE >60%) | Baseline Forecast | 44.3% | 44.3% | 44.3% | 44.3% | 44.3% | 44.3% | 44.31% | 44.31% | 44.32% | 44.32% | 44.33% | 44.33% | 44.34% | 44.35% | 44.35% | 44.36% | 44.36% | 44.37% | 44.37% | 44.38% | 44.38% | 44.39% | 44.39% | 44.39% | 44.4% | 44.4% | 44.4% | 44.4% | 44.4% | 44.4% | 44.4% | 44.39% | 44.39%
Residential_Multi-Family Moderate Income_Existing_Appliances_Natural Gas_Clothes Dryer_E3_Baseline Forecast | Residential | Multi-Family Moderate Income | Existing | Appliances | Natural Gas | Clothes Dryer | E3 |  | Baseline Forecast | bar: 2019 to 2051
Residential_Multi-Family Moderate Income_Existing_Appliances_Natural Gas_Clothes Dryer_E4_Baseline Forecast | Residential | Multi-Family Moderate Income | Existing | Appliances | Natural Gas | Clothes Dryer | E4 |  | Baseline Forecast | bar: 2019 to 2051
Residential_Multi-Family Moderate Income_Existing_Appliances_Natural Gas_Clothes Dryer_E5_Baseline Forecast | Residential | Multi-Family Moderate Income | Existing | Appliances | Natural Gas | Clothes Dryer | E5 |  | Baseline Forecast | bar: 2019 to 2051
Residential_Multi-Family Moderate Income_Existing_Appliances_Natural Gas_Clothes Dryer_E6_Baseline Forecast | Residential | Multi-Family Moderate Income | Existing | Appliances | Natural Gas | Clothes Dryer | E6 |  | Baseline Forecast | bar: 2019 to 2051
Residential_Multi-Family Moderate Income_Existing_Appliances_Natural Gas_Clothes Dryer_E7_Baseline Forecast | Residential | Multi-Family Moderate Income | Existing | Appliances | Natural Gas | Clothes Dryer | E7 |  | Baseline Forecast | bar: 2019 to 2051
Residential_Multi-Family Moderate Income_Existing_Appliances_Natural Gas_Clothes Dryer_E8_Baseline Forecast | Residential | Multi-Family Moderate Income | Existing | Appliances | Natural Gas | Clothes Dryer | E8 |  | Baseline Forecast | bar: 2019 to 2051
Residential_Multi-Family Moderate Income_Existing_Appliances_Natural Gas_Clothes Dryer_E9_Baseline Forecast | Residential | Multi-Family Moderate Income | Existing | Appliances | Natural Gas | Clothes Dryer | E9 |  | Baseline Forecast | bar: 2019 to 2051
Residential_Multi-Family Moderate Income_Existing_Appliances_Natural Gas_Clothes Dryer_E10_Baseline Forecast | Residential | Multi-Family Moderate Income | Existing | Appliances | Natural Gas | Clothes Dryer | E10 |  | Baseline Forecast | bar: 2019 to 2051
Residential_Multi-Family Moderate Income_Existing_Appliances_Natural Gas_Stove/Oven_E1_Baseline Forecast | Residential | Multi-Family Moderate Income | Existing | Appliances | Natural Gas | Stove/Oven | E1 | EF 0.399 | Baseline Forecast | 70.16% | 70.16% | 70.15% | 70.15% | 70.15% | 70.15% | 70.14% | 70.13% | 70.11% | 70.1% | 70.09% | 70.08% | 70.07% | 70.06% | 70.05% | 70.04% | 70.03% | 70.02% | 70.01% | 70% | 69.99% | 69.98% | 69.97% | 69.96% | 69.96% | 69.96% | 69.95% | 69.95% | 69.95% | 69.95% | 69.96% | 69.96% | 69.97%
Residential_Multi-Family Moderate Income_Existing_Appliances_Natural Gas_Stove/Oven_E2_Baseline Forecast | Residential | Multi-Family Moderate Income | Existing | Appliances | Natural Gas | Stove/Oven | E2 | High Efficiency (730 + 1660 IAEC) | Baseline Forecast | 29.84% | 29.84% | 29.85% | 29.85% | 29.85% | 29.85% | 29.86% | 29.87% | 29.89% | 29.9% | 29.91% | 29.92% | 29.93% | 29.94% | 29.95% | 29.96% | 29.97% | 29.98% | 29.99% | 30% | 30.01% | 30.02% | 30.03% | 30.04% | 30.04% | 30.04% | 30.05% | 30.05% | 30.05% | 30.05% | 30.04% | 30.04% | 30.03%
Residential_Multi-Family Moderate Income_Existing_Appliances_Natural Gas_Stove/Oven_E3_Baseline Forecast | Residential | Multi-Family Moderate Income | Existing | Appliances | Natural Gas | Stove/Oven | E3 |  | Baseline Forecast | bar: 2019 to 2051
Residential_Multi-Family Moderate Income_Existing_Appliances_Natural Gas_Stove/Oven_E4_Baseline Forecast | Residential | Multi-Family Moderate Income | Existing | Appliances | Natural Gas | Stove/Oven | E4 |  | Baseline Forecast | bar: 2019 to 2051
Residential_Multi-Family Moderate Income_Existing_Appliances_Natural Gas_Stove/Oven_E5_Baseline Forecast | Residential | Multi-Family Moderate Income | Existing | Appliances | Natural Gas | Stove/Oven | E5 |  | Baseline Forecast | bar: 2019 to 2051
Residential_Multi-Family Moderate Income_Existing_Appliances_Natural Gas_Stove/Oven_E6_Baseline Forecast | Residential | Multi-Family Moderate Income | Existing | Appliances | Natural Gas | Stove/Oven | E6 |  | Baseline Forecast | bar: 2019 to 2051
Residential_Multi-Family Moderate Income_Existing_Appliances_Natural Gas_Stove/Oven_E7_Baseline Forecast | Residential | Multi-Family Moderate Income | Existing | Appliances | Natural Gas | Stove/Oven | E7 |  | Baseline Forecast | bar: 2019 to 2051
Residential_Multi-Family Moderate Income_Existing_Appliances_Natural Gas_Stove/Oven_E8_Baseline Forecast | Residential | Multi-Family Moderate Income | Existing | Appliances | Natural Gas | Stove/Oven | E8 |  | Baseline Forecast | bar: 2019 to 2051
Residential_Multi-Family Moderate Income_Existing_Appliances_Natural Gas_Stove/Oven_E9_Baseline Forecast | Residential | Multi-Family Moderate Income | Existing | Appliances | Natural Gas | Stove/Oven | E9 |  | Baseline Forecast | bar: 2019 to 2051
Residential_Multi-Family Moderate Income_Existing_Appliances_Natural Gas_Stove/Oven_E10_Baseline Forecast | Residential | Multi-Family Moderate Income | Existing | Appliances | Natural Gas | Stove/Oven | E10 |  | Baseline Forecast | bar: 2019 to 2051
Residential_Multi-Family Moderate Income_Existing_Miscellaneous_Natural Gas_Pool Heater_E1_Baseline Forecast | Residential | Multi-Family Moderate Income | Existing | Miscellaneous | Natural Gas | Pool Heater | E1 | Standard (EF 0.82) | Baseline Forecast | 95% | 95% | 95% | 95% | 95% | 95% | 95% | 95% | 95% | 95% | 95% | 95% | 95% | 95% | 95% | 95% | 95% | 95% | 95% | 95% | 95% | 95% | 95% | 95% | 95% | 95% | 95% | 95% | 95% | 95% | 95% | 95% | 95%
Residential_Multi-Family Moderate Income_Existing_Miscellaneous_Natural Gas_Pool Heater_E2_Baseline Forecast | Residential | Multi-Family Moderate Income | Existing | Miscellaneous | Natural Gas | Pool Heater | E2 | High Efficiency (EF 0.84) | Baseline Forecast | bar: 2019 to 2051
Residential_Multi-Family Moderate Income_Existing_Miscellaneous_Natural Gas_Pool Heater_E3_Baseline Forecast | Residential | Multi-Family Moderate Income | Existing | Miscellaneous | Natural Gas | Pool Heater | E3 | Condensing (EF .94) | Baseline Forecast | bar: 2019 to 2051
Residential_Multi-Family Moderate Income_Existing_Miscellaneous_Natural Gas_Pool Heater_E4_Baseline Forecast | Residential | Multi-Family Moderate Income | Existing | Miscellaneous | Natural Gas | Pool Heater | E4 | Condensing w/Imp. HX (EF 0.95) | Baseline Forecast | bar: 2019 to 2051
Residential_Multi-Family Moderate Income_Existing_Miscellaneous_Natural Gas_Pool Heater_E5_Baseline Forecast | Residential | Multi-Family Moderate Income | Existing | Miscellaneous | Natural Gas | Pool Heater | E5 |  | Baseline Forecast | bar: 2019 to 2051
Residential_Multi-Family Moderate Income_Existing_Miscellaneous_Natural Gas_Pool Heater_E6_Baseline Forecast | Residential | Multi-Family Moderate Income | Existing | Miscellaneous | Natural Gas | Pool Heater | E6 |  | Baseline Forecast | bar: 2019 to 2051
Residential_Multi-Family Moderate Income_Existing_Miscellaneous_Natural Gas_Pool Heater_E7_Baseline Forecast | Residential | Multi-Family Moderate Income | Existing | Miscellaneous | Natural Gas | Pool Heater | E7 |  | Baseline Forecast | bar: 2019 to 2051
Residential_Multi-Family Moderate Income_Existing_Miscellaneous_Natural Gas_Pool Heater_E8_Baseline Forecast | Residential | Multi-Family Moderate Income | Existing | Miscellaneous | Natural Gas | Pool Heater | E8 |  | Baseline Forecast | bar: 2019 to 2051
Residential_Multi-Family Moderate Income_Existing_Miscellaneous_Natural Gas_Pool Heater_E9_Baseline Forecast | Residential | Multi-Family Moderate Income | Existing | Miscellaneous | Natural Gas | Pool Heater | E9 |  | Baseline Forecast | bar: 2019 to 2051
Residential_Multi-Family Moderate Income_Existing_Miscellaneous_Natural Gas_Pool Heater_E10_Baseline Forecast | Residential | Multi-Family Moderate Income | Existing | Miscellaneous | Natural Gas | Pool Heater | E10 |  | Baseline Forecast | bar: 2019 to 2051
Residential_Multi-Family Moderate Income_Existing_Miscellaneous_Natural Gas_Miscellaneous_E1_Baseline Forecast | Residential | Multi-Family Moderate Income | Existing | Miscellaneous | Natural Gas | Miscellaneous | E1 | Default | Baseline Forecast | 100% | 100% | 100% | 100% | 100% | 100% | 100% | 100% | 100% | 100% | 100% | 100% | 100% | 100% | 100% | 100% | 100% | 100% | 100% | 100% | 100% | 100% | 100% | 100% | 100% | 100% | 100% | 100% | 100% | 100% | 100% | 100% | 100%
Residential_Multi-Family Moderate Income_Existing_Miscellaneous_Natural Gas_Miscellaneous_E2_Baseline Forecast | Residential | Multi-Family Moderate Income | Existing | Miscellaneous | Natural Gas | Miscellaneous | E2 |  | Baseline Forecast | bar: 2019 to 2051
Residential_Multi-Family Moderate Income_Existing_Miscellaneous_Natural Gas_Miscellaneous_E3_Baseline Forecast | Residential | Multi-Family Moderate Income | Existing | Miscellaneous | Natural Gas | Miscellaneous | E3 |  | Baseline Forecast | bar: 2019 to 2051
Residential_Multi-Family Moderate Income_Existing_Miscellaneous_Natural Gas_Miscellaneous_E4_Baseline Forecast | Residential | Multi-Family Moderate Income | Existing | Miscellaneous | Natural Gas | Miscellaneous | E4 |  | Baseline Forecast | bar: 2019 to 2051
Residential_Multi-Family Moderate Income_Existing_Miscellaneous_Natural Gas_Miscellaneous_E5_Baseline Forecast | Residential | Multi-Family Moderate Income | Existing | Miscellaneous | Natural Gas | Miscellaneous | E5 |  | Baseline Forecast | bar: 2019 to 2051
Residential_Multi-Family Moderate Income_Existing_Miscellaneous_Natural Gas_Miscellaneous_E6_Baseline Forecast | Residential | Multi-Family Moderate Income | Existing | Miscellaneous | Natural Gas | Miscellaneous | E6 |  | Baseline Forecast | bar: 2019 to 2051
Residential_Multi-Family Moderate Income_Existing_Miscellaneous_Natural Gas_Miscellaneous_E7_Baseline Forecast | Residential | Multi-Family Moderate Income | Existing | Miscellaneous | Natural Gas | Miscellaneous | E7 |  | Baseline Forecast | bar: 2019 to 2051
Residential_Multi-Family Moderate Income_Existing_Miscellaneous_Natural Gas_Miscellaneous_E8_Baseline Forecast | Residential | Multi-Family Moderate Income | Existing | Miscellaneous | Natural Gas | Miscellaneous | E8 |  | Baseline Forecast | bar: 2019 to 2051
Residential_Multi-Family Moderate Income_Existing_Miscellaneous_Natural Gas_Miscellaneous_E9_Baseline Forecast | Residential | Multi-Family Moderate Income | Existing | Miscellaneous | Natural Gas | Miscellaneous | E9 |  | Baseline Forecast | bar: 2019 to 2051
Residential_Multi-Family Moderate Income_Existing_Miscellaneous_Natural Gas_Miscellaneous_E10_Baseline Forecast | Residential | Multi-Family Moderate Income | Existing | Miscellaneous | Natural Gas | Miscellaneous | E10 |  | Baseline Forecast | bar: 2019 to 2051
Residential_Multi-Family Moderate Income_New_Space Heating_Natural Gas_Furnace_E1_Baseline Forecast | Residential | Multi-Family Moderate Income | New | Space Heating | Natural Gas | Furnace | E1 | AFUE 80% | Baseline Forecast | 97.32% | 97.32% | 97.32% | 97.32% | 97.32% | 0% | 0% | 0% | 0% | 0% | 0% | 0% | 0% | 0% | 0% | 0% | 0% | 0% | 0% | 0% | 0% | 0% | 0% | 0% | 0% | 0% | 0% | 0% | 0% | 0% | 0% | 0% | 0%
Residential_Multi-Family Moderate Income_New_Space Heating_Natural Gas_Furnace_E2_Baseline Forecast | Residential | Multi-Family Moderate Income | New | Space Heating | Natural Gas | Furnace | E2 | AFUE 95% (ENERGY STAR 4.1) | Baseline Forecast | 2.549% | 2.549% | 2.549% | 2.55% | 2.549% | 0% | 0% | 0% | 0% | 0% | 0% | 0% | 0% | 0% | 0% | 0% | 0% | 0% | 0% | 0% | 0% | 0% | 0% | 0% | 0% | 0% | 0% | 0% | 0% | 0% | 0% | 0% | 0%
Residential_Multi-Family Moderate Income_New_Space Heating_Natural Gas_Furnace_E3_Baseline Forecast | Residential | Multi-Family Moderate Income | New | Space Heating | Natural Gas | Furnace | E3 | AFUE 97% (CEE Tier 3) | Baseline Forecast | bar: 2019 to 2051
Residential_Multi-Family Moderate Income_New_Space Heating_Natural Gas_Furnace_E4_Baseline Forecast | Residential | Multi-Family Moderate Income | New | Space Heating | Natural Gas | Furnace | E4 | Convert to Gas-Fired ASHP | Baseline Forecast | 0% | 0% | 0% | 0% | 0% | 0.0001924% | 0.0001925% | 0.0001925% | 0.0001926% | 0.0001926% | 0.0001927% | 0.0001927% | 0.0001926% | 0.0001925% | 0.0001923% | 0.0001921% | 0.0001919% | 0.0001917% | 0.0001914% | 0.0001912% | 0.000191% | 0.0001909% | 0.0001908% | 0.0001907% | 0.0001905% | 0.0001904% | 0.0001902% | 0.0001901% | 0.0001899% | 0.0001897% | 0.0001895% | 0.0001893% | 0.0001891%
Residential_Multi-Family Moderate Income_New_Space Heating_Natural Gas_Furnace_E5_Baseline Forecast | Residential | Multi-Family Moderate Income | New | Space Heating | Natural Gas | Furnace | E5 | ASHP with AFUE 80% Backup | Baseline Forecast | 0.1266% | 0.1266% | 0.1267% | 0.1268% | 0.1267% | 100% | 100% | 100% | 100% | 100% | 100% | 100% | 100% | 100% | 100% | 100% | 100% | 100% | 100% | 100% | 100% | 100% | 100% | 100% | 100% | 100% | 100% | 100% | 100% | 100% | 100% | 100% | 100%
Residential_Multi-Family Moderate Income_New_Space Heating_Natural Gas_Furnace_E6_Baseline Forecast | Residential | Multi-Family Moderate Income | New | Space Heating | Natural Gas | Furnace | E6 | ASHP with AFUE 95% backup | Baseline Forecast | bar: 2019 to 2051
Residential_Multi-Family Moderate Income_New_Space Heating_Natural Gas_Furnace_E7_Baseline Forecast | Residential | Multi-Family Moderate Income | New | Space Heating | Natural Gas | Furnace | E7 |  | Baseline Forecast | bar: 2019 to 2051
Residential_Multi-Family Moderate Income_New_Space Heating_Natural Gas_Furnace_E8_Baseline Forecast | Residential | Multi-Family Moderate Income | New | Space Heating | Natural Gas | Furnace | E8 |  | Baseline Forecast | bar: 2019 to 2051
Residential_Multi-Family Moderate Income_New_Space Heating_Natural Gas_Furnace_E9_Baseline Forecast | Residential | Multi-Family Moderate Income | New | Space Heating | Natural Gas | Furnace | E9 |  | Baseline Forecast | bar: 2019 to 2051
Residential_Multi-Family Moderate Income_New_Space Heating_Natural Gas_Furnace_E10_Baseline Forecast | Residential | Multi-Family Moderate Income | New | Space Heating | Natural Gas | Furnace | E10 |  | Baseline Forecast | bar: 2019 to 2051
Residential_Multi-Family Moderate Income_New_Space Heating_Natural Gas_Boiler_E1_Baseline Forecast | Residential | Multi-Family Moderate Income | New | Space Heating | Natural Gas | Boiler | E1 | AFUE 80% | Baseline Forecast | 99.28% | 99.28% | 0% | 0% | 0% | 0% | 0% | 0% | 0% | 0% | 0% | 0% | 0% | 0% | 0% | 0% | 0% | 0% | 0% | 0% | 0% | 0% | 0% | 0% | 0% | 0% | 0% | 0% | 0% | 0% | 0% | 0% | 0%
Residential_Multi-Family Moderate Income_New_Space Heating_Natural Gas_Boiler_E2_Baseline Forecast | Residential | Multi-Family Moderate Income | New | Space Heating | Natural Gas | Boiler | E2 | AFUE 82% | Baseline Forecast | 0% | 0% | 98.43% | 98.43% | 98.44% | 0% | 0% | 0% | 0% | 0% | 0% | 0% | 0% | 0% | 0% | 0% | 0% | 0% | 0% | 0% | 0% | 0% | 0% | 0% | 0% | 0% | 0% | 0% | 0% | 0% | 0% | 0% | 0%
Residential_Multi-Family Moderate Income_New_Space Heating_Natural Gas_Boiler_E3_Baseline Forecast | Residential | Multi-Family Moderate Income | New | Space Heating | Natural Gas | Boiler | E3 | AFUE 85% | Baseline Forecast | bar: 2019 to 2051
Residential_Multi-Family Moderate Income_New_Space Heating_Natural Gas_Boiler_E4_Baseline Forecast | Residential | Multi-Family Moderate Income | New | Space Heating | Natural Gas | Boiler | E4 | AFUE 90% | Baseline Forecast | bar: 2019 to 2051
Residential_Multi-Family Moderate Income_New_Space Heating_Natural Gas_Boiler_E5_Baseline Forecast | Residential | Multi-Family Moderate Income | New | Space Heating | Natural Gas | Boiler | E5 | AFUE 95% | Baseline Forecast | bar: 2019 to 2051
Residential_Multi-Family Moderate Income_New_Space Heating_Natural Gas_Boiler_E6_Baseline Forecast | Residential | Multi-Family Moderate Income | New | Space Heating | Natural Gas | Boiler | E6 | Convert to Gas-Fired ASHP | Baseline Forecast | 0% | 0% | 0% | 0% | 0% | 1.132% | 1.132% | 1.132% | 1.133% | 1.133% | 1.133% | 1.133% | 1.133% | 1.132% | 1.132% | 1.131% | 1.13% | 1.129% | 1.128% | 1.127% | 1.127% | 1.126% | 1.125% | 1.125% | 1.124% | 1.124% | 1.123% | 1.122% | 1.121% | 1.121% | 1.12% | 1.119% | 1.118%
Residential_Multi-Family Moderate Income_New_Space Heating_Natural Gas_Boiler_E7_Baseline Forecast | Residential | Multi-Family Moderate Income | New | Space Heating | Natural Gas | Boiler | E7 | ASHP with AFUE 80% Backup | Baseline Forecast | 0.7168% | 0.717% | 1.565% | 1.566% | 1.565% | 98.87% | 98.87% | 98.87% | 98.87% | 98.87% | 98.87% | 98.87% | 98.87% | 98.87% | 98.87% | 98.87% | 98.87% | 98.87% | 98.87% | 98.87% | 98.87% | 98.87% | 98.87% | 98.88% | 98.88% | 98.88% | 98.88% | 98.88% | 98.88% | 98.88% | 98.88% | 98.88% | 98.88%
Residential_Multi-Family Moderate Income_New_Space Heating_Natural Gas_Boiler_E8_Baseline Forecast | Residential | Multi-Family Moderate Income | New | Space Heating | Natural Gas | Boiler | E8 | ASHP with AFUE 95% backup | Baseline Forecast | bar: 2019 to 2051
Residential_Multi-Family Moderate Income_New_Space Heating_Natural Gas_Boiler_E9_Baseline Forecast | Residential | Multi-Family Moderate Income | New | Space Heating | Natural Gas | Boiler | E9 |  | Baseline Forecast | bar: 2019 to 2051
Residential_Multi-Family Moderate Income_New_Space Heating_Natural Gas_Boiler_E10_Baseline Forecast | Residential | Multi-Family Moderate Income | New | Space Heating | Natural Gas | Boiler | E10 |  | Baseline Forecast | bar: 2019 to 2051
Residential_Multi-Family Moderate Income_New_Secondary Heating_Natural Gas_Fireplace_E1_Baseline Forecast | Residential | Multi-Family Moderate Income | New | Secondary Heating | Natural Gas | Fireplace | E1 | Baseline (>50% FE) | Baseline Forecast | 100% | 100% | 100% | 100% | 100% | 100% | 100% | 100% | 100% | 100% | 100% | 100% | 100% | 100% | 100% | 100% | 100% | 100% | 100% | 100% | 100% | 100% | 100% | 100% | 100% | 100% | 100% | 100% | 100% | 100% | 100% | 100% | 100%
Residential_Multi-Family Moderate Income_New_Secondary Heating_Natural Gas_Fireplace_E2_Baseline Forecast | Residential | Multi-Family Moderate Income | New | Secondary Heating | Natural Gas | Fireplace | E2 | Tier 1 (70% FE) | Baseline Forecast | bar: 2019 to 2051
Residential_Multi-Family Moderate Income_New_Secondary Heating_Natural Gas_Fireplace_E3_Baseline Forecast | Residential | Multi-Family Moderate Income | New | Secondary Heating | Natural Gas | Fireplace | E3 | Tier 2 (>75% FE) | Baseline Forecast | bar: 2019 to 2051
Residential_Multi-Family Moderate Income_New_Secondary Heating_Natural Gas_Fireplace_E4_Baseline Forecast | Residential | Multi-Family Moderate Income | New | Secondary Heating | Natural Gas | Fireplace | E4 |  | Baseline Forecast | bar: 2019 to 2051
Residential_Multi-Family Moderate Income_New_Secondary Heating_Natural Gas_Fireplace_E5_Baseline Forecast | Residential | Multi-Family Moderate Income | New | Secondary Heating | Natural Gas | Fireplace | E5 |  | Baseline Forecast | bar: 2019 to 2051
Residential_Multi-Family Moderate Income_New_Secondary Heating_Natural Gas_Fireplace_E6_Baseline Forecast | Residential | Multi-Family Moderate Income | New | Secondary Heating | Natural Gas | Fireplace | E6 |  | Baseline Forecast | bar: 2019 to 2051
Residential_Multi-Family Moderate Income_New_Secondary Heating_Natural Gas_Fireplace_E7_Baseline Forecast | Residential | Multi-Family Moderate Income | New | Secondary Heating | Natural Gas | Fireplace | E7 |  | Baseline Forecast | bar: 2019 to 2051
Residential_Multi-Family Moderate Income_New_Secondary Heating_Natural Gas_Fireplace_E8_Baseline Forecast | Residential | Multi-Family Moderate Income | New | Secondary Heating | Natural Gas | Fireplace | E8 |  | Baseline Forecast | bar: 2019 to 2051
Residential_Multi-Family Moderate Income_New_Secondary Heating_Natural Gas_Fireplace_E9_Baseline Forecast | Residential | Multi-Family Moderate Income | New | Secondary Heating | Natural Gas | Fireplace | E9 |  | Baseline Forecast | bar: 2019 to 2051
Residential_Multi-Family Moderate Income_New_Secondary Heating_Natural Gas_Fireplace_E10_Baseline Forecast | Residential | Multi-Family Moderate Income | New | Secondary Heating | Natural Gas | Fireplace | E10 |  | Baseline Forecast | bar: 2019 to 2051
Residential_Multi-Family Moderate Income_New_Water Heating_Natural Gas_Water Heater (<= 55 gal)_E1_Baseline Forecast | Residential | Multi-Family Moderate Income | New | Water Heating | Natural Gas | Water Heater (<= 55 gal) | E1 | UEF 0.58 (Standard) | Baseline Forecast | 16.97% | 17.06% | 17.29% | 17.46% | 0% | 0% | 0% | 0% | 0% | 0% | 0% | 0% | 0% | 0% | 0% | 0% | 0% | 0% | 0% | 0% | 0% | 0% | 0% | 0% | 0% | 0% | 0% | 0% | 0% | 0% | 0% | 0% | 0%
Residential_Multi-Family Moderate Income_New_Water Heating_Natural Gas_Water Heater (<= 55 gal)_E2_Baseline Forecast | Residential | Multi-Family Moderate Income | New | Water Heating | Natural Gas | Water Heater (<= 55 gal) | E2 | UEF 0.64 (ENERGY STAR 4.0) | Baseline Forecast | 79.03% | 78.94% | 78.71% | 78.54% | 0% | 0% | 0% | 0% | 0% | 0% | 0% | 0% | 0% | 0% | 0% | 0% | 0% | 0% | 0% | 0% | 0% | 0% | 0% | 0% | 0% | 0% | 0% | 0% | 0% | 0% | 0% | 0% | 0%
Residential_Multi-Family Moderate Income_New_Water Heating_Natural Gas_Water Heater (<= 55 gal)_E3_Baseline Forecast | Residential | Multi-Family Moderate Income | New | Water Heating | Natural Gas | Water Heater (<= 55 gal) | E3 | UEF 0.81 (ENERGY STAR 5.0) | Baseline Forecast | 3.999% | 3.999% | 3.998% | 3.998% | 0% | 0% | 0% | 0% | 0% | 0% | 0% | 0% | 0% | 0% | 0% | 0% | 0% | 0% | 0% | 0% | 0% | 0% | 0% | 0% | 0% | 0% | 0% | 0% | 0% | 0% | 0% | 0% | 0%
Residential_Multi-Family Moderate Income_New_Water Heating_Natural Gas_Water Heater (<= 55 gal)_E4_Baseline Forecast | Residential | Multi-Family Moderate Income | New | Water Heating | Natural Gas | Water Heater (<= 55 gal) | E4 | UEF 0.87 (Instantaneous, ENERGY STAR 4.0) | Baseline Forecast | bar: 2019 to 2051
Residential_Multi-Family Moderate Income_New_Water Heating_Natural Gas_Water Heater (<= 55 gal)_E5_Baseline Forecast | Residential | Multi-Family Moderate Income | New | Water Heating | Natural Gas | Water Heater (<= 55 gal) | E5 | UEF 0.95 (Instantaneous, ENERGY STAR 5.0) | Baseline Forecast | bar: 2019 to 2051
Residential_Multi-Family Moderate Income_New_Water Heating_Natural Gas_Water Heater (<= 55 gal)_E6_Baseline Forecast | Residential | Multi-Family Moderate Income | New | Water Heating | Natural Gas | Water Heater (<= 55 gal) | E6 | UEF 1.0+ (Gas-Fired HPWH) | Baseline Forecast | bar: 2019 to 2051
Residential_Multi-Family Moderate Income_New_Water Heating_Natural Gas_Water Heater (<= 55 gal)_E7_Baseline Forecast | Residential | Multi-Family Moderate Income | New | Water Heating | Natural Gas | Water Heater (<= 55 gal) | E7 | NEEA Gas-Fired Absorption HPWH (COP 1.3) | Baseline Forecast | bar: 2019 to 2051
Residential_Multi-Family Moderate Income_New_Water Heating_Natural Gas_Water Heater (<= 55 gal)_E8_Baseline Forecast | Residential | Multi-Family Moderate Income | New | Water Heating | Natural Gas | Water Heater (<= 55 gal) | E8 |  | Baseline Forecast | bar: 2019 to 2051
Residential_Multi-Family Moderate Income_New_Water Heating_Natural Gas_Water Heater (<= 55 gal)_E9_Baseline Forecast | Residential | Multi-Family Moderate Income | New | Water Heating | Natural Gas | Water Heater (<= 55 gal) | E9 |  | Baseline Forecast | bar: 2019 to 2051
Residential_Multi-Family Moderate Income_New_Water Heating_Natural Gas_Water Heater (<= 55 gal)_E10_Baseline Forecast | Residential | Multi-Family Moderate Income | New | Water Heating | Natural Gas | Water Heater (<= 55 gal) | E10 |  | Baseline Forecast | bar: 2019 to 2051
Residential_Multi-Family Moderate Income_New_Water Heating_Natural Gas_Water Heater (> 55 gal)_E1_Baseline Forecast | Residential | Multi-Family Moderate Income | New | Water Heating | Natural Gas | Water Heater (> 55 gal) | E1 | UEF 0.76 (Standard) | Baseline Forecast | 16.97% | 17.06% | 17.29% | 17.46% | 0% | 0% | 0% | 0% | 0% | 0% | 0% | 0% | 0% | 0% | 0% | 0% | 0% | 0% | 0% | 0% | 0% | 0% | 0% | 0% | 0% | 0% | 0% | 0% | 0% | 0% | 0% | 0% | 0%
Residential_Multi-Family Moderate Income_New_Water Heating_Natural Gas_Water Heater (> 55 gal)_E2_Baseline Forecast | Residential | Multi-Family Moderate Income | New | Water Heating | Natural Gas | Water Heater (> 55 gal) | E2 | UEF 0.78 (ENERGY STAR 4.0) | Baseline Forecast | 79.03% | 78.94% | 78.71% | 78.54% | 0% | 0% | 0% | 0% | 0% | 0% | 0% | 0% | 0% | 0% | 0% | 0% | 0% | 0% | 0% | 0% | 0% | 0% | 0% | 0% | 0% | 0% | 0% | 0% | 0% | 0% | 0% | 0% | 0%
Residential_Multi-Family Moderate Income_New_Water Heating_Natural Gas_Water Heater (> 55 gal)_E3_Baseline Forecast | Residential | Multi-Family Moderate Income | New | Water Heating | Natural Gas | Water Heater (> 55 gal) | E3 | UEF 0.86 (ENERGY STAR 5.0) | Baseline Forecast | 3.999% | 3.999% | 3.998% | 3.998% | 0% | 0% | 0% | 0% | 0% | 0% | 0% | 0% | 0% | 0% | 0% | 0% | 0% | 0% | 0% | 0% | 0% | 0% | 0% | 0% | 0% | 0% | 0% | 0% | 0% | 0% | 0% | 0% | 0%
Residential_Multi-Family Moderate Income_New_Water Heating_Natural Gas_Water Heater (> 55 gal)_E4_Baseline Forecast | Residential | Multi-Family Moderate Income | New | Water Heating | Natural Gas | Water Heater (> 55 gal) | E4 | UEF 0.87 (Instantaneous, ENERGY STAR 4.0) | Baseline Forecast | bar: 2019 to 2051
Residential_Multi-Family Moderate Income_New_Water Heating_Natural Gas_Water Heater (> 55 gal)_E5_Baseline Forecast | Residential | Multi-Family Moderate Income | New | Water Heating | Natural Gas | Water Heater (> 55 gal) | E5 | UEF 0.95 (Instantaneous, ENERGY STAR 5.0) | Baseline Forecast | bar: 2019 to 2051
Residential_Multi-Family Moderate Income_New_Water Heating_Natural Gas_Water Heater (> 55 gal)_E6_Baseline Forecast | Residential | Multi-Family Moderate Income | New | Water Heating | Natural Gas | Water Heater (> 55 gal) | E6 | UEF 1.0+ (Gas-Fired HPWH) | Baseline Forecast | bar: 2019 to 2051
Residential_Multi-Family Moderate Income_New_Water Heating_Natural Gas_Water Heater (> 55 gal)_E7_Baseline Forecast | Residential | Multi-Family Moderate Income | New | Water Heating | Natural Gas | Water Heater (> 55 gal) | E7 | NEEA Gas-Fired Absorption HPWH (COP 1.3) | Baseline Forecast | bar: 2019 to 2051
Residential_Multi-Family Moderate Income_New_Water Heating_Natural Gas_Water Heater (> 55 gal)_E8_Baseline Forecast | Residential | Multi-Family Moderate Income | New | Water Heating | Natural Gas | Water Heater (> 55 gal) | E8 |  | Baseline Forecast | bar: 2019 to 2051
Residential_Multi-Family Moderate Income_New_Water Heating_Natural Gas_Water Heater (> 55 gal)_E9_Baseline Forecast | Residential | Multi-Family Moderate Income | New | Water Heating | Natural Gas | Water Heater (> 55 gal) | E9 |  | Baseline Forecast | bar: 2019 to 2051
Residential_Multi-Family Moderate Income_New_Water Heating_Natural Gas_Water Heater (> 55 gal)_E10_Baseline Forecast | Residential | Multi-Family Moderate Income | New | Water Heating | Natural Gas | Water Heater (> 55 gal) | E10 |  | Baseline Forecast | bar: 2019 to 2051
Residential_Multi-Family Moderate Income_New_Appliances_Natural Gas_Clothes Dryer_E1_Baseline Forecast | Residential | Multi-Family Moderate Income | New | Appliances | Natural Gas | Clothes Dryer | E1 | Standard | Baseline Forecast | 55.71% | 55.71% | 55.71% | 55.71% | 55.71% | 55.7% | 55.7% | 55.69% | 55.69% | 55.68% | 55.68% | 55.67% | 55.67% | 55.66% | 55.66% | 55.65% | 55.65% | 55.64% | 55.64% | 55.63% | 55.63% | 55.62% | 55.62% | 55.61% | 55.61% | 55.61% | 55.61% | 55.61% | 55.61% | 55.61% | 55.61% | 55.61% | 55.62%
Residential_Multi-Family Moderate Income_New_Appliances_Natural Gas_Clothes Dryer_E2_Baseline Forecast | Residential | Multi-Family Moderate Income | New | Appliances | Natural Gas | Clothes Dryer | E2 | NEEA/ENERGY STAR (CE >60%) | Baseline Forecast | 44.29% | 44.29% | 44.29% | 44.29% | 44.29% | 44.3% | 44.3% | 44.31% | 44.31% | 44.32% | 44.32% | 44.33% | 44.33% | 44.34% | 44.34% | 44.35% | 44.35% | 44.36% | 44.36% | 44.37% | 44.37% | 44.38% | 44.38% | 44.39% | 44.39% | 44.39% | 44.39% | 44.39% | 44.39% | 44.39% | 44.39% | 44.39% | 44.38%
Residential_Multi-Family Moderate Income_New_Appliances_Natural Gas_Clothes Dryer_E3_Baseline Forecast | Residential | Multi-Family Moderate Income | New | Appliances | Natural Gas | Clothes Dryer | E3 |  | Baseline Forecast | bar: 2019 to 2051
Residential_Multi-Family Moderate Income_New_Appliances_Natural Gas_Clothes Dryer_E4_Baseline Forecast | Residential | Multi-Family Moderate Income | New | Appliances | Natural Gas | Clothes Dryer | E4 |  | Baseline Forecast | bar: 2019 to 2051
Residential_Multi-Family Moderate Income_New_Appliances_Natural Gas_Clothes Dryer_E5_Baseline Forecast | Residential | Multi-Family Moderate Income | New | Appliances | Natural Gas | Clothes Dryer | E5 |  | Baseline Forecast | bar: 2019 to 2051
Residential_Multi-Family Moderate Income_New_Appliances_Natural Gas_Clothes Dryer_E6_Baseline Forecast | Residential | Multi-Family Moderate Income | New | Appliances | Natural Gas | Clothes Dryer | E6 |  | Baseline Forecast | bar: 2019 to 2051
Residential_Multi-Family Moderate Income_New_Appliances_Natural Gas_Clothes Dryer_E7_Baseline Forecast | Residential | Multi-Family Moderate Income | New | Appliances | Natural Gas | Clothes Dryer | E7 |  | Baseline Forecast | bar: 2019 to 2051
Residential_Multi-Family Moderate Income_New_Appliances_Natural Gas_Clothes Dryer_E8_Baseline Forecast | Residential | Multi-Family Moderate Income | New | Appliances | Natural Gas | Clothes Dryer | E8 |  | Baseline Forecast | bar: 2019 to 2051
Residential_Multi-Family Moderate Income_New_Appliances_Natural Gas_Clothes Dryer_E9_Baseline Forecast | Residential | Multi-Family Moderate Income | New | Appliances | Natural Gas | Clothes Dryer | E9 |  | Baseline Forecast | bar: 2019 to 2051
Residential_Multi-Family Moderate Income_New_Appliances_Natural Gas_Clothes Dryer_E10_Baseline Forecast | Residential | Multi-Family Moderate Income | New | Appliances | Natural Gas | Clothes Dryer | E10 |  | Baseline Forecast | bar: 2019 to 2051
Residential_Multi-Family Moderate Income_New_Appliances_Natural Gas_Stove/Oven_E1_Baseline Forecast | Residential | Multi-Family Moderate Income | New | Appliances | Natural Gas | Stove/Oven | E1 | EF 0.399 | Baseline Forecast | 70.16% | 70.16% | 70.15% | 70.15% | 70.15% | 70.15% | 70.14% | 70.13% | 70.12% | 70.1% | 70.09% | 70.08% | 70.07% | 70.06% | 70.05% | 70.04% | 70.03% | 70.02% | 70.01% | 70% | 69.99% | 69.98% | 69.97% | 69.96% | 69.96% | 69.96% | 69.95% | 69.95% | 69.95% | 69.95% | 69.96% | 69.96% | 69.97%
Residential_Multi-Family Moderate Income_New_Appliances_Natural Gas_Stove/Oven_E2_Baseline Forecast | Residential | Multi-Family Moderate Income | New | Appliances | Natural Gas | Stove/Oven | E2 | High Efficiency (730 + 1660 IAEC) | Baseline Forecast | 29.84% | 29.84% | 29.85% | 29.85% | 29.85% | 29.85% | 29.86% | 29.87% | 29.88% | 29.9% | 29.91% | 29.92% | 29.93% | 29.94% | 29.95% | 29.96% | 29.97% | 29.98% | 29.99% | 30% | 30.01% | 30.02% | 30.03% | 30.04% | 30.04% | 30.04% | 30.05% | 30.05% | 30.05% | 30.05% | 30.04% | 30.04% | 30.03%
Residential_Multi-Family Moderate Income_New_Appliances_Natural Gas_Stove/Oven_E3_Baseline Forecast | Residential | Multi-Family Moderate Income | New | Appliances | Natural Gas | Stove/Oven | E3 |  | Baseline Forecast | bar: 2019 to 2051
Residential_Multi-Family Moderate Income_New_Appliances_Natural Gas_Stove/Oven_E4_Baseline Forecast | Residential | Multi-Family Moderate Income | New | Appliances | Natural Gas | Stove/Oven | E4 |  | Baseline Forecast | bar: 2019 to 2051
Residential_Multi-Family Moderate Income_New_Appliances_Natural Gas_Stove/Oven_E5_Baseline Forecast | Residential | Multi-Family Moderate Income | New | Appliances | Natural Gas | Stove/Oven | E5 |  | Baseline Forecast | bar: 2019 to 2051
Residential_Multi-Family Moderate Income_New_Appliances_Natural Gas_Stove/Oven_E6_Baseline Forecast | Residential | Multi-Family Moderate Income | New | Appliances | Natural Gas | Stove/Oven | E6 |  | Baseline Forecast | bar: 2019 to 2051
Residential_Multi-Family Moderate Income_New_Appliances_Natural Gas_Stove/Oven_E7_Baseline Forecast | Residential | Multi-Family Moderate Income | New | Appliances | Natural Gas | Stove/Oven | E7 |  | Baseline Forecast | bar: 2019 to 2051
Residential_Multi-Family Moderate Income_New_Appliances_Natural Gas_Stove/Oven_E8_Baseline Forecast | Residential | Multi-Family Moderate Income | New | Appliances | Natural Gas | Stove/Oven | E8 |  | Baseline Forecast | bar: 2019 to 2051
Residential_Multi-Family Moderate Income_New_Appliances_Natural Gas_Stove/Oven_E9_Baseline Forecast | Residential | Multi-Family Moderate Income | New | Appliances | Natural Gas | Stove/Oven | E9 |  | Baseline Forecast | bar: 2019 to 2051
Residential_Multi-Family Moderate Income_New_Appliances_Natural Gas_Stove/Oven_E10_Baseline Forecast | Residential | Multi-Family Moderate Income | New | Appliances | Natural Gas | Stove/Oven | E10 |  | Baseline Forecast | bar: 2019 to 2051
Residential_Multi-Family Moderate Income_New_Miscellaneous_Natural Gas_Pool Heater_E1_Baseline Forecast | Residential | Multi-Family Moderate Income | New | Miscellaneous | Natural Gas | Pool Heater | E1 | Standard (EF 0.82) | Baseline Forecast | 95% | 95% | 95% | 95% | 95% | 95% | 95% | 95% | 95% | 95% | 95% | 95% | 95% | 95% | 95% | 95% | 95% | 95% | 95% | 95% | 95% | 95% | 95% | 95% | 95% | 95% | 95% | 95% | 95% | 95% | 95% | 95% | 95%
Residential_Multi-Family Moderate Income_New_Miscellaneous_Natural Gas_Pool Heater_E2_Baseline Forecast | Residential | Multi-Family Moderate Income | New | Miscellaneous | Natural Gas | Pool Heater | E2 | High Efficiency (EF 0.84) | Baseline Forecast | bar: 2019 to 2051
Residential_Multi-Family Moderate Income_New_Miscellaneous_Natural Gas_Pool Heater_E3_Baseline Forecast | Residential | Multi-Family Moderate Income | New | Miscellaneous | Natural Gas | Pool Heater | E3 | Condensing (EF .94) | Baseline Forecast | bar: 2019 to 2051
Residential_Multi-Family Moderate Income_New_Miscellaneous_Natural Gas_Pool Heater_E4_Baseline Forecast | Residential | Multi-Family Moderate Income | New | Miscellaneous | Natural Gas | Pool Heater | E4 | Condensing w/Imp. HX (EF 0.95) | Baseline Forecast | bar: 2019 to 2051
Residential_Multi-Family Moderate Income_New_Miscellaneous_Natural Gas_Pool Heater_E5_Baseline Forecast | Residential | Multi-Family Moderate Income | New | Miscellaneous | Natural Gas | Pool Heater | E5 |  | Baseline Forecast | bar: 2019 to 2051
Residential_Multi-Family Moderate Income_New_Miscellaneous_Natural Gas_Pool Heater_E6_Baseline Forecast | Residential | Multi-Family Moderate Income | New | Miscellaneous | Natural Gas | Pool Heater | E6 |  | Baseline Forecast | bar: 2019 to 2051
Residential_Multi-Family Moderate Income_New_Miscellaneous_Natural Gas_Pool Heater_E7_Baseline Forecast | Residential | Multi-Family Moderate Income | New | Miscellaneous | Natural Gas | Pool Heater | E7 |  | Baseline Forecast | bar: 2019 to 2051
Residential_Multi-Family Moderate Income_New_Miscellaneous_Natural Gas_Pool Heater_E8_Baseline Forecast | Residential | Multi-Family Moderate Income | New | Miscellaneous | Natural Gas | Pool Heater | E8 |  | Baseline Forecast | bar: 2019 to 2051
Residential_Multi-Family Moderate Income_New_Miscellaneous_Natural Gas_Pool Heater_E9_Baseline Forecast | Residential | Multi-Family Moderate Income | New | Miscellaneous | Natural Gas | Pool Heater | E9 |  | Baseline Forecast | bar: 2019 to 2051
Residential_Multi-Family Moderate Income_New_Miscellaneous_Natural Gas_Pool Heater_E10_Baseline Forecast | Residential | Multi-Family Moderate Income | New | Miscellaneous | Natural Gas | Pool Heater | E10 |  | Baseline Forecast | bar: 2019 to 2051
Residential_Multi-Family Moderate Income_New_Miscellaneous_Natural Gas_Miscellaneous_E1_Baseline Forecast | Residential | Multi-Family Moderate Income | New | Miscellaneous | Natural Gas | Miscellaneous | E1 | Default | Baseline Forecast | 100% | 100% | 100% | 100% | 100% | 100% | 100% | 100% | 100% | 100% | 100% | 100% | 100% | 100% | 100% | 100% | 100% | 100% | 100% | 100% | 100% | 100% | 100% | 100% | 100% | 100% | 100% | 100% | 100% | 100% | 100% | 100% | 100%
Residential_Multi-Family Moderate Income_New_Miscellaneous_Natural Gas_Miscellaneous_E2_Baseline Forecast | Residential | Multi-Family Moderate Income | New | Miscellaneous | Natural Gas | Miscellaneous | E2 |  | Baseline Forecast | bar: 2019 to 2051
Residential_Multi-Family Moderate Income_New_Miscellaneous_Natural Gas_Miscellaneous_E3_Baseline Forecast | Residential | Multi-Family Moderate Income | New | Miscellaneous | Natural Gas | Miscellaneous | E3 |  | Baseline Forecast | bar: 2019 to 2051
Residential_Multi-Family Moderate Income_New_Miscellaneous_Natural Gas_Miscellaneous_E4_Baseline Forecast | Residential | Multi-Family Moderate Income | New | Miscellaneous | Natural Gas | Miscellaneous | E4 |  | Baseline Forecast | bar: 2019 to 2051
Residential_Multi-Family Moderate Income_New_Miscellaneous_Natural Gas_Miscellaneous_E5_Baseline Forecast | Residential | Multi-Family Moderate Income | New | Miscellaneous | Natural Gas | Miscellaneous | E5 |  | Baseline Forecast | bar: 2019 to 2051
Residential_Multi-Family Moderate Income_New_Miscellaneous_Natural Gas_Miscellaneous_E6_Baseline Forecast | Residential | Multi-Family Moderate Income | New | Miscellaneous | Natural Gas | Miscellaneous | E6 |  | Baseline Forecast | bar: 2019 to 2051
Residential_Multi-Family Moderate Income_New_Miscellaneous_Natural Gas_Miscellaneous_E7_Baseline Forecast | Residential | Multi-Family Moderate Income | New | Miscellaneous | Natural Gas | Miscellaneous | E7 |  | Baseline Forecast | bar: 2019 to 2051
Residential_Multi-Family Moderate Income_New_Miscellaneous_Natural Gas_Miscellaneous_E8_Baseline Forecast | Residential | Multi-Family Moderate Income | New | Miscellaneous | Natural Gas | Miscellaneous | E8 |  | Baseline Forecast | bar: 2019 to 2051
Residential_Multi-Family Moderate Income_New_Miscellaneous_Natural Gas_Miscellaneous_E9_Baseline Forecast | Residential | Multi-Family Moderate Income | New | Miscellaneous | Natural Gas | Miscellaneous | E9 |  | Baseline Forecast | bar: 2019 to 2051
Residential_Multi-Family Moderate Income_New_Miscellaneous_Natural Gas_Miscellaneous_E10_Baseline Forecast | Residential | Multi-Family Moderate Income | New | Miscellaneous | Natural Gas | Miscellaneous | E10 |  | Baseline Forecast | bar: 2019 to 2051
Residential_Multi-Family Low Income_Existing_Space Heating_Natural Gas_Furnace_E1_Baseline Forecast | Residential | Multi-Family Low Income | Existing | Space Heating | Natural Gas | Furnace | E1 | AFUE 80% | Baseline Forecast | 93.05% | 93.05% | 93.05% | 93.05% | 93.05% | 93.05% | 93.05% | 93.05% | 93.05% | 93.05% | 93.05% | 93.05% | 93.05% | 93.05% | 93.05% | 93.05% | 93.06% | 93.06% | 93.06% | 93.06% | 93.07% | 93.07% | 93.07% | 93.08% | 93.08% | 93.08% | 93.09% | 93.09% | 93.09% | 93.1% | 93.1% | 93.11% | 93.12%
Residential_Multi-Family Low Income_Existing_Space Heating_Natural Gas_Furnace_E2_Baseline Forecast | Residential | Multi-Family Low Income | Existing | Space Heating | Natural Gas | Furnace | E2 | AFUE 95% (ENERGY STAR 4.1) | Baseline Forecast | 5.081% | 5.081% | 5.083% | 5.083% | 5.082% | 5.082% | 5.082% | 5.082% | 5.083% | 5.083% | 5.083% | 5.083% | 5.082% | 5.082% | 5.081% | 5.08% | 5.079% | 5.078% | 5.076% | 5.075% | 5.073% | 5.072% | 5.07% | 5.068% | 5.066% | 5.064% | 5.062% | 5.06% | 5.057% | 5.054% | 5.051% | 5.048% | 5.044%
Residential_Multi-Family Low Income_Existing_Space Heating_Natural Gas_Furnace_E3_Baseline Forecast | Residential | Multi-Family Low Income | Existing | Space Heating | Natural Gas | Furnace | E3 | AFUE 97% (CEE Tier 3) | Baseline Forecast | 1.27% | 1.27% | 1.271% | 1.271% | 1.271% | 1.27% | 1.271% | 1.271% | 1.271% | 1.271% | 1.271% | 1.271% | 1.271% | 1.27% | 1.27% | 1.27% | 1.27% | 1.269% | 1.269% | 1.268% | 1.268% | 1.267% | 1.267% | 1.266% | 1.266% | 1.265% | 1.264% | 1.264% | 1.263% | 1.262% | 1.261% | 1.26% | 1.259%
Residential_Multi-Family Low Income_Existing_Space Heating_Natural Gas_Furnace_E4_Baseline Forecast | Residential | Multi-Family Low Income | Existing | Space Heating | Natural Gas | Furnace | E4 | Convert to Gas-Fired ASHP | Baseline Forecast | bar: 2019 to 2051
Residential_Multi-Family Low Income_Existing_Space Heating_Natural Gas_Furnace_E5_Baseline Forecast | Residential | Multi-Family Low Income | Existing | Space Heating | Natural Gas | Furnace | E5 | ASHP with AFUE 80% Backup | Baseline Forecast | 0.5968% | 0.5969% | 0.5974% | 0.5977% | 0.5973% | 0.5972% | 0.5974% | 0.5974% | 0.5974% | 0.5973% | 0.5971% | 0.5968% | 0.5965% | 0.5961% | 0.5957% | 0.5951% | 0.5946% | 0.594% | 0.5934% | 0.5929% | 0.5924% | 0.5918% | 0.5912% | 0.5906% | 0.5899% | 0.5891% | 0.5884% | 0.5876% | 0.5867% | 0.5858% | 0.5848% | 0.5837% | 0.582%
Residential_Multi-Family Low Income_Existing_Space Heating_Natural Gas_Furnace_E6_Baseline Forecast | Residential | Multi-Family Low Income | Existing | Space Heating | Natural Gas | Furnace | E6 | ASHP with AFUE 95% backup | Baseline Forecast | bar: 2019 to 2051
Residential_Multi-Family Low Income_Existing_Space Heating_Natural Gas_Furnace_E7_Baseline Forecast | Residential | Multi-Family Low Income | Existing | Space Heating | Natural Gas | Furnace | E7 |  | Baseline Forecast | bar: 2019 to 2051
Residential_Multi-Family Low Income_Existing_Space Heating_Natural Gas_Furnace_E8_Baseline Forecast | Residential | Multi-Family Low Income | Existing | Space Heating | Natural Gas | Furnace | E8 |  | Baseline Forecast | bar: 2019 to 2051
Residential_Multi-Family Low Income_Existing_Space Heating_Natural Gas_Furnace_E9_Baseline Forecast | Residential | Multi-Family Low Income | Existing | Space Heating | Natural Gas | Furnace | E9 |  | Baseline Forecast | bar: 2019 to 2051
Residential_Multi-Family Low Income_Existing_Space Heating_Natural Gas_Furnace_E10_Baseline Forecast | Residential | Multi-Family Low Income | Existing | Space Heating | Natural Gas | Furnace | E10 |  | Baseline Forecast | bar: 2019 to 2051
Residential_Multi-Family Low Income_Existing_Space Heating_Natural Gas_Boiler_E1_Baseline Forecast | Residential | Multi-Family Low Income | Existing | Space Heating | Natural Gas | Boiler | E1 | AFUE 80% | Baseline Forecast | 57.41% | 57.4% | 0% | 0% | 0% | 0% | 0% | 0% | 0% | 0% | 0% | 0% | 0% | 0% | 0% | 0% | 0% | 0% | 0% | 0% | 0% | 0% | 0% | 0% | 0% | 0% | 0% | 0% | 0% | 0% | 0% | 0% | 0%
Residential_Multi-Family Low Income_Existing_Space Heating_Natural Gas_Boiler_E2_Baseline Forecast | Residential | Multi-Family Low Income | Existing | Space Heating | Natural Gas | Boiler | E2 | AFUE 82% | Baseline Forecast | 0% | 0% | 34.22% | 34.22% | 34.22% | 34.22% | 34.22% | 34.22% | 34.22% | 34.22% | 34.23% | 34.23% | 34.23% | 34.23% | 34.24% | 34.24% | 34.24% | 34.25% | 34.25% | 34.25% | 34.26% | 34.26% | 34.27% | 34.27% | 34.28% | 34.28% | 34.29% | 34.3% | 34.3% | 34.31% | 34.33% | 34.34% | 34.36%
Residential_Multi-Family Low Income_Existing_Space Heating_Natural Gas_Boiler_E3_Baseline Forecast | Residential | Multi-Family Low Income | Existing | Space Heating | Natural Gas | Boiler | E3 | AFUE 85% | Baseline Forecast | 17.86% | 17.86% | 27.56% | 27.56% | 27.56% | 27.56% | 27.56% | 27.56% | 27.56% | 27.56% | 27.56% | 27.56% | 27.56% | 27.56% | 27.56% | 27.56% | 27.56% | 27.56% | 27.56% | 27.56% | 27.56% | 27.57% | 27.57% | 27.57% | 27.57% | 27.57% | 27.57% | 27.57% | 27.57% | 27.57% | 27.57% | 27.57% | 27.57%
Residential_Multi-Family Low Income_Existing_Space Heating_Natural Gas_Boiler_E4_Baseline Forecast | Residential | Multi-Family Low Income | Existing | Space Heating | Natural Gas | Boiler | E4 | AFUE 90% | Baseline Forecast | 17.86% | 17.86% | 27.59% | 27.59% | 27.59% | 27.59% | 27.59% | 27.59% | 27.59% | 27.59% | 27.59% | 27.59% | 27.59% | 27.59% | 27.58% | 27.58% | 27.58% | 27.58% | 27.58% | 27.57% | 27.57% | 27.57% | 27.57% | 27.57% | 27.56% | 27.56% | 27.56% | 27.55% | 27.55% | 27.55% | 27.54% | 27.53% | 27.52%
Residential_Multi-Family Low Income_Existing_Space Heating_Natural Gas_Boiler_E5_Baseline Forecast | Residential | Multi-Family Low Income | Existing | Space Heating | Natural Gas | Boiler | E5 | AFUE 95% | Baseline Forecast | 6.881% | 6.881% | 10.63% | 10.63% | 10.62% | 10.62% | 10.62% | 10.62% | 10.62% | 10.62% | 10.62% | 10.62% | 10.62% | 10.62% | 10.62% | 10.61% | 10.61% | 10.61% | 10.61% | 10.61% | 10.6% | 10.6% | 10.6% | 10.6% | 10.59% | 10.59% | 10.59% | 10.58% | 10.58% | 10.57% | 10.57% | 10.56% | 10.54%
Residential_Multi-Family Low Income_Existing_Space Heating_Natural Gas_Boiler_E6_Baseline Forecast | Residential | Multi-Family Low Income | Existing | Space Heating | Natural Gas | Boiler | E6 | Convert to Gas-Fired ASHP | Baseline Forecast | bar: 2019 to 2051
Residential_Multi-Family Low Income_Existing_Space Heating_Natural Gas_Boiler_E7_Baseline Forecast | Residential | Multi-Family Low Income | Existing | Space Heating | Natural Gas | Boiler | E7 | ASHP with AFUE 80% Backup | Baseline Forecast | bar: 2019 to 2051
Residential_Multi-Family Low Income_Existing_Space Heating_Natural Gas_Boiler_E8_Baseline Forecast | Residential | Multi-Family Low Income | Existing | Space Heating | Natural Gas | Boiler | E8 | ASHP with AFUE 95% backup | Baseline Forecast | bar: 2019 to 2051
Residential_Multi-Family Low Income_Existing_Space Heating_Natural Gas_Boiler_E9_Baseline Forecast | Residential | Multi-Family Low Income | Existing | Space Heating | Natural Gas | Boiler | E9 |  | Baseline Forecast | bar: 2019 to 2051
Residential_Multi-Family Low Income_Existing_Space Heating_Natural Gas_Boiler_E10_Baseline Forecast | Residential | Multi-Family Low Income | Existing | Space Heating | Natural Gas | Boiler | E10 |  | Baseline Forecast | bar: 2019 to 2051
Residential_Multi-Family Low Income_Existing_Secondary Heating_Natural Gas_Fireplace_E1_Baseline Forecast | Residential | Multi-Family Low Income | Existing | Secondary Heating | Natural Gas | Fireplace | E1 | Baseline (>50% FE) | Baseline Forecast | 100% | 100% | 100% | 100% | 100% | 100% | 100% | 100% | 100% | 100% | 100% | 100% | 100% | 100% | 100% | 100% | 100% | 100% | 100% | 100% | 100% | 100% | 100% | 100% | 100% | 100% | 100% | 100% | 100% | 100% | 100% | 100% | 100%
Residential_Multi-Family Low Income_Existing_Secondary Heating_Natural Gas_Fireplace_E2_Baseline Forecast | Residential | Multi-Family Low Income | Existing | Secondary Heating | Natural Gas | Fireplace | E2 | Tier 1 (70% FE) | Baseline Forecast | bar: 2019 to 2051
Residential_Multi-Family Low Income_Existing_Secondary Heating_Natural Gas_Fireplace_E3_Baseline Forecast | Residential | Multi-Family Low Income | Existing | Secondary Heating | Natural Gas | Fireplace | E3 | Tier 2 (>75% FE) | Baseline Forecast | bar: 2019 to 2051
Residential_Multi-Family Low Income_Existing_Secondary Heating_Natural Gas_Fireplace_E4_Baseline Forecast | Residential | Multi-Family Low Income | Existing | Secondary Heating | Natural Gas | Fireplace | E4 |  | Baseline Forecast | bar: 2019 to 2051
Residential_Multi-Family Low Income_Existing_Secondary Heating_Natural Gas_Fireplace_E5_Baseline Forecast | Residential | Multi-Family Low Income | Existing | Secondary Heating | Natural Gas | Fireplace | E5 |  | Baseline Forecast | bar: 2019 to 2051
Residential_Multi-Family Low Income_Existing_Secondary Heating_Natural Gas_Fireplace_E6_Baseline Forecast | Residential | Multi-Family Low Income | Existing | Secondary Heating | Natural Gas | Fireplace | E6 |  | Baseline Forecast | bar: 2019 to 2051
Residential_Multi-Family Low Income_Existing_Secondary Heating_Natural Gas_Fireplace_E7_Baseline Forecast | Residential | Multi-Family Low Income | Existing | Secondary Heating | Natural Gas | Fireplace | E7 |  | Baseline Forecast | bar: 2019 to 2051
Residential_Multi-Family Low Income_Existing_Secondary Heating_Natural Gas_Fireplace_E8_Baseline Forecast | Residential | Multi-Family Low Income | Existing | Secondary Heating | Natural Gas | Fireplace | E8 |  | Baseline Forecast | bar: 2019 to 2051
Residential_Multi-Family Low Income_Existing_Secondary Heating_Natural Gas_Fireplace_E9_Baseline Forecast | Residential | Multi-Family Low Income | Existing | Secondary Heating | Natural Gas | Fireplace | E9 |  | Baseline Forecast | bar: 2019 to 2051
Residential_Multi-Family Low Income_Existing_Secondary Heating_Natural Gas_Fireplace_E10_Baseline Forecast | Residential | Multi-Family Low Income | Existing | Secondary Heating | Natural Gas | Fireplace | E10 |  | Baseline Forecast | bar: 2019 to 2051
Residential_Multi-Family Low Income_Existing_Water Heating_Natural Gas_Water Heater (<= 55 gal)_E1_Baseline Forecast | Residential | Multi-Family Low Income | Existing | Water Heating | Natural Gas | Water Heater (<= 55 gal) | E1 | UEF 0.58 (Standard) | Baseline Forecast | 16.92% | 17.01% | 17.24% | 17.41% | 17.53% | 17.66% | 17.51% | 17.43% | 17.41% | 17.36% | 16.4% | 16.39% | 16.26% | 16.21% | 16.18% | 16.15% | 16.13% | 16.1% | 16.08% | 16.07% | 16.05% | 16.03% | 16.01% | 15.99% | 15.96% | 15.93% | 15.89% | 15.89% | 15.89% | 15.89% | 15.89% | 15.89% | 15.89%
Residential_Multi-Family Low Income_Existing_Water Heating_Natural Gas_Water Heater (<= 55 gal)_E2_Baseline Forecast | Residential | Multi-Family Low Income | Existing | Water Heating | Natural Gas | Water Heater (<= 55 gal) | E2 | UEF 0.64 (ENERGY STAR 4.0) | Baseline Forecast | 79.08% | 78.99% | 78.76% | 78.59% | 78.47% | 78.34% | 78.49% | 78.57% | 78.59% | 78.64% | 79.6% | 79.61% | 79.74% | 79.79% | 79.82% | 79.85% | 79.87% | 79.9% | 79.92% | 79.93% | 79.95% | 79.97% | 79.99% | 80.01% | 80.04% | 80.07% | 80.11% | 80.11% | 80.11% | 80.11% | 80.11% | 80.11% | 80.11%
Residential_Multi-Family Low Income_Existing_Water Heating_Natural Gas_Water Heater (<= 55 gal)_E3_Baseline Forecast | Residential | Multi-Family Low Income | Existing | Water Heating | Natural Gas | Water Heater (<= 55 gal) | E3 | UEF 0.81 (ENERGY STAR 5.0) | Baseline Forecast | bar: 2019 to 2051
Residential_Multi-Family Low Income_Existing_Water Heating_Natural Gas_Water Heater (<= 55 gal)_E4_Baseline Forecast | Residential | Multi-Family Low Income | Existing | Water Heating | Natural Gas | Water Heater (<= 55 gal) | E4 | UEF 0.87 (Instantaneous, ENERGY STAR 4.0) | Baseline Forecast | bar: 2019 to 2051
Residential_Multi-Family Low Income_Existing_Water Heating_Natural Gas_Water Heater (<= 55 gal)_E5_Baseline Forecast | Residential | Multi-Family Low Income | Existing | Water Heating | Natural Gas | Water Heater (<= 55 gal) | E5 | UEF 0.95 (Instantaneous, ENERGY STAR 5.0) | Baseline Forecast | bar: 2019 to 2051
Residential_Multi-Family Low Income_Existing_Water Heating_Natural Gas_Water Heater (<= 55 gal)_E6_Baseline Forecast | Residential | Multi-Family Low Income | Existing | Water Heating | Natural Gas | Water Heater (<= 55 gal) | E6 | UEF 1.0+ (Gas-Fired HPWH) | Baseline Forecast | bar: 2019 to 2051
Residential_Multi-Family Low Income_Existing_Water Heating_Natural Gas_Water Heater (<= 55 gal)_E7_Baseline Forecast | Residential | Multi-Family Low Income | Existing | Water Heating | Natural Gas | Water Heater (<= 55 gal) | E7 | NEEA Gas-Fired Absorption HPWH (COP 1.3) | Baseline Forecast | bar: 2019 to 2051
Residential_Multi-Family Low Income_Existing_Water Heating_Natural Gas_Water Heater (<= 55 gal)_E8_Baseline Forecast | Residential | Multi-Family Low Income | Existing | Water Heating | Natural Gas | Water Heater (<= 55 gal) | E8 |  | Baseline Forecast | bar: 2019 to 2051
Residential_Multi-Family Low Income_Existing_Water Heating_Natural Gas_Water Heater (<= 55 gal)_E9_Baseline Forecast | Residential | Multi-Family Low Income | Existing | Water Heating | Natural Gas | Water Heater (<= 55 gal) | E9 |  | Baseline Forecast | bar: 2019 to 2051
Residential_Multi-Family Low Income_Existing_Water Heating_Natural Gas_Water Heater (<= 55 gal)_E10_Baseline Forecast | Residential | Multi-Family Low Income | Existing | Water Heating | Natural Gas | Water Heater (<= 55 gal) | E10 |  | Baseline Forecast | bar: 2019 to 2051
Residential_Multi-Family Low Income_Existing_Water Heating_Natural Gas_Water Heater (> 55 gal)_E1_Baseline Forecast | Residential | Multi-Family Low Income | Existing | Water Heating | Natural Gas | Water Heater (> 55 gal) | E1 | UEF 0.76 (Standard) | Baseline Forecast | 16.92% | 17.01% | 17.24% | 17.41% | 17.53% | 17.66% | 17.51% | 17.43% | 17.41% | 17.36% | 16.4% | 16.39% | 16.26% | 16.21% | 16.18% | 16.15% | 16.13% | 16.1% | 16.08% | 16.07% | 16.05% | 16.03% | 16.01% | 15.99% | 15.96% | 15.93% | 15.89% | 15.89% | 15.89% | 15.89% | 15.89% | 15.89% | 15.89%
Residential_Multi-Family Low Income_Existing_Water Heating_Natural Gas_Water Heater (> 55 gal)_E2_Baseline Forecast | Residential | Multi-Family Low Income | Existing | Water Heating | Natural Gas | Water Heater (> 55 gal) | E2 | UEF 0.78 (ENERGY STAR 4.0) | Baseline Forecast | 79.08% | 78.99% | 78.76% | 78.59% | 78.47% | 78.34% | 78.49% | 78.57% | 78.59% | 78.64% | 79.6% | 79.61% | 79.74% | 79.79% | 79.82% | 79.85% | 79.87% | 79.9% | 79.92% | 79.93% | 79.95% | 79.97% | 79.99% | 80.01% | 80.04% | 80.07% | 80.11% | 80.11% | 80.11% | 80.11% | 80.11% | 80.11% | 80.11%
Residential_Multi-Family Low Income_Existing_Water Heating_Natural Gas_Water Heater (> 55 gal)_E3_Baseline Forecast | Residential | Multi-Family Low Income | Existing | Water Heating | Natural Gas | Water Heater (> 55 gal) | E3 | UEF 0.86 (ENERGY STAR 5.0) | Baseline Forecast | bar: 2019 to 2051
Residential_Multi-Family Low Income_Existing_Water Heating_Natural Gas_Water Heater (> 55 gal)_E4_Baseline Forecast | Residential | Multi-Family Low Income | Existing | Water Heating | Natural Gas | Water Heater (> 55 gal) | E4 | UEF 0.87 (Instantaneous, ENERGY STAR 4.0) | Baseline Forecast | bar: 2019 to 2051
Residential_Multi-Family Low Income_Existing_Water Heating_Natural Gas_Water Heater (> 55 gal)_E5_Baseline Forecast | Residential | Multi-Family Low Income | Existing | Water Heating | Natural Gas | Water Heater (> 55 gal) | E5 | UEF 0.95 (Instantaneous, ENERGY STAR 5.0) | Baseline Forecast | bar: 2019 to 2051
Residential_Multi-Family Low Income_Existing_Water Heating_Natural Gas_Water Heater (> 55 gal)_E6_Baseline Forecast | Residential | Multi-Family Low Income | Existing | Water Heating | Natural Gas | Water Heater (> 55 gal) | E6 | UEF 1.0+ (Gas-Fired HPWH) | Baseline Forecast | bar: 2019 to 2051
Residential_Multi-Family Low Income_Existing_Water Heating_Natural Gas_Water Heater (> 55 gal)_E7_Baseline Forecast | Residential | Multi-Family Low Income | Existing | Water Heating | Natural Gas | Water Heater (> 55 gal) | E7 | NEEA Gas-Fired Absorption HPWH (COP 1.3) | Baseline Forecast | bar: 2019 to 2051
Residential_Multi-Family Low Income_Existing_Water Heating_Natural Gas_Water Heater (> 55 gal)_E8_Baseline Forecast | Residential | Multi-Family Low Income | Existing | Water Heating | Natural Gas | Water Heater (> 55 gal) | E8 |  | Baseline Forecast | bar: 2019 to 2051
Residential_Multi-Family Low Income_Existing_Water Heating_Natural Gas_Water Heater (> 55 gal)_E9_Baseline Forecast | Residential | Multi-Family Low Income | Existing | Water Heating | Natural Gas | Water Heater (> 55 gal) | E9 |  | Baseline Forecast | bar: 2019 to 2051
Residential_Multi-Family Low Income_Existing_Water Heating_Natural Gas_Water Heater (> 55 gal)_E10_Baseline Forecast | Residential | Multi-Family Low Income | Existing | Water Heating | Natural Gas | Water Heater (> 55 gal) | E10 |  | Baseline Forecast | bar: 2019 to 2051
Residential_Multi-Family Low Income_Existing_Appliances_Natural Gas_Clothes Dryer_E1_Baseline Forecast | Residential | Multi-Family Low Income | Existing | Appliances | Natural Gas | Clothes Dryer | E1 | Standard | Baseline Forecast | 55.7% | 55.7% | 55.7% | 55.7% | 55.7% | 55.7% | 55.69% | 55.69% | 55.68% | 55.68% | 55.67% | 55.67% | 55.66% | 55.65% | 55.65% | 55.64% | 55.64% | 55.63% | 55.63% | 55.62% | 55.62% | 55.61% | 55.61% | 55.61% | 55.6% | 55.6% | 55.6% | 55.6% | 55.6% | 55.6% | 55.6% | 55.61% | 55.61%
Residential_Multi-Family Low Income_Existing_Appliances_Natural Gas_Clothes Dryer_E2_Baseline Forecast | Residential | Multi-Family Low Income | Existing | Appliances | Natural Gas | Clothes Dryer | E2 | NEEA/ENERGY STAR (CE >60%) | Baseline Forecast | 44.3% | 44.3% | 44.3% | 44.3% | 44.3% | 44.3% | 44.31% | 44.31% | 44.32% | 44.32% | 44.33% | 44.33% | 44.34% | 44.35% | 44.35% | 44.36% | 44.36% | 44.37% | 44.37% | 44.38% | 44.38% | 44.39% | 44.39% | 44.39% | 44.4% | 44.4% | 44.4% | 44.4% | 44.4% | 44.4% | 44.4% | 44.39% | 44.39%
Residential_Multi-Family Low Income_Existing_Appliances_Natural Gas_Clothes Dryer_E3_Baseline Forecast | Residential | Multi-Family Low Income | Existing | Appliances | Natural Gas | Clothes Dryer | E3 |  | Baseline Forecast | bar: 2019 to 2051
Residential_Multi-Family Low Income_Existing_Appliances_Natural Gas_Clothes Dryer_E4_Baseline Forecast | Residential | Multi-Family Low Income | Existing | Appliances | Natural Gas | Clothes Dryer | E4 |  | Baseline Forecast | bar: 2019 to 2051
Residential_Multi-Family Low Income_Existing_Appliances_Natural Gas_Clothes Dryer_E5_Baseline Forecast | Residential | Multi-Family Low Income | Existing | Appliances | Natural Gas | Clothes Dryer | E5 |  | Baseline Forecast | bar: 2019 to 2051
Residential_Multi-Family Low Income_Existing_Appliances_Natural Gas_Clothes Dryer_E6_Baseline Forecast | Residential | Multi-Family Low Income | Existing | Appliances | Natural Gas | Clothes Dryer | E6 |  | Baseline Forecast | bar: 2019 to 2051
Residential_Multi-Family Low Income_Existing_Appliances_Natural Gas_Clothes Dryer_E7_Baseline Forecast | Residential | Multi-Family Low Income | Existing | Appliances | Natural Gas | Clothes Dryer | E7 |  | Baseline Forecast | bar: 2019 to 2051
Residential_Multi-Family Low Income_Existing_Appliances_Natural Gas_Clothes Dryer_E8_Baseline Forecast | Residential | Multi-Family Low Income | Existing | Appliances | Natural Gas | Clothes Dryer | E8 |  | Baseline Forecast | bar: 2019 to 2051
Residential_Multi-Family Low Income_Existing_Appliances_Natural Gas_Clothes Dryer_E9_Baseline Forecast | Residential | Multi-Family Low Income | Existing | Appliances | Natural Gas | Clothes Dryer | E9 |  | Baseline Forecast | bar: 2019 to 2051
Residential_Multi-Family Low Income_Existing_Appliances_Natural Gas_Clothes Dryer_E10_Baseline Forecast | Residential | Multi-Family Low Income | Existing | Appliances | Natural Gas | Clothes Dryer | E10 |  | Baseline Forecast | bar: 2019 to 2051
Residential_Multi-Family Low Income_Existing_Appliances_Natural Gas_Stove/Oven_E1_Baseline Forecast | Residential | Multi-Family Low Income | Existing | Appliances | Natural Gas | Stove/Oven | E1 | EF 0.399 | Baseline Forecast | 70.16% | 70.16% | 70.15% | 70.15% | 70.15% | 70.15% | 70.14% | 70.13% | 70.11% | 70.1% | 70.09% | 70.08% | 70.07% | 70.06% | 70.05% | 70.04% | 70.03% | 70.02% | 70.01% | 70% | 69.99% | 69.98% | 69.97% | 69.96% | 69.96% | 69.96% | 69.95% | 69.95% | 69.95% | 69.95% | 69.96% | 69.96% | 69.97%
Residential_Multi-Family Low Income_Existing_Appliances_Natural Gas_Stove/Oven_E2_Baseline Forecast | Residential | Multi-Family Low Income | Existing | Appliances | Natural Gas | Stove/Oven | E2 | High Efficiency (730 + 1660 IAEC) | Baseline Forecast | 29.84% | 29.84% | 29.85% | 29.85% | 29.85% | 29.85% | 29.86% | 29.87% | 29.89% | 29.9% | 29.91% | 29.92% | 29.93% | 29.94% | 29.95% | 29.96% | 29.97% | 29.98% | 29.99% | 30% | 30.01% | 30.02% | 30.03% | 30.04% | 30.04% | 30.04% | 30.05% | 30.05% | 30.05% | 30.05% | 30.04% | 30.04% | 30.03%
Residential_Multi-Family Low Income_Existing_Appliances_Natural Gas_Stove/Oven_E3_Baseline Forecast | Residential | Multi-Family Low Income | Existing | Appliances | Natural Gas | Stove/Oven | E3 |  | Baseline Forecast | bar: 2019 to 2051
Residential_Multi-Family Low Income_Existing_Appliances_Natural Gas_Stove/Oven_E4_Baseline Forecast | Residential | Multi-Family Low Income | Existing | Appliances | Natural Gas | Stove/Oven | E4 |  | Baseline Forecast | bar: 2019 to 2051
Residential_Multi-Family Low Income_Existing_Appliances_Natural Gas_Stove/Oven_E5_Baseline Forecast | Residential | Multi-Family Low Income | Existing | Appliances | Natural Gas | Stove/Oven | E5 |  | Baseline Forecast | bar: 2019 to 2051
Residential_Multi-Family Low Income_Existing_Appliances_Natural Gas_Stove/Oven_E6_Baseline Forecast | Residential | Multi-Family Low Income | Existing | Appliances | Natural Gas | Stove/Oven | E6 |  | Baseline Forecast | bar: 2019 to 2051
Residential_Multi-Family Low Income_Existing_Appliances_Natural Gas_Stove/Oven_E7_Baseline Forecast | Residential | Multi-Family Low Income | Existing | Appliances | Natural Gas | Stove/Oven | E7 |  | Baseline Forecast | bar: 2019 to 2051
Residential_Multi-Family Low Income_Existing_Appliances_Natural Gas_Stove/Oven_E8_Baseline Forecast | Residential | Multi-Family Low Income | Existing | Appliances | Natural Gas | Stove/Oven | E8 |  | Baseline Forecast | bar: 2019 to 2051
Residential_Multi-Family Low Income_Existing_Appliances_Natural Gas_Stove/Oven_E9_Baseline Forecast | Residential | Multi-Family Low Income | Existing | Appliances | Natural Gas | Stove/Oven | E9 |  | Baseline Forecast | bar: 2019 to 2051
Residential_Multi-Family Low Income_Existing_Appliances_Natural Gas_Stove/Oven_E10_Baseline Forecast | Residential | Multi-Family Low Income | Existing | Appliances | Natural Gas | Stove/Oven | E10 |  | Baseline Forecast | bar: 2019 to 2051
Residential_Multi-Family Low Income_Existing_Miscellaneous_Natural Gas_Pool Heater_E1_Baseline Forecast | Residential | Multi-Family Low Income | Existing | Miscellaneous | Natural Gas | Pool Heater | E1 | Standard (EF 0.82) | Baseline Forecast | 95% | 95% | 95% | 95% | 95% | 95% | 95% | 95% | 95% | 95% | 95% | 95% | 95% | 95% | 95% | 95% | 95% | 95% | 95% | 95% | 95% | 95% | 95% | 95% | 95% | 95% | 95% | 95% | 95% | 95% | 95% | 95% | 95%
Residential_Multi-Family Low Income_Existing_Miscellaneous_Natural Gas_Pool Heater_E2_Baseline Forecast | Residential | Multi-Family Low Income | Existing | Miscellaneous | Natural Gas | Pool Heater | E2 | High Efficiency (EF 0.84) | Baseline Forecast | bar: 2019 to 2051
Residential_Multi-Family Low Income_Existing_Miscellaneous_Natural Gas_Pool Heater_E3_Baseline Forecast | Residential | Multi-Family Low Income | Existing | Miscellaneous | Natural Gas | Pool Heater | E3 | Condensing (EF .94) | Baseline Forecast | bar: 2019 to 2051
Residential_Multi-Family Low Income_Existing_Miscellaneous_Natural Gas_Pool Heater_E4_Baseline Forecast | Residential | Multi-Family Low Income | Existing | Miscellaneous | Natural Gas | Pool Heater | E4 | Condensing w/Imp. HX (EF 0.95) | Baseline Forecast | bar: 2019 to 2051
Residential_Multi-Family Low Income_Existing_Miscellaneous_Natural Gas_Pool Heater_E5_Baseline Forecast | Residential | Multi-Family Low Income | Existing | Miscellaneous | Natural Gas | Pool Heater | E5 |  | Baseline Forecast | bar: 2019 to 2051
Residential_Multi-Family Low Income_Existing_Miscellaneous_Natural Gas_Pool Heater_E6_Baseline Forecast | Residential | Multi-Family Low Income | Existing | Miscellaneous | Natural Gas | Pool Heater | E6 |  | Baseline Forecast | bar: 2019 to 2051
Residential_Multi-Family Low Income_Existing_Miscellaneous_Natural Gas_Pool Heater_E7_Baseline Forecast | Residential | Multi-Family Low Income | Existing | Miscellaneous | Natural Gas | Pool Heater | E7 |  | Baseline Forecast | bar: 2019 to 2051
Residential_Multi-Family Low Income_Existing_Miscellaneous_Natural Gas_Pool Heater_E8_Baseline Forecast | Residential | Multi-Family Low Income | Existing | Miscellaneous | Natural Gas | Pool Heater | E8 |  | Baseline Forecast | bar: 2019 to 2051
Residential_Multi-Family Low Income_Existing_Miscellaneous_Natural Gas_Pool Heater_E9_Baseline Forecast | Residential | Multi-Family Low Income | Existing | Miscellaneous | Natural Gas | Pool Heater | E9 |  | Baseline Forecast | bar: 2019 to 2051
Residential_Multi-Family Low Income_Existing_Miscellaneous_Natural Gas_Pool Heater_E10_Baseline Forecast | Residential | Multi-Family Low Income | Existing | Miscellaneous | Natural Gas | Pool Heater | E10 |  | Baseline Forecast | bar: 2019 to 2051
Residential_Multi-Family Low Income_Existing_Miscellaneous_Natural Gas_Miscellaneous_E1_Baseline Forecast | Residential | Multi-Family Low Income | Existing | Miscellaneous | Natural Gas | Miscellaneous | E1 | Default | Baseline Forecast | 100% | 100% | 100% | 100% | 100% | 100% | 100% | 100% | 100% | 100% | 100% | 100% | 100% | 100% | 100% | 100% | 100% | 100% | 100% | 100% | 100% | 100% | 100% | 100% | 100% | 100% | 100% | 100% | 100% | 100% | 100% | 100% | 100%
Residential_Multi-Family Low Income_Existing_Miscellaneous_Natural Gas_Miscellaneous_E2_Baseline Forecast | Residential | Multi-Family Low Income | Existing | Miscellaneous | Natural Gas | Miscellaneous | E2 |  | Baseline Forecast | bar: 2019 to 2051
Residential_Multi-Family Low Income_Existing_Miscellaneous_Natural Gas_Miscellaneous_E3_Baseline Forecast | Residential | Multi-Family Low Income | Existing | Miscellaneous | Natural Gas | Miscellaneous | E3 |  | Baseline Forecast | bar: 2019 to 2051
Residential_Multi-Family Low Income_Existing_Miscellaneous_Natural Gas_Miscellaneous_E4_Baseline Forecast | Residential | Multi-Family Low Income | Existing | Miscellaneous | Natural Gas | Miscellaneous | E4 |  | Baseline Forecast | bar: 2019 to 2051
Residential_Multi-Family Low Income_Existing_Miscellaneous_Natural Gas_Miscellaneous_E5_Baseline Forecast | Residential | Multi-Family Low Income | Existing | Miscellaneous | Natural Gas | Miscellaneous | E5 |  | Baseline Forecast | bar: 2019 to 2051
Residential_Multi-Family Low Income_Existing_Miscellaneous_Natural Gas_Miscellaneous_E6_Baseline Forecast | Residential | Multi-Family Low Income | Existing | Miscellaneous | Natural Gas | Miscellaneous | E6 |  | Baseline Forecast | bar: 2019 to 2051
Residential_Multi-Family Low Income_Existing_Miscellaneous_Natural Gas_Miscellaneous_E7_Baseline Forecast | Residential | Multi-Family Low Income | Existing | Miscellaneous | Natural Gas | Miscellaneous | E7 |  | Baseline Forecast | bar: 2019 to 2051
Residential_Multi-Family Low Income_Existing_Miscellaneous_Natural Gas_Miscellaneous_E8_Baseline Forecast | Residential | Multi-Family Low Income | Existing | Miscellaneous | Natural Gas | Miscellaneous | E8 |  | Baseline Forecast | bar: 2019 to 2051
Residential_Multi-Family Low Income_Existing_Miscellaneous_Natural Gas_Miscellaneous_E9_Baseline Forecast | Residential | Multi-Family Low Income | Existing | Miscellaneous | Natural Gas | Miscellaneous | E9 |  | Baseline Forecast | bar: 2019 to 2051
Residential_Multi-Family Low Income_Existing_Miscellaneous_Natural Gas_Miscellaneous_E10_Baseline Forecast | Residential | Multi-Family Low Income | Existing | Miscellaneous | Natural Gas | Miscellaneous | E10 |  | Baseline Forecast | bar: 2019 to 2051
Residential_Multi-Family Low Income_New_Space Heating_Natural Gas_Furnace_E1_Baseline Forecast | Residential | Multi-Family Low Income | New | Space Heating | Natural Gas | Furnace | E1 | AFUE 80% | Baseline Forecast | 97.32% | 97.32% | 97.32% | 97.32% | 97.32% | 0% | 0% | 0% | 0% | 0% | 0% | 0% | 0% | 0% | 0% | 0% | 0% | 0% | 0% | 0% | 0% | 0% | 0% | 0% | 0% | 0% | 0% | 0% | 0% | 0% | 0% | 0% | 0%
Residential_Multi-Family Low Income_New_Space Heating_Natural Gas_Furnace_E2_Baseline Forecast | Residential | Multi-Family Low Income | New | Space Heating | Natural Gas | Furnace | E2 | AFUE 95% (ENERGY STAR 4.1) | Baseline Forecast | 2.549% | 2.549% | 2.549% | 2.55% | 2.549% | 0% | 0% | 0% | 0% | 0% | 0% | 0% | 0% | 0% | 0% | 0% | 0% | 0% | 0% | 0% | 0% | 0% | 0% | 0% | 0% | 0% | 0% | 0% | 0% | 0% | 0% | 0% | 0%
Residential_Multi-Family Low Income_New_Space Heating_Natural Gas_Furnace_E3_Baseline Forecast | Residential | Multi-Family Low Income | New | Space Heating | Natural Gas | Furnace | E3 | AFUE 97% (CEE Tier 3) | Baseline Forecast | bar: 2019 to 2051
Residential_Multi-Family Low Income_New_Space Heating_Natural Gas_Furnace_E4_Baseline Forecast | Residential | Multi-Family Low Income | New | Space Heating | Natural Gas | Furnace | E4 | Convert to Gas-Fired ASHP | Baseline Forecast | 0% | 0% | 0% | 0% | 0% | 0.002051% | 0.002052% | 0.002052% | 0.002053% | 0.002053% | 0.002054% | 0.002054% | 0.002053% | 0.002052% | 0.00205% | 0.002049% | 0.002047% | 0.002045% | 0.002043% | 0.002041% | 0.002039% | 0.002038% | 0.002037% | 0.002036% | 0.002034% | 0.002033% | 0.002031% | 0.00203% | 0.002028% | 0.002026% | 0.002025% | 0.002023% | 0.002021%
Residential_Multi-Family Low Income_New_Space Heating_Natural Gas_Furnace_E5_Baseline Forecast | Residential | Multi-Family Low Income | New | Space Heating | Natural Gas | Furnace | E5 | ASHP with AFUE 80% Backup | Baseline Forecast | 0.1266% | 0.1266% | 0.1267% | 0.1268% | 0.1267% | 100% | 100% | 100% | 100% | 100% | 100% | 100% | 100% | 100% | 100% | 100% | 100% | 100% | 100% | 100% | 100% | 100% | 100% | 100% | 100% | 100% | 100% | 100% | 100% | 100% | 100% | 100% | 100%
Residential_Multi-Family Low Income_New_Space Heating_Natural Gas_Furnace_E6_Baseline Forecast | Residential | Multi-Family Low Income | New | Space Heating | Natural Gas | Furnace | E6 | ASHP with AFUE 95% backup | Baseline Forecast | bar: 2019 to 2051
Residential_Multi-Family Low Income_New_Space Heating_Natural Gas_Furnace_E7_Baseline Forecast | Residential | Multi-Family Low Income | New | Space Heating | Natural Gas | Furnace | E7 |  | Baseline Forecast | bar: 2019 to 2051
Residential_Multi-Family Low Income_New_Space Heating_Natural Gas_Furnace_E8_Baseline Forecast | Residential | Multi-Family Low Income | New | Space Heating | Natural Gas | Furnace | E8 |  | Baseline Forecast | bar: 2019 to 2051
Residential_Multi-Family Low Income_New_Space Heating_Natural Gas_Furnace_E9_Baseline Forecast | Residential | Multi-Family Low Income | New | Space Heating | Natural Gas | Furnace | E9 |  | Baseline Forecast | bar: 2019 to 2051
Residential_Multi-Family Low Income_New_Space Heating_Natural Gas_Furnace_E10_Baseline Forecast | Residential | Multi-Family Low Income | New | Space Heating | Natural Gas | Furnace | E10 |  | Baseline Forecast | bar: 2019 to 2051
Residential_Multi-Family Low Income_New_Space Heating_Natural Gas_Boiler_E1_Baseline Forecast | Residential | Multi-Family Low Income | New | Space Heating | Natural Gas | Boiler | E1 | AFUE 80% | Baseline Forecast | 99.28% | 99.28% | 0% | 0% | 0% | 0% | 0% | 0% | 0% | 0% | 0% | 0% | 0% | 0% | 0% | 0% | 0% | 0% | 0% | 0% | 0% | 0% | 0% | 0% | 0% | 0% | 0% | 0% | 0% | 0% | 0% | 0% | 0%
Residential_Multi-Family Low Income_New_Space Heating_Natural Gas_Boiler_E2_Baseline Forecast | Residential | Multi-Family Low Income | New | Space Heating | Natural Gas | Boiler | E2 | AFUE 82% | Baseline Forecast | 0% | 0% | 98.38% | 98.38% | 98.38% | 0% | 0% | 0% | 0% | 0% | 0% | 0% | 0% | 0% | 0% | 0% | 0% | 0% | 0% | 0% | 0% | 0% | 0% | 0% | 0% | 0% | 0% | 0% | 0% | 0% | 0% | 0% | 0%
Residential_Multi-Family Low Income_New_Space Heating_Natural Gas_Boiler_E3_Baseline Forecast | Residential | Multi-Family Low Income | New | Space Heating | Natural Gas | Boiler | E3 | AFUE 85% | Baseline Forecast | bar: 2019 to 2051
Residential_Multi-Family Low Income_New_Space Heating_Natural Gas_Boiler_E4_Baseline Forecast | Residential | Multi-Family Low Income | New | Space Heating | Natural Gas | Boiler | E4 | AFUE 90% | Baseline Forecast | bar: 2019 to 2051
Residential_Multi-Family Low Income_New_Space Heating_Natural Gas_Boiler_E5_Baseline Forecast | Residential | Multi-Family Low Income | New | Space Heating | Natural Gas | Boiler | E5 | AFUE 95% | Baseline Forecast | bar: 2019 to 2051
Residential_Multi-Family Low Income_New_Space Heating_Natural Gas_Boiler_E6_Baseline Forecast | Residential | Multi-Family Low Income | New | Space Heating | Natural Gas | Boiler | E6 | Convert to Gas-Fired ASHP | Baseline Forecast | 0% | 0% | 0% | 0% | 0% | 3.034% | 3.035% | 3.035% | 3.036% | 3.036% | 3.037% | 3.037% | 3.036% | 3.035% | 3.034% | 3.032% | 3.031% | 3.029% | 3.027% | 3.025% | 3.023% | 3.022% | 3.021% | 3.02% | 3.019% | 3.017% | 3.016% | 3.014% | 3.012% | 3.01% | 3.009% | 3.007% | 3.004%
Residential_Multi-Family Low Income_New_Space Heating_Natural Gas_Boiler_E7_Baseline Forecast | Residential | Multi-Family Low Income | New | Space Heating | Natural Gas | Boiler | E7 | ASHP with AFUE 80% Backup | Baseline Forecast | 0.7168% | 0.717% | 1.617% | 1.617% | 1.616% | 96.97% | 96.97% | 96.96% | 96.96% | 96.96% | 96.96% | 96.96% | 96.96% | 96.96% | 96.97% | 96.97% | 96.97% | 96.97% | 96.97% | 96.98% | 96.98% | 96.98% | 96.98% | 96.98% | 96.98% | 96.98% | 96.98% | 96.99% | 96.99% | 96.99% | 96.99% | 96.99% | 97%
Residential_Multi-Family Low Income_New_Space Heating_Natural Gas_Boiler_E8_Baseline Forecast | Residential | Multi-Family Low Income | New | Space Heating | Natural Gas | Boiler | E8 | ASHP with AFUE 95% backup | Baseline Forecast | bar: 2019 to 2051
Residential_Multi-Family Low Income_New_Space Heating_Natural Gas_Boiler_E9_Baseline Forecast | Residential | Multi-Family Low Income | New | Space Heating | Natural Gas | Boiler | E9 |  | Baseline Forecast | bar: 2019 to 2051
Residential_Multi-Family Low Income_New_Space Heating_Natural Gas_Boiler_E10_Baseline Forecast | Residential | Multi-Family Low Income | New | Space Heating | Natural Gas | Boiler | E10 |  | Baseline Forecast | bar: 2019 to 2051
Residential_Multi-Family Low Income_New_Secondary Heating_Natural Gas_Fireplace_E1_Baseline Forecast | Residential | Multi-Family Low Income | New | Secondary Heating | Natural Gas | Fireplace | E1 | Baseline (>50% FE) | Baseline Forecast | 100% | 100% | 100% | 100% | 100% | 100% | 100% | 100% | 100% | 100% | 100% | 100% | 100% | 100% | 100% | 100% | 100% | 100% | 100% | 100% | 100% | 100% | 100% | 100% | 100% | 100% | 100% | 100% | 100% | 100% | 100% | 100% | 100%
Residential_Multi-Family Low Income_New_Secondary Heating_Natural Gas_Fireplace_E2_Baseline Forecast | Residential | Multi-Family Low Income | New | Secondary Heating | Natural Gas | Fireplace | E2 | Tier 1 (70% FE) | Baseline Forecast | bar: 2019 to 2051
Residential_Multi-Family Low Income_New_Secondary Heating_Natural Gas_Fireplace_E3_Baseline Forecast | Residential | Multi-Family Low Income | New | Secondary Heating | Natural Gas | Fireplace | E3 | Tier 2 (>75% FE) | Baseline Forecast | bar: 2019 to 2051
Residential_Multi-Family Low Income_New_Secondary Heating_Natural Gas_Fireplace_E4_Baseline Forecast | Residential | Multi-Family Low Income | New | Secondary Heating | Natural Gas | Fireplace | E4 |  | Baseline Forecast | bar: 2019 to 2051
Residential_Multi-Family Low Income_New_Secondary Heating_Natural Gas_Fireplace_E5_Baseline Forecast | Residential | Multi-Family Low Income | New | Secondary Heating | Natural Gas | Fireplace | E5 |  | Baseline Forecast | bar: 2019 to 2051
Residential_Multi-Family Low Income_New_Secondary Heating_Natural Gas_Fireplace_E6_Baseline Forecast | Residential | Multi-Family Low Income | New | Secondary Heating | Natural Gas | Fireplace | E6 |  | Baseline Forecast | bar: 2019 to 2051
Residential_Multi-Family Low Income_New_Secondary Heating_Natural Gas_Fireplace_E7_Baseline Forecast | Residential | Multi-Family Low Income | New | Secondary Heating | Natural Gas | Fireplace | E7 |  | Baseline Forecast | bar: 2019 to 2051
Residential_Multi-Family Low Income_New_Secondary Heating_Natural Gas_Fireplace_E8_Baseline Forecast | Residential | Multi-Family Low Income | New | Secondary Heating | Natural Gas | Fireplace | E8 |  | Baseline Forecast | bar: 2019 to 2051
Residential_Multi-Family Low Income_New_Secondary Heating_Natural Gas_Fireplace_E9_Baseline Forecast | Residential | Multi-Family Low Income | New | Secondary Heating | Natural Gas | Fireplace | E9 |  | Baseline Forecast | bar: 2019 to 2051
Residential_Multi-Family Low Income_New_Secondary Heating_Natural Gas_Fireplace_E10_Baseline Forecast | Residential | Multi-Family Low Income | New | Secondary Heating | Natural Gas | Fireplace | E10 |  | Baseline Forecast | bar: 2019 to 2051
Residential_Multi-Family Low Income_New_Water Heating_Natural Gas_Water Heater (<= 55 gal)_E1_Baseline Forecast | Residential | Multi-Family Low Income | New | Water Heating | Natural Gas | Water Heater (<= 55 gal) | E1 | UEF 0.58 (Standard) | Baseline Forecast | 16.97% | 17.06% | 17.29% | 17.46% | 0% | 0% | 0% | 0% | 0% | 0% | 0% | 0% | 0% | 0% | 0% | 0% | 0% | 0% | 0% | 0% | 0% | 0% | 0% | 0% | 0% | 0% | 0% | 0% | 0% | 0% | 0% | 0% | 0%
Residential_Multi-Family Low Income_New_Water Heating_Natural Gas_Water Heater (<= 55 gal)_E2_Baseline Forecast | Residential | Multi-Family Low Income | New | Water Heating | Natural Gas | Water Heater (<= 55 gal) | E2 | UEF 0.64 (ENERGY STAR 4.0) | Baseline Forecast | 79.03% | 78.94% | 78.71% | 78.54% | 0% | 0% | 0% | 0% | 0% | 0% | 0% | 0% | 0% | 0% | 0% | 0% | 0% | 0% | 0% | 0% | 0% | 0% | 0% | 0% | 0% | 0% | 0% | 0% | 0% | 0% | 0% | 0% | 0%
Residential_Multi-Family Low Income_New_Water Heating_Natural Gas_Water Heater (<= 55 gal)_E3_Baseline Forecast | Residential | Multi-Family Low Income | New | Water Heating | Natural Gas | Water Heater (<= 55 gal) | E3 | UEF 0.81 (ENERGY STAR 5.0) | Baseline Forecast | 3.999% | 3.999% | 3.998% | 3.998% | 0% | 0% | 0% | 0% | 0% | 0% | 0% | 0% | 0% | 0% | 0% | 0% | 0% | 0% | 0% | 0% | 0% | 0% | 0% | 0% | 0% | 0% | 0% | 0% | 0% | 0% | 0% | 0% | 0%
Residential_Multi-Family Low Income_New_Water Heating_Natural Gas_Water Heater (<= 55 gal)_E4_Baseline Forecast | Residential | Multi-Family Low Income | New | Water Heating | Natural Gas | Water Heater (<= 55 gal) | E4 | UEF 0.87 (Instantaneous, ENERGY STAR 4.0) | Baseline Forecast | bar: 2019 to 2051
Residential_Multi-Family Low Income_New_Water Heating_Natural Gas_Water Heater (<= 55 gal)_E5_Baseline Forecast | Residential | Multi-Family Low Income | New | Water Heating | Natural Gas | Water Heater (<= 55 gal) | E5 | UEF 0.95 (Instantaneous, ENERGY STAR 5.0) | Baseline Forecast | bar: 2019 to 2051
Residential_Multi-Family Low Income_New_Water Heating_Natural Gas_Water Heater (<= 55 gal)_E6_Baseline Forecast | Residential | Multi-Family Low Income | New | Water Heating | Natural Gas | Water Heater (<= 55 gal) | E6 | UEF 1.0+ (Gas-Fired HPWH) | Baseline Forecast | bar: 2019 to 2051
Residential_Multi-Family Low Income_New_Water Heating_Natural Gas_Water Heater (<= 55 gal)_E7_Baseline Forecast | Residential | Multi-Family Low Income | New | Water Heating | Natural Gas | Water Heater (<= 55 gal) | E7 | NEEA Gas-Fired Absorption HPWH (COP 1.3) | Baseline Forecast | bar: 2019 to 2051
Residential_Multi-Family Low Income_New_Water Heating_Natural Gas_Water Heater (<= 55 gal)_E8_Baseline Forecast | Residential | Multi-Family Low Income | New | Water Heating | Natural Gas | Water Heater (<= 55 gal) | E8 |  | Baseline Forecast | bar: 2019 to 2051
Residential_Multi-Family Low Income_New_Water Heating_Natural Gas_Water Heater (<= 55 gal)_E9_Baseline Forecast | Residential | Multi-Family Low Income | New | Water Heating | Natural Gas | Water Heater (<= 55 gal) | E9 |  | Baseline Forecast | bar: 2019 to 2051
Residential_Multi-Family Low Income_New_Water Heating_Natural Gas_Water Heater (<= 55 gal)_E10_Baseline Forecast | Residential | Multi-Family Low Income | New | Water Heating | Natural Gas | Water Heater (<= 55 gal) | E10 |  | Baseline Forecast | bar: 2019 to 2051
Residential_Multi-Family Low Income_New_Water Heating_Natural Gas_Water Heater (> 55 gal)_E1_Baseline Forecast | Residential | Multi-Family Low Income | New | Water Heating | Natural Gas | Water Heater (> 55 gal) | E1 | UEF 0.76 (Standard) | Baseline Forecast | 16.97% | 17.06% | 17.29% | 17.46% | 0% | 0% | 0% | 0% | 0% | 0% | 0% | 0% | 0% | 0% | 0% | 0% | 0% | 0% | 0% | 0% | 0% | 0% | 0% | 0% | 0% | 0% | 0% | 0% | 0% | 0% | 0% | 0% | 0%
Residential_Multi-Family Low Income_New_Water Heating_Natural Gas_Water Heater (> 55 gal)_E2_Baseline Forecast | Residential | Multi-Family Low Income | New | Water Heating | Natural Gas | Water Heater (> 55 gal) | E2 | UEF 0.78 (ENERGY STAR 4.0) | Baseline Forecast | 79.03% | 78.94% | 78.71% | 78.54% | 0% | 0% | 0% | 0% | 0% | 0% | 0% | 0% | 0% | 0% | 0% | 0% | 0% | 0% | 0% | 0% | 0% | 0% | 0% | 0% | 0% | 0% | 0% | 0% | 0% | 0% | 0% | 0% | 0%
Residential_Multi-Family Low Income_New_Water Heating_Natural Gas_Water Heater (> 55 gal)_E3_Baseline Forecast | Residential | Multi-Family Low Income | New | Water Heating | Natural Gas | Water Heater (> 55 gal) | E3 | UEF 0.86 (ENERGY STAR 5.0) | Baseline Forecast | 3.999% | 3.999% | 3.998% | 3.998% | 0% | 0% | 0% | 0% | 0% | 0% | 0% | 0% | 0% | 0% | 0% | 0% | 0% | 0% | 0% | 0% | 0% | 0% | 0% | 0% | 0% | 0% | 0% | 0% | 0% | 0% | 0% | 0% | 0%
Residential_Multi-Family Low Income_New_Water Heating_Natural Gas_Water Heater (> 55 gal)_E4_Baseline Forecast | Residential | Multi-Family Low Income | New | Water Heating | Natural Gas | Water Heater (> 55 gal) | E4 | UEF 0.87 (Instantaneous, ENERGY STAR 4.0) | Baseline Forecast | bar: 2019 to 2051
Residential_Multi-Family Low Income_New_Water Heating_Natural Gas_Water Heater (> 55 gal)_E5_Baseline Forecast | Residential | Multi-Family Low Income | New | Water Heating | Natural Gas | Water Heater (> 55 gal) | E5 | UEF 0.95 (Instantaneous, ENERGY STAR 5.0) | Baseline Forecast | bar: 2019 to 2051
Residential_Multi-Family Low Income_New_Water Heating_Natural Gas_Water Heater (> 55 gal)_E6_Baseline Forecast | Residential | Multi-Family Low Income | New | Water Heating | Natural Gas | Water Heater (> 55 gal) | E6 | UEF 1.0+ (Gas-Fired HPWH) | Baseline Forecast | bar: 2019 to 2051
Residential_Multi-Family Low Income_New_Water Heating_Natural Gas_Water Heater (> 55 gal)_E7_Baseline Forecast | Residential | Multi-Family Low Income | New | Water Heating | Natural Gas | Water Heater (> 55 gal) | E7 | NEEA Gas-Fired Absorption HPWH (COP 1.3) | Baseline Forecast | bar: 2019 to 2051
Residential_Multi-Family Low Income_New_Water Heating_Natural Gas_Water Heater (> 55 gal)_E8_Baseline Forecast | Residential | Multi-Family Low Income | New | Water Heating | Natural Gas | Water Heater (> 55 gal) | E8 |  | Baseline Forecast | bar: 2019 to 2051
Residential_Multi-Family Low Income_New_Water Heating_Natural Gas_Water Heater (> 55 gal)_E9_Baseline Forecast | Residential | Multi-Family Low Income | New | Water Heating | Natural Gas | Water Heater (> 55 gal) | E9 |  | Baseline Forecast | bar: 2019 to 2051
Residential_Multi-Family Low Income_New_Water Heating_Natural Gas_Water Heater (> 55 gal)_E10_Baseline Forecast | Residential | Multi-Family Low Income | New | Water Heating | Natural Gas | Water Heater (> 55 gal) | E10 |  | Baseline Forecast | bar: 2019 to 2051
Residential_Multi-Family Low Income_New_Appliances_Natural Gas_Clothes Dryer_E1_Baseline Forecast | Residential | Multi-Family Low Income | New | Appliances | Natural Gas | Clothes Dryer | E1 | Standard | Baseline Forecast | 55.71% | 55.71% | 55.71% | 55.71% | 55.71% | 55.7% | 55.7% | 55.69% | 55.69% | 55.68% | 55.68% | 55.67% | 55.67% | 55.66% | 55.66% | 55.65% | 55.65% | 55.64% | 55.64% | 55.63% | 55.63% | 55.62% | 55.62% | 55.61% | 55.61% | 55.61% | 55.61% | 55.61% | 55.61% | 55.61% | 55.61% | 55.61% | 55.62%
Residential_Multi-Family Low Income_New_Appliances_Natural Gas_Clothes Dryer_E2_Baseline Forecast | Residential | Multi-Family Low Income | New | Appliances | Natural Gas | Clothes Dryer | E2 | NEEA/ENERGY STAR (CE >60%) | Baseline Forecast | 44.29% | 44.29% | 44.29% | 44.29% | 44.29% | 44.3% | 44.3% | 44.31% | 44.31% | 44.32% | 44.32% | 44.33% | 44.33% | 44.34% | 44.34% | 44.35% | 44.35% | 44.36% | 44.36% | 44.37% | 44.37% | 44.38% | 44.38% | 44.39% | 44.39% | 44.39% | 44.39% | 44.39% | 44.39% | 44.39% | 44.39% | 44.39% | 44.38%
Residential_Multi-Family Low Income_New_Appliances_Natural Gas_Clothes Dryer_E3_Baseline Forecast | Residential | Multi-Family Low Income | New | Appliances | Natural Gas | Clothes Dryer | E3 |  | Baseline Forecast | bar: 2019 to 2051
Residential_Multi-Family Low Income_New_Appliances_Natural Gas_Clothes Dryer_E4_Baseline Forecast | Residential | Multi-Family Low Income | New | Appliances | Natural Gas | Clothes Dryer | E4 |  | Baseline Forecast | bar: 2019 to 2051
Residential_Multi-Family Low Income_New_Appliances_Natural Gas_Clothes Dryer_E5_Baseline Forecast | Residential | Multi-Family Low Income | New | Appliances | Natural Gas | Clothes Dryer | E5 |  | Baseline Forecast | bar: 2019 to 2051
Residential_Multi-Family Low Income_New_Appliances_Natural Gas_Clothes Dryer_E6_Baseline Forecast | Residential | Multi-Family Low Income | New | Appliances | Natural Gas | Clothes Dryer | E6 |  | Baseline Forecast | bar: 2019 to 2051
Residential_Multi-Family Low Income_New_Appliances_Natural Gas_Clothes Dryer_E7_Baseline Forecast | Residential | Multi-Family Low Income | New | Appliances | Natural Gas | Clothes Dryer | E7 |  | Baseline Forecast | bar: 2019 to 2051
Residential_Multi-Family Low Income_New_Appliances_Natural Gas_Clothes Dryer_E8_Baseline Forecast | Residential | Multi-Family Low Income | New | Appliances | Natural Gas | Clothes Dryer | E8 |  | Baseline Forecast | bar: 2019 to 2051
Residential_Multi-Family Low Income_New_Appliances_Natural Gas_Clothes Dryer_E9_Baseline Forecast | Residential | Multi-Family Low Income | New | Appliances | Natural Gas | Clothes Dryer | E9 |  | Baseline Forecast | bar: 2019 to 2051
Residential_Multi-Family Low Income_New_Appliances_Natural Gas_Clothes Dryer_E10_Baseline Forecast | Residential | Multi-Family Low Income | New | Appliances | Natural Gas | Clothes Dryer | E10 |  | Baseline Forecast | bar: 2019 to 2051
Residential_Multi-Family Low Income_New_Appliances_Natural Gas_Stove/Oven_E1_Baseline Forecast | Residential | Multi-Family Low Income | New | Appliances | Natural Gas | Stove/Oven | E1 | EF 0.399 | Baseline Forecast | 70.16% | 70.16% | 70.15% | 70.15% | 70.15% | 70.15% | 70.14% | 70.13% | 70.12% | 70.1% | 70.09% | 70.08% | 70.07% | 70.06% | 70.05% | 70.04% | 70.03% | 70.02% | 70.01% | 70% | 69.99% | 69.98% | 69.97% | 69.96% | 69.96% | 69.96% | 69.95% | 69.95% | 69.95% | 69.95% | 69.96% | 69.96% | 69.97%
Residential_Multi-Family Low Income_New_Appliances_Natural Gas_Stove/Oven_E2_Baseline Forecast | Residential | Multi-Family Low Income | New | Appliances | Natural Gas | Stove/Oven | E2 | High Efficiency (730 + 1660 IAEC) | Baseline Forecast | 29.84% | 29.84% | 29.85% | 29.85% | 29.85% | 29.85% | 29.86% | 29.87% | 29.88% | 29.9% | 29.91% | 29.92% | 29.93% | 29.94% | 29.95% | 29.96% | 29.97% | 29.98% | 29.99% | 30% | 30.01% | 30.02% | 30.03% | 30.04% | 30.04% | 30.04% | 30.05% | 30.05% | 30.05% | 30.05% | 30.04% | 30.04% | 30.03%
Residential_Multi-Family Low Income_New_Appliances_Natural Gas_Stove/Oven_E3_Baseline Forecast | Residential | Multi-Family Low Income | New | Appliances | Natural Gas | Stove/Oven | E3 |  | Baseline Forecast | bar: 2019 to 2051
Residential_Multi-Family Low Income_New_Appliances_Natural Gas_Stove/Oven_E4_Baseline Forecast | Residential | Multi-Family Low Income | New | Appliances | Natural Gas | Stove/Oven | E4 |  | Baseline Forecast | bar: 2019 to 2051
Residential_Multi-Family Low Income_New_Appliances_Natural Gas_Stove/Oven_E5_Baseline Forecast | Residential | Multi-Family Low Income | New | Appliances | Natural Gas | Stove/Oven | E5 |  | Baseline Forecast | bar: 2019 to 2051
Residential_Multi-Family Low Income_New_Appliances_Natural Gas_Stove/Oven_E6_Baseline Forecast | Residential | Multi-Family Low Income | New | Appliances | Natural Gas | Stove/Oven | E6 |  | Baseline Forecast | bar: 2019 to 2051
Residential_Multi-Family Low Income_New_Appliances_Natural Gas_Stove/Oven_E7_Baseline Forecast | Residential | Multi-Family Low Income | New | Appliances | Natural Gas | Stove/Oven | E7 |  | Baseline Forecast | bar: 2019 to 2051
Residential_Multi-Family Low Income_New_Appliances_Natural Gas_Stove/Oven_E8_Baseline Forecast | Residential | Multi-Family Low Income | New | Appliances | Natural Gas | Stove/Oven | E8 |  | Baseline Forecast | bar: 2019 to 2051
Residential_Multi-Family Low Income_New_Appliances_Natural Gas_Stove/Oven_E9_Baseline Forecast | Residential | Multi-Family Low Income | New | Appliances | Natural Gas | Stove/Oven | E9 |  | Baseline Forecast | bar: 2019 to 2051
Residential_Multi-Family Low Income_New_Appliances_Natural Gas_Stove/Oven_E10_Baseline Forecast | Residential | Multi-Family Low Income | New | Appliances | Natural Gas | Stove/Oven | E10 |  | Baseline Forecast | bar: 2019 to 2051
Residential_Multi-Family Low Income_New_Miscellaneous_Natural Gas_Pool Heater_E1_Baseline Forecast | Residential | Multi-Family Low Income | New | Miscellaneous | Natural Gas | Pool Heater | E1 | Standard (EF 0.82) | Baseline Forecast | 95% | 95% | 95% | 95% | 95% | 95% | 95% | 95% | 95% | 95% | 95% | 95% | 95% | 95% | 95% | 95% | 95% | 95% | 95% | 95% | 95% | 95% | 95% | 95% | 95% | 95% | 95% | 95% | 95% | 95% | 95% | 95% | 95%
Residential_Multi-Family Low Income_New_Miscellaneous_Natural Gas_Pool Heater_E2_Baseline Forecast | Residential | Multi-Family Low Income | New | Miscellaneous | Natural Gas | Pool Heater | E2 | High Efficiency (EF 0.84) | Baseline Forecast | bar: 2019 to 2051
Residential_Multi-Family Low Income_New_Miscellaneous_Natural Gas_Pool Heater_E3_Baseline Forecast | Residential | Multi-Family Low Income | New | Miscellaneous | Natural Gas | Pool Heater | E3 | Condensing (EF .94) | Baseline Forecast | bar: 2019 to 2051
Residential_Multi-Family Low Income_New_Miscellaneous_Natural Gas_Pool Heater_E4_Baseline Forecast | Residential | Multi-Family Low Income | New | Miscellaneous | Natural Gas | Pool Heater | E4 | Condensing w/Imp. HX (EF 0.95) | Baseline Forecast | bar: 2019 to 2051
Residential_Multi-Family Low Income_New_Miscellaneous_Natural Gas_Pool Heater_E5_Baseline Forecast | Residential | Multi-Family Low Income | New | Miscellaneous | Natural Gas | Pool Heater | E5 |  | Baseline Forecast | bar: 2019 to 2051
Residential_Multi-Family Low Income_New_Miscellaneous_Natural Gas_Pool Heater_E6_Baseline Forecast | Residential | Multi-Family Low Income | New | Miscellaneous | Natural Gas | Pool Heater | E6 |  | Baseline Forecast | bar: 2019 to 2051
Residential_Multi-Family Low Income_New_Miscellaneous_Natural Gas_Pool Heater_E7_Baseline Forecast | Residential | Multi-Family Low Income | New | Miscellaneous | Natural Gas | Pool Heater | E7 |  | Baseline Forecast | bar: 2019 to 2051
Residential_Multi-Family Low Income_New_Miscellaneous_Natural Gas_Pool Heater_E8_Baseline Forecast | Residential | Multi-Family Low Income | New | Miscellaneous | Natural Gas | Pool Heater | E8 |  | Baseline Forecast | bar: 2019 to 2051
Residential_Multi-Family Low Income_New_Miscellaneous_Natural Gas_Pool Heater_E9_Baseline Forecast | Residential | Multi-Family Low Income | New | Miscellaneous | Natural Gas | Pool Heater | E9 |  | Baseline Forecast | bar: 2019 to 2051
Residential_Multi-Family Low Income_New_Miscellaneous_Natural Gas_Pool Heater_E10_Baseline Forecast | Residential | Multi-Family Low Income | New | Miscellaneous | Natural Gas | Pool Heater | E10 |  | Baseline Forecast | bar: 2019 to 2051
Residential_Multi-Family Low Income_New_Miscellaneous_Natural Gas_Miscellaneous_E1_Baseline Forecast | Residential | Multi-Family Low Income | New | Miscellaneous | Natural Gas | Miscellaneous | E1 | Default | Baseline Forecast | 100% | 100% | 100% | 100% | 100% | 100% | 100% | 100% | 100% | 100% | 100% | 100% | 100% | 100% | 100% | 100% | 100% | 100% | 100% | 100% | 100% | 100% | 100% | 100% | 100% | 100% | 100% | 100% | 100% | 100% | 100% | 100% | 100%
Residential_Multi-Family Low Income_New_Miscellaneous_Natural Gas_Miscellaneous_E2_Baseline Forecast | Residential | Multi-Family Low Income | New | Miscellaneous | Natural Gas | Miscellaneous | E2 |  | Baseline Forecast | bar: 2019 to 2051
Residential_Multi-Family Low Income_New_Miscellaneous_Natural Gas_Miscellaneous_E3_Baseline Forecast | Residential | Multi-Family Low Income | New | Miscellaneous | Natural Gas | Miscellaneous | E3 |  | Baseline Forecast | bar: 2019 to 2051
Residential_Multi-Family Low Income_New_Miscellaneous_Natural Gas_Miscellaneous_E4_Baseline Forecast | Residential | Multi-Family Low Income | New | Miscellaneous | Natural Gas | Miscellaneous | E4 |  | Baseline Forecast | bar: 2019 to 2051
Residential_Multi-Family Low Income_New_Miscellaneous_Natural Gas_Miscellaneous_E5_Baseline Forecast | Residential | Multi-Family Low Income | New | Miscellaneous | Natural Gas | Miscellaneous | E5 |  | Baseline Forecast | bar: 2019 to 2051
Residential_Multi-Family Low Income_New_Miscellaneous_Natural Gas_Miscellaneous_E6_Baseline Forecast | Residential | Multi-Family Low Income | New | Miscellaneous | Natural Gas | Miscellaneous | E6 |  | Baseline Forecast | bar: 2019 to 2051
Residential_Multi-Family Low Income_New_Miscellaneous_Natural Gas_Miscellaneous_E7_Baseline Forecast | Residential | Multi-Family Low Income | New | Miscellaneous | Natural Gas | Miscellaneous | E7 |  | Baseline Forecast | bar: 2019 to 2051
Residential_Multi-Family Low Income_New_Miscellaneous_Natural Gas_Miscellaneous_E8_Baseline Forecast | Residential | Multi-Family Low Income | New | Miscellaneous | Natural Gas | Miscellaneous | E8 |  | Baseline Forecast | bar: 2019 to 2051
Residential_Multi-Family Low Income_New_Miscellaneous_Natural Gas_Miscellaneous_E9_Baseline Forecast | Residential | Multi-Family Low Income | New | Miscellaneous | Natural Gas | Miscellaneous | E9 |  | Baseline Forecast | bar: 2019 to 2051
Residential_Multi-Family Low Income_New_Miscellaneous_Natural Gas_Miscellaneous_E10_Baseline Forecast | Residential | Multi-Family Low Income | New | Miscellaneous | Natural Gas | Miscellaneous | E10 |  | Baseline Forecast | bar: 2019 to 2051
Residential_Manufactured Home Regular Income_Existing_Space Heating_Natural Gas_Furnace_E1_Baseline Forecast | Residential | Manufactured Home Regular Income | Existing | Space Heating | Natural Gas | Furnace | E1 | AFUE 80% | Baseline Forecast | 90.11% | 90.11% | 90.11% | 90.1% | 90.11% | 90.11% | 90.11% | 90.11% | 90.11% | 90.11% | 90.11% | 90.11% | 90.11% | 90.11% | 90.11% | 90.11% | 90.11% | 90.12% | 90.12% | 90.12% | 90.12% | 90.13% | 90.13% | 90.13% | 90.14% | 90.14% | 90.14% | 90.15% | 90.15% | 90.16% | 90.16% | 90.16% | 90.17%
Residential_Manufactured Home Regular Income_Existing_Space Heating_Natural Gas_Furnace_E2_Baseline Forecast | Residential | Manufactured Home Regular Income | Existing | Space Heating | Natural Gas | Furnace | E2 | AFUE 95% (ENERGY STAR 4.1) | Baseline Forecast | 5.657% | 5.657% | 5.658% | 5.659% | 5.658% | 5.658% | 5.658% | 5.658% | 5.658% | 5.658% | 5.658% | 5.658% | 5.658% | 5.658% | 5.657% | 5.656% | 5.656% | 5.655% | 5.654% | 5.653% | 5.652% | 5.651% | 5.649% | 5.648% | 5.647% | 5.645% | 5.644% | 5.642% | 5.64% | 5.638% | 5.636% | 5.634% | 5.631%
Residential_Manufactured Home Regular Income_Existing_Space Heating_Natural Gas_Furnace_E3_Baseline Forecast | Residential | Manufactured Home Regular Income | Existing | Space Heating | Natural Gas | Furnace | E3 | AFUE 97% (CEE Tier 3) | Baseline Forecast | 3.771% | 3.772% | 3.772% | 3.773% | 3.772% | 3.772% | 3.772% | 3.772% | 3.772% | 3.773% | 3.773% | 3.772% | 3.772% | 3.772% | 3.771% | 3.771% | 3.77% | 3.769% | 3.768% | 3.768% | 3.767% | 3.766% | 3.765% | 3.764% | 3.762% | 3.761% | 3.76% | 3.758% | 3.757% | 3.755% | 3.753% | 3.751% | 3.748%
Residential_Manufactured Home Regular Income_Existing_Space Heating_Natural Gas_Furnace_E4_Baseline Forecast | Residential | Manufactured Home Regular Income | Existing | Space Heating | Natural Gas | Furnace | E4 | Convert to Gas-Fired ASHP | Baseline Forecast | bar: 2019 to 2051
Residential_Manufactured Home Regular Income_Existing_Space Heating_Natural Gas_Furnace_E5_Baseline Forecast | Residential | Manufactured Home Regular Income | Existing | Space Heating | Natural Gas | Furnace | E5 | ASHP with AFUE 80% Backup | Baseline Forecast | 0.4633% | 0.4635% | 0.4639% | 0.4642% | 0.4639% | 0.4639% | 0.464% | 0.4639% | 0.4638% | 0.4635% | 0.463% | 0.4625% | 0.4619% | 0.4613% | 0.4607% | 0.46% | 0.4593% | 0.4586% | 0.458% | 0.4576% | 0.4572% | 0.4567% | 0.4562% | 0.4557% | 0.4552% | 0.4546% | 0.4539% | 0.4533% | 0.4525% | 0.4518% | 0.451% | 0.4501% | 0.4481%
Residential_Manufactured Home Regular Income_Existing_Space Heating_Natural Gas_Furnace_E6_Baseline Forecast | Residential | Manufactured Home Regular Income | Existing | Space Heating | Natural Gas | Furnace | E6 | ASHP with AFUE 95% backup | Baseline Forecast | bar: 2019 to 2051
Residential_Manufactured Home Regular Income_Existing_Space Heating_Natural Gas_Furnace_E7_Baseline Forecast | Residential | Manufactured Home Regular Income | Existing | Space Heating | Natural Gas | Furnace | E7 |  | Baseline Forecast | bar: 2019 to 2051
Residential_Manufactured Home Regular Income_Existing_Space Heating_Natural Gas_Furnace_E8_Baseline Forecast | Residential | Manufactured Home Regular Income | Existing | Space Heating | Natural Gas | Furnace | E8 |  | Baseline Forecast | bar: 2019 to 2051
Residential_Manufactured Home Regular Income_Existing_Space Heating_Natural Gas_Furnace_E9_Baseline Forecast | Residential | Manufactured Home Regular Income | Existing | Space Heating | Natural Gas | Furnace | E9 |  | Baseline Forecast | bar: 2019 to 2051
Residential_Manufactured Home Regular Income_Existing_Space Heating_Natural Gas_Furnace_E10_Baseline Forecast | Residential | Manufactured Home Regular Income | Existing | Space Heating | Natural Gas | Furnace | E10 |  | Baseline Forecast | bar: 2019 to 2051
Residential_Manufactured Home Regular Income_Existing_Space Heating_Natural Gas_Boiler_E1_Baseline Forecast | Residential | Manufactured Home Regular Income | Existing | Space Heating | Natural Gas | Boiler | E1 | AFUE 80% | Baseline Forecast | 49.48% | 49.48% | 0% | 0% | 0% | 0% | 0% | 0% | 0% | 0% | 0% | 0% | 0% | 0% | 0% | 0% | 0% | 0% | 0% | 0% | 0% | 0% | 0% | 0% | 0% | 0% | 0% | 0% | 0% | 0% | 0% | 0% | 0%
Residential_Manufactured Home Regular Income_Existing_Space Heating_Natural Gas_Boiler_E2_Baseline Forecast | Residential | Manufactured Home Regular Income | Existing | Space Heating | Natural Gas | Boiler | E2 | AFUE 82% | Baseline Forecast | 0% | 0% | 37.76% | 37.76% | 37.77% | 37.77% | 37.77% | 37.77% | 37.77% | 37.77% | 37.77% | 37.77% | 37.77% | 37.77% | 37.77% | 37.78% | 37.78% | 37.78% | 37.78% | 37.79% | 37.79% | 37.79% | 37.8% | 37.8% | 37.8% | 37.81% | 37.81% | 37.81% | 37.82% | 37.83% | 37.83% | 37.85% | 37.86%
Residential_Manufactured Home Regular Income_Existing_Space Heating_Natural Gas_Boiler_E3_Baseline Forecast | Residential | Manufactured Home Regular Income | Existing | Space Heating | Natural Gas | Boiler | E3 | AFUE 85% | Baseline Forecast | 20.41% | 20.41% | 25.14% | 25.14% | 25.14% | 25.14% | 25.14% | 25.14% | 25.14% | 25.14% | 25.14% | 25.14% | 25.14% | 25.14% | 25.14% | 25.14% | 25.14% | 25.14% | 25.14% | 25.14% | 25.14% | 25.14% | 25.14% | 25.14% | 25.14% | 25.14% | 25.14% | 25.14% | 25.14% | 25.14% | 25.14% | 25.15% | 25.15%
Residential_Manufactured Home Regular Income_Existing_Space Heating_Natural Gas_Boiler_E4_Baseline Forecast | Residential | Manufactured Home Regular Income | Existing | Space Heating | Natural Gas | Boiler | E4 | AFUE 90% | Baseline Forecast | 20.41% | 20.41% | 25.15% | 25.15% | 25.15% | 25.15% | 25.15% | 25.15% | 25.15% | 25.15% | 25.15% | 25.15% | 25.15% | 25.15% | 25.14% | 25.14% | 25.14% | 25.14% | 25.14% | 25.14% | 25.14% | 25.14% | 25.14% | 25.13% | 25.13% | 25.13% | 25.13% | 25.13% | 25.13% | 25.12% | 25.12% | 25.11% | 25.11%
Residential_Manufactured Home Regular Income_Existing_Space Heating_Natural Gas_Boiler_E5_Baseline Forecast | Residential | Manufactured Home Regular Income | Existing | Space Heating | Natural Gas | Boiler | E5 | AFUE 95% | Baseline Forecast | 9.696% | 9.696% | 11.95% | 11.95% | 11.95% | 11.95% | 11.95% | 11.95% | 11.95% | 11.95% | 11.95% | 11.95% | 11.94% | 11.94% | 11.94% | 11.94% | 11.94% | 11.94% | 11.94% | 11.93% | 11.93% | 11.93% | 11.93% | 11.93% | 11.92% | 11.92% | 11.92% | 11.92% | 11.91% | 11.91% | 11.9% | 11.89% | 11.88%
Residential_Manufactured Home Regular Income_Existing_Space Heating_Natural Gas_Boiler_E6_Baseline Forecast | Residential | Manufactured Home Regular Income | Existing | Space Heating | Natural Gas | Boiler | E6 | Convert to Gas-Fired ASHP | Baseline Forecast | bar: 2019 to 2051
Residential_Manufactured Home Regular Income_Existing_Space Heating_Natural Gas_Boiler_E7_Baseline Forecast | Residential | Manufactured Home Regular Income | Existing | Space Heating | Natural Gas | Boiler | E7 | ASHP with AFUE 80% Backup | Baseline Forecast | bar: 2019 to 2051
Residential_Manufactured Home Regular Income_Existing_Space Heating_Natural Gas_Boiler_E8_Baseline Forecast | Residential | Manufactured Home Regular Income | Existing | Space Heating | Natural Gas | Boiler | E8 | ASHP with AFUE 95% backup | Baseline Forecast | bar: 2019 to 2051
Residential_Manufactured Home Regular Income_Existing_Space Heating_Natural Gas_Boiler_E9_Baseline Forecast | Residential | Manufactured Home Regular Income | Existing | Space Heating | Natural Gas | Boiler | E9 |  | Baseline Forecast | bar: 2019 to 2051
Residential_Manufactured Home Regular Income_Existing_Space Heating_Natural Gas_Boiler_E10_Baseline Forecast | Residential | Manufactured Home Regular Income | Existing | Space Heating | Natural Gas | Boiler | E10 |  | Baseline Forecast | bar: 2019 to 2051
Residential_Manufactured Home Regular Income_Existing_Secondary Heating_Natural Gas_Fireplace_E1_Baseline Forecast | Residential | Manufactured Home Regular Income | Existing | Secondary Heating | Natural Gas | Fireplace | E1 | Baseline (>50% FE) | Baseline Forecast | 100% | 100% | 100% | 100% | 100% | 100% | 100% | 100% | 100% | 100% | 100% | 100% | 100% | 100% | 100% | 100% | 100% | 100% | 100% | 100% | 100% | 100% | 100% | 100% | 100% | 100% | 100% | 100% | 100% | 100% | 100% | 100% | 100%
Residential_Manufactured Home Regular Income_Existing_Secondary Heating_Natural Gas_Fireplace_E2_Baseline Forecast | Residential | Manufactured Home Regular Income | Existing | Secondary Heating | Natural Gas | Fireplace | E2 | Tier 1 (70% FE) | Baseline Forecast | bar: 2019 to 2051
Residential_Manufactured Home Regular Income_Existing_Secondary Heating_Natural Gas_Fireplace_E3_Baseline Forecast | Residential | Manufactured Home Regular Income | Existing | Secondary Heating | Natural Gas | Fireplace | E3 | Tier 2 (>75% FE) | Baseline Forecast | bar: 2019 to 2051
Residential_Manufactured Home Regular Income_Existing_Secondary Heating_Natural Gas_Fireplace_E4_Baseline Forecast | Residential | Manufactured Home Regular Income | Existing | Secondary Heating | Natural Gas | Fireplace | E4 |  | Baseline Forecast | bar: 2019 to 2051
Residential_Manufactured Home Regular Income_Existing_Secondary Heating_Natural Gas_Fireplace_E5_Baseline Forecast | Residential | Manufactured Home Regular Income | Existing | Secondary Heating | Natural Gas | Fireplace | E5 |  | Baseline Forecast | bar: 2019 to 2051
Residential_Manufactured Home Regular Income_Existing_Secondary Heating_Natural Gas_Fireplace_E6_Baseline Forecast | Residential | Manufactured Home Regular Income | Existing | Secondary Heating | Natural Gas | Fireplace | E6 |  | Baseline Forecast | bar: 2019 to 2051
Residential_Manufactured Home Regular Income_Existing_Secondary Heating_Natural Gas_Fireplace_E7_Baseline Forecast | Residential | Manufactured Home Regular Income | Existing | Secondary Heating | Natural Gas | Fireplace | E7 |  | Baseline Forecast | bar: 2019 to 2051
Residential_Manufactured Home Regular Income_Existing_Secondary Heating_Natural Gas_Fireplace_E8_Baseline Forecast | Residential | Manufactured Home Regular Income | Existing | Secondary Heating | Natural Gas | Fireplace | E8 |  | Baseline Forecast | bar: 2019 to 2051
Residential_Manufactured Home Regular Income_Existing_Secondary Heating_Natural Gas_Fireplace_E9_Baseline Forecast | Residential | Manufactured Home Regular Income | Existing | Secondary Heating | Natural Gas | Fireplace | E9 |  | Baseline Forecast | bar: 2019 to 2051
Residential_Manufactured Home Regular Income_Existing_Secondary Heating_Natural Gas_Fireplace_E10_Baseline Forecast | Residential | Manufactured Home Regular Income | Existing | Secondary Heating | Natural Gas | Fireplace | E10 |  | Baseline Forecast | bar: 2019 to 2051
Residential_Manufactured Home Regular Income_Existing_Water Heating_Natural Gas_Water Heater (<= 55 gal)_E1_Baseline Forecast | Residential | Manufactured Home Regular Income | Existing | Water Heating | Natural Gas | Water Heater (<= 55 gal) | E1 | UEF 0.58 (Standard) | Baseline Forecast | 13.74% | 13.86% | 14.14% | 14.35% | 14.49% | 14.65% | 14.47% | 14.37% | 14.34% | 14.28% | 12.96% | 12.94% | 12.75% | 12.69% | 12.64% | 12.61% | 12.58% | 12.54% | 12.51% | 12.49% | 12.47% | 12.43% | 12.42% | 12.39% | 12.35% | 12.3% | 12.25% | 12.25% | 12.25% | 12.25% | 12.25% | 12.25% | 12.25%
Residential_Manufactured Home Regular Income_Existing_Water Heating_Natural Gas_Water Heater (<= 55 gal)_E2_Baseline Forecast | Residential | Manufactured Home Regular Income | Existing | Water Heating | Natural Gas | Water Heater (<= 55 gal) | E2 | UEF 0.64 (ENERGY STAR 4.0) | Baseline Forecast | 82.26% | 82.14% | 81.86% | 81.65% | 81.51% | 81.35% | 81.53% | 81.63% | 81.66% | 81.72% | 83.04% | 83.06% | 83.25% | 83.31% | 83.36% | 83.39% | 83.42% | 83.46% | 83.49% | 83.51% | 83.53% | 83.57% | 83.58% | 83.61% | 83.65% | 83.7% | 83.75% | 83.75% | 83.75% | 83.75% | 83.75% | 83.75% | 83.75%
Residential_Manufactured Home Regular Income_Existing_Water Heating_Natural Gas_Water Heater (<= 55 gal)_E3_Baseline Forecast | Residential | Manufactured Home Regular Income | Existing | Water Heating | Natural Gas | Water Heater (<= 55 gal) | E3 | UEF 0.81 (ENERGY STAR 5.0) | Baseline Forecast | bar: 2019 to 2051
Residential_Manufactured Home Regular Income_Existing_Water Heating_Natural Gas_Water Heater (<= 55 gal)_E4_Baseline Forecast | Residential | Manufactured Home Regular Income | Existing | Water Heating | Natural Gas | Water Heater (<= 55 gal) | E4 | UEF 0.87 (Instantaneous, ENERGY STAR 4.0) | Baseline Forecast | bar: 2019 to 2051
Residential_Manufactured Home Regular Income_Existing_Water Heating_Natural Gas_Water Heater (<= 55 gal)_E5_Baseline Forecast | Residential | Manufactured Home Regular Income | Existing | Water Heating | Natural Gas | Water Heater (<= 55 gal) | E5 | UEF 0.95 (Instantaneous, ENERGY STAR 5.0) | Baseline Forecast | bar: 2019 to 2051
Residential_Manufactured Home Regular Income_Existing_Water Heating_Natural Gas_Water Heater (<= 55 gal)_E6_Baseline Forecast | Residential | Manufactured Home Regular Income | Existing | Water Heating | Natural Gas | Water Heater (<= 55 gal) | E6 | UEF 1.0+ (Gas-Fired HPWH) | Baseline Forecast | bar: 2019 to 2051
Residential_Manufactured Home Regular Income_Existing_Water Heating_Natural Gas_Water Heater (<= 55 gal)_E7_Baseline Forecast | Residential | Manufactured Home Regular Income | Existing | Water Heating | Natural Gas | Water Heater (<= 55 gal) | E7 | NEEA Gas-Fired Absorption HPWH (COP 1.3) | Baseline Forecast | bar: 2019 to 2051
Residential_Manufactured Home Regular Income_Existing_Water Heating_Natural Gas_Water Heater (<= 55 gal)_E8_Baseline Forecast | Residential | Manufactured Home Regular Income | Existing | Water Heating | Natural Gas | Water Heater (<= 55 gal) | E8 |  | Baseline Forecast | bar: 2019 to 2051
Residential_Manufactured Home Regular Income_Existing_Water Heating_Natural Gas_Water Heater (<= 55 gal)_E9_Baseline Forecast | Residential | Manufactured Home Regular Income | Existing | Water Heating | Natural Gas | Water Heater (<= 55 gal) | E9 |  | Baseline Forecast | bar: 2019 to 2051
Residential_Manufactured Home Regular Income_Existing_Water Heating_Natural Gas_Water Heater (<= 55 gal)_E10_Baseline Forecast | Residential | Manufactured Home Regular Income | Existing | Water Heating | Natural Gas | Water Heater (<= 55 gal) | E10 |  | Baseline Forecast | bar: 2019 to 2051
Residential_Manufactured Home Regular Income_Existing_Water Heating_Natural Gas_Water Heater (> 55 gal)_E1_Baseline Forecast | Residential | Manufactured Home Regular Income | Existing | Water Heating | Natural Gas | Water Heater (> 55 gal) | E1 | UEF 0.76 (Standard) | Baseline Forecast | 13.74% | 13.86% | 14.14% | 14.35% | 14.49% | 14.65% | 14.47% | 14.37% | 14.34% | 14.28% | 12.96% | 12.94% | 12.75% | 12.69% | 12.64% | 12.61% | 12.58% | 12.54% | 12.51% | 12.49% | 12.47% | 12.43% | 12.42% | 12.39% | 12.35% | 12.3% | 12.25% | 12.25% | 12.25% | 12.25% | 12.25% | 12.25% | 12.25%
Residential_Manufactured Home Regular Income_Existing_Water Heating_Natural Gas_Water Heater (> 55 gal)_E2_Baseline Forecast | Residential | Manufactured Home Regular Income | Existing | Water Heating | Natural Gas | Water Heater (> 55 gal) | E2 | UEF 0.78 (ENERGY STAR 4.0) | Baseline Forecast | 82.26% | 82.14% | 81.86% | 81.65% | 81.51% | 81.35% | 81.53% | 81.63% | 81.66% | 81.72% | 83.04% | 83.06% | 83.25% | 83.31% | 83.36% | 83.39% | 83.42% | 83.46% | 83.49% | 83.51% | 83.53% | 83.57% | 83.58% | 83.61% | 83.65% | 83.7% | 83.75% | 83.75% | 83.75% | 83.75% | 83.75% | 83.75% | 83.75%
Residential_Manufactured Home Regular Income_Existing_Water Heating_Natural Gas_Water Heater (> 55 gal)_E3_Baseline Forecast | Residential | Manufactured Home Regular Income | Existing | Water Heating | Natural Gas | Water Heater (> 55 gal) | E3 | UEF 0.86 (ENERGY STAR 5.0) | Baseline Forecast | bar: 2019 to 2051
Residential_Manufactured Home Regular Income_Existing_Water Heating_Natural Gas_Water Heater (> 55 gal)_E4_Baseline Forecast | Residential | Manufactured Home Regular Income | Existing | Water Heating | Natural Gas | Water Heater (> 55 gal) | E4 | UEF 0.87 (Instantaneous, ENERGY STAR 4.0) | Baseline Forecast | bar: 2019 to 2051
Residential_Manufactured Home Regular Income_Existing_Water Heating_Natural Gas_Water Heater (> 55 gal)_E5_Baseline Forecast | Residential | Manufactured Home Regular Income | Existing | Water Heating | Natural Gas | Water Heater (> 55 gal) | E5 | UEF 0.95 (Instantaneous, ENERGY STAR 5.0) | Baseline Forecast | bar: 2019 to 2051
Residential_Manufactured Home Regular Income_Existing_Water Heating_Natural Gas_Water Heater (> 55 gal)_E6_Baseline Forecast | Residential | Manufactured Home Regular Income | Existing | Water Heating | Natural Gas | Water Heater (> 55 gal) | E6 | UEF 1.0+ (Gas-Fired HPWH) | Baseline Forecast | bar: 2019 to 2051
Residential_Manufactured Home Regular Income_Existing_Water Heating_Natural Gas_Water Heater (> 55 gal)_E7_Baseline Forecast | Residential | Manufactured Home Regular Income | Existing | Water Heating | Natural Gas | Water Heater (> 55 gal) | E7 | NEEA Gas-Fired Absorption HPWH (COP 1.3) | Baseline Forecast | bar: 2019 to 2051
Residential_Manufactured Home Regular Income_Existing_Water Heating_Natural Gas_Water Heater (> 55 gal)_E8_Baseline Forecast | Residential | Manufactured Home Regular Income | Existing | Water Heating | Natural Gas | Water Heater (> 55 gal) | E8 |  | Baseline Forecast | bar: 2019 to 2051
Residential_Manufactured Home Regular Income_Existing_Water Heating_Natural Gas_Water Heater (> 55 gal)_E9_Baseline Forecast | Residential | Manufactured Home Regular Income | Existing | Water Heating | Natural Gas | Water Heater (> 55 gal) | E9 |  | Baseline Forecast | bar: 2019 to 2051
Residential_Manufactured Home Regular Income_Existing_Water Heating_Natural Gas_Water Heater (> 55 gal)_E10_Baseline Forecast | Residential | Manufactured Home Regular Income | Existing | Water Heating | Natural Gas | Water Heater (> 55 gal) | E10 |  | Baseline Forecast | bar: 2019 to 2051
Residential_Manufactured Home Regular Income_Existing_Appliances_Natural Gas_Clothes Dryer_E1_Baseline Forecast | Residential | Manufactured Home Regular Income | Existing | Appliances | Natural Gas | Clothes Dryer | E1 | Standard | Baseline Forecast | 55.53% | 55.53% | 55.52% | 55.52% | 55.52% | 55.52% | 55.52% | 55.51% | 55.5% | 55.5% | 55.49% | 55.49% | 55.48% | 55.48% | 55.47% | 55.46% | 55.46% | 55.45% | 55.44% | 55.44% | 55.43% | 55.43% | 55.42% | 55.42% | 55.42% | 55.42% | 55.42% | 55.42% | 55.42% | 55.42% | 55.42% | 55.42% | 55.42%
Residential_Manufactured Home Regular Income_Existing_Appliances_Natural Gas_Clothes Dryer_E2_Baseline Forecast | Residential | Manufactured Home Regular Income | Existing | Appliances | Natural Gas | Clothes Dryer | E2 | NEEA/ENERGY STAR (CE >60%) | Baseline Forecast | 44.47% | 44.47% | 44.48% | 44.48% | 44.48% | 44.48% | 44.48% | 44.49% | 44.5% | 44.5% | 44.51% | 44.51% | 44.52% | 44.52% | 44.53% | 44.54% | 44.54% | 44.55% | 44.56% | 44.56% | 44.57% | 44.57% | 44.58% | 44.58% | 44.58% | 44.58% | 44.58% | 44.58% | 44.58% | 44.58% | 44.58% | 44.58% | 44.58%
Residential_Manufactured Home Regular Income_Existing_Appliances_Natural Gas_Clothes Dryer_E3_Baseline Forecast | Residential | Manufactured Home Regular Income | Existing | Appliances | Natural Gas | Clothes Dryer | E3 |  | Baseline Forecast | bar: 2019 to 2051
Residential_Manufactured Home Regular Income_Existing_Appliances_Natural Gas_Clothes Dryer_E4_Baseline Forecast | Residential | Manufactured Home Regular Income | Existing | Appliances | Natural Gas | Clothes Dryer | E4 |  | Baseline Forecast | bar: 2019 to 2051
Residential_Manufactured Home Regular Income_Existing_Appliances_Natural Gas_Clothes Dryer_E5_Baseline Forecast | Residential | Manufactured Home Regular Income | Existing | Appliances | Natural Gas | Clothes Dryer | E5 |  | Baseline Forecast | bar: 2019 to 2051
Residential_Manufactured Home Regular Income_Existing_Appliances_Natural Gas_Clothes Dryer_E6_Baseline Forecast | Residential | Manufactured Home Regular Income | Existing | Appliances | Natural Gas | Clothes Dryer | E6 |  | Baseline Forecast | bar: 2019 to 2051
Residential_Manufactured Home Regular Income_Existing_Appliances_Natural Gas_Clothes Dryer_E7_Baseline Forecast | Residential | Manufactured Home Regular Income | Existing | Appliances | Natural Gas | Clothes Dryer | E7 |  | Baseline Forecast | bar: 2019 to 2051
Residential_Manufactured Home Regular Income_Existing_Appliances_Natural Gas_Clothes Dryer_E8_Baseline Forecast | Residential | Manufactured Home Regular Income | Existing | Appliances | Natural Gas | Clothes Dryer | E8 |  | Baseline Forecast | bar: 2019 to 2051
Residential_Manufactured Home Regular Income_Existing_Appliances_Natural Gas_Clothes Dryer_E9_Baseline Forecast | Residential | Manufactured Home Regular Income | Existing | Appliances | Natural Gas | Clothes Dryer | E9 |  | Baseline Forecast | bar: 2019 to 2051
Residential_Manufactured Home Regular Income_Existing_Appliances_Natural Gas_Clothes Dryer_E10_Baseline Forecast | Residential | Manufactured Home Regular Income | Existing | Appliances | Natural Gas | Clothes Dryer | E10 |  | Baseline Forecast | bar: 2019 to 2051
Residential_Manufactured Home Regular Income_Existing_Appliances_Natural Gas_Stove/Oven_E1_Baseline Forecast | Residential | Manufactured Home Regular Income | Existing | Appliances | Natural Gas | Stove/Oven | E1 | EF 0.399 | Baseline Forecast | 69.92% | 69.92% | 69.92% | 69.92% | 69.92% | 69.91% | 69.9% | 69.89% | 69.88% | 69.87% | 69.86% | 69.86% | 69.85% | 69.84% | 69.83% | 69.82% | 69.81% | 69.79% | 69.78% | 69.77% | 69.76% | 69.76% | 69.75% | 69.74% | 69.74% | 69.74% | 69.73% | 69.73% | 69.73% | 69.73% | 69.74% | 69.74% | 69.75%
Residential_Manufactured Home Regular Income_Existing_Appliances_Natural Gas_Stove/Oven_E2_Baseline Forecast | Residential | Manufactured Home Regular Income | Existing | Appliances | Natural Gas | Stove/Oven | E2 | High Efficiency (730 + 1660 IAEC) | Baseline Forecast | 30.08% | 30.08% | 30.08% | 30.08% | 30.08% | 30.09% | 30.1% | 30.11% | 30.12% | 30.13% | 30.14% | 30.14% | 30.15% | 30.16% | 30.17% | 30.18% | 30.19% | 30.21% | 30.22% | 30.23% | 30.24% | 30.24% | 30.25% | 30.26% | 30.26% | 30.26% | 30.27% | 30.27% | 30.27% | 30.27% | 30.26% | 30.26% | 30.25%
Residential_Manufactured Home Regular Income_Existing_Appliances_Natural Gas_Stove/Oven_E3_Baseline Forecast | Residential | Manufactured Home Regular Income | Existing | Appliances | Natural Gas | Stove/Oven | E3 |  | Baseline Forecast | bar: 2019 to 2051
Residential_Manufactured Home Regular Income_Existing_Appliances_Natural Gas_Stove/Oven_E4_Baseline Forecast | Residential | Manufactured Home Regular Income | Existing | Appliances | Natural Gas | Stove/Oven | E4 |  | Baseline Forecast | bar: 2019 to 2051
Residential_Manufactured Home Regular Income_Existing_Appliances_Natural Gas_Stove/Oven_E5_Baseline Forecast | Residential | Manufactured Home Regular Income | Existing | Appliances | Natural Gas | Stove/Oven | E5 |  | Baseline Forecast | bar: 2019 to 2051
Residential_Manufactured Home Regular Income_Existing_Appliances_Natural Gas_Stove/Oven_E6_Baseline Forecast | Residential | Manufactured Home Regular Income | Existing | Appliances | Natural Gas | Stove/Oven | E6 |  | Baseline Forecast | bar: 2019 to 2051
Residential_Manufactured Home Regular Income_Existing_Appliances_Natural Gas_Stove/Oven_E7_Baseline Forecast | Residential | Manufactured Home Regular Income | Existing | Appliances | Natural Gas | Stove/Oven | E7 |  | Baseline Forecast | bar: 2019 to 2051
Residential_Manufactured Home Regular Income_Existing_Appliances_Natural Gas_Stove/Oven_E8_Baseline Forecast | Residential | Manufactured Home Regular Income | Existing | Appliances | Natural Gas | Stove/Oven | E8 |  | Baseline Forecast | bar: 2019 to 2051
Residential_Manufactured Home Regular Income_Existing_Appliances_Natural Gas_Stove/Oven_E9_Baseline Forecast | Residential | Manufactured Home Regular Income | Existing | Appliances | Natural Gas | Stove/Oven | E9 |  | Baseline Forecast | bar: 2019 to 2051
Residential_Manufactured Home Regular Income_Existing_Appliances_Natural Gas_Stove/Oven_E10_Baseline Forecast | Residential | Manufactured Home Regular Income | Existing | Appliances | Natural Gas | Stove/Oven | E10 |  | Baseline Forecast | bar: 2019 to 2051
Residential_Manufactured Home Regular Income_Existing_Miscellaneous_Natural Gas_Pool Heater_E1_Baseline Forecast | Residential | Manufactured Home Regular Income | Existing | Miscellaneous | Natural Gas | Pool Heater | E1 | Standard (EF 0.82) | Baseline Forecast | 95% | 95% | 95% | 95% | 95% | 95% | 95% | 95% | 95% | 95% | 95% | 95% | 95% | 95% | 95% | 95% | 95% | 95% | 95% | 95% | 95% | 95% | 95% | 95% | 95% | 95% | 95% | 95% | 95% | 95% | 95% | 95% | 95%
Residential_Manufactured Home Regular Income_Existing_Miscellaneous_Natural Gas_Pool Heater_E2_Baseline Forecast | Residential | Manufactured Home Regular Income | Existing | Miscellaneous | Natural Gas | Pool Heater | E2 | High Efficiency (EF 0.84) | Baseline Forecast | bar: 2019 to 2051
Residential_Manufactured Home Regular Income_Existing_Miscellaneous_Natural Gas_Pool Heater_E3_Baseline Forecast | Residential | Manufactured Home Regular Income | Existing | Miscellaneous | Natural Gas | Pool Heater | E3 | Condensing (EF .94) | Baseline Forecast | bar: 2019 to 2051
Residential_Manufactured Home Regular Income_Existing_Miscellaneous_Natural Gas_Pool Heater_E4_Baseline Forecast | Residential | Manufactured Home Regular Income | Existing | Miscellaneous | Natural Gas | Pool Heater | E4 | Condensing w/Imp. HX (EF 0.95) | Baseline Forecast | bar: 2019 to 2051
Residential_Manufactured Home Regular Income_Existing_Miscellaneous_Natural Gas_Pool Heater_E5_Baseline Forecast | Residential | Manufactured Home Regular Income | Existing | Miscellaneous | Natural Gas | Pool Heater | E5 |  | Baseline Forecast | bar: 2019 to 2051
Residential_Manufactured Home Regular Income_Existing_Miscellaneous_Natural Gas_Pool Heater_E6_Baseline Forecast | Residential | Manufactured Home Regular Income | Existing | Miscellaneous | Natural Gas | Pool Heater | E6 |  | Baseline Forecast | bar: 2019 to 2051
Residential_Manufactured Home Regular Income_Existing_Miscellaneous_Natural Gas_Pool Heater_E7_Baseline Forecast | Residential | Manufactured Home Regular Income | Existing | Miscellaneous | Natural Gas | Pool Heater | E7 |  | Baseline Forecast | bar: 2019 to 2051
Residential_Manufactured Home Regular Income_Existing_Miscellaneous_Natural Gas_Pool Heater_E8_Baseline Forecast | Residential | Manufactured Home Regular Income | Existing | Miscellaneous | Natural Gas | Pool Heater | E8 |  | Baseline Forecast | bar: 2019 to 2051
Residential_Manufactured Home Regular Income_Existing_Miscellaneous_Natural Gas_Pool Heater_E9_Baseline Forecast | Residential | Manufactured Home Regular Income | Existing | Miscellaneous | Natural Gas | Pool Heater | E9 |  | Baseline Forecast | bar: 2019 to 2051
Residential_Manufactured Home Regular Income_Existing_Miscellaneous_Natural Gas_Pool Heater_E10_Baseline Forecast | Residential | Manufactured Home Regular Income | Existing | Miscellaneous | Natural Gas | Pool Heater | E10 |  | Baseline Forecast | bar: 2019 to 2051
Residential_Manufactured Home Regular Income_Existing_Miscellaneous_Natural Gas_Miscellaneous_E1_Baseline Forecast | Residential | Manufactured Home Regular Income | Existing | Miscellaneous | Natural Gas | Miscellaneous | E1 | Default | Baseline Forecast | 100% | 100% | 100% | 100% | 100% | 100% | 100% | 100% | 100% | 100% | 100% | 100% | 100% | 100% | 100% | 100% | 100% | 100% | 100% | 100% | 100% | 100% | 100% | 100% | 100% | 100% | 100% | 100% | 100% | 100% | 100% | 100% | 100%
Residential_Manufactured Home Regular Income_Existing_Miscellaneous_Natural Gas_Miscellaneous_E2_Baseline Forecast | Residential | Manufactured Home Regular Income | Existing | Miscellaneous | Natural Gas | Miscellaneous | E2 |  | Baseline Forecast | bar: 2019 to 2051
Residential_Manufactured Home Regular Income_Existing_Miscellaneous_Natural Gas_Miscellaneous_E3_Baseline Forecast | Residential | Manufactured Home Regular Income | Existing | Miscellaneous | Natural Gas | Miscellaneous | E3 |  | Baseline Forecast | bar: 2019 to 2051
Residential_Manufactured Home Regular Income_Existing_Miscellaneous_Natural Gas_Miscellaneous_E4_Baseline Forecast | Residential | Manufactured Home Regular Income | Existing | Miscellaneous | Natural Gas | Miscellaneous | E4 |  | Baseline Forecast | bar: 2019 to 2051
Residential_Manufactured Home Regular Income_Existing_Miscellaneous_Natural Gas_Miscellaneous_E5_Baseline Forecast | Residential | Manufactured Home Regular Income | Existing | Miscellaneous | Natural Gas | Miscellaneous | E5 |  | Baseline Forecast | bar: 2019 to 2051
Residential_Manufactured Home Regular Income_Existing_Miscellaneous_Natural Gas_Miscellaneous_E6_Baseline Forecast | Residential | Manufactured Home Regular Income | Existing | Miscellaneous | Natural Gas | Miscellaneous | E6 |  | Baseline Forecast | bar: 2019 to 2051
Residential_Manufactured Home Regular Income_Existing_Miscellaneous_Natural Gas_Miscellaneous_E7_Baseline Forecast | Residential | Manufactured Home Regular Income | Existing | Miscellaneous | Natural Gas | Miscellaneous | E7 |  | Baseline Forecast | bar: 2019 to 2051
Residential_Manufactured Home Regular Income_Existing_Miscellaneous_Natural Gas_Miscellaneous_E8_Baseline Forecast | Residential | Manufactured Home Regular Income | Existing | Miscellaneous | Natural Gas | Miscellaneous | E8 |  | Baseline Forecast | bar: 2019 to 2051
Residential_Manufactured Home Regular Income_Existing_Miscellaneous_Natural Gas_Miscellaneous_E9_Baseline Forecast | Residential | Manufactured Home Regular Income | Existing | Miscellaneous | Natural Gas | Miscellaneous | E9 |  | Baseline Forecast | bar: 2019 to 2051
Residential_Manufactured Home Regular Income_Existing_Miscellaneous_Natural Gas_Miscellaneous_E10_Baseline Forecast | Residential | Manufactured Home Regular Income | Existing | Miscellaneous | Natural Gas | Miscellaneous | E10 |  | Baseline Forecast | bar: 2019 to 2051
Residential_Manufactured Home Regular Income_New_Space Heating_Natural Gas_Furnace_E1_Baseline Forecast | Residential | Manufactured Home Regular Income | New | Space Heating | Natural Gas | Furnace | E1 | AFUE 80% | Baseline Forecast | 67.4% | 67.4% | 67.39% | 67.39% | 67.39% | 67.39% | 67.39% | 67.39% | 67.39% | 67.39% | 67.39% | 67.39% | 67.39% | 67.39% | 67.4% | 67.4% | 67.4% | 67.41% | 67.41% | 67.42% | 67.42% | 67.43% | 67.43% | 67.44% | 67.45% | 67.45% | 67.46% | 67.47% | 67.48% | 67.49% | 67.5% | 67.51% | 67.52%
Residential_Manufactured Home Regular Income_New_Space Heating_Natural Gas_Furnace_E2_Baseline Forecast | Residential | Manufactured Home Regular Income | New | Space Heating | Natural Gas | Furnace | E2 | AFUE 95% (ENERGY STAR 4.1) | Baseline Forecast | 32.52% | 32.52% | 32.53% | 32.53% | 32.52% | 32.52% | 32.52% | 32.53% | 32.53% | 32.53% | 32.53% | 32.53% | 32.52% | 32.52% | 32.52% | 32.52% | 32.51% | 32.51% | 32.5% | 32.5% | 32.49% | 32.49% | 32.48% | 32.48% | 32.47% | 32.46% | 32.46% | 32.45% | 32.44% | 32.43% | 32.42% | 32.41% | 32.4%
Residential_Manufactured Home Regular Income_New_Space Heating_Natural Gas_Furnace_E3_Baseline Forecast | Residential | Manufactured Home Regular Income | New | Space Heating | Natural Gas | Furnace | E3 | AFUE 97% (CEE Tier 3) | Baseline Forecast | 0.04127% | 0.04127% | 0.04128% | 0.04128% | 0.04127% | 0.04127% | 0.04128% | 0.04128% | 0.04128% | 0.04128% | 0.04128% | 0.04128% | 0.04128% | 0.04127% | 0.04127% | 0.04126% | 0.04126% | 0.04125% | 0.04124% | 0.04123% | 0.04122% | 0.04121% | 0.0412% | 0.04119% | 0.04118% | 0.04117% | 0.04116% | 0.04114% | 0.04113% | 0.04111% | 0.04109% | 0.04107% | 0.04105%
Residential_Manufactured Home Regular Income_New_Space Heating_Natural Gas_Furnace_E4_Baseline Forecast | Residential | Manufactured Home Regular Income | New | Space Heating | Natural Gas | Furnace | E4 | Convert to Gas-Fired ASHP | Baseline Forecast | bar: 2019 to 2051
Residential_Manufactured Home Regular Income_New_Space Heating_Natural Gas_Furnace_E5_Baseline Forecast | Residential | Manufactured Home Regular Income | New | Space Heating | Natural Gas | Furnace | E5 | ASHP with AFUE 80% Backup | Baseline Forecast | 0.04127% | 0.04128% | 0.04132% | 0.04134% | 0.04132% | 0.04132% | 0.04133% | 0.04132% | 0.04131% | 0.04129% | 0.04125% | 0.0412% | 0.04115% | 0.04111% | 0.04105% | 0.04099% | 0.04093% | 0.04087% | 0.04082% | 0.04078% | 0.04075% | 0.04071% | 0.04066% | 0.04062% | 0.04057% | 0.04052% | 0.04046% | 0.0404% | 0.04034% | 0.04027% | 0.0402% | 0.04013% | 0.03996%
Residential_Manufactured Home Regular Income_New_Space Heating_Natural Gas_Furnace_E6_Baseline Forecast | Residential | Manufactured Home Regular Income | New | Space Heating | Natural Gas | Furnace | E6 | ASHP with AFUE 95% backup | Baseline Forecast | bar: 2019 to 2051
Residential_Manufactured Home Regular Income_New_Space Heating_Natural Gas_Furnace_E7_Baseline Forecast | Residential | Manufactured Home Regular Income | New | Space Heating | Natural Gas | Furnace | E7 |  | Baseline Forecast | bar: 2019 to 2051
Residential_Manufactured Home Regular Income_New_Space Heating_Natural Gas_Furnace_E8_Baseline Forecast | Residential | Manufactured Home Regular Income | New | Space Heating | Natural Gas | Furnace | E8 |  | Baseline Forecast | bar: 2019 to 2051
Residential_Manufactured Home Regular Income_New_Space Heating_Natural Gas_Furnace_E9_Baseline Forecast | Residential | Manufactured Home Regular Income | New | Space Heating | Natural Gas | Furnace | E9 |  | Baseline Forecast | bar: 2019 to 2051
Residential_Manufactured Home Regular Income_New_Space Heating_Natural Gas_Furnace_E10_Baseline Forecast | Residential | Manufactured Home Regular Income | New | Space Heating | Natural Gas | Furnace | E10 |  | Baseline Forecast | bar: 2019 to 2051
Residential_Manufactured Home Regular Income_New_Space Heating_Natural Gas_Boiler_E1_Baseline Forecast | Residential | Manufactured Home Regular Income | New | Space Heating | Natural Gas | Boiler | E1 | AFUE 80% | Baseline Forecast | 97.85% | 97.85% | 0% | 0% | 0% | 0% | 0% | 0% | 0% | 0% | 0% | 0% | 0% | 0% | 0% | 0% | 0% | 0% | 0% | 0% | 0% | 0% | 0% | 0% | 0% | 0% | 0% | 0% | 0% | 0% | 0% | 0% | 0%
Residential_Manufactured Home Regular Income_New_Space Heating_Natural Gas_Boiler_E2_Baseline Forecast | Residential | Manufactured Home Regular Income | New | Space Heating | Natural Gas | Boiler | E2 | AFUE 82% | Baseline Forecast | 0% | 0% | 55.07% | 55.07% | 55.08% | 55.08% | 55.08% | 55.09% | 55.09% | 55.1% | 55.11% | 55.13% | 55.14% | 55.15% | 55.17% | 55.18% | 55.2% | 55.21% | 55.22% | 55.23% | 55.24% | 55.25% | 55.26% | 55.27% | 55.28% | 55.29% | 55.3% | 55.32% | 55.33% | 55.36% | 55.41% | 55.47% | 55.54%
Residential_Manufactured Home Regular Income_New_Space Heating_Natural Gas_Boiler_E3_Baseline Forecast | Residential | Manufactured Home Regular Income | New | Space Heating | Natural Gas | Boiler | E3 | AFUE 85% | Baseline Forecast | 0.7168% | 0.7169% | 14.97% | 14.97% | 14.97% | 14.97% | 14.97% | 14.97% | 14.97% | 14.97% | 14.98% | 14.98% | 14.98% | 14.99% | 14.99% | 14.99% | 14.99% | 15% | 15% | 15% | 15% | 15% | 15% | 15.01% | 15.01% | 15.01% | 15.01% | 15.01% | 15.01% | 15.02% | 15.03% | 15.04% | 15.05%
Residential_Manufactured Home Regular Income_New_Space Heating_Natural Gas_Boiler_E4_Baseline Forecast | Residential | Manufactured Home Regular Income | New | Space Heating | Natural Gas | Boiler | E4 | AFUE 90% | Baseline Forecast | 0.7168% | 0.7169% | 14.98% | 14.98% | 14.98% | 14.98% | 14.98% | 14.98% | 14.98% | 14.99% | 14.99% | 14.99% | 14.99% | 15% | 15% | 15% | 15% | 15% | 15% | 15% | 15% | 15% | 15% | 15% | 15.01% | 15.01% | 15.01% | 15.01% | 15.01% | 15.01% | 15.01% | 15.02% | 15.03%
Residential_Manufactured Home Regular Income_New_Space Heating_Natural Gas_Boiler_E5_Baseline Forecast | Residential | Manufactured Home Regular Income | New | Space Heating | Natural Gas | Boiler | E5 | AFUE 95% | Baseline Forecast | bar: 2019 to 2051
Residential_Manufactured Home Regular Income_New_Space Heating_Natural Gas_Boiler_E6_Baseline Forecast | Residential | Manufactured Home Regular Income | New | Space Heating | Natural Gas | Boiler | E6 | Convert to Gas-Fired ASHP | Baseline Forecast | bar: 2019 to 2051
Residential_Manufactured Home Regular Income_New_Space Heating_Natural Gas_Boiler_E7_Baseline Forecast | Residential | Manufactured Home Regular Income | New | Space Heating | Natural Gas | Boiler | E7 | ASHP with AFUE 80% Backup | Baseline Forecast | 0.7168% | 0.7171% | 14.98% | 14.99% | 14.98% | 14.97% | 14.97% | 14.96% | 14.95% | 14.94% | 14.92% | 14.9% | 14.88% | 14.86% | 14.84% | 14.82% | 14.81% | 14.79% | 14.78% | 14.77% | 14.76% | 14.75% | 14.74% | 14.72% | 14.71% | 14.69% | 14.68% | 14.66% | 14.65% | 14.61% | 14.55% | 14.47% | 14.37%
Residential_Manufactured Home Regular Income_New_Space Heating_Natural Gas_Boiler_E8_Baseline Forecast | Residential | Manufactured Home Regular Income | New | Space Heating | Natural Gas | Boiler | E8 | ASHP with AFUE 95% backup | Baseline Forecast | bar: 2019 to 2051
Residential_Manufactured Home Regular Income_New_Space Heating_Natural Gas_Boiler_E9_Baseline Forecast | Residential | Manufactured Home Regular Income | New | Space Heating | Natural Gas | Boiler | E9 |  | Baseline Forecast | bar: 2019 to 2051
Residential_Manufactured Home Regular Income_New_Space Heating_Natural Gas_Boiler_E10_Baseline Forecast | Residential | Manufactured Home Regular Income | New | Space Heating | Natural Gas | Boiler | E10 |  | Baseline Forecast | bar: 2019 to 2051
Residential_Manufactured Home Regular Income_New_Secondary Heating_Natural Gas_Fireplace_E1_Baseline Forecast | Residential | Manufactured Home Regular Income | New | Secondary Heating | Natural Gas | Fireplace | E1 | Baseline (>50% FE) | Baseline Forecast | 100% | 100% | 100% | 100% | 100% | 100% | 100% | 100% | 100% | 100% | 100% | 100% | 100% | 100% | 100% | 100% | 100% | 100% | 100% | 100% | 100% | 100% | 100% | 100% | 100% | 100% | 100% | 100% | 100% | 100% | 100% | 100% | 100%
Residential_Manufactured Home Regular Income_New_Secondary Heating_Natural Gas_Fireplace_E2_Baseline Forecast | Residential | Manufactured Home Regular Income | New | Secondary Heating | Natural Gas | Fireplace | E2 | Tier 1 (70% FE) | Baseline Forecast | bar: 2019 to 2051
Residential_Manufactured Home Regular Income_New_Secondary Heating_Natural Gas_Fireplace_E3_Baseline Forecast | Residential | Manufactured Home Regular Income | New | Secondary Heating | Natural Gas | Fireplace | E3 | Tier 2 (>75% FE) | Baseline Forecast | bar: 2019 to 2051
Residential_Manufactured Home Regular Income_New_Secondary Heating_Natural Gas_Fireplace_E4_Baseline Forecast | Residential | Manufactured Home Regular Income | New | Secondary Heating | Natural Gas | Fireplace | E4 |  | Baseline Forecast | bar: 2019 to 2051
Residential_Manufactured Home Regular Income_New_Secondary Heating_Natural Gas_Fireplace_E5_Baseline Forecast | Residential | Manufactured Home Regular Income | New | Secondary Heating | Natural Gas | Fireplace | E5 |  | Baseline Forecast | bar: 2019 to 2051
Residential_Manufactured Home Regular Income_New_Secondary Heating_Natural Gas_Fireplace_E6_Baseline Forecast | Residential | Manufactured Home Regular Income | New | Secondary Heating | Natural Gas | Fireplace | E6 |  | Baseline Forecast | bar: 2019 to 2051
Residential_Manufactured Home Regular Income_New_Secondary Heating_Natural Gas_Fireplace_E7_Baseline Forecast | Residential | Manufactured Home Regular Income | New | Secondary Heating | Natural Gas | Fireplace | E7 |  | Baseline Forecast | bar: 2019 to 2051
Residential_Manufactured Home Regular Income_New_Secondary Heating_Natural Gas_Fireplace_E8_Baseline Forecast | Residential | Manufactured Home Regular Income | New | Secondary Heating | Natural Gas | Fireplace | E8 |  | Baseline Forecast | bar: 2019 to 2051
Residential_Manufactured Home Regular Income_New_Secondary Heating_Natural Gas_Fireplace_E9_Baseline Forecast | Residential | Manufactured Home Regular Income | New | Secondary Heating | Natural Gas | Fireplace | E9 |  | Baseline Forecast | bar: 2019 to 2051
Residential_Manufactured Home Regular Income_New_Secondary Heating_Natural Gas_Fireplace_E10_Baseline Forecast | Residential | Manufactured Home Regular Income | New | Secondary Heating | Natural Gas | Fireplace | E10 |  | Baseline Forecast | bar: 2019 to 2051
Residential_Manufactured Home Regular Income_New_Water Heating_Natural Gas_Water Heater (<= 55 gal)_E1_Baseline Forecast | Residential | Manufactured Home Regular Income | New | Water Heating | Natural Gas | Water Heater (<= 55 gal) | E1 | UEF 0.58 (Standard) | Baseline Forecast | 13.8% | 13.92% | 14.19% | 14.4% | 14.54% | 14.69% | 14.51% | 14.4% | 14.36% | 14.3% | 12.97% | 12.94% | 12.75% | 12.69% | 12.64% | 12.61% | 12.58% | 12.54% | 12.51% | 12.49% | 12.47% | 12.43% | 12.42% | 12.39% | 12.35% | 12.3% | 12.25% | 12.25% | 12.25% | 12.25% | 12.25% | 12.25% | 12.25%
Residential_Manufactured Home Regular Income_New_Water Heating_Natural Gas_Water Heater (<= 55 gal)_E2_Baseline Forecast | Residential | Manufactured Home Regular Income | New | Water Heating | Natural Gas | Water Heater (<= 55 gal) | E2 | UEF 0.64 (ENERGY STAR 4.0) | Baseline Forecast | 82.2% | 82.08% | 81.81% | 81.6% | 81.46% | 81.31% | 81.49% | 81.6% | 81.64% | 81.7% | 83.03% | 83.06% | 83.25% | 83.31% | 83.36% | 83.39% | 83.43% | 83.46% | 83.49% | 83.51% | 83.53% | 83.57% | 83.58% | 83.61% | 83.65% | 83.7% | 83.75% | 83.75% | 83.75% | 83.75% | 83.75% | 83.75% | 83.75%
Residential_Manufactured Home Regular Income_New_Water Heating_Natural Gas_Water Heater (<= 55 gal)_E3_Baseline Forecast | Residential | Manufactured Home Regular Income | New | Water Heating | Natural Gas | Water Heater (<= 55 gal) | E3 | UEF 0.81 (ENERGY STAR 5.0) | Baseline Forecast | 4% | 4% | 3.999% | 4% | 3.999% | 4% | 4% | 4% | 4% | 3.999% | 4% | 4% | 4% | 4% | 3.999% | 4% | 4% | 4% | 3.999% | 3.999% | 3.999% | 4% | 3.999% | 4% | 4% | 4% | 4% | 4% | 4% | 4% | 4% | 4% | 4%
Residential_Manufactured Home Regular Income_New_Water Heating_Natural Gas_Water Heater (<= 55 gal)_E4_Baseline Forecast | Residential | Manufactured Home Regular Income | New | Water Heating | Natural Gas | Water Heater (<= 55 gal) | E4 | UEF 0.87 (Instantaneous, ENERGY STAR 4.0) | Baseline Forecast | bar: 2019 to 2051
Residential_Manufactured Home Regular Income_New_Water Heating_Natural Gas_Water Heater (<= 55 gal)_E5_Baseline Forecast | Residential | Manufactured Home Regular Income | New | Water Heating | Natural Gas | Water Heater (<= 55 gal) | E5 | UEF 0.95 (Instantaneous, ENERGY STAR 5.0) | Baseline Forecast | bar: 2019 to 2051
Residential_Manufactured Home Regular Income_New_Water Heating_Natural Gas_Water Heater (<= 55 gal)_E6_Baseline Forecast | Residential | Manufactured Home Regular Income | New | Water Heating | Natural Gas | Water Heater (<= 55 gal) | E6 | UEF 1.0+ (Gas-Fired HPWH) | Baseline Forecast | bar: 2019 to 2051
Residential_Manufactured Home Regular Income_New_Water Heating_Natural Gas_Water Heater (<= 55 gal)_E7_Baseline Forecast | Residential | Manufactured Home Regular Income | New | Water Heating | Natural Gas | Water Heater (<= 55 gal) | E7 | NEEA Gas-Fired Absorption HPWH (COP 1.3) | Baseline Forecast | bar: 2019 to 2051
Residential_Manufactured Home Regular Income_New_Water Heating_Natural Gas_Water Heater (<= 55 gal)_E8_Baseline Forecast | Residential | Manufactured Home Regular Income | New | Water Heating | Natural Gas | Water Heater (<= 55 gal) | E8 |  | Baseline Forecast | bar: 2019 to 2051
Residential_Manufactured Home Regular Income_New_Water Heating_Natural Gas_Water Heater (<= 55 gal)_E9_Baseline Forecast | Residential | Manufactured Home Regular Income | New | Water Heating | Natural Gas | Water Heater (<= 55 gal) | E9 |  | Baseline Forecast | bar: 2019 to 2051
Residential_Manufactured Home Regular Income_New_Water Heating_Natural Gas_Water Heater (<= 55 gal)_E10_Baseline Forecast | Residential | Manufactured Home Regular Income | New | Water Heating | Natural Gas | Water Heater (<= 55 gal) | E10 |  | Baseline Forecast | bar: 2019 to 2051
Residential_Manufactured Home Regular Income_New_Water Heating_Natural Gas_Water Heater (> 55 gal)_E1_Baseline Forecast | Residential | Manufactured Home Regular Income | New | Water Heating | Natural Gas | Water Heater (> 55 gal) | E1 | UEF 0.76 (Standard) | Baseline Forecast | 13.8% | 13.92% | 14.19% | 14.4% | 14.54% | 14.69% | 14.51% | 14.4% | 14.36% | 14.3% | 12.97% | 12.94% | 12.75% | 12.69% | 12.64% | 12.61% | 12.58% | 12.54% | 12.51% | 12.49% | 12.47% | 12.43% | 12.42% | 12.39% | 12.35% | 12.3% | 12.25% | 12.25% | 12.25% | 12.25% | 12.25% | 12.25% | 12.25%
Residential_Manufactured Home Regular Income_New_Water Heating_Natural Gas_Water Heater (> 55 gal)_E2_Baseline Forecast | Residential | Manufactured Home Regular Income | New | Water Heating | Natural Gas | Water Heater (> 55 gal) | E2 | UEF 0.78 (ENERGY STAR 4.0) | Baseline Forecast | 82.2% | 82.08% | 81.81% | 81.6% | 81.46% | 81.31% | 81.49% | 81.6% | 81.64% | 81.7% | 83.03% | 83.06% | 83.25% | 83.31% | 83.36% | 83.39% | 83.43% | 83.46% | 83.49% | 83.51% | 83.53% | 83.57% | 83.58% | 83.61% | 83.65% | 83.7% | 83.75% | 83.75% | 83.75% | 83.75% | 83.75% | 83.75% | 83.75%
Residential_Manufactured Home Regular Income_New_Water Heating_Natural Gas_Water Heater (> 55 gal)_E3_Baseline Forecast | Residential | Manufactured Home Regular Income | New | Water Heating | Natural Gas | Water Heater (> 55 gal) | E3 | UEF 0.86 (ENERGY STAR 5.0) | Baseline Forecast | 4% | 4% | 3.999% | 4% | 3.999% | 4% | 4% | 4% | 4% | 3.999% | 4% | 4% | 4% | 4% | 3.999% | 4% | 4% | 4% | 3.999% | 3.999% | 3.999% | 4% | 3.999% | 4% | 4% | 4% | 4% | 4% | 4% | 4% | 4% | 4% | 4%
Residential_Manufactured Home Regular Income_New_Water Heating_Natural Gas_Water Heater (> 55 gal)_E4_Baseline Forecast | Residential | Manufactured Home Regular Income | New | Water Heating | Natural Gas | Water Heater (> 55 gal) | E4 | UEF 0.87 (Instantaneous, ENERGY STAR 4.0) | Baseline Forecast | bar: 2019 to 2051
Residential_Manufactured Home Regular Income_New_Water Heating_Natural Gas_Water Heater (> 55 gal)_E5_Baseline Forecast | Residential | Manufactured Home Regular Income | New | Water Heating | Natural Gas | Water Heater (> 55 gal) | E5 | UEF 0.95 (Instantaneous, ENERGY STAR 5.0) | Baseline Forecast | bar: 2019 to 2051
Residential_Manufactured Home Regular Income_New_Water Heating_Natural Gas_Water Heater (> 55 gal)_E6_Baseline Forecast | Residential | Manufactured Home Regular Income | New | Water Heating | Natural Gas | Water Heater (> 55 gal) | E6 | UEF 1.0+ (Gas-Fired HPWH) | Baseline Forecast | bar: 2019 to 2051
Residential_Manufactured Home Regular Income_New_Water Heating_Natural Gas_Water Heater (> 55 gal)_E7_Baseline Forecast | Residential | Manufactured Home Regular Income | New | Water Heating | Natural Gas | Water Heater (> 55 gal) | E7 | NEEA Gas-Fired Absorption HPWH (COP 1.3) | Baseline Forecast | bar: 2019 to 2051
Residential_Manufactured Home Regular Income_New_Water Heating_Natural Gas_Water Heater (> 55 gal)_E8_Baseline Forecast | Residential | Manufactured Home Regular Income | New | Water Heating | Natural Gas | Water Heater (> 55 gal) | E8 |  | Baseline Forecast | bar: 2019 to 2051
Residential_Manufactured Home Regular Income_New_Water Heating_Natural Gas_Water Heater (> 55 gal)_E9_Baseline Forecast | Residential | Manufactured Home Regular Income | New | Water Heating | Natural Gas | Water Heater (> 55 gal) | E9 |  | Baseline Forecast | bar: 2019 to 2051
Residential_Manufactured Home Regular Income_New_Water Heating_Natural Gas_Water Heater (> 55 gal)_E10_Baseline Forecast | Residential | Manufactured Home Regular Income | New | Water Heating | Natural Gas | Water Heater (> 55 gal) | E10 |  | Baseline Forecast | bar: 2019 to 2051
Residential_Manufactured Home Regular Income_New_Appliances_Natural Gas_Clothes Dryer_E1_Baseline Forecast | Residential | Manufactured Home Regular Income | New | Appliances | Natural Gas | Clothes Dryer | E1 | Standard | Baseline Forecast | 55.53% | 55.53% | 55.53% | 55.52% | 55.53% | 55.52% | 55.52% | 55.51% | 55.51% | 55.5% | 55.49% | 55.49% | 55.48% | 55.48% | 55.47% | 55.47% | 55.46% | 55.45% | 55.45% | 55.44% | 55.44% | 55.43% | 55.43% | 55.42% | 55.42% | 55.42% | 55.42% | 55.42% | 55.42% | 55.42% | 55.42% | 55.42% | 55.43%
Residential_Manufactured Home Regular Income_New_Appliances_Natural Gas_Clothes Dryer_E2_Baseline Forecast | Residential | Manufactured Home Regular Income | New | Appliances | Natural Gas | Clothes Dryer | E2 | NEEA/ENERGY STAR (CE >60%) | Baseline Forecast | 44.47% | 44.47% | 44.47% | 44.48% | 44.47% | 44.48% | 44.48% | 44.49% | 44.49% | 44.5% | 44.51% | 44.51% | 44.52% | 44.52% | 44.53% | 44.53% | 44.54% | 44.55% | 44.55% | 44.56% | 44.56% | 44.57% | 44.57% | 44.58% | 44.58% | 44.58% | 44.58% | 44.58% | 44.58% | 44.58% | 44.58% | 44.58% | 44.57%
Residential_Manufactured Home Regular Income_New_Appliances_Natural Gas_Clothes Dryer_E3_Baseline Forecast | Residential | Manufactured Home Regular Income | New | Appliances | Natural Gas | Clothes Dryer | E3 |  | Baseline Forecast | bar: 2019 to 2051
Residential_Manufactured Home Regular Income_New_Appliances_Natural Gas_Clothes Dryer_E4_Baseline Forecast | Residential | Manufactured Home Regular Income | New | Appliances | Natural Gas | Clothes Dryer | E4 |  | Baseline Forecast | bar: 2019 to 2051
Residential_Manufactured Home Regular Income_New_Appliances_Natural Gas_Clothes Dryer_E5_Baseline Forecast | Residential | Manufactured Home Regular Income | New | Appliances | Natural Gas | Clothes Dryer | E5 |  | Baseline Forecast | bar: 2019 to 2051
Residential_Manufactured Home Regular Income_New_Appliances_Natural Gas_Clothes Dryer_E6_Baseline Forecast | Residential | Manufactured Home Regular Income | New | Appliances | Natural Gas | Clothes Dryer | E6 |  | Baseline Forecast | bar: 2019 to 2051
Residential_Manufactured Home Regular Income_New_Appliances_Natural Gas_Clothes Dryer_E7_Baseline Forecast | Residential | Manufactured Home Regular Income | New | Appliances | Natural Gas | Clothes Dryer | E7 |  | Baseline Forecast | bar: 2019 to 2051
Residential_Manufactured Home Regular Income_New_Appliances_Natural Gas_Clothes Dryer_E8_Baseline Forecast | Residential | Manufactured Home Regular Income | New | Appliances | Natural Gas | Clothes Dryer | E8 |  | Baseline Forecast | bar: 2019 to 2051
Residential_Manufactured Home Regular Income_New_Appliances_Natural Gas_Clothes Dryer_E9_Baseline Forecast | Residential | Manufactured Home Regular Income | New | Appliances | Natural Gas | Clothes Dryer | E9 |  | Baseline Forecast | bar: 2019 to 2051
Residential_Manufactured Home Regular Income_New_Appliances_Natural Gas_Clothes Dryer_E10_Baseline Forecast | Residential | Manufactured Home Regular Income | New | Appliances | Natural Gas | Clothes Dryer | E10 |  | Baseline Forecast | bar: 2019 to 2051
Residential_Manufactured Home Regular Income_New_Appliances_Natural Gas_Stove/Oven_E1_Baseline Forecast | Residential | Manufactured Home Regular Income | New | Appliances | Natural Gas | Stove/Oven | E1 | EF 0.399 | Baseline Forecast | 69.92% | 69.92% | 69.92% | 69.92% | 69.92% | 69.91% | 69.9% | 69.9% | 69.88% | 69.87% | 69.87% | 69.86% | 69.85% | 69.84% | 69.83% | 69.82% | 69.81% | 69.79% | 69.78% | 69.77% | 69.76% | 69.76% | 69.75% | 69.74% | 69.74% | 69.74% | 69.73% | 69.73% | 69.73% | 69.73% | 69.74% | 69.74% | 69.75%
Residential_Manufactured Home Regular Income_New_Appliances_Natural Gas_Stove/Oven_E2_Baseline Forecast | Residential | Manufactured Home Regular Income | New | Appliances | Natural Gas | Stove/Oven | E2 | High Efficiency (730 + 1660 IAEC) | Baseline Forecast | 30.08% | 30.08% | 30.08% | 30.08% | 30.08% | 30.09% | 30.1% | 30.1% | 30.12% | 30.13% | 30.13% | 30.14% | 30.15% | 30.16% | 30.17% | 30.18% | 30.19% | 30.21% | 30.22% | 30.23% | 30.24% | 30.24% | 30.25% | 30.26% | 30.26% | 30.26% | 30.27% | 30.27% | 30.27% | 30.27% | 30.26% | 30.26% | 30.25%
Residential_Manufactured Home Regular Income_New_Appliances_Natural Gas_Stove/Oven_E3_Baseline Forecast | Residential | Manufactured Home Regular Income | New | Appliances | Natural Gas | Stove/Oven | E3 |  | Baseline Forecast | bar: 2019 to 2051
Residential_Manufactured Home Regular Income_New_Appliances_Natural Gas_Stove/Oven_E4_Baseline Forecast | Residential | Manufactured Home Regular Income | New | Appliances | Natural Gas | Stove/Oven | E4 |  | Baseline Forecast | bar: 2019 to 2051
Residential_Manufactured Home Regular Income_New_Appliances_Natural Gas_Stove/Oven_E5_Baseline Forecast | Residential | Manufactured Home Regular Income | New | Appliances | Natural Gas | Stove/Oven | E5 |  | Baseline Forecast | bar: 2019 to 2051
Residential_Manufactured Home Regular Income_New_Appliances_Natural Gas_Stove/Oven_E6_Baseline Forecast | Residential | Manufactured Home Regular Income | New | Appliances | Natural Gas | Stove/Oven | E6 |  | Baseline Forecast | bar: 2019 to 2051
Residential_Manufactured Home Regular Income_New_Appliances_Natural Gas_Stove/Oven_E7_Baseline Forecast | Residential | Manufactured Home Regular Income | New | Appliances | Natural Gas | Stove/Oven | E7 |  | Baseline Forecast | bar: 2019 to 2051
Residential_Manufactured Home Regular Income_New_Appliances_Natural Gas_Stove/Oven_E8_Baseline Forecast | Residential | Manufactured Home Regular Income | New | Appliances | Natural Gas | Stove/Oven | E8 |  | Baseline Forecast | bar: 2019 to 2051
Residential_Manufactured Home Regular Income_New_Appliances_Natural Gas_Stove/Oven_E9_Baseline Forecast | Residential | Manufactured Home Regular Income | New | Appliances | Natural Gas | Stove/Oven | E9 |  | Baseline Forecast | bar: 2019 to 2051
Residential_Manufactured Home Regular Income_New_Appliances_Natural Gas_Stove/Oven_E10_Baseline Forecast | Residential | Manufactured Home Regular Income | New | Appliances | Natural Gas | Stove/Oven | E10 |  | Baseline Forecast | bar: 2019 to 2051
Residential_Manufactured Home Regular Income_New_Miscellaneous_Natural Gas_Pool Heater_E1_Baseline Forecast | Residential | Manufactured Home Regular Income | New | Miscellaneous | Natural Gas | Pool Heater | E1 | Standard (EF 0.82) | Baseline Forecast | 95% | 95% | 95% | 95% | 95% | 95% | 95% | 95% | 95% | 95% | 95% | 95% | 95% | 95% | 95% | 95% | 95% | 95% | 95% | 95% | 95% | 95% | 95% | 95% | 95% | 95% | 95% | 95% | 95% | 95% | 95% | 95% | 95%
Residential_Manufactured Home Regular Income_New_Miscellaneous_Natural Gas_Pool Heater_E2_Baseline Forecast | Residential | Manufactured Home Regular Income | New | Miscellaneous | Natural Gas | Pool Heater | E2 | High Efficiency (EF 0.84) | Baseline Forecast | bar: 2019 to 2051
Residential_Manufactured Home Regular Income_New_Miscellaneous_Natural Gas_Pool Heater_E3_Baseline Forecast | Residential | Manufactured Home Regular Income | New | Miscellaneous | Natural Gas | Pool Heater | E3 | Condensing (EF .94) | Baseline Forecast | bar: 2019 to 2051
Residential_Manufactured Home Regular Income_New_Miscellaneous_Natural Gas_Pool Heater_E4_Baseline Forecast | Residential | Manufactured Home Regular Income | New | Miscellaneous | Natural Gas | Pool Heater | E4 | Condensing w/Imp. HX (EF 0.95) | Baseline Forecast | bar: 2019 to 2051
Residential_Manufactured Home Regular Income_New_Miscellaneous_Natural Gas_Pool Heater_E5_Baseline Forecast | Residential | Manufactured Home Regular Income | New | Miscellaneous | Natural Gas | Pool Heater | E5 |  | Baseline Forecast | bar: 2019 to 2051
Residential_Manufactured Home Regular Income_New_Miscellaneous_Natural Gas_Pool Heater_E6_Baseline Forecast | Residential | Manufactured Home Regular Income | New | Miscellaneous | Natural Gas | Pool Heater | E6 |  | Baseline Forecast | bar: 2019 to 2051
Residential_Manufactured Home Regular Income_New_Miscellaneous_Natural Gas_Pool Heater_E7_Baseline Forecast | Residential | Manufactured Home Regular Income | New | Miscellaneous | Natural Gas | Pool Heater | E7 |  | Baseline Forecast | bar: 2019 to 2051
Residential_Manufactured Home Regular Income_New_Miscellaneous_Natural Gas_Pool Heater_E8_Baseline Forecast | Residential | Manufactured Home Regular Income | New | Miscellaneous | Natural Gas | Pool Heater | E8 |  | Baseline Forecast | bar: 2019 to 2051
Residential_Manufactured Home Regular Income_New_Miscellaneous_Natural Gas_Pool Heater_E9_Baseline Forecast | Residential | Manufactured Home Regular Income | New | Miscellaneous | Natural Gas | Pool Heater | E9 |  | Baseline Forecast | bar: 2019 to 2051
Residential_Manufactured Home Regular Income_New_Miscellaneous_Natural Gas_Pool Heater_E10_Baseline Forecast | Residential | Manufactured Home Regular Income | New | Miscellaneous | Natural Gas | Pool Heater | E10 |  | Baseline Forecast | bar: 2019 to 2051
Residential_Manufactured Home Regular Income_New_Miscellaneous_Natural Gas_Miscellaneous_E1_Baseline Forecast | Residential | Manufactured Home Regular Income | New | Miscellaneous | Natural Gas | Miscellaneous | E1 | Default | Baseline Forecast | 100% | 100% | 100% | 100% | 100% | 100% | 100% | 100% | 100% | 100% | 100% | 100% | 100% | 100% | 100% | 100% | 100% | 100% | 100% | 100% | 100% | 100% | 100% | 100% | 100% | 100% | 100% | 100% | 100% | 100% | 100% | 100% | 100%
Residential_Manufactured Home Regular Income_New_Miscellaneous_Natural Gas_Miscellaneous_E2_Baseline Forecast | Residential | Manufactured Home Regular Income | New | Miscellaneous | Natural Gas | Miscellaneous | E2 |  | Baseline Forecast | bar: 2019 to 2051
Residential_Manufactured Home Regular Income_New_Miscellaneous_Natural Gas_Miscellaneous_E3_Baseline Forecast | Residential | Manufactured Home Regular Income | New | Miscellaneous | Natural Gas | Miscellaneous | E3 |  | Baseline Forecast | bar: 2019 to 2051
Residential_Manufactured Home Regular Income_New_Miscellaneous_Natural Gas_Miscellaneous_E4_Baseline Forecast | Residential | Manufactured Home Regular Income | New | Miscellaneous | Natural Gas | Miscellaneous | E4 |  | Baseline Forecast | bar: 2019 to 2051
Residential_Manufactured Home Regular Income_New_Miscellaneous_Natural Gas_Miscellaneous_E5_Baseline Forecast | Residential | Manufactured Home Regular Income | New | Miscellaneous | Natural Gas | Miscellaneous | E5 |  | Baseline Forecast | bar: 2019 to 2051
Residential_Manufactured Home Regular Income_New_Miscellaneous_Natural Gas_Miscellaneous_E6_Baseline Forecast | Residential | Manufactured Home Regular Income | New | Miscellaneous | Natural Gas | Miscellaneous | E6 |  | Baseline Forecast | bar: 2019 to 2051
Residential_Manufactured Home Regular Income_New_Miscellaneous_Natural Gas_Miscellaneous_E7_Baseline Forecast | Residential | Manufactured Home Regular Income | New | Miscellaneous | Natural Gas | Miscellaneous | E7 |  | Baseline Forecast | bar: 2019 to 2051
Residential_Manufactured Home Regular Income_New_Miscellaneous_Natural Gas_Miscellaneous_E8_Baseline Forecast | Residential | Manufactured Home Regular Income | New | Miscellaneous | Natural Gas | Miscellaneous | E8 |  | Baseline Forecast | bar: 2019 to 2051
Residential_Manufactured Home Regular Income_New_Miscellaneous_Natural Gas_Miscellaneous_E9_Baseline Forecast | Residential | Manufactured Home Regular Income | New | Miscellaneous | Natural Gas | Miscellaneous | E9 |  | Baseline Forecast | bar: 2019 to 2051
Residential_Manufactured Home Regular Income_New_Miscellaneous_Natural Gas_Miscellaneous_E10_Baseline Forecast | Residential | Manufactured Home Regular Income | New | Miscellaneous | Natural Gas | Miscellaneous | E10 |  | Baseline Forecast | bar: 2019 to 2051
Residential_Manufactured Home Moderate Income_Existing_Space Heating_Natural Gas_Furnace_E1_Baseline Forecast | Residential | Manufactured Home Moderate Income | Existing | Space Heating | Natural Gas | Furnace | E1 | AFUE 80% | Baseline Forecast | 90.11% | 90.11% | 90.11% | 90.1% | 90.11% | 90.11% | 90.11% | 90.11% | 90.11% | 90.11% | 90.11% | 90.11% | 90.11% | 90.11% | 90.11% | 90.11% | 90.11% | 90.12% | 90.12% | 90.12% | 90.12% | 90.13% | 90.13% | 90.13% | 90.14% | 90.14% | 90.14% | 90.15% | 90.15% | 90.16% | 90.16% | 90.17% | 90.18%
Residential_Manufactured Home Moderate Income_Existing_Space Heating_Natural Gas_Furnace_E2_Baseline Forecast | Residential | Manufactured Home Moderate Income | Existing | Space Heating | Natural Gas | Furnace | E2 | AFUE 95% (ENERGY STAR 4.1) | Baseline Forecast | 5.657% | 5.657% | 5.658% | 5.659% | 5.658% | 5.658% | 5.658% | 5.658% | 5.658% | 5.658% | 5.658% | 5.658% | 5.658% | 5.658% | 5.657% | 5.656% | 5.656% | 5.655% | 5.654% | 5.653% | 5.651% | 5.65% | 5.649% | 5.648% | 5.646% | 5.645% | 5.643% | 5.641% | 5.639% | 5.637% | 5.635% | 5.633% | 5.629%
Residential_Manufactured Home Moderate Income_Existing_Space Heating_Natural Gas_Furnace_E3_Baseline Forecast | Residential | Manufactured Home Moderate Income | Existing | Space Heating | Natural Gas | Furnace | E3 | AFUE 97% (CEE Tier 3) | Baseline Forecast | 3.771% | 3.772% | 3.772% | 3.773% | 3.772% | 3.772% | 3.772% | 3.772% | 3.773% | 3.773% | 3.773% | 3.772% | 3.772% | 3.772% | 3.771% | 3.771% | 3.77% | 3.769% | 3.768% | 3.767% | 3.766% | 3.765% | 3.764% | 3.763% | 3.762% | 3.76% | 3.759% | 3.757% | 3.756% | 3.754% | 3.752% | 3.75% | 3.747%
Residential_Manufactured Home Moderate Income_Existing_Space Heating_Natural Gas_Furnace_E4_Baseline Forecast | Residential | Manufactured Home Moderate Income | Existing | Space Heating | Natural Gas | Furnace | E4 | Convert to Gas-Fired ASHP | Baseline Forecast | bar: 2019 to 2051
Residential_Manufactured Home Moderate Income_Existing_Space Heating_Natural Gas_Furnace_E5_Baseline Forecast | Residential | Manufactured Home Moderate Income | Existing | Space Heating | Natural Gas | Furnace | E5 | ASHP with AFUE 80% Backup | Baseline Forecast | 0.4633% | 0.4635% | 0.4639% | 0.4642% | 0.4639% | 0.4638% | 0.464% | 0.4639% | 0.4638% | 0.4636% | 0.4631% | 0.4626% | 0.462% | 0.4615% | 0.4609% | 0.4602% | 0.4595% | 0.4588% | 0.4582% | 0.4578% | 0.4573% | 0.4569% | 0.4564% | 0.4559% | 0.4553% | 0.4547% | 0.454% | 0.4533% | 0.4526% | 0.4518% | 0.4509% | 0.4501% | 0.4481%
Residential_Manufactured Home Moderate Income_Existing_Space Heating_Natural Gas_Furnace_E6_Baseline Forecast | Residential | Manufactured Home Moderate Income | Existing | Space Heating | Natural Gas | Furnace | E6 | ASHP with AFUE 95% backup | Baseline Forecast | bar: 2019 to 2051
Residential_Manufactured Home Moderate Income_Existing_Space Heating_Natural Gas_Furnace_E7_Baseline Forecast | Residential | Manufactured Home Moderate Income | Existing | Space Heating | Natural Gas | Furnace | E7 |  | Baseline Forecast | bar: 2019 to 2051
Residential_Manufactured Home Moderate Income_Existing_Space Heating_Natural Gas_Furnace_E8_Baseline Forecast | Residential | Manufactured Home Moderate Income | Existing | Space Heating | Natural Gas | Furnace | E8 |  | Baseline Forecast | bar: 2019 to 2051
Residential_Manufactured Home Moderate Income_Existing_Space Heating_Natural Gas_Furnace_E9_Baseline Forecast | Residential | Manufactured Home Moderate Income | Existing | Space Heating | Natural Gas | Furnace | E9 |  | Baseline Forecast | bar: 2019 to 2051
Residential_Manufactured Home Moderate Income_Existing_Space Heating_Natural Gas_Furnace_E10_Baseline Forecast | Residential | Manufactured Home Moderate Income | Existing | Space Heating | Natural Gas | Furnace | E10 |  | Baseline Forecast | bar: 2019 to 2051
Residential_Manufactured Home Moderate Income_Existing_Space Heating_Natural Gas_Boiler_E1_Baseline Forecast | Residential | Manufactured Home Moderate Income | Existing | Space Heating | Natural Gas | Boiler | E1 | AFUE 80% | Baseline Forecast | 49.48% | 49.48% | 0% | 0% | 0% | 0% | 0% | 0% | 0% | 0% | 0% | 0% | 0% | 0% | 0% | 0% | 0% | 0% | 0% | 0% | 0% | 0% | 0% | 0% | 0% | 0% | 0% | 0% | 0% | 0% | 0% | 0% | 0%
Residential_Manufactured Home Moderate Income_Existing_Space Heating_Natural Gas_Boiler_E2_Baseline Forecast | Residential | Manufactured Home Moderate Income | Existing | Space Heating | Natural Gas | Boiler | E2 | AFUE 82% | Baseline Forecast | 0% | 0% | 37.14% | 37.14% | 37.14% | 37.14% | 37.14% | 37.14% | 37.14% | 37.14% | 37.14% | 37.15% | 37.15% | 37.15% | 37.15% | 37.15% | 37.16% | 37.16% | 37.16% | 37.16% | 37.17% | 37.17% | 37.17% | 37.18% | 37.18% | 37.18% | 37.19% | 37.19% | 37.2% | 37.21% | 37.21% | 37.23% | 37.24%
Residential_Manufactured Home Moderate Income_Existing_Space Heating_Natural Gas_Boiler_E3_Baseline Forecast | Residential | Manufactured Home Moderate Income | Existing | Space Heating | Natural Gas | Boiler | E3 | AFUE 85% | Baseline Forecast | 20.41% | 20.41% | 25.39% | 25.39% | 25.39% | 25.39% | 25.39% | 25.39% | 25.39% | 25.39% | 25.39% | 25.39% | 25.39% | 25.39% | 25.39% | 25.39% | 25.39% | 25.39% | 25.39% | 25.39% | 25.39% | 25.39% | 25.39% | 25.39% | 25.39% | 25.39% | 25.39% | 25.39% | 25.39% | 25.39% | 25.4% | 25.4% | 25.4%
Residential_Manufactured Home Moderate Income_Existing_Space Heating_Natural Gas_Boiler_E4_Baseline Forecast | Residential | Manufactured Home Moderate Income | Existing | Space Heating | Natural Gas | Boiler | E4 | AFUE 90% | Baseline Forecast | 20.41% | 20.41% | 25.4% | 25.4% | 25.4% | 25.4% | 25.4% | 25.4% | 25.4% | 25.4% | 25.4% | 25.4% | 25.4% | 25.4% | 25.4% | 25.4% | 25.39% | 25.39% | 25.39% | 25.39% | 25.39% | 25.39% | 25.39% | 25.39% | 25.38% | 25.38% | 25.38% | 25.38% | 25.38% | 25.37% | 25.37% | 25.37% | 25.36%
Residential_Manufactured Home Moderate Income_Existing_Space Heating_Natural Gas_Boiler_E5_Baseline Forecast | Residential | Manufactured Home Moderate Income | Existing | Space Heating | Natural Gas | Boiler | E5 | AFUE 95% | Baseline Forecast | 9.696% | 9.696% | 12.07% | 12.07% | 12.07% | 12.07% | 12.07% | 12.07% | 12.07% | 12.07% | 12.07% | 12.07% | 12.07% | 12.06% | 12.06% | 12.06% | 12.06% | 12.06% | 12.06% | 12.05% | 12.05% | 12.05% | 12.05% | 12.05% | 12.04% | 12.04% | 12.04% | 12.03% | 12.03% | 12.03% | 12.02% | 12.01% | 12%
Residential_Manufactured Home Moderate Income_Existing_Space Heating_Natural Gas_Boiler_E6_Baseline Forecast | Residential | Manufactured Home Moderate Income | Existing | Space Heating | Natural Gas | Boiler | E6 | Convert to Gas-Fired ASHP | Baseline Forecast | bar: 2019 to 2051
Residential_Manufactured Home Moderate Income_Existing_Space Heating_Natural Gas_Boiler_E7_Baseline Forecast | Residential | Manufactured Home Moderate Income | Existing | Space Heating | Natural Gas | Boiler | E7 | ASHP with AFUE 80% Backup | Baseline Forecast | bar: 2019 to 2051
Residential_Manufactured Home Moderate Income_Existing_Space Heating_Natural Gas_Boiler_E8_Baseline Forecast | Residential | Manufactured Home Moderate Income | Existing | Space Heating | Natural Gas | Boiler | E8 | ASHP with AFUE 95% backup | Baseline Forecast | bar: 2019 to 2051
Residential_Manufactured Home Moderate Income_Existing_Space Heating_Natural Gas_Boiler_E9_Baseline Forecast | Residential | Manufactured Home Moderate Income | Existing | Space Heating | Natural Gas | Boiler | E9 |  | Baseline Forecast | bar: 2019 to 2051
Residential_Manufactured Home Moderate Income_Existing_Space Heating_Natural Gas_Boiler_E10_Baseline Forecast | Residential | Manufactured Home Moderate Income | Existing | Space Heating | Natural Gas | Boiler | E10 |  | Baseline Forecast | bar: 2019 to 2051
Residential_Manufactured Home Moderate Income_Existing_Secondary Heating_Natural Gas_Fireplace_E1_Baseline Forecast | Residential | Manufactured Home Moderate Income | Existing | Secondary Heating | Natural Gas | Fireplace | E1 | Baseline (>50% FE) | Baseline Forecast | 100% | 100% | 100% | 100% | 100% | 100% | 100% | 100% | 100% | 100% | 100% | 100% | 100% | 100% | 100% | 100% | 100% | 100% | 100% | 100% | 100% | 100% | 100% | 100% | 100% | 100% | 100% | 100% | 100% | 100% | 100% | 100% | 100%
Residential_Manufactured Home Moderate Income_Existing_Secondary Heating_Natural Gas_Fireplace_E2_Baseline Forecast | Residential | Manufactured Home Moderate Income | Existing | Secondary Heating | Natural Gas | Fireplace | E2 | Tier 1 (70% FE) | Baseline Forecast | bar: 2019 to 2051
Residential_Manufactured Home Moderate Income_Existing_Secondary Heating_Natural Gas_Fireplace_E3_Baseline Forecast | Residential | Manufactured Home Moderate Income | Existing | Secondary Heating | Natural Gas | Fireplace | E3 | Tier 2 (>75% FE) | Baseline Forecast | bar: 2019 to 2051
Residential_Manufactured Home Moderate Income_Existing_Secondary Heating_Natural Gas_Fireplace_E4_Baseline Forecast | Residential | Manufactured Home Moderate Income | Existing | Secondary Heating | Natural Gas | Fireplace | E4 |  | Baseline Forecast | bar: 2019 to 2051
Residential_Manufactured Home Moderate Income_Existing_Secondary Heating_Natural Gas_Fireplace_E5_Baseline Forecast | Residential | Manufactured Home Moderate Income | Existing | Secondary Heating | Natural Gas | Fireplace | E5 |  | Baseline Forecast | bar: 2019 to 2051
Residential_Manufactured Home Moderate Income_Existing_Secondary Heating_Natural Gas_Fireplace_E6_Baseline Forecast | Residential | Manufactured Home Moderate Income | Existing | Secondary Heating | Natural Gas | Fireplace | E6 |  | Baseline Forecast | bar: 2019 to 2051
Residential_Manufactured Home Moderate Income_Existing_Secondary Heating_Natural Gas_Fireplace_E7_Baseline Forecast | Residential | Manufactured Home Moderate Income | Existing | Secondary Heating | Natural Gas | Fireplace | E7 |  | Baseline Forecast | bar: 2019 to 2051
Residential_Manufactured Home Moderate Income_Existing_Secondary Heating_Natural Gas_Fireplace_E8_Baseline Forecast | Residential | Manufactured Home Moderate Income | Existing | Secondary Heating | Natural Gas | Fireplace | E8 |  | Baseline Forecast | bar: 2019 to 2051
Residential_Manufactured Home Moderate Income_Existing_Secondary Heating_Natural Gas_Fireplace_E9_Baseline Forecast | Residential | Manufactured Home Moderate Income | Existing | Secondary Heating | Natural Gas | Fireplace | E9 |  | Baseline Forecast | bar: 2019 to 2051
Residential_Manufactured Home Moderate Income_Existing_Secondary Heating_Natural Gas_Fireplace_E10_Baseline Forecast | Residential | Manufactured Home Moderate Income | Existing | Secondary Heating | Natural Gas | Fireplace | E10 |  | Baseline Forecast | bar: 2019 to 2051
Residential_Manufactured Home Moderate Income_Existing_Water Heating_Natural Gas_Water Heater (<= 55 gal)_E1_Baseline Forecast | Residential | Manufactured Home Moderate Income | Existing | Water Heating | Natural Gas | Water Heater (<= 55 gal) | E1 | UEF 0.58 (Standard) | Baseline Forecast | 13.74% | 13.86% | 14.14% | 14.35% | 14.49% | 14.65% | 14.47% | 14.37% | 14.34% | 14.28% | 12.96% | 12.94% | 12.75% | 12.69% | 12.64% | 12.61% | 12.58% | 12.54% | 12.51% | 12.49% | 12.47% | 12.43% | 12.42% | 12.39% | 12.35% | 12.3% | 12.25% | 12.25% | 12.25% | 12.25% | 12.25% | 12.25% | 12.25%
Residential_Manufactured Home Moderate Income_Existing_Water Heating_Natural Gas_Water Heater (<= 55 gal)_E2_Baseline Forecast | Residential | Manufactured Home Moderate Income | Existing | Water Heating | Natural Gas | Water Heater (<= 55 gal) | E2 | UEF 0.64 (ENERGY STAR 4.0) | Baseline Forecast | 82.26% | 82.14% | 81.86% | 81.65% | 81.51% | 81.35% | 81.53% | 81.63% | 81.66% | 81.72% | 83.04% | 83.06% | 83.25% | 83.31% | 83.36% | 83.39% | 83.42% | 83.46% | 83.49% | 83.51% | 83.53% | 83.57% | 83.58% | 83.61% | 83.65% | 83.7% | 83.75% | 83.75% | 83.75% | 83.75% | 83.75% | 83.75% | 83.75%
Residential_Manufactured Home Moderate Income_Existing_Water Heating_Natural Gas_Water Heater (<= 55 gal)_E3_Baseline Forecast | Residential | Manufactured Home Moderate Income | Existing | Water Heating | Natural Gas | Water Heater (<= 55 gal) | E3 | UEF 0.81 (ENERGY STAR 5.0) | Baseline Forecast | bar: 2019 to 2051
Residential_Manufactured Home Moderate Income_Existing_Water Heating_Natural Gas_Water Heater (<= 55 gal)_E4_Baseline Forecast | Residential | Manufactured Home Moderate Income | Existing | Water Heating | Natural Gas | Water Heater (<= 55 gal) | E4 | UEF 0.87 (Instantaneous, ENERGY STAR 4.0) | Baseline Forecast | bar: 2019 to 2051
Residential_Manufactured Home Moderate Income_Existing_Water Heating_Natural Gas_Water Heater (<= 55 gal)_E5_Baseline Forecast | Residential | Manufactured Home Moderate Income | Existing | Water Heating | Natural Gas | Water Heater (<= 55 gal) | E5 | UEF 0.95 (Instantaneous, ENERGY STAR 5.0) | Baseline Forecast | bar: 2019 to 2051
Residential_Manufactured Home Moderate Income_Existing_Water Heating_Natural Gas_Water Heater (<= 55 gal)_E6_Baseline Forecast | Residential | Manufactured Home Moderate Income | Existing | Water Heating | Natural Gas | Water Heater (<= 55 gal) | E6 | UEF 1.0+ (Gas-Fired HPWH) | Baseline Forecast | bar: 2019 to 2051
Residential_Manufactured Home Moderate Income_Existing_Water Heating_Natural Gas_Water Heater (<= 55 gal)_E7_Baseline Forecast | Residential | Manufactured Home Moderate Income | Existing | Water Heating | Natural Gas | Water Heater (<= 55 gal) | E7 | NEEA Gas-Fired Absorption HPWH (COP 1.3) | Baseline Forecast | bar: 2019 to 2051
Residential_Manufactured Home Moderate Income_Existing_Water Heating_Natural Gas_Water Heater (<= 55 gal)_E8_Baseline Forecast | Residential | Manufactured Home Moderate Income | Existing | Water Heating | Natural Gas | Water Heater (<= 55 gal) | E8 |  | Baseline Forecast | bar: 2019 to 2051
Residential_Manufactured Home Moderate Income_Existing_Water Heating_Natural Gas_Water Heater (<= 55 gal)_E9_Baseline Forecast | Residential | Manufactured Home Moderate Income | Existing | Water Heating | Natural Gas | Water Heater (<= 55 gal) | E9 |  | Baseline Forecast | bar: 2019 to 2051
Residential_Manufactured Home Moderate Income_Existing_Water Heating_Natural Gas_Water Heater (<= 55 gal)_E10_Baseline Forecast | Residential | Manufactured Home Moderate Income | Existing | Water Heating | Natural Gas | Water Heater (<= 55 gal) | E10 |  | Baseline Forecast | bar: 2019 to 2051
Residential_Manufactured Home Moderate Income_Existing_Water Heating_Natural Gas_Water Heater (> 55 gal)_E1_Baseline Forecast | Residential | Manufactured Home Moderate Income | Existing | Water Heating | Natural Gas | Water Heater (> 55 gal) | E1 | UEF 0.76 (Standard) | Baseline Forecast | 13.74% | 13.86% | 14.14% | 14.35% | 14.49% | 14.65% | 14.47% | 14.37% | 14.34% | 14.28% | 12.96% | 12.94% | 12.75% | 12.69% | 12.64% | 12.61% | 12.58% | 12.54% | 12.51% | 12.49% | 12.47% | 12.43% | 12.42% | 12.39% | 12.35% | 12.3% | 12.25% | 12.25% | 12.25% | 12.25% | 12.25% | 12.25% | 12.25%
Residential_Manufactured Home Moderate Income_Existing_Water Heating_Natural Gas_Water Heater (> 55 gal)_E2_Baseline Forecast | Residential | Manufactured Home Moderate Income | Existing | Water Heating | Natural Gas | Water Heater (> 55 gal) | E2 | UEF 0.78 (ENERGY STAR 4.0) | Baseline Forecast | 82.26% | 82.14% | 81.86% | 81.65% | 81.51% | 81.35% | 81.53% | 81.63% | 81.66% | 81.72% | 83.04% | 83.06% | 83.25% | 83.31% | 83.36% | 83.39% | 83.42% | 83.46% | 83.49% | 83.51% | 83.53% | 83.57% | 83.58% | 83.61% | 83.65% | 83.7% | 83.75% | 83.75% | 83.75% | 83.75% | 83.75% | 83.75% | 83.75%
Residential_Manufactured Home Moderate Income_Existing_Water Heating_Natural Gas_Water Heater (> 55 gal)_E3_Baseline Forecast | Residential | Manufactured Home Moderate Income | Existing | Water Heating | Natural Gas | Water Heater (> 55 gal) | E3 | UEF 0.86 (ENERGY STAR 5.0) | Baseline Forecast | bar: 2019 to 2051
Residential_Manufactured Home Moderate Income_Existing_Water Heating_Natural Gas_Water Heater (> 55 gal)_E4_Baseline Forecast | Residential | Manufactured Home Moderate Income | Existing | Water Heating | Natural Gas | Water Heater (> 55 gal) | E4 | UEF 0.87 (Instantaneous, ENERGY STAR 4.0) | Baseline Forecast | bar: 2019 to 2051
Residential_Manufactured Home Moderate Income_Existing_Water Heating_Natural Gas_Water Heater (> 55 gal)_E5_Baseline Forecast | Residential | Manufactured Home Moderate Income | Existing | Water Heating | Natural Gas | Water Heater (> 55 gal) | E5 | UEF 0.95 (Instantaneous, ENERGY STAR 5.0) | Baseline Forecast | bar: 2019 to 2051
Residential_Manufactured Home Moderate Income_Existing_Water Heating_Natural Gas_Water Heater (> 55 gal)_E6_Baseline Forecast | Residential | Manufactured Home Moderate Income | Existing | Water Heating | Natural Gas | Water Heater (> 55 gal) | E6 | UEF 1.0+ (Gas-Fired HPWH) | Baseline Forecast | bar: 2019 to 2051
Residential_Manufactured Home Moderate Income_Existing_Water Heating_Natural Gas_Water Heater (> 55 gal)_E7_Baseline Forecast | Residential | Manufactured Home Moderate Income | Existing | Water Heating | Natural Gas | Water Heater (> 55 gal) | E7 | NEEA Gas-Fired Absorption HPWH (COP 1.3) | Baseline Forecast | bar: 2019 to 2051
Residential_Manufactured Home Moderate Income_Existing_Water Heating_Natural Gas_Water Heater (> 55 gal)_E8_Baseline Forecast | Residential | Manufactured Home Moderate Income | Existing | Water Heating | Natural Gas | Water Heater (> 55 gal) | E8 |  | Baseline Forecast | bar: 2019 to 2051
Residential_Manufactured Home Moderate Income_Existing_Water Heating_Natural Gas_Water Heater (> 55 gal)_E9_Baseline Forecast | Residential | Manufactured Home Moderate Income | Existing | Water Heating | Natural Gas | Water Heater (> 55 gal) | E9 |  | Baseline Forecast | bar: 2019 to 2051
Residential_Manufactured Home Moderate Income_Existing_Water Heating_Natural Gas_Water Heater (> 55 gal)_E10_Baseline Forecast | Residential | Manufactured Home Moderate Income | Existing | Water Heating | Natural Gas | Water Heater (> 55 gal) | E10 |  | Baseline Forecast | bar: 2019 to 2051
Residential_Manufactured Home Moderate Income_Existing_Appliances_Natural Gas_Clothes Dryer_E1_Baseline Forecast | Residential | Manufactured Home Moderate Income | Existing | Appliances | Natural Gas | Clothes Dryer | E1 | Standard | Baseline Forecast | 55.53% | 55.53% | 55.52% | 55.52% | 55.52% | 55.52% | 55.52% | 55.51% | 55.5% | 55.5% | 55.49% | 55.49% | 55.48% | 55.48% | 55.47% | 55.46% | 55.46% | 55.45% | 55.44% | 55.44% | 55.43% | 55.43% | 55.42% | 55.42% | 55.42% | 55.42% | 55.42% | 55.42% | 55.42% | 55.42% | 55.42% | 55.42% | 55.42%
Residential_Manufactured Home Moderate Income_Existing_Appliances_Natural Gas_Clothes Dryer_E2_Baseline Forecast | Residential | Manufactured Home Moderate Income | Existing | Appliances | Natural Gas | Clothes Dryer | E2 | NEEA/ENERGY STAR (CE >60%) | Baseline Forecast | 44.47% | 44.47% | 44.48% | 44.48% | 44.48% | 44.48% | 44.48% | 44.49% | 44.5% | 44.5% | 44.51% | 44.51% | 44.52% | 44.52% | 44.53% | 44.54% | 44.54% | 44.55% | 44.56% | 44.56% | 44.57% | 44.57% | 44.58% | 44.58% | 44.58% | 44.58% | 44.58% | 44.58% | 44.58% | 44.58% | 44.58% | 44.58% | 44.58%
Residential_Manufactured Home Moderate Income_Existing_Appliances_Natural Gas_Clothes Dryer_E3_Baseline Forecast | Residential | Manufactured Home Moderate Income | Existing | Appliances | Natural Gas | Clothes Dryer | E3 |  | Baseline Forecast | bar: 2019 to 2051
Residential_Manufactured Home Moderate Income_Existing_Appliances_Natural Gas_Clothes Dryer_E4_Baseline Forecast | Residential | Manufactured Home Moderate Income | Existing | Appliances | Natural Gas | Clothes Dryer | E4 |  | Baseline Forecast | bar: 2019 to 2051
Residential_Manufactured Home Moderate Income_Existing_Appliances_Natural Gas_Clothes Dryer_E5_Baseline Forecast | Residential | Manufactured Home Moderate Income | Existing | Appliances | Natural Gas | Clothes Dryer | E5 |  | Baseline Forecast | bar: 2019 to 2051
Residential_Manufactured Home Moderate Income_Existing_Appliances_Natural Gas_Clothes Dryer_E6_Baseline Forecast | Residential | Manufactured Home Moderate Income | Existing | Appliances | Natural Gas | Clothes Dryer | E6 |  | Baseline Forecast | bar: 2019 to 2051
Residential_Manufactured Home Moderate Income_Existing_Appliances_Natural Gas_Clothes Dryer_E7_Baseline Forecast | Residential | Manufactured Home Moderate Income | Existing | Appliances | Natural Gas | Clothes Dryer | E7 |  | Baseline Forecast | bar: 2019 to 2051
Residential_Manufactured Home Moderate Income_Existing_Appliances_Natural Gas_Clothes Dryer_E8_Baseline Forecast | Residential | Manufactured Home Moderate Income | Existing | Appliances | Natural Gas | Clothes Dryer | E8 |  | Baseline Forecast | bar: 2019 to 2051
Residential_Manufactured Home Moderate Income_Existing_Appliances_Natural Gas_Clothes Dryer_E9_Baseline Forecast | Residential | Manufactured Home Moderate Income | Existing | Appliances | Natural Gas | Clothes Dryer | E9 |  | Baseline Forecast | bar: 2019 to 2051
Residential_Manufactured Home Moderate Income_Existing_Appliances_Natural Gas_Clothes Dryer_E10_Baseline Forecast | Residential | Manufactured Home Moderate Income | Existing | Appliances | Natural Gas | Clothes Dryer | E10 |  | Baseline Forecast | bar: 2019 to 2051
Residential_Manufactured Home Moderate Income_Existing_Appliances_Natural Gas_Stove/Oven_E1_Baseline Forecast | Residential | Manufactured Home Moderate Income | Existing | Appliances | Natural Gas | Stove/Oven | E1 | EF 0.399 | Baseline Forecast | 69.92% | 69.92% | 69.92% | 69.92% | 69.92% | 69.91% | 69.9% | 69.89% | 69.88% | 69.87% | 69.86% | 69.86% | 69.85% | 69.84% | 69.83% | 69.82% | 69.81% | 69.79% | 69.78% | 69.77% | 69.76% | 69.76% | 69.75% | 69.74% | 69.74% | 69.74% | 69.73% | 69.73% | 69.73% | 69.73% | 69.74% | 69.74% | 69.75%
Residential_Manufactured Home Moderate Income_Existing_Appliances_Natural Gas_Stove/Oven_E2_Baseline Forecast | Residential | Manufactured Home Moderate Income | Existing | Appliances | Natural Gas | Stove/Oven | E2 | High Efficiency (730 + 1660 IAEC) | Baseline Forecast | 30.08% | 30.08% | 30.08% | 30.08% | 30.08% | 30.09% | 30.1% | 30.11% | 30.12% | 30.13% | 30.14% | 30.14% | 30.15% | 30.16% | 30.17% | 30.18% | 30.19% | 30.21% | 30.22% | 30.23% | 30.24% | 30.24% | 30.25% | 30.26% | 30.26% | 30.26% | 30.27% | 30.27% | 30.27% | 30.27% | 30.26% | 30.26% | 30.25%
Residential_Manufactured Home Moderate Income_Existing_Appliances_Natural Gas_Stove/Oven_E3_Baseline Forecast | Residential | Manufactured Home Moderate Income | Existing | Appliances | Natural Gas | Stove/Oven | E3 |  | Baseline Forecast | bar: 2019 to 2051
Residential_Manufactured Home Moderate Income_Existing_Appliances_Natural Gas_Stove/Oven_E4_Baseline Forecast | Residential | Manufactured Home Moderate Income | Existing | Appliances | Natural Gas | Stove/Oven | E4 |  | Baseline Forecast | bar: 2019 to 2051
Residential_Manufactured Home Moderate Income_Existing_Appliances_Natural Gas_Stove/Oven_E5_Baseline Forecast | Residential | Manufactured Home Moderate Income | Existing | Appliances | Natural Gas | Stove/Oven | E5 |  | Baseline Forecast | bar: 2019 to 2051
Residential_Manufactured Home Moderate Income_Existing_Appliances_Natural Gas_Stove/Oven_E6_Baseline Forecast | Residential | Manufactured Home Moderate Income | Existing | Appliances | Natural Gas | Stove/Oven | E6 |  | Baseline Forecast | bar: 2019 to 2051
Residential_Manufactured Home Moderate Income_Existing_Appliances_Natural Gas_Stove/Oven_E7_Baseline Forecast | Residential | Manufactured Home Moderate Income | Existing | Appliances | Natural Gas | Stove/Oven | E7 |  | Baseline Forecast | bar: 2019 to 2051
Residential_Manufactured Home Moderate Income_Existing_Appliances_Natural Gas_Stove/Oven_E8_Baseline Forecast | Residential | Manufactured Home Moderate Income | Existing | Appliances | Natural Gas | Stove/Oven | E8 |  | Baseline Forecast | bar: 2019 to 2051
Residential_Manufactured Home Moderate Income_Existing_Appliances_Natural Gas_Stove/Oven_E9_Baseline Forecast | Residential | Manufactured Home Moderate Income | Existing | Appliances | Natural Gas | Stove/Oven | E9 |  | Baseline Forecast | bar: 2019 to 2051
Residential_Manufactured Home Moderate Income_Existing_Appliances_Natural Gas_Stove/Oven_E10_Baseline Forecast | Residential | Manufactured Home Moderate Income | Existing | Appliances | Natural Gas | Stove/Oven | E10 |  | Baseline Forecast | bar: 2019 to 2051
Residential_Manufactured Home Moderate Income_Existing_Miscellaneous_Natural Gas_Pool Heater_E1_Baseline Forecast | Residential | Manufactured Home Moderate Income | Existing | Miscellaneous | Natural Gas | Pool Heater | E1 | Standard (EF 0.82) | Baseline Forecast | 95% | 95% | 95% | 95% | 95% | 95% | 95% | 95% | 95% | 95% | 95% | 95% | 95% | 95% | 95% | 95% | 95% | 95% | 95% | 95% | 95% | 95% | 95% | 95% | 95% | 95% | 95% | 95% | 95% | 95% | 95% | 95% | 95%
Residential_Manufactured Home Moderate Income_Existing_Miscellaneous_Natural Gas_Pool Heater_E2_Baseline Forecast | Residential | Manufactured Home Moderate Income | Existing | Miscellaneous | Natural Gas | Pool Heater | E2 | High Efficiency (EF 0.84) | Baseline Forecast | bar: 2019 to 2051
Residential_Manufactured Home Moderate Income_Existing_Miscellaneous_Natural Gas_Pool Heater_E3_Baseline Forecast | Residential | Manufactured Home Moderate Income | Existing | Miscellaneous | Natural Gas | Pool Heater | E3 | Condensing (EF .94) | Baseline Forecast | bar: 2019 to 2051
Residential_Manufactured Home Moderate Income_Existing_Miscellaneous_Natural Gas_Pool Heater_E4_Baseline Forecast | Residential | Manufactured Home Moderate Income | Existing | Miscellaneous | Natural Gas | Pool Heater | E4 | Condensing w/Imp. HX (EF 0.95) | Baseline Forecast | bar: 2019 to 2051
Residential_Manufactured Home Moderate Income_Existing_Miscellaneous_Natural Gas_Pool Heater_E5_Baseline Forecast | Residential | Manufactured Home Moderate Income | Existing | Miscellaneous | Natural Gas | Pool Heater | E5 |  | Baseline Forecast | bar: 2019 to 2051
Residential_Manufactured Home Moderate Income_Existing_Miscellaneous_Natural Gas_Pool Heater_E6_Baseline Forecast | Residential | Manufactured Home Moderate Income | Existing | Miscellaneous | Natural Gas | Pool Heater | E6 |  | Baseline Forecast | bar: 2019 to 2051
Residential_Manufactured Home Moderate Income_Existing_Miscellaneous_Natural Gas_Pool Heater_E7_Baseline Forecast | Residential | Manufactured Home Moderate Income | Existing | Miscellaneous | Natural Gas | Pool Heater | E7 |  | Baseline Forecast | bar: 2019 to 2051
Residential_Manufactured Home Moderate Income_Existing_Miscellaneous_Natural Gas_Pool Heater_E8_Baseline Forecast | Residential | Manufactured Home Moderate Income | Existing | Miscellaneous | Natural Gas | Pool Heater | E8 |  | Baseline Forecast | bar: 2019 to 2051
Residential_Manufactured Home Moderate Income_Existing_Miscellaneous_Natural Gas_Pool Heater_E9_Baseline Forecast | Residential | Manufactured Home Moderate Income | Existing | Miscellaneous | Natural Gas | Pool Heater | E9 |  | Baseline Forecast | bar: 2019 to 2051
Residential_Manufactured Home Moderate Income_Existing_Miscellaneous_Natural Gas_Pool Heater_E10_Baseline Forecast | Residential | Manufactured Home Moderate Income | Existing | Miscellaneous | Natural Gas | Pool Heater | E10 |  | Baseline Forecast | bar: 2019 to 2051
Residential_Manufactured Home Moderate Income_Existing_Miscellaneous_Natural Gas_Miscellaneous_E1_Baseline Forecast | Residential | Manufactured Home Moderate Income | Existing | Miscellaneous | Natural Gas | Miscellaneous | E1 | Default | Baseline Forecast | 100% | 100% | 100% | 100% | 100% | 100% | 100% | 100% | 100% | 100% | 100% | 100% | 100% | 100% | 100% | 100% | 100% | 100% | 100% | 100% | 100% | 100% | 100% | 100% | 100% | 100% | 100% | 100% | 100% | 100% | 100% | 100% | 100%
Residential_Manufactured Home Moderate Income_Existing_Miscellaneous_Natural Gas_Miscellaneous_E2_Baseline Forecast | Residential | Manufactured Home Moderate Income | Existing | Miscellaneous | Natural Gas | Miscellaneous | E2 |  | Baseline Forecast | bar: 2019 to 2051
Residential_Manufactured Home Moderate Income_Existing_Miscellaneous_Natural Gas_Miscellaneous_E3_Baseline Forecast | Residential | Manufactured Home Moderate Income | Existing | Miscellaneous | Natural Gas | Miscellaneous | E3 |  | Baseline Forecast | bar: 2019 to 2051
Residential_Manufactured Home Moderate Income_Existing_Miscellaneous_Natural Gas_Miscellaneous_E4_Baseline Forecast | Residential | Manufactured Home Moderate Income | Existing | Miscellaneous | Natural Gas | Miscellaneous | E4 |  | Baseline Forecast | bar: 2019 to 2051
Residential_Manufactured Home Moderate Income_Existing_Miscellaneous_Natural Gas_Miscellaneous_E5_Baseline Forecast | Residential | Manufactured Home Moderate Income | Existing | Miscellaneous | Natural Gas | Miscellaneous | E5 |  | Baseline Forecast | bar: 2019 to 2051
Residential_Manufactured Home Moderate Income_Existing_Miscellaneous_Natural Gas_Miscellaneous_E6_Baseline Forecast | Residential | Manufactured Home Moderate Income | Existing | Miscellaneous | Natural Gas | Miscellaneous | E6 |  | Baseline Forecast | bar: 2019 to 2051
Residential_Manufactured Home Moderate Income_Existing_Miscellaneous_Natural Gas_Miscellaneous_E7_Baseline Forecast | Residential | Manufactured Home Moderate Income | Existing | Miscellaneous | Natural Gas | Miscellaneous | E7 |  | Baseline Forecast | bar: 2019 to 2051
Residential_Manufactured Home Moderate Income_Existing_Miscellaneous_Natural Gas_Miscellaneous_E8_Baseline Forecast | Residential | Manufactured Home Moderate Income | Existing | Miscellaneous | Natural Gas | Miscellaneous | E8 |  | Baseline Forecast | bar: 2019 to 2051
Residential_Manufactured Home Moderate Income_Existing_Miscellaneous_Natural Gas_Miscellaneous_E9_Baseline Forecast | Residential | Manufactured Home Moderate Income | Existing | Miscellaneous | Natural Gas | Miscellaneous | E9 |  | Baseline Forecast | bar: 2019 to 2051
Residential_Manufactured Home Moderate Income_Existing_Miscellaneous_Natural Gas_Miscellaneous_E10_Baseline Forecast | Residential | Manufactured Home Moderate Income | Existing | Miscellaneous | Natural Gas | Miscellaneous | E10 |  | Baseline Forecast | bar: 2019 to 2051
Residential_Manufactured Home Moderate Income_New_Space Heating_Natural Gas_Furnace_E1_Baseline Forecast | Residential | Manufactured Home Moderate Income | New | Space Heating | Natural Gas | Furnace | E1 | AFUE 80% | Baseline Forecast | 85.16% | 85.16% | 85.16% | 85.15% | 85.16% | 85.16% | 85.16% | 85.16% | 85.16% | 85.16% | 85.16% | 85.16% | 85.16% | 85.16% | 85.16% | 85.16% | 85.16% | 85.17% | 85.17% | 85.17% | 85.18% | 85.18% | 85.18% | 85.19% | 85.19% | 85.19% | 85.2% | 85.2% | 85.21% | 85.22% | 85.22% | 85.23% | 85.24%
Residential_Manufactured Home Moderate Income_New_Space Heating_Natural Gas_Furnace_E2_Baseline Forecast | Residential | Manufactured Home Moderate Income | New | Space Heating | Natural Gas | Furnace | E2 | AFUE 95% (ENERGY STAR 4.1) | Baseline Forecast | 14.8% | 14.8% | 14.81% | 14.81% | 14.8% | 14.8% | 14.81% | 14.81% | 14.81% | 14.81% | 14.81% | 14.81% | 14.81% | 14.8% | 14.8% | 14.8% | 14.8% | 14.8% | 14.79% | 14.79% | 14.79% | 14.78% | 14.78% | 14.78% | 14.77% | 14.77% | 14.76% | 14.76% | 14.75% | 14.75% | 14.74% | 14.74% | 14.73%
Residential_Manufactured Home Moderate Income_New_Space Heating_Natural Gas_Furnace_E3_Baseline Forecast | Residential | Manufactured Home Moderate Income | New | Space Heating | Natural Gas | Furnace | E3 | AFUE 97% (CEE Tier 3) | Baseline Forecast | 0.01878% | 0.01879% | 0.01879% | 0.01879% | 0.01879% | 0.01879% | 0.01879% | 0.01879% | 0.01879% | 0.01879% | 0.01879% | 0.01879% | 0.01879% | 0.01879% | 0.01878% | 0.01878% | 0.01878% | 0.01877% | 0.01877% | 0.01876% | 0.01876% | 0.01875% | 0.01875% | 0.01874% | 0.01873% | 0.01873% | 0.01872% | 0.01871% | 0.0187% | 0.01869% | 0.01868% | 0.01867% | 0.01866%
Residential_Manufactured Home Moderate Income_New_Space Heating_Natural Gas_Furnace_E4_Baseline Forecast | Residential | Manufactured Home Moderate Income | New | Space Heating | Natural Gas | Furnace | E4 | Convert to Gas-Fired ASHP | Baseline Forecast | bar: 2019 to 2051
Residential_Manufactured Home Moderate Income_New_Space Heating_Natural Gas_Furnace_E5_Baseline Forecast | Residential | Manufactured Home Moderate Income | New | Space Heating | Natural Gas | Furnace | E5 | ASHP with AFUE 80% Backup | Baseline Forecast | 0.01878% | 0.01879% | 0.01881% | 0.01882% | 0.01881% | 0.01881% | 0.01881% | 0.01881% | 0.01881% | 0.0188% | 0.01878% | 0.01876% | 0.01874% | 0.01872% | 0.01869% | 0.01867% | 0.01864% | 0.01861% | 0.01859% | 0.01857% | 0.01855% | 0.01853% | 0.01851% | 0.01849% | 0.01847% | 0.01844% | 0.01841% | 0.01839% | 0.01835% | 0.01832% | 0.01829% | 0.01825% | 0.01817%
Residential_Manufactured Home Moderate Income_New_Space Heating_Natural Gas_Furnace_E6_Baseline Forecast | Residential | Manufactured Home Moderate Income | New | Space Heating | Natural Gas | Furnace | E6 | ASHP with AFUE 95% backup | Baseline Forecast | bar: 2019 to 2051
Residential_Manufactured Home Moderate Income_New_Space Heating_Natural Gas_Furnace_E7_Baseline Forecast | Residential | Manufactured Home Moderate Income | New | Space Heating | Natural Gas | Furnace | E7 |  | Baseline Forecast | bar: 2019 to 2051
Residential_Manufactured Home Moderate Income_New_Space Heating_Natural Gas_Furnace_E8_Baseline Forecast | Residential | Manufactured Home Moderate Income | New | Space Heating | Natural Gas | Furnace | E8 |  | Baseline Forecast | bar: 2019 to 2051
Residential_Manufactured Home Moderate Income_New_Space Heating_Natural Gas_Furnace_E9_Baseline Forecast | Residential | Manufactured Home Moderate Income | New | Space Heating | Natural Gas | Furnace | E9 |  | Baseline Forecast | bar: 2019 to 2051
Residential_Manufactured Home Moderate Income_New_Space Heating_Natural Gas_Furnace_E10_Baseline Forecast | Residential | Manufactured Home Moderate Income | New | Space Heating | Natural Gas | Furnace | E10 |  | Baseline Forecast | bar: 2019 to 2051
Residential_Manufactured Home Moderate Income_New_Space Heating_Natural Gas_Boiler_E1_Baseline Forecast | Residential | Manufactured Home Moderate Income | New | Space Heating | Natural Gas | Boiler | E1 | AFUE 80% | Baseline Forecast | 97.85% | 97.85% | 0% | 0% | 0% | 0% | 0% | 0% | 0% | 0% | 0% | 0% | 0% | 0% | 0% | 0% | 0% | 0% | 0% | 0% | 0% | 0% | 0% | 0% | 0% | 0% | 0% | 0% | 0% | 0% | 0% | 0% | 0%
Residential_Manufactured Home Moderate Income_New_Space Heating_Natural Gas_Boiler_E2_Baseline Forecast | Residential | Manufactured Home Moderate Income | New | Space Heating | Natural Gas | Boiler | E2 | AFUE 82% | Baseline Forecast | 0% | 0% | 62.24% | 62.24% | 62.25% | 62.25% | 62.25% | 62.26% | 62.26% | 62.27% | 62.28% | 62.29% | 62.3% | 62.32% | 62.33% | 62.34% | 62.36% | 62.37% | 62.38% | 62.38% | 62.39% | 62.4% | 62.41% | 62.42% | 62.43% | 62.45% | 62.46% | 62.47% | 62.49% | 62.51% | 62.55% | 62.61% | 62.68%
Residential_Manufactured Home Moderate Income_New_Space Heating_Natural Gas_Boiler_E3_Baseline Forecast | Residential | Manufactured Home Moderate Income | New | Space Heating | Natural Gas | Boiler | E3 | AFUE 85% | Baseline Forecast | 0.7168% | 0.7169% | 12.58% | 12.58% | 12.58% | 12.58% | 12.58% | 12.58% | 12.58% | 12.59% | 12.59% | 12.59% | 12.59% | 12.59% | 12.6% | 12.6% | 12.6% | 12.6% | 12.6% | 12.6% | 12.6% | 12.6% | 12.6% | 12.6% | 12.61% | 12.61% | 12.61% | 12.61% | 12.61% | 12.61% | 12.62% | 12.62% | 12.63%
Residential_Manufactured Home Moderate Income_New_Space Heating_Natural Gas_Boiler_E4_Baseline Forecast | Residential | Manufactured Home Moderate Income | New | Space Heating | Natural Gas | Boiler | E4 | AFUE 90% | Baseline Forecast | 0.7168% | 0.7169% | 12.59% | 12.59% | 12.59% | 12.59% | 12.59% | 12.59% | 12.6% | 12.6% | 12.6% | 12.6% | 12.6% | 12.6% | 12.6% | 12.6% | 12.61% | 12.61% | 12.61% | 12.61% | 12.61% | 12.61% | 12.61% | 12.61% | 12.6% | 12.6% | 12.6% | 12.6% | 12.6% | 12.6% | 12.61% | 12.61% | 12.61%
Residential_Manufactured Home Moderate Income_New_Space Heating_Natural Gas_Boiler_E5_Baseline Forecast | Residential | Manufactured Home Moderate Income | New | Space Heating | Natural Gas | Boiler | E5 | AFUE 95% | Baseline Forecast | bar: 2019 to 2051
Residential_Manufactured Home Moderate Income_New_Space Heating_Natural Gas_Boiler_E6_Baseline Forecast | Residential | Manufactured Home Moderate Income | New | Space Heating | Natural Gas | Boiler | E6 | Convert to Gas-Fired ASHP | Baseline Forecast | bar: 2019 to 2051
Residential_Manufactured Home Moderate Income_New_Space Heating_Natural Gas_Boiler_E7_Baseline Forecast | Residential | Manufactured Home Moderate Income | New | Space Heating | Natural Gas | Boiler | E7 | ASHP with AFUE 80% Backup | Baseline Forecast | 0.7168% | 0.7171% | 12.58% | 12.59% | 12.58% | 12.57% | 12.57% | 12.57% | 12.56% | 12.55% | 12.54% | 12.52% | 12.5% | 12.49% | 12.47% | 12.45% | 12.44% | 12.43% | 12.42% | 12.41% | 12.4% | 12.39% | 12.38% | 12.37% | 12.36% | 12.34% | 12.33% | 12.32% | 12.3% | 12.27% | 12.22% | 12.16% | 12.07%
Residential_Manufactured Home Moderate Income_New_Space Heating_Natural Gas_Boiler_E8_Baseline Forecast | Residential | Manufactured Home Moderate Income | New | Space Heating | Natural Gas | Boiler | E8 | ASHP with AFUE 95% backup | Baseline Forecast | bar: 2019 to 2051
Residential_Manufactured Home Moderate Income_New_Space Heating_Natural Gas_Boiler_E9_Baseline Forecast | Residential | Manufactured Home Moderate Income | New | Space Heating | Natural Gas | Boiler | E9 |  | Baseline Forecast | bar: 2019 to 2051
Residential_Manufactured Home Moderate Income_New_Space Heating_Natural Gas_Boiler_E10_Baseline Forecast | Residential | Manufactured Home Moderate Income | New | Space Heating | Natural Gas | Boiler | E10 |  | Baseline Forecast | bar: 2019 to 2051
Residential_Manufactured Home Moderate Income_New_Secondary Heating_Natural Gas_Fireplace_E1_Baseline Forecast | Residential | Manufactured Home Moderate Income | New | Secondary Heating | Natural Gas | Fireplace | E1 | Baseline (>50% FE) | Baseline Forecast | 100% | 100% | 100% | 100% | 100% | 100% | 100% | 100% | 100% | 100% | 100% | 100% | 100% | 100% | 100% | 100% | 100% | 100% | 100% | 100% | 100% | 100% | 100% | 100% | 100% | 100% | 100% | 100% | 100% | 100% | 100% | 100% | 100%
Residential_Manufactured Home Moderate Income_New_Secondary Heating_Natural Gas_Fireplace_E2_Baseline Forecast | Residential | Manufactured Home Moderate Income | New | Secondary Heating | Natural Gas | Fireplace | E2 | Tier 1 (70% FE) | Baseline Forecast | bar: 2019 to 2051
Residential_Manufactured Home Moderate Income_New_Secondary Heating_Natural Gas_Fireplace_E3_Baseline Forecast | Residential | Manufactured Home Moderate Income | New | Secondary Heating | Natural Gas | Fireplace | E3 | Tier 2 (>75% FE) | Baseline Forecast | bar: 2019 to 2051
Residential_Manufactured Home Moderate Income_New_Secondary Heating_Natural Gas_Fireplace_E4_Baseline Forecast | Residential | Manufactured Home Moderate Income | New | Secondary Heating | Natural Gas | Fireplace | E4 |  | Baseline Forecast | bar: 2019 to 2051
Residential_Manufactured Home Moderate Income_New_Secondary Heating_Natural Gas_Fireplace_E5_Baseline Forecast | Residential | Manufactured Home Moderate Income | New | Secondary Heating | Natural Gas | Fireplace | E5 |  | Baseline Forecast | bar: 2019 to 2051
Residential_Manufactured Home Moderate Income_New_Secondary Heating_Natural Gas_Fireplace_E6_Baseline Forecast | Residential | Manufactured Home Moderate Income | New | Secondary Heating | Natural Gas | Fireplace | E6 |  | Baseline Forecast | bar: 2019 to 2051
Residential_Manufactured Home Moderate Income_New_Secondary Heating_Natural Gas_Fireplace_E7_Baseline Forecast | Residential | Manufactured Home Moderate Income | New | Secondary Heating | Natural Gas | Fireplace | E7 |  | Baseline Forecast | bar: 2019 to 2051
Residential_Manufactured Home Moderate Income_New_Secondary Heating_Natural Gas_Fireplace_E8_Baseline Forecast | Residential | Manufactured Home Moderate Income | New | Secondary Heating | Natural Gas | Fireplace | E8 |  | Baseline Forecast | bar: 2019 to 2051
Residential_Manufactured Home Moderate Income_New_Secondary Heating_Natural Gas_Fireplace_E9_Baseline Forecast | Residential | Manufactured Home Moderate Income | New | Secondary Heating | Natural Gas | Fireplace | E9 |  | Baseline Forecast | bar: 2019 to 2051
Residential_Manufactured Home Moderate Income_New_Secondary Heating_Natural Gas_Fireplace_E10_Baseline Forecast | Residential | Manufactured Home Moderate Income | New | Secondary Heating | Natural Gas | Fireplace | E10 |  | Baseline Forecast | bar: 2019 to 2051
Residential_Manufactured Home Moderate Income_New_Water Heating_Natural Gas_Water Heater (<= 55 gal)_E1_Baseline Forecast | Residential | Manufactured Home Moderate Income | New | Water Heating | Natural Gas | Water Heater (<= 55 gal) | E1 | UEF 0.58 (Standard) | Baseline Forecast | 13.8% | 13.92% | 14.19% | 14.4% | 14.54% | 14.69% | 14.51% | 14.4% | 14.36% | 14.3% | 12.97% | 12.94% | 12.75% | 12.69% | 12.64% | 12.61% | 12.58% | 12.54% | 12.51% | 12.49% | 12.47% | 12.43% | 12.42% | 12.39% | 12.35% | 12.3% | 12.25% | 12.25% | 12.25% | 12.25% | 12.25% | 12.25% | 12.25%
Residential_Manufactured Home Moderate Income_New_Water Heating_Natural Gas_Water Heater (<= 55 gal)_E2_Baseline Forecast | Residential | Manufactured Home Moderate Income | New | Water Heating | Natural Gas | Water Heater (<= 55 gal) | E2 | UEF 0.64 (ENERGY STAR 4.0) | Baseline Forecast | 82.2% | 82.08% | 81.81% | 81.6% | 81.46% | 81.31% | 81.49% | 81.6% | 81.64% | 81.7% | 83.03% | 83.06% | 83.25% | 83.31% | 83.36% | 83.39% | 83.43% | 83.46% | 83.49% | 83.51% | 83.53% | 83.57% | 83.58% | 83.61% | 83.65% | 83.7% | 83.75% | 83.75% | 83.75% | 83.75% | 83.75% | 83.75% | 83.75%
Residential_Manufactured Home Moderate Income_New_Water Heating_Natural Gas_Water Heater (<= 55 gal)_E3_Baseline Forecast | Residential | Manufactured Home Moderate Income | New | Water Heating | Natural Gas | Water Heater (<= 55 gal) | E3 | UEF 0.81 (ENERGY STAR 5.0) | Baseline Forecast | 4% | 4% | 3.999% | 4% | 3.999% | 4% | 4% | 4% | 4% | 3.999% | 4% | 4% | 4% | 4% | 3.999% | 4% | 4% | 4% | 3.999% | 3.999% | 3.999% | 4% | 3.999% | 4% | 4% | 4% | 4% | 4% | 4% | 4% | 4% | 4% | 4%
Residential_Manufactured Home Moderate Income_New_Water Heating_Natural Gas_Water Heater (<= 55 gal)_E4_Baseline Forecast | Residential | Manufactured Home Moderate Income | New | Water Heating | Natural Gas | Water Heater (<= 55 gal) | E4 | UEF 0.87 (Instantaneous, ENERGY STAR 4.0) | Baseline Forecast | bar: 2019 to 2051
Residential_Manufactured Home Moderate Income_New_Water Heating_Natural Gas_Water Heater (<= 55 gal)_E5_Baseline Forecast | Residential | Manufactured Home Moderate Income | New | Water Heating | Natural Gas | Water Heater (<= 55 gal) | E5 | UEF 0.95 (Instantaneous, ENERGY STAR 5.0) | Baseline Forecast | bar: 2019 to 2051
Residential_Manufactured Home Moderate Income_New_Water Heating_Natural Gas_Water Heater (<= 55 gal)_E6_Baseline Forecast | Residential | Manufactured Home Moderate Income | New | Water Heating | Natural Gas | Water Heater (<= 55 gal) | E6 | UEF 1.0+ (Gas-Fired HPWH) | Baseline Forecast | bar: 2019 to 2051
Residential_Manufactured Home Moderate Income_New_Water Heating_Natural Gas_Water Heater (<= 55 gal)_E7_Baseline Forecast | Residential | Manufactured Home Moderate Income | New | Water Heating | Natural Gas | Water Heater (<= 55 gal) | E7 | NEEA Gas-Fired Absorption HPWH (COP 1.3) | Baseline Forecast | bar: 2019 to 2051
Residential_Manufactured Home Moderate Income_New_Water Heating_Natural Gas_Water Heater (<= 55 gal)_E8_Baseline Forecast | Residential | Manufactured Home Moderate Income | New | Water Heating | Natural Gas | Water Heater (<= 55 gal) | E8 |  | Baseline Forecast | bar: 2019 to 2051
Residential_Manufactured Home Moderate Income_New_Water Heating_Natural Gas_Water Heater (<= 55 gal)_E9_Baseline Forecast | Residential | Manufactured Home Moderate Income | New | Water Heating | Natural Gas | Water Heater (<= 55 gal) | E9 |  | Baseline Forecast | bar: 2019 to 2051
Residential_Manufactured Home Moderate Income_New_Water Heating_Natural Gas_Water Heater (<= 55 gal)_E10_Baseline Forecast | Residential | Manufactured Home Moderate Income | New | Water Heating | Natural Gas | Water Heater (<= 55 gal) | E10 |  | Baseline Forecast | bar: 2019 to 2051
Residential_Manufactured Home Moderate Income_New_Water Heating_Natural Gas_Water Heater (> 55 gal)_E1_Baseline Forecast | Residential | Manufactured Home Moderate Income | New | Water Heating | Natural Gas | Water Heater (> 55 gal) | E1 | UEF 0.76 (Standard) | Baseline Forecast | 13.8% | 13.92% | 14.19% | 14.4% | 14.54% | 14.69% | 14.51% | 14.4% | 14.36% | 14.3% | 12.97% | 12.94% | 12.75% | 12.69% | 12.64% | 12.61% | 12.58% | 12.54% | 12.51% | 12.49% | 12.47% | 12.43% | 12.42% | 12.39% | 12.35% | 12.3% | 12.25% | 12.25% | 12.25% | 12.25% | 12.25% | 12.25% | 12.25%
Residential_Manufactured Home Moderate Income_New_Water Heating_Natural Gas_Water Heater (> 55 gal)_E2_Baseline Forecast | Residential | Manufactured Home Moderate Income | New | Water Heating | Natural Gas | Water Heater (> 55 gal) | E2 | UEF 0.78 (ENERGY STAR 4.0) | Baseline Forecast | 82.2% | 82.08% | 81.81% | 81.6% | 81.46% | 81.31% | 81.49% | 81.6% | 81.64% | 81.7% | 83.03% | 83.06% | 83.25% | 83.31% | 83.36% | 83.39% | 83.43% | 83.46% | 83.49% | 83.51% | 83.53% | 83.57% | 83.58% | 83.61% | 83.65% | 83.7% | 83.75% | 83.75% | 83.75% | 83.75% | 83.75% | 83.75% | 83.75%
Residential_Manufactured Home Moderate Income_New_Water Heating_Natural Gas_Water Heater (> 55 gal)_E3_Baseline Forecast | Residential | Manufactured Home Moderate Income | New | Water Heating | Natural Gas | Water Heater (> 55 gal) | E3 | UEF 0.86 (ENERGY STAR 5.0) | Baseline Forecast | 4% | 4% | 3.999% | 4% | 3.999% | 4% | 4% | 4% | 4% | 3.999% | 4% | 4% | 4% | 4% | 3.999% | 4% | 4% | 4% | 3.999% | 3.999% | 3.999% | 4% | 3.999% | 4% | 4% | 4% | 4% | 4% | 4% | 4% | 4% | 4% | 4%
Residential_Manufactured Home Moderate Income_New_Water Heating_Natural Gas_Water Heater (> 55 gal)_E4_Baseline Forecast | Residential | Manufactured Home Moderate Income | New | Water Heating | Natural Gas | Water Heater (> 55 gal) | E4 | UEF 0.87 (Instantaneous, ENERGY STAR 4.0) | Baseline Forecast | bar: 2019 to 2051
Residential_Manufactured Home Moderate Income_New_Water Heating_Natural Gas_Water Heater (> 55 gal)_E5_Baseline Forecast | Residential | Manufactured Home Moderate Income | New | Water Heating | Natural Gas | Water Heater (> 55 gal) | E5 | UEF 0.95 (Instantaneous, ENERGY STAR 5.0) | Baseline Forecast | bar: 2019 to 2051
Residential_Manufactured Home Moderate Income_New_Water Heating_Natural Gas_Water Heater (> 55 gal)_E6_Baseline Forecast | Residential | Manufactured Home Moderate Income | New | Water Heating | Natural Gas | Water Heater (> 55 gal) | E6 | UEF 1.0+ (Gas-Fired HPWH) | Baseline Forecast | bar: 2019 to 2051
Residential_Manufactured Home Moderate Income_New_Water Heating_Natural Gas_Water Heater (> 55 gal)_E7_Baseline Forecast | Residential | Manufactured Home Moderate Income | New | Water Heating | Natural Gas | Water Heater (> 55 gal) | E7 | NEEA Gas-Fired Absorption HPWH (COP 1.3) | Baseline Forecast | bar: 2019 to 2051
Residential_Manufactured Home Moderate Income_New_Water Heating_Natural Gas_Water Heater (> 55 gal)_E8_Baseline Forecast | Residential | Manufactured Home Moderate Income | New | Water Heating | Natural Gas | Water Heater (> 55 gal) | E8 |  | Baseline Forecast | bar: 2019 to 2051
Residential_Manufactured Home Moderate Income_New_Water Heating_Natural Gas_Water Heater (> 55 gal)_E9_Baseline Forecast | Residential | Manufactured Home Moderate Income | New | Water Heating | Natural Gas | Water Heater (> 55 gal) | E9 |  | Baseline Forecast | bar: 2019 to 2051
Residential_Manufactured Home Moderate Income_New_Water Heating_Natural Gas_Water Heater (> 55 gal)_E10_Baseline Forecast | Residential | Manufactured Home Moderate Income | New | Water Heating | Natural Gas | Water Heater (> 55 gal) | E10 |  | Baseline Forecast | bar: 2019 to 2051
Residential_Manufactured Home Moderate Income_New_Appliances_Natural Gas_Clothes Dryer_E1_Baseline Forecast | Residential | Manufactured Home Moderate Income | New | Appliances | Natural Gas | Clothes Dryer | E1 | Standard | Baseline Forecast | 55.53% | 55.53% | 55.53% | 55.52% | 55.53% | 55.52% | 55.52% | 55.51% | 55.51% | 55.5% | 55.49% | 55.49% | 55.48% | 55.48% | 55.47% | 55.47% | 55.46% | 55.45% | 55.45% | 55.44% | 55.44% | 55.43% | 55.43% | 55.42% | 55.42% | 55.42% | 55.42% | 55.42% | 55.42% | 55.42% | 55.42% | 55.42% | 55.43%
Residential_Manufactured Home Moderate Income_New_Appliances_Natural Gas_Clothes Dryer_E2_Baseline Forecast | Residential | Manufactured Home Moderate Income | New | Appliances | Natural Gas | Clothes Dryer | E2 | NEEA/ENERGY STAR (CE >60%) | Baseline Forecast | 44.47% | 44.47% | 44.47% | 44.48% | 44.47% | 44.48% | 44.48% | 44.49% | 44.49% | 44.5% | 44.51% | 44.51% | 44.52% | 44.52% | 44.53% | 44.53% | 44.54% | 44.55% | 44.55% | 44.56% | 44.56% | 44.57% | 44.57% | 44.58% | 44.58% | 44.58% | 44.58% | 44.58% | 44.58% | 44.58% | 44.58% | 44.58% | 44.57%
Residential_Manufactured Home Moderate Income_New_Appliances_Natural Gas_Clothes Dryer_E3_Baseline Forecast | Residential | Manufactured Home Moderate Income | New | Appliances | Natural Gas | Clothes Dryer | E3 |  | Baseline Forecast | bar: 2019 to 2051
Residential_Manufactured Home Moderate Income_New_Appliances_Natural Gas_Clothes Dryer_E4_Baseline Forecast | Residential | Manufactured Home Moderate Income | New | Appliances | Natural Gas | Clothes Dryer | E4 |  | Baseline Forecast | bar: 2019 to 2051
Residential_Manufactured Home Moderate Income_New_Appliances_Natural Gas_Clothes Dryer_E5_Baseline Forecast | Residential | Manufactured Home Moderate Income | New | Appliances | Natural Gas | Clothes Dryer | E5 |  | Baseline Forecast | bar: 2019 to 2051
Residential_Manufactured Home Moderate Income_New_Appliances_Natural Gas_Clothes Dryer_E6_Baseline Forecast | Residential | Manufactured Home Moderate Income | New | Appliances | Natural Gas | Clothes Dryer | E6 |  | Baseline Forecast | bar: 2019 to 2051
Residential_Manufactured Home Moderate Income_New_Appliances_Natural Gas_Clothes Dryer_E7_Baseline Forecast | Residential | Manufactured Home Moderate Income | New | Appliances | Natural Gas | Clothes Dryer | E7 |  | Baseline Forecast | bar: 2019 to 2051
Residential_Manufactured Home Moderate Income_New_Appliances_Natural Gas_Clothes Dryer_E8_Baseline Forecast | Residential | Manufactured Home Moderate Income | New | Appliances | Natural Gas | Clothes Dryer | E8 |  | Baseline Forecast | bar: 2019 to 2051
Residential_Manufactured Home Moderate Income_New_Appliances_Natural Gas_Clothes Dryer_E9_Baseline Forecast | Residential | Manufactured Home Moderate Income | New | Appliances | Natural Gas | Clothes Dryer | E9 |  | Baseline Forecast | bar: 2019 to 2051
Residential_Manufactured Home Moderate Income_New_Appliances_Natural Gas_Clothes Dryer_E10_Baseline Forecast | Residential | Manufactured Home Moderate Income | New | Appliances | Natural Gas | Clothes Dryer | E10 |  | Baseline Forecast | bar: 2019 to 2051
Residential_Manufactured Home Moderate Income_New_Appliances_Natural Gas_Stove/Oven_E1_Baseline Forecast | Residential | Manufactured Home Moderate Income | New | Appliances | Natural Gas | Stove/Oven | E1 | EF 0.399 | Baseline Forecast | 69.92% | 69.92% | 69.92% | 69.92% | 69.92% | 69.91% | 69.9% | 69.9% | 69.88% | 69.87% | 69.87% | 69.86% | 69.85% | 69.84% | 69.83% | 69.82% | 69.81% | 69.79% | 69.78% | 69.77% | 69.76% | 69.76% | 69.75% | 69.74% | 69.74% | 69.74% | 69.73% | 69.73% | 69.73% | 69.73% | 69.74% | 69.74% | 69.75%
Residential_Manufactured Home Moderate Income_New_Appliances_Natural Gas_Stove/Oven_E2_Baseline Forecast | Residential | Manufactured Home Moderate Income | New | Appliances | Natural Gas | Stove/Oven | E2 | High Efficiency (730 + 1660 IAEC) | Baseline Forecast | 30.08% | 30.08% | 30.08% | 30.08% | 30.08% | 30.09% | 30.1% | 30.1% | 30.12% | 30.13% | 30.13% | 30.14% | 30.15% | 30.16% | 30.17% | 30.18% | 30.19% | 30.21% | 30.22% | 30.23% | 30.24% | 30.24% | 30.25% | 30.26% | 30.26% | 30.26% | 30.27% | 30.27% | 30.27% | 30.27% | 30.26% | 30.26% | 30.25%
Residential_Manufactured Home Moderate Income_New_Appliances_Natural Gas_Stove/Oven_E3_Baseline Forecast | Residential | Manufactured Home Moderate Income | New | Appliances | Natural Gas | Stove/Oven | E3 |  | Baseline Forecast | bar: 2019 to 2051
Residential_Manufactured Home Moderate Income_New_Appliances_Natural Gas_Stove/Oven_E4_Baseline Forecast | Residential | Manufactured Home Moderate Income | New | Appliances | Natural Gas | Stove/Oven | E4 |  | Baseline Forecast | bar: 2019 to 2051
Residential_Manufactured Home Moderate Income_New_Appliances_Natural Gas_Stove/Oven_E5_Baseline Forecast | Residential | Manufactured Home Moderate Income | New | Appliances | Natural Gas | Stove/Oven | E5 |  | Baseline Forecast | bar: 2019 to 2051
Residential_Manufactured Home Moderate Income_New_Appliances_Natural Gas_Stove/Oven_E6_Baseline Forecast | Residential | Manufactured Home Moderate Income | New | Appliances | Natural Gas | Stove/Oven | E6 |  | Baseline Forecast | bar: 2019 to 2051
Residential_Manufactured Home Moderate Income_New_Appliances_Natural Gas_Stove/Oven_E7_Baseline Forecast | Residential | Manufactured Home Moderate Income | New | Appliances | Natural Gas | Stove/Oven | E7 |  | Baseline Forecast | bar: 2019 to 2051
Residential_Manufactured Home Moderate Income_New_Appliances_Natural Gas_Stove/Oven_E8_Baseline Forecast | Residential | Manufactured Home Moderate Income | New | Appliances | Natural Gas | Stove/Oven | E8 |  | Baseline Forecast | bar: 2019 to 2051
Residential_Manufactured Home Moderate Income_New_Appliances_Natural Gas_Stove/Oven_E9_Baseline Forecast | Residential | Manufactured Home Moderate Income | New | Appliances | Natural Gas | Stove/Oven | E9 |  | Baseline Forecast | bar: 2019 to 2051
Residential_Manufactured Home Moderate Income_New_Appliances_Natural Gas_Stove/Oven_E10_Baseline Forecast | Residential | Manufactured Home Moderate Income | New | Appliances | Natural Gas | Stove/Oven | E10 |  | Baseline Forecast | bar: 2019 to 2051
Residential_Manufactured Home Moderate Income_New_Miscellaneous_Natural Gas_Pool Heater_E1_Baseline Forecast | Residential | Manufactured Home Moderate Income | New | Miscellaneous | Natural Gas | Pool Heater | E1 | Standard (EF 0.82) | Baseline Forecast | 95% | 95% | 95% | 95% | 95% | 95% | 95% | 95% | 95% | 95% | 95% | 95% | 95% | 95% | 95% | 95% | 95% | 95% | 95% | 95% | 95% | 95% | 95% | 95% | 95% | 95% | 95% | 95% | 95% | 95% | 95% | 95% | 95%
Residential_Manufactured Home Moderate Income_New_Miscellaneous_Natural Gas_Pool Heater_E2_Baseline Forecast | Residential | Manufactured Home Moderate Income | New | Miscellaneous | Natural Gas | Pool Heater | E2 | High Efficiency (EF 0.84) | Baseline Forecast | bar: 2019 to 2051
Residential_Manufactured Home Moderate Income_New_Miscellaneous_Natural Gas_Pool Heater_E3_Baseline Forecast | Residential | Manufactured Home Moderate Income | New | Miscellaneous | Natural Gas | Pool Heater | E3 | Condensing (EF .94) | Baseline Forecast | bar: 2019 to 2051
Residential_Manufactured Home Moderate Income_New_Miscellaneous_Natural Gas_Pool Heater_E4_Baseline Forecast | Residential | Manufactured Home Moderate Income | New | Miscellaneous | Natural Gas | Pool Heater | E4 | Condensing w/Imp. HX (EF 0.95) | Baseline Forecast | bar: 2019 to 2051
Residential_Manufactured Home Moderate Income_New_Miscellaneous_Natural Gas_Pool Heater_E5_Baseline Forecast | Residential | Manufactured Home Moderate Income | New | Miscellaneous | Natural Gas | Pool Heater | E5 |  | Baseline Forecast | bar: 2019 to 2051
Residential_Manufactured Home Moderate Income_New_Miscellaneous_Natural Gas_Pool Heater_E6_Baseline Forecast | Residential | Manufactured Home Moderate Income | New | Miscellaneous | Natural Gas | Pool Heater | E6 |  | Baseline Forecast | bar: 2019 to 2051
Residential_Manufactured Home Moderate Income_New_Miscellaneous_Natural Gas_Pool Heater_E7_Baseline Forecast | Residential | Manufactured Home Moderate Income | New | Miscellaneous | Natural Gas | Pool Heater | E7 |  | Baseline Forecast | bar: 2019 to 2051
Residential_Manufactured Home Moderate Income_New_Miscellaneous_Natural Gas_Pool Heater_E8_Baseline Forecast | Residential | Manufactured Home Moderate Income | New | Miscellaneous | Natural Gas | Pool Heater | E8 |  | Baseline Forecast | bar: 2019 to 2051
Residential_Manufactured Home Moderate Income_New_Miscellaneous_Natural Gas_Pool Heater_E9_Baseline Forecast | Residential | Manufactured Home Moderate Income | New | Miscellaneous | Natural Gas | Pool Heater | E9 |  | Baseline Forecast | bar: 2019 to 2051
Residential_Manufactured Home Moderate Income_New_Miscellaneous_Natural Gas_Pool Heater_E10_Baseline Forecast | Residential | Manufactured Home Moderate Income | New | Miscellaneous | Natural Gas | Pool Heater | E10 |  | Baseline Forecast | bar: 2019 to 2051
Residential_Manufactured Home Moderate Income_New_Miscellaneous_Natural Gas_Miscellaneous_E1_Baseline Forecast | Residential | Manufactured Home Moderate Income | New | Miscellaneous | Natural Gas | Miscellaneous | E1 | Default | Baseline Forecast | 100% | 100% | 100% | 100% | 100% | 100% | 100% | 100% | 100% | 100% | 100% | 100% | 100% | 100% | 100% | 100% | 100% | 100% | 100% | 100% | 100% | 100% | 100% | 100% | 100% | 100% | 100% | 100% | 100% | 100% | 100% | 100% | 100%
Residential_Manufactured Home Moderate Income_New_Miscellaneous_Natural Gas_Miscellaneous_E2_Baseline Forecast | Residential | Manufactured Home Moderate Income | New | Miscellaneous | Natural Gas | Miscellaneous | E2 |  | Baseline Forecast | bar: 2019 to 2051
Residential_Manufactured Home Moderate Income_New_Miscellaneous_Natural Gas_Miscellaneous_E3_Baseline Forecast | Residential | Manufactured Home Moderate Income | New | Miscellaneous | Natural Gas | Miscellaneous | E3 |  | Baseline Forecast | bar: 2019 to 2051
Residential_Manufactured Home Moderate Income_New_Miscellaneous_Natural Gas_Miscellaneous_E4_Baseline Forecast | Residential | Manufactured Home Moderate Income | New | Miscellaneous | Natural Gas | Miscellaneous | E4 |  | Baseline Forecast | bar: 2019 to 2051
Residential_Manufactured Home Moderate Income_New_Miscellaneous_Natural Gas_Miscellaneous_E5_Baseline Forecast | Residential | Manufactured Home Moderate Income | New | Miscellaneous | Natural Gas | Miscellaneous | E5 |  | Baseline Forecast | bar: 2019 to 2051
Residential_Manufactured Home Moderate Income_New_Miscellaneous_Natural Gas_Miscellaneous_E6_Baseline Forecast | Residential | Manufactured Home Moderate Income | New | Miscellaneous | Natural Gas | Miscellaneous | E6 |  | Baseline Forecast | bar: 2019 to 2051
Residential_Manufactured Home Moderate Income_New_Miscellaneous_Natural Gas_Miscellaneous_E7_Baseline Forecast | Residential | Manufactured Home Moderate Income | New | Miscellaneous | Natural Gas | Miscellaneous | E7 |  | Baseline Forecast | bar: 2019 to 2051
Residential_Manufactured Home Moderate Income_New_Miscellaneous_Natural Gas_Miscellaneous_E8_Baseline Forecast | Residential | Manufactured Home Moderate Income | New | Miscellaneous | Natural Gas | Miscellaneous | E8 |  | Baseline Forecast | bar: 2019 to 2051
Residential_Manufactured Home Moderate Income_New_Miscellaneous_Natural Gas_Miscellaneous_E9_Baseline Forecast | Residential | Manufactured Home Moderate Income | New | Miscellaneous | Natural Gas | Miscellaneous | E9 |  | Baseline Forecast | bar: 2019 to 2051
Residential_Manufactured Home Moderate Income_New_Miscellaneous_Natural Gas_Miscellaneous_E10_Baseline Forecast | Residential | Manufactured Home Moderate Income | New | Miscellaneous | Natural Gas | Miscellaneous | E10 |  | Baseline Forecast | bar: 2019 to 2051
Residential_Manufactured Home Low Income_Existing_Space Heating_Natural Gas_Furnace_E1_Baseline Forecast | Residential | Manufactured Home Low Income | Existing | Space Heating | Natural Gas | Furnace | E1 | AFUE 80% | Baseline Forecast | 90.11% | 90.11% | 90.11% | 90.1% | 90.11% | 90.11% | 90.11% | 90.11% | 90.1% | 90.1% | 90.11% | 90.11% | 90.11% | 90.11% | 90.11% | 90.11% | 90.11% | 90.12% | 90.12% | 90.12% | 90.13% | 90.13% | 90.13% | 90.14% | 90.14% | 90.14% | 90.15% | 90.15% | 90.16% | 90.16% | 90.17% | 90.18% | 90.18%
Residential_Manufactured Home Low Income_Existing_Space Heating_Natural Gas_Furnace_E2_Baseline Forecast | Residential | Manufactured Home Low Income | Existing | Space Heating | Natural Gas | Furnace | E2 | AFUE 95% (ENERGY STAR 4.1) | Baseline Forecast | 5.657% | 5.657% | 5.658% | 5.659% | 5.658% | 5.658% | 5.658% | 5.658% | 5.659% | 5.659% | 5.659% | 5.658% | 5.658% | 5.658% | 5.657% | 5.656% | 5.655% | 5.654% | 5.653% | 5.652% | 5.65% | 5.649% | 5.647% | 5.646% | 5.644% | 5.642% | 5.64% | 5.638% | 5.636% | 5.633% | 5.631% | 5.628% | 5.624%
Residential_Manufactured Home Low Income_Existing_Space Heating_Natural Gas_Furnace_E3_Baseline Forecast | Residential | Manufactured Home Low Income | Existing | Space Heating | Natural Gas | Furnace | E3 | AFUE 97% (CEE Tier 3) | Baseline Forecast | 3.771% | 3.772% | 3.773% | 3.773% | 3.772% | 3.772% | 3.772% | 3.772% | 3.773% | 3.773% | 3.773% | 3.773% | 3.772% | 3.772% | 3.771% | 3.771% | 3.77% | 3.769% | 3.768% | 3.767% | 3.765% | 3.764% | 3.763% | 3.762% | 3.76% | 3.758% | 3.757% | 3.755% | 3.753% | 3.751% | 3.749% | 3.746% | 3.743%
Residential_Manufactured Home Low Income_Existing_Space Heating_Natural Gas_Furnace_E4_Baseline Forecast | Residential | Manufactured Home Low Income | Existing | Space Heating | Natural Gas | Furnace | E4 | Convert to Gas-Fired ASHP | Baseline Forecast | bar: 2019 to 2051
Residential_Manufactured Home Low Income_Existing_Space Heating_Natural Gas_Furnace_E5_Baseline Forecast | Residential | Manufactured Home Low Income | Existing | Space Heating | Natural Gas | Furnace | E5 | ASHP with AFUE 80% Backup | Baseline Forecast | 0.4633% | 0.4635% | 0.4639% | 0.4642% | 0.4638% | 0.4638% | 0.4639% | 0.4639% | 0.4639% | 0.4637% | 0.4633% | 0.4629% | 0.4625% | 0.462% | 0.4615% | 0.4609% | 0.4602% | 0.4596% | 0.459% | 0.4586% | 0.4581% | 0.4576% | 0.4571% | 0.4565% | 0.4559% | 0.4552% | 0.4545% | 0.4538% | 0.453% | 0.4522% | 0.4513% | 0.4504% | 0.4485%
Residential_Manufactured Home Low Income_Existing_Space Heating_Natural Gas_Furnace_E6_Baseline Forecast | Residential | Manufactured Home Low Income | Existing | Space Heating | Natural Gas | Furnace | E6 | ASHP with AFUE 95% backup | Baseline Forecast | bar: 2019 to 2051
Residential_Manufactured Home Low Income_Existing_Space Heating_Natural Gas_Furnace_E7_Baseline Forecast | Residential | Manufactured Home Low Income | Existing | Space Heating | Natural Gas | Furnace | E7 |  | Baseline Forecast | bar: 2019 to 2051
Residential_Manufactured Home Low Income_Existing_Space Heating_Natural Gas_Furnace_E8_Baseline Forecast | Residential | Manufactured Home Low Income | Existing | Space Heating | Natural Gas | Furnace | E8 |  | Baseline Forecast | bar: 2019 to 2051
Residential_Manufactured Home Low Income_Existing_Space Heating_Natural Gas_Furnace_E9_Baseline Forecast | Residential | Manufactured Home Low Income | Existing | Space Heating | Natural Gas | Furnace | E9 |  | Baseline Forecast | bar: 2019 to 2051
Residential_Manufactured Home Low Income_Existing_Space Heating_Natural Gas_Furnace_E10_Baseline Forecast | Residential | Manufactured Home Low Income | Existing | Space Heating | Natural Gas | Furnace | E10 |  | Baseline Forecast | bar: 2019 to 2051
Residential_Manufactured Home Low Income_Existing_Space Heating_Natural Gas_Boiler_E1_Baseline Forecast | Residential | Manufactured Home Low Income | Existing | Space Heating | Natural Gas | Boiler | E1 | AFUE 80% | Baseline Forecast | 49.48% | 49.47% | 0% | 0% | 0% | 0% | 0% | 0% | 0% | 0% | 0% | 0% | 0% | 0% | 0% | 0% | 0% | 0% | 0% | 0% | 0% | 0% | 0% | 0% | 0% | 0% | 0% | 0% | 0% | 0% | 0% | 0% | 0%
Residential_Manufactured Home Low Income_Existing_Space Heating_Natural Gas_Boiler_E2_Baseline Forecast | Residential | Manufactured Home Low Income | Existing | Space Heating | Natural Gas | Boiler | E2 | AFUE 82% | Baseline Forecast | 0% | 0% | 31.86% | 31.86% | 31.86% | 31.86% | 31.86% | 31.86% | 31.86% | 31.86% | 31.86% | 31.86% | 31.87% | 31.87% | 31.87% | 31.87% | 31.88% | 31.88% | 31.88% | 31.88% | 31.89% | 31.89% | 31.89% | 31.9% | 31.9% | 31.91% | 31.91% | 31.92% | 31.92% | 31.93% | 31.94% | 31.95% | 31.97%
Residential_Manufactured Home Low Income_Existing_Space Heating_Natural Gas_Boiler_E3_Baseline Forecast | Residential | Manufactured Home Low Income | Existing | Space Heating | Natural Gas | Boiler | E3 | AFUE 85% | Baseline Forecast | 20.41% | 20.41% | 27.51% | 27.51% | 27.51% | 27.52% | 27.51% | 27.52% | 27.52% | 27.52% | 27.52% | 27.52% | 27.52% | 27.52% | 27.52% | 27.52% | 27.52% | 27.52% | 27.52% | 27.52% | 27.52% | 27.52% | 27.52% | 27.52% | 27.52% | 27.52% | 27.52% | 27.53% | 27.53% | 27.53% | 27.53% | 27.53% | 27.53%
Residential_Manufactured Home Low Income_Existing_Space Heating_Natural Gas_Boiler_E4_Baseline Forecast | Residential | Manufactured Home Low Income | Existing | Space Heating | Natural Gas | Boiler | E4 | AFUE 90% | Baseline Forecast | 20.41% | 20.41% | 27.54% | 27.54% | 27.54% | 27.54% | 27.54% | 27.54% | 27.54% | 27.54% | 27.54% | 27.54% | 27.54% | 27.54% | 27.53% | 27.53% | 27.53% | 27.53% | 27.53% | 27.53% | 27.53% | 27.53% | 27.52% | 27.52% | 27.52% | 27.52% | 27.52% | 27.51% | 27.51% | 27.51% | 27.5% | 27.5% | 27.49%
Residential_Manufactured Home Low Income_Existing_Space Heating_Natural Gas_Boiler_E5_Baseline Forecast | Residential | Manufactured Home Low Income | Existing | Space Heating | Natural Gas | Boiler | E5 | AFUE 95% | Baseline Forecast | 9.696% | 9.696% | 13.09% | 13.09% | 13.09% | 13.09% | 13.09% | 13.09% | 13.09% | 13.09% | 13.08% | 13.08% | 13.08% | 13.08% | 13.08% | 13.08% | 13.07% | 13.07% | 13.07% | 13.07% | 13.07% | 13.06% | 13.06% | 13.06% | 13.05% | 13.05% | 13.05% | 13.04% | 13.04% | 13.03% | 13.03% | 13.02% | 13%
Residential_Manufactured Home Low Income_Existing_Space Heating_Natural Gas_Boiler_E6_Baseline Forecast | Residential | Manufactured Home Low Income | Existing | Space Heating | Natural Gas | Boiler | E6 | Convert to Gas-Fired ASHP | Baseline Forecast | bar: 2019 to 2051
Residential_Manufactured Home Low Income_Existing_Space Heating_Natural Gas_Boiler_E7_Baseline Forecast | Residential | Manufactured Home Low Income | Existing | Space Heating | Natural Gas | Boiler | E7 | ASHP with AFUE 80% Backup | Baseline Forecast | bar: 2019 to 2051
Residential_Manufactured Home Low Income_Existing_Space Heating_Natural Gas_Boiler_E8_Baseline Forecast | Residential | Manufactured Home Low Income | Existing | Space Heating | Natural Gas | Boiler | E8 | ASHP with AFUE 95% backup | Baseline Forecast | bar: 2019 to 2051
Residential_Manufactured Home Low Income_Existing_Space Heating_Natural Gas_Boiler_E9_Baseline Forecast | Residential | Manufactured Home Low Income | Existing | Space Heating | Natural Gas | Boiler | E9 |  | Baseline Forecast | bar: 2019 to 2051
Residential_Manufactured Home Low Income_Existing_Space Heating_Natural Gas_Boiler_E10_Baseline Forecast | Residential | Manufactured Home Low Income | Existing | Space Heating | Natural Gas | Boiler | E10 |  | Baseline Forecast | bar: 2019 to 2051
Residential_Manufactured Home Low Income_Existing_Secondary Heating_Natural Gas_Fireplace_E1_Baseline Forecast | Residential | Manufactured Home Low Income | Existing | Secondary Heating | Natural Gas | Fireplace | E1 | Baseline (>50% FE) | Baseline Forecast | 100% | 100% | 100% | 100% | 100% | 100% | 100% | 100% | 100% | 100% | 100% | 100% | 100% | 100% | 100% | 100% | 100% | 100% | 100% | 100% | 100% | 100% | 100% | 100% | 100% | 100% | 100% | 100% | 100% | 100% | 100% | 100% | 100%
Residential_Manufactured Home Low Income_Existing_Secondary Heating_Natural Gas_Fireplace_E2_Baseline Forecast | Residential | Manufactured Home Low Income | Existing | Secondary Heating | Natural Gas | Fireplace | E2 | Tier 1 (70% FE) | Baseline Forecast | bar: 2019 to 2051
Residential_Manufactured Home Low Income_Existing_Secondary Heating_Natural Gas_Fireplace_E3_Baseline Forecast | Residential | Manufactured Home Low Income | Existing | Secondary Heating | Natural Gas | Fireplace | E3 | Tier 2 (>75% FE) | Baseline Forecast | bar: 2019 to 2051
Residential_Manufactured Home Low Income_Existing_Secondary Heating_Natural Gas_Fireplace_E4_Baseline Forecast | Residential | Manufactured Home Low Income | Existing | Secondary Heating | Natural Gas | Fireplace | E4 |  | Baseline Forecast | bar: 2019 to 2051
Residential_Manufactured Home Low Income_Existing_Secondary Heating_Natural Gas_Fireplace_E5_Baseline Forecast | Residential | Manufactured Home Low Income | Existing | Secondary Heating | Natural Gas | Fireplace | E5 |  | Baseline Forecast | bar: 2019 to 2051
Residential_Manufactured Home Low Income_Existing_Secondary Heating_Natural Gas_Fireplace_E6_Baseline Forecast | Residential | Manufactured Home Low Income | Existing | Secondary Heating | Natural Gas | Fireplace | E6 |  | Baseline Forecast | bar: 2019 to 2051
Residential_Manufactured Home Low Income_Existing_Secondary Heating_Natural Gas_Fireplace_E7_Baseline Forecast | Residential | Manufactured Home Low Income | Existing | Secondary Heating | Natural Gas | Fireplace | E7 |  | Baseline Forecast | bar: 2019 to 2051
Residential_Manufactured Home Low Income_Existing_Secondary Heating_Natural Gas_Fireplace_E8_Baseline Forecast | Residential | Manufactured Home Low Income | Existing | Secondary Heating | Natural Gas | Fireplace | E8 |  | Baseline Forecast | bar: 2019 to 2051
Residential_Manufactured Home Low Income_Existing_Secondary Heating_Natural Gas_Fireplace_E9_Baseline Forecast | Residential | Manufactured Home Low Income | Existing | Secondary Heating | Natural Gas | Fireplace | E9 |  | Baseline Forecast | bar: 2019 to 2051
Residential_Manufactured Home Low Income_Existing_Secondary Heating_Natural Gas_Fireplace_E10_Baseline Forecast | Residential | Manufactured Home Low Income | Existing | Secondary Heating | Natural Gas | Fireplace | E10 |  | Baseline Forecast | bar: 2019 to 2051
Residential_Manufactured Home Low Income_Existing_Water Heating_Natural Gas_Water Heater (<= 55 gal)_E1_Baseline Forecast | Residential | Manufactured Home Low Income | Existing | Water Heating | Natural Gas | Water Heater (<= 55 gal) | E1 | UEF 0.58 (Standard) | Baseline Forecast | 13.74% | 13.86% | 14.14% | 14.35% | 14.49% | 14.65% | 14.47% | 14.37% | 14.34% | 14.28% | 12.96% | 12.94% | 12.75% | 12.69% | 12.64% | 12.61% | 12.58% | 12.54% | 12.51% | 12.49% | 12.47% | 12.43% | 12.42% | 12.39% | 12.35% | 12.3% | 12.25% | 12.25% | 12.25% | 12.25% | 12.25% | 12.25% | 12.25%
Residential_Manufactured Home Low Income_Existing_Water Heating_Natural Gas_Water Heater (<= 55 gal)_E2_Baseline Forecast | Residential | Manufactured Home Low Income | Existing | Water Heating | Natural Gas | Water Heater (<= 55 gal) | E2 | UEF 0.64 (ENERGY STAR 4.0) | Baseline Forecast | 82.26% | 82.14% | 81.86% | 81.65% | 81.51% | 81.35% | 81.53% | 81.63% | 81.66% | 81.72% | 83.04% | 83.06% | 83.25% | 83.31% | 83.36% | 83.39% | 83.42% | 83.46% | 83.49% | 83.51% | 83.53% | 83.57% | 83.58% | 83.61% | 83.65% | 83.7% | 83.75% | 83.75% | 83.75% | 83.75% | 83.75% | 83.75% | 83.75%
Residential_Manufactured Home Low Income_Existing_Water Heating_Natural Gas_Water Heater (<= 55 gal)_E3_Baseline Forecast | Residential | Manufactured Home Low Income | Existing | Water Heating | Natural Gas | Water Heater (<= 55 gal) | E3 | UEF 0.81 (ENERGY STAR 5.0) | Baseline Forecast | bar: 2019 to 2051
Residential_Manufactured Home Low Income_Existing_Water Heating_Natural Gas_Water Heater (<= 55 gal)_E4_Baseline Forecast | Residential | Manufactured Home Low Income | Existing | Water Heating | Natural Gas | Water Heater (<= 55 gal) | E4 | UEF 0.87 (Instantaneous, ENERGY STAR 4.0) | Baseline Forecast | bar: 2019 to 2051
Residential_Manufactured Home Low Income_Existing_Water Heating_Natural Gas_Water Heater (<= 55 gal)_E5_Baseline Forecast | Residential | Manufactured Home Low Income | Existing | Water Heating | Natural Gas | Water Heater (<= 55 gal) | E5 | UEF 0.95 (Instantaneous, ENERGY STAR 5.0) | Baseline Forecast | bar: 2019 to 2051
Residential_Manufactured Home Low Income_Existing_Water Heating_Natural Gas_Water Heater (<= 55 gal)_E6_Baseline Forecast | Residential | Manufactured Home Low Income | Existing | Water Heating | Natural Gas | Water Heater (<= 55 gal) | E6 | UEF 1.0+ (Gas-Fired HPWH) | Baseline Forecast | bar: 2019 to 2051
Residential_Manufactured Home Low Income_Existing_Water Heating_Natural Gas_Water Heater (<= 55 gal)_E7_Baseline Forecast | Residential | Manufactured Home Low Income | Existing | Water Heating | Natural Gas | Water Heater (<= 55 gal) | E7 | NEEA Gas-Fired Absorption HPWH (COP 1.3) | Baseline Forecast | bar: 2019 to 2051
Residential_Manufactured Home Low Income_Existing_Water Heating_Natural Gas_Water Heater (<= 55 gal)_E8_Baseline Forecast | Residential | Manufactured Home Low Income | Existing | Water Heating | Natural Gas | Water Heater (<= 55 gal) | E8 |  | Baseline Forecast | bar: 2019 to 2051
Residential_Manufactured Home Low Income_Existing_Water Heating_Natural Gas_Water Heater (<= 55 gal)_E9_Baseline Forecast | Residential | Manufactured Home Low Income | Existing | Water Heating | Natural Gas | Water Heater (<= 55 gal) | E9 |  | Baseline Forecast | bar: 2019 to 2051
Residential_Manufactured Home Low Income_Existing_Water Heating_Natural Gas_Water Heater (<= 55 gal)_E10_Baseline Forecast | Residential | Manufactured Home Low Income | Existing | Water Heating | Natural Gas | Water Heater (<= 55 gal) | E10 |  | Baseline Forecast | bar: 2019 to 2051
Residential_Manufactured Home Low Income_Existing_Water Heating_Natural Gas_Water Heater (> 55 gal)_E1_Baseline Forecast | Residential | Manufactured Home Low Income | Existing | Water Heating | Natural Gas | Water Heater (> 55 gal) | E1 | UEF 0.76 (Standard) | Baseline Forecast | 13.74% | 13.86% | 14.14% | 14.35% | 14.49% | 14.65% | 14.47% | 14.37% | 14.34% | 14.28% | 12.96% | 12.94% | 12.75% | 12.69% | 12.64% | 12.61% | 12.58% | 12.54% | 12.51% | 12.49% | 12.47% | 12.43% | 12.42% | 12.39% | 12.35% | 12.3% | 12.25% | 12.25% | 12.25% | 12.25% | 12.25% | 12.25% | 12.25%
Residential_Manufactured Home Low Income_Existing_Water Heating_Natural Gas_Water Heater (> 55 gal)_E2_Baseline Forecast | Residential | Manufactured Home Low Income | Existing | Water Heating | Natural Gas | Water Heater (> 55 gal) | E2 | UEF 0.78 (ENERGY STAR 4.0) | Baseline Forecast | 82.26% | 82.14% | 81.86% | 81.65% | 81.51% | 81.35% | 81.53% | 81.63% | 81.66% | 81.72% | 83.04% | 83.06% | 83.25% | 83.31% | 83.36% | 83.39% | 83.42% | 83.46% | 83.49% | 83.51% | 83.53% | 83.57% | 83.58% | 83.61% | 83.65% | 83.7% | 83.75% | 83.75% | 83.75% | 83.75% | 83.75% | 83.75% | 83.75%
Residential_Manufactured Home Low Income_Existing_Water Heating_Natural Gas_Water Heater (> 55 gal)_E3_Baseline Forecast | Residential | Manufactured Home Low Income | Existing | Water Heating | Natural Gas | Water Heater (> 55 gal) | E3 | UEF 0.86 (ENERGY STAR 5.0) | Baseline Forecast | bar: 2019 to 2051
Residential_Manufactured Home Low Income_Existing_Water Heating_Natural Gas_Water Heater (> 55 gal)_E4_Baseline Forecast | Residential | Manufactured Home Low Income | Existing | Water Heating | Natural Gas | Water Heater (> 55 gal) | E4 | UEF 0.87 (Instantaneous, ENERGY STAR 4.0) | Baseline Forecast | bar: 2019 to 2051
Residential_Manufactured Home Low Income_Existing_Water Heating_Natural Gas_Water Heater (> 55 gal)_E5_Baseline Forecast | Residential | Manufactured Home Low Income | Existing | Water Heating | Natural Gas | Water Heater (> 55 gal) | E5 | UEF 0.95 (Instantaneous, ENERGY STAR 5.0) | Baseline Forecast | bar: 2019 to 2051
Residential_Manufactured Home Low Income_Existing_Water Heating_Natural Gas_Water Heater (> 55 gal)_E6_Baseline Forecast | Residential | Manufactured Home Low Income | Existing | Water Heating | Natural Gas | Water Heater (> 55 gal) | E6 | UEF 1.0+ (Gas-Fired HPWH) | Baseline Forecast | bar: 2019 to 2051
Residential_Manufactured Home Low Income_Existing_Water Heating_Natural Gas_Water Heater (> 55 gal)_E7_Baseline Forecast | Residential | Manufactured Home Low Income | Existing | Water Heating | Natural Gas | Water Heater (> 55 gal) | E7 | NEEA Gas-Fired Absorption HPWH (COP 1.3) | Baseline Forecast | bar: 2019 to 2051
Residential_Manufactured Home Low Income_Existing_Water Heating_Natural Gas_Water Heater (> 55 gal)_E8_Baseline Forecast | Residential | Manufactured Home Low Income | Existing | Water Heating | Natural Gas | Water Heater (> 55 gal) | E8 |  | Baseline Forecast | bar: 2019 to 2051
Residential_Manufactured Home Low Income_Existing_Water Heating_Natural Gas_Water Heater (> 55 gal)_E9_Baseline Forecast | Residential | Manufactured Home Low Income | Existing | Water Heating | Natural Gas | Water Heater (> 55 gal) | E9 |  | Baseline Forecast | bar: 2019 to 2051
Residential_Manufactured Home Low Income_Existing_Water Heating_Natural Gas_Water Heater (> 55 gal)_E10_Baseline Forecast | Residential | Manufactured Home Low Income | Existing | Water Heating | Natural Gas | Water Heater (> 55 gal) | E10 |  | Baseline Forecast | bar: 2019 to 2051
Residential_Manufactured Home Low Income_Existing_Appliances_Natural Gas_Clothes Dryer_E1_Baseline Forecast | Residential | Manufactured Home Low Income | Existing | Appliances | Natural Gas | Clothes Dryer | E1 | Standard | Baseline Forecast | 55.53% | 55.53% | 55.52% | 55.52% | 55.52% | 55.52% | 55.52% | 55.51% | 55.5% | 55.5% | 55.49% | 55.49% | 55.48% | 55.48% | 55.47% | 55.46% | 55.46% | 55.45% | 55.44% | 55.44% | 55.43% | 55.43% | 55.42% | 55.42% | 55.42% | 55.42% | 55.42% | 55.42% | 55.42% | 55.42% | 55.42% | 55.42% | 55.42%
Residential_Manufactured Home Low Income_Existing_Appliances_Natural Gas_Clothes Dryer_E2_Baseline Forecast | Residential | Manufactured Home Low Income | Existing | Appliances | Natural Gas | Clothes Dryer | E2 | NEEA/ENERGY STAR (CE >60%) | Baseline Forecast | 44.47% | 44.47% | 44.48% | 44.48% | 44.48% | 44.48% | 44.48% | 44.49% | 44.5% | 44.5% | 44.51% | 44.51% | 44.52% | 44.52% | 44.53% | 44.54% | 44.54% | 44.55% | 44.56% | 44.56% | 44.57% | 44.57% | 44.58% | 44.58% | 44.58% | 44.58% | 44.58% | 44.58% | 44.58% | 44.58% | 44.58% | 44.58% | 44.58%
Residential_Manufactured Home Low Income_Existing_Appliances_Natural Gas_Clothes Dryer_E3_Baseline Forecast | Residential | Manufactured Home Low Income | Existing | Appliances | Natural Gas | Clothes Dryer | E3 |  | Baseline Forecast | bar: 2019 to 2051
Residential_Manufactured Home Low Income_Existing_Appliances_Natural Gas_Clothes Dryer_E4_Baseline Forecast | Residential | Manufactured Home Low Income | Existing | Appliances | Natural Gas | Clothes Dryer | E4 |  | Baseline Forecast | bar: 2019 to 2051
Residential_Manufactured Home Low Income_Existing_Appliances_Natural Gas_Clothes Dryer_E5_Baseline Forecast | Residential | Manufactured Home Low Income | Existing | Appliances | Natural Gas | Clothes Dryer | E5 |  | Baseline Forecast | bar: 2019 to 2051
Residential_Manufactured Home Low Income_Existing_Appliances_Natural Gas_Clothes Dryer_E6_Baseline Forecast | Residential | Manufactured Home Low Income | Existing | Appliances | Natural Gas | Clothes Dryer | E6 |  | Baseline Forecast | bar: 2019 to 2051
Residential_Manufactured Home Low Income_Existing_Appliances_Natural Gas_Clothes Dryer_E7_Baseline Forecast | Residential | Manufactured Home Low Income | Existing | Appliances | Natural Gas | Clothes Dryer | E7 |  | Baseline Forecast | bar: 2019 to 2051
Residential_Manufactured Home Low Income_Existing_Appliances_Natural Gas_Clothes Dryer_E8_Baseline Forecast | Residential | Manufactured Home Low Income | Existing | Appliances | Natural Gas | Clothes Dryer | E8 |  | Baseline Forecast | bar: 2019 to 2051
Residential_Manufactured Home Low Income_Existing_Appliances_Natural Gas_Clothes Dryer_E9_Baseline Forecast | Residential | Manufactured Home Low Income | Existing | Appliances | Natural Gas | Clothes Dryer | E9 |  | Baseline Forecast | bar: 2019 to 2051
Residential_Manufactured Home Low Income_Existing_Appliances_Natural Gas_Clothes Dryer_E10_Baseline Forecast | Residential | Manufactured Home Low Income | Existing | Appliances | Natural Gas | Clothes Dryer | E10 |  | Baseline Forecast | bar: 2019 to 2051
Residential_Manufactured Home Low Income_Existing_Appliances_Natural Gas_Stove/Oven_E1_Baseline Forecast | Residential | Manufactured Home Low Income | Existing | Appliances | Natural Gas | Stove/Oven | E1 | EF 0.399 | Baseline Forecast | 69.92% | 69.92% | 69.92% | 69.92% | 69.92% | 69.91% | 69.9% | 69.89% | 69.88% | 69.87% | 69.86% | 69.86% | 69.85% | 69.84% | 69.83% | 69.82% | 69.81% | 69.79% | 69.78% | 69.77% | 69.76% | 69.76% | 69.75% | 69.74% | 69.74% | 69.74% | 69.73% | 69.73% | 69.73% | 69.73% | 69.74% | 69.74% | 69.75%
Residential_Manufactured Home Low Income_Existing_Appliances_Natural Gas_Stove/Oven_E2_Baseline Forecast | Residential | Manufactured Home Low Income | Existing | Appliances | Natural Gas | Stove/Oven | E2 | High Efficiency (730 + 1660 IAEC) | Baseline Forecast | 30.08% | 30.08% | 30.08% | 30.08% | 30.08% | 30.09% | 30.1% | 30.11% | 30.12% | 30.13% | 30.14% | 30.14% | 30.15% | 30.16% | 30.17% | 30.18% | 30.19% | 30.21% | 30.22% | 30.23% | 30.24% | 30.24% | 30.25% | 30.26% | 30.26% | 30.26% | 30.27% | 30.27% | 30.27% | 30.27% | 30.26% | 30.26% | 30.25%
Residential_Manufactured Home Low Income_Existing_Appliances_Natural Gas_Stove/Oven_E3_Baseline Forecast | Residential | Manufactured Home Low Income | Existing | Appliances | Natural Gas | Stove/Oven | E3 |  | Baseline Forecast | bar: 2019 to 2051
Residential_Manufactured Home Low Income_Existing_Appliances_Natural Gas_Stove/Oven_E4_Baseline Forecast | Residential | Manufactured Home Low Income | Existing | Appliances | Natural Gas | Stove/Oven | E4 |  | Baseline Forecast | bar: 2019 to 2051
Residential_Manufactured Home Low Income_Existing_Appliances_Natural Gas_Stove/Oven_E5_Baseline Forecast | Residential | Manufactured Home Low Income | Existing | Appliances | Natural Gas | Stove/Oven | E5 |  | Baseline Forecast | bar: 2019 to 2051
Residential_Manufactured Home Low Income_Existing_Appliances_Natural Gas_Stove/Oven_E6_Baseline Forecast | Residential | Manufactured Home Low Income | Existing | Appliances | Natural Gas | Stove/Oven | E6 |  | Baseline Forecast | bar: 2019 to 2051
Residential_Manufactured Home Low Income_Existing_Appliances_Natural Gas_Stove/Oven_E7_Baseline Forecast | Residential | Manufactured Home Low Income | Existing | Appliances | Natural Gas | Stove/Oven | E7 |  | Baseline Forecast | bar: 2019 to 2051
Residential_Manufactured Home Low Income_Existing_Appliances_Natural Gas_Stove/Oven_E8_Baseline Forecast | Residential | Manufactured Home Low Income | Existing | Appliances | Natural Gas | Stove/Oven | E8 |  | Baseline Forecast | bar: 2019 to 2051
Residential_Manufactured Home Low Income_Existing_Appliances_Natural Gas_Stove/Oven_E9_Baseline Forecast | Residential | Manufactured Home Low Income | Existing | Appliances | Natural Gas | Stove/Oven | E9 |  | Baseline Forecast | bar: 2019 to 2051
Residential_Manufactured Home Low Income_Existing_Appliances_Natural Gas_Stove/Oven_E10_Baseline Forecast | Residential | Manufactured Home Low Income | Existing | Appliances | Natural Gas | Stove/Oven | E10 |  | Baseline Forecast | bar: 2019 to 2051
Residential_Manufactured Home Low Income_Existing_Miscellaneous_Natural Gas_Pool Heater_E1_Baseline Forecast | Residential | Manufactured Home Low Income | Existing | Miscellaneous | Natural Gas | Pool Heater | E1 | Standard (EF 0.82) | Baseline Forecast | 95% | 95% | 95% | 95% | 95% | 95% | 95% | 95% | 95% | 95% | 95% | 95% | 95% | 95% | 95% | 95% | 95% | 95% | 95% | 95% | 95% | 95% | 95% | 95% | 95% | 95% | 95% | 95% | 95% | 95% | 95% | 95% | 95%
Residential_Manufactured Home Low Income_Existing_Miscellaneous_Natural Gas_Pool Heater_E2_Baseline Forecast | Residential | Manufactured Home Low Income | Existing | Miscellaneous | Natural Gas | Pool Heater | E2 | High Efficiency (EF 0.84) | Baseline Forecast | bar: 2019 to 2051
Residential_Manufactured Home Low Income_Existing_Miscellaneous_Natural Gas_Pool Heater_E3_Baseline Forecast | Residential | Manufactured Home Low Income | Existing | Miscellaneous | Natural Gas | Pool Heater | E3 | Condensing (EF .94) | Baseline Forecast | bar: 2019 to 2051
Residential_Manufactured Home Low Income_Existing_Miscellaneous_Natural Gas_Pool Heater_E4_Baseline Forecast | Residential | Manufactured Home Low Income | Existing | Miscellaneous | Natural Gas | Pool Heater | E4 | Condensing w/Imp. HX (EF 0.95) | Baseline Forecast | bar: 2019 to 2051
Residential_Manufactured Home Low Income_Existing_Miscellaneous_Natural Gas_Pool Heater_E5_Baseline Forecast | Residential | Manufactured Home Low Income | Existing | Miscellaneous | Natural Gas | Pool Heater | E5 |  | Baseline Forecast | bar: 2019 to 2051
Residential_Manufactured Home Low Income_Existing_Miscellaneous_Natural Gas_Pool Heater_E6_Baseline Forecast | Residential | Manufactured Home Low Income | Existing | Miscellaneous | Natural Gas | Pool Heater | E6 |  | Baseline Forecast | bar: 2019 to 2051
Residential_Manufactured Home Low Income_Existing_Miscellaneous_Natural Gas_Pool Heater_E7_Baseline Forecast | Residential | Manufactured Home Low Income | Existing | Miscellaneous | Natural Gas | Pool Heater | E7 |  | Baseline Forecast | bar: 2019 to 2051
Residential_Manufactured Home Low Income_Existing_Miscellaneous_Natural Gas_Pool Heater_E8_Baseline Forecast | Residential | Manufactured Home Low Income | Existing | Miscellaneous | Natural Gas | Pool Heater | E8 |  | Baseline Forecast | bar: 2019 to 2051
Residential_Manufactured Home Low Income_Existing_Miscellaneous_Natural Gas_Pool Heater_E9_Baseline Forecast | Residential | Manufactured Home Low Income | Existing | Miscellaneous | Natural Gas | Pool Heater | E9 |  | Baseline Forecast | bar: 2019 to 2051
Residential_Manufactured Home Low Income_Existing_Miscellaneous_Natural Gas_Pool Heater_E10_Baseline Forecast | Residential | Manufactured Home Low Income | Existing | Miscellaneous | Natural Gas | Pool Heater | E10 |  | Baseline Forecast | bar: 2019 to 2051
Residential_Manufactured Home Low Income_Existing_Miscellaneous_Natural Gas_Miscellaneous_E1_Baseline Forecast | Residential | Manufactured Home Low Income | Existing | Miscellaneous | Natural Gas | Miscellaneous | E1 | Default | Baseline Forecast | 100% | 100% | 100% | 100% | 100% | 100% | 100% | 100% | 100% | 100% | 100% | 100% | 100% | 100% | 100% | 100% | 100% | 100% | 100% | 100% | 100% | 100% | 100% | 100% | 100% | 100% | 100% | 100% | 100% | 100% | 100% | 100% | 100%
Residential_Manufactured Home Low Income_Existing_Miscellaneous_Natural Gas_Miscellaneous_E2_Baseline Forecast | Residential | Manufactured Home Low Income | Existing | Miscellaneous | Natural Gas | Miscellaneous | E2 |  | Baseline Forecast | bar: 2019 to 2051
Residential_Manufactured Home Low Income_Existing_Miscellaneous_Natural Gas_Miscellaneous_E3_Baseline Forecast | Residential | Manufactured Home Low Income | Existing | Miscellaneous | Natural Gas | Miscellaneous | E3 |  | Baseline Forecast | bar: 2019 to 2051
Residential_Manufactured Home Low Income_Existing_Miscellaneous_Natural Gas_Miscellaneous_E4_Baseline Forecast | Residential | Manufactured Home Low Income | Existing | Miscellaneous | Natural Gas | Miscellaneous | E4 |  | Baseline Forecast | bar: 2019 to 2051
Residential_Manufactured Home Low Income_Existing_Miscellaneous_Natural Gas_Miscellaneous_E5_Baseline Forecast | Residential | Manufactured Home Low Income | Existing | Miscellaneous | Natural Gas | Miscellaneous | E5 |  | Baseline Forecast | bar: 2019 to 2051
Residential_Manufactured Home Low Income_Existing_Miscellaneous_Natural Gas_Miscellaneous_E6_Baseline Forecast | Residential | Manufactured Home Low Income | Existing | Miscellaneous | Natural Gas | Miscellaneous | E6 |  | Baseline Forecast | bar: 2019 to 2051
Residential_Manufactured Home Low Income_Existing_Miscellaneous_Natural Gas_Miscellaneous_E7_Baseline Forecast | Residential | Manufactured Home Low Income | Existing | Miscellaneous | Natural Gas | Miscellaneous | E7 |  | Baseline Forecast | bar: 2019 to 2051
Residential_Manufactured Home Low Income_Existing_Miscellaneous_Natural Gas_Miscellaneous_E8_Baseline Forecast | Residential | Manufactured Home Low Income | Existing | Miscellaneous | Natural Gas | Miscellaneous | E8 |  | Baseline Forecast | bar: 2019 to 2051
Residential_Manufactured Home Low Income_Existing_Miscellaneous_Natural Gas_Miscellaneous_E9_Baseline Forecast | Residential | Manufactured Home Low Income | Existing | Miscellaneous | Natural Gas | Miscellaneous | E9 |  | Baseline Forecast | bar: 2019 to 2051
Residential_Manufactured Home Low Income_Existing_Miscellaneous_Natural Gas_Miscellaneous_E10_Baseline Forecast | Residential | Manufactured Home Low Income | Existing | Miscellaneous | Natural Gas | Miscellaneous | E10 |  | Baseline Forecast | bar: 2019 to 2051
Residential_Manufactured Home Low Income_New_Space Heating_Natural Gas_Furnace_E1_Baseline Forecast | Residential | Manufactured Home Low Income | New | Space Heating | Natural Gas | Furnace | E1 | AFUE 80% | Baseline Forecast | 100% | 100% | 100% | 100% | 100% | 100% | 100% | 100% | 100% | 100% | 100% | 100% | 100% | 100% | 100% | 100% | 100% | 100% | 100% | 100% | 100% | 100% | 100% | 100% | 100% | 100% | 100% | 100% | 100% | 100% | 100% | 100% | 100%
Residential_Manufactured Home Low Income_New_Space Heating_Natural Gas_Furnace_E2_Baseline Forecast | Residential | Manufactured Home Low Income | New | Space Heating | Natural Gas | Furnace | E2 | AFUE 95% (ENERGY STAR 4.1) | Baseline Forecast | 0.002432% | 0.002432% | 0.002433% | 0.002433% | 0.002433% | 0.002432% | 0.002433% | 0.002433% | 0.002433% | 0.002433% | 0.002433% | 0.002433% | 0.002433% | 0.002432% | 0.002432% | 0.002432% | 0.002431% | 0.00243% | 0.00243% | 0.002429% | 0.002428% | 0.002428% | 0.002427% | 0.002426% | 0.002425% | 0.002424% | 0.002423% | 0.002422% | 0.002421% | 0.00242% | 0.002418% | 0.002417% | 0.002415%
Residential_Manufactured Home Low Income_New_Space Heating_Natural Gas_Furnace_E3_Baseline Forecast | Residential | Manufactured Home Low Income | New | Space Heating | Natural Gas | Furnace | E3 | AFUE 97% (CEE Tier 3) | Baseline Forecast | 3.086e-06% | 3.087e-06% | 3.087e-06% | 3.088e-06% | 3.087e-06% | 3.087e-06% | 3.087e-06% | 3.087e-06% | 3.088e-06% | 3.088e-06% | 3.088e-06% | 3.087e-06% | 3.087e-06% | 3.087e-06% | 3.086e-06% | 3.085e-06% | 3.085e-06% | 3.084e-06% | 3.083e-06% | 3.082e-06% | 3.081e-06% | 3.079e-06% | 3.078e-06% | 3.077e-06% | 3.075e-06% | 3.074e-06% | 3.072e-06% | 3.07e-06% | 3.069e-06% | 3.067e-06% | 3.064e-06% | 3.062e-06% | 3.059e-06%
Residential_Manufactured Home Low Income_New_Space Heating_Natural Gas_Furnace_E4_Baseline Forecast | Residential | Manufactured Home Low Income | New | Space Heating | Natural Gas | Furnace | E4 | Convert to Gas-Fired ASHP | Baseline Forecast | bar: 2019 to 2051
Residential_Manufactured Home Low Income_New_Space Heating_Natural Gas_Furnace_E5_Baseline Forecast | Residential | Manufactured Home Low Income | New | Space Heating | Natural Gas | Furnace | E5 | ASHP with AFUE 80% Backup | Baseline Forecast | 3.086e-06% | 3.087e-06% | 3.09e-06% | 3.092e-06% | 3.09e-06% | 3.089e-06% | 3.09e-06% | 3.09e-06% | 3.09e-06% | 3.089e-06% | 3.087e-06% | 3.084e-06% | 3.082e-06% | 3.079e-06% | 3.075e-06% | 3.072e-06% | 3.068e-06% | 3.063e-06% | 3.06e-06% | 3.057e-06% | 3.053e-06% | 3.05e-06% | 3.046e-06% | 3.042e-06% | 3.038e-06% | 3.034e-06% | 3.029e-06% | 3.024e-06% | 3.018e-06% | 3.013e-06% | 3.006e-06% | 3e-06% | 2.988e-06%
Residential_Manufactured Home Low Income_New_Space Heating_Natural Gas_Furnace_E6_Baseline Forecast | Residential | Manufactured Home Low Income | New | Space Heating | Natural Gas | Furnace | E6 | ASHP with AFUE 95% backup | Baseline Forecast | bar: 2019 to 2051
Residential_Manufactured Home Low Income_New_Space Heating_Natural Gas_Furnace_E7_Baseline Forecast | Residential | Manufactured Home Low Income | New | Space Heating | Natural Gas | Furnace | E7 |  | Baseline Forecast | bar: 2019 to 2051
Residential_Manufactured Home Low Income_New_Space Heating_Natural Gas_Furnace_E8_Baseline Forecast | Residential | Manufactured Home Low Income | New | Space Heating | Natural Gas | Furnace | E8 |  | Baseline Forecast | bar: 2019 to 2051
Residential_Manufactured Home Low Income_New_Space Heating_Natural Gas_Furnace_E9_Baseline Forecast | Residential | Manufactured Home Low Income | New | Space Heating | Natural Gas | Furnace | E9 |  | Baseline Forecast | bar: 2019 to 2051
Residential_Manufactured Home Low Income_New_Space Heating_Natural Gas_Furnace_E10_Baseline Forecast | Residential | Manufactured Home Low Income | New | Space Heating | Natural Gas | Furnace | E10 |  | Baseline Forecast | bar: 2019 to 2051
Residential_Manufactured Home Low Income_New_Space Heating_Natural Gas_Boiler_E1_Baseline Forecast | Residential | Manufactured Home Low Income | New | Space Heating | Natural Gas | Boiler | E1 | AFUE 80% | Baseline Forecast | 97.85% | 97.85% | 0% | 0% | 0% | 0% | 0% | 0% | 0% | 0% | 0% | 0% | 0% | 0% | 0% | 0% | 0% | 0% | 0% | 0% | 0% | 0% | 0% | 0% | 0% | 0% | 0% | 0% | 0% | 0% | 0% | 0% | 0%
Residential_Manufactured Home Low Income_New_Space Heating_Natural Gas_Boiler_E2_Baseline Forecast | Residential | Manufactured Home Low Income | New | Space Heating | Natural Gas | Boiler | E2 | AFUE 82% | Baseline Forecast | 0% | 0% | 67.84% | 67.84% | 67.84% | 67.85% | 67.85% | 67.85% | 67.85% | 67.86% | 67.87% | 67.88% | 67.89% | 67.9% | 67.91% | 67.92% | 67.93% | 67.94% | 67.95% | 67.95% | 67.96% | 67.97% | 67.98% | 67.99% | 68% | 68.01% | 68.02% | 68.03% | 68.05% | 68.07% | 68.11% | 68.15% | 68.21%
Residential_Manufactured Home Low Income_New_Space Heating_Natural Gas_Boiler_E3_Baseline Forecast | Residential | Manufactured Home Low Income | New | Space Heating | Natural Gas | Boiler | E3 | AFUE 85% | Baseline Forecast | 0.7168% | 0.7169% | 10.73% | 10.73% | 10.73% | 10.73% | 10.73% | 10.73% | 10.74% | 10.74% | 10.74% | 10.74% | 10.74% | 10.74% | 10.74% | 10.74% | 10.74% | 10.74% | 10.74% | 10.74% | 10.74% | 10.74% | 10.74% | 10.74% | 10.74% | 10.74% | 10.75% | 10.75% | 10.75% | 10.75% | 10.75% | 10.75% | 10.76%
Residential_Manufactured Home Low Income_New_Space Heating_Natural Gas_Boiler_E4_Baseline Forecast | Residential | Manufactured Home Low Income | New | Space Heating | Natural Gas | Boiler | E4 | AFUE 90% | Baseline Forecast | 0.7168% | 0.7169% | 10.75% | 10.75% | 10.75% | 10.75% | 10.75% | 10.75% | 10.75% | 10.75% | 10.75% | 10.75% | 10.75% | 10.75% | 10.75% | 10.75% | 10.75% | 10.75% | 10.75% | 10.75% | 10.75% | 10.75% | 10.75% | 10.75% | 10.74% | 10.74% | 10.74% | 10.74% | 10.74% | 10.74% | 10.74% | 10.74% | 10.74%
Residential_Manufactured Home Low Income_New_Space Heating_Natural Gas_Boiler_E5_Baseline Forecast | Residential | Manufactured Home Low Income | New | Space Heating | Natural Gas | Boiler | E5 | AFUE 95% | Baseline Forecast | bar: 2019 to 2051
Residential_Manufactured Home Low Income_New_Space Heating_Natural Gas_Boiler_E6_Baseline Forecast | Residential | Manufactured Home Low Income | New | Space Heating | Natural Gas | Boiler | E6 | Convert to Gas-Fired ASHP | Baseline Forecast | bar: 2019 to 2051
Residential_Manufactured Home Low Income_New_Space Heating_Natural Gas_Boiler_E7_Baseline Forecast | Residential | Manufactured Home Low Income | New | Space Heating | Natural Gas | Boiler | E7 | ASHP with AFUE 80% Backup | Baseline Forecast | 0.7168% | 0.7171% | 10.68% | 10.68% | 10.68% | 10.67% | 10.67% | 10.67% | 10.66% | 10.66% | 10.65% | 10.64% | 10.63% | 10.62% | 10.6% | 10.59% | 10.58% | 10.57% | 10.56% | 10.56% | 10.55% | 10.54% | 10.53% | 10.52% | 10.51% | 10.5% | 10.49% | 10.48% | 10.47% | 10.44% | 10.41% | 10.36% | 10.3%
Residential_Manufactured Home Low Income_New_Space Heating_Natural Gas_Boiler_E8_Baseline Forecast | Residential | Manufactured Home Low Income | New | Space Heating | Natural Gas | Boiler | E8 | ASHP with AFUE 95% backup | Baseline Forecast | bar: 2019 to 2051
Residential_Manufactured Home Low Income_New_Space Heating_Natural Gas_Boiler_E9_Baseline Forecast | Residential | Manufactured Home Low Income | New | Space Heating | Natural Gas | Boiler | E9 |  | Baseline Forecast | bar: 2019 to 2051
Residential_Manufactured Home Low Income_New_Space Heating_Natural Gas_Boiler_E10_Baseline Forecast | Residential | Manufactured Home Low Income | New | Space Heating | Natural Gas | Boiler | E10 |  | Baseline Forecast | bar: 2019 to 2051
Residential_Manufactured Home Low Income_New_Secondary Heating_Natural Gas_Fireplace_E1_Baseline Forecast | Residential | Manufactured Home Low Income | New | Secondary Heating | Natural Gas | Fireplace | E1 | Baseline (>50% FE) | Baseline Forecast | 100% | 100% | 100% | 100% | 100% | 100% | 100% | 100% | 100% | 100% | 100% | 100% | 100% | 100% | 100% | 100% | 100% | 100% | 100% | 100% | 100% | 100% | 100% | 100% | 100% | 100% | 100% | 100% | 100% | 100% | 100% | 100% | 100%
Residential_Manufactured Home Low Income_New_Secondary Heating_Natural Gas_Fireplace_E2_Baseline Forecast | Residential | Manufactured Home Low Income | New | Secondary Heating | Natural Gas | Fireplace | E2 | Tier 1 (70% FE) | Baseline Forecast | bar: 2019 to 2051
Residential_Manufactured Home Low Income_New_Secondary Heating_Natural Gas_Fireplace_E3_Baseline Forecast | Residential | Manufactured Home Low Income | New | Secondary Heating | Natural Gas | Fireplace | E3 | Tier 2 (>75% FE) | Baseline Forecast | bar: 2019 to 2051
Residential_Manufactured Home Low Income_New_Secondary Heating_Natural Gas_Fireplace_E4_Baseline Forecast | Residential | Manufactured Home Low Income | New | Secondary Heating | Natural Gas | Fireplace | E4 |  | Baseline Forecast | bar: 2019 to 2051
Residential_Manufactured Home Low Income_New_Secondary Heating_Natural Gas_Fireplace_E5_Baseline Forecast | Residential | Manufactured Home Low Income | New | Secondary Heating | Natural Gas | Fireplace | E5 |  | Baseline Forecast | bar: 2019 to 2051
Residential_Manufactured Home Low Income_New_Secondary Heating_Natural Gas_Fireplace_E6_Baseline Forecast | Residential | Manufactured Home Low Income | New | Secondary Heating | Natural Gas | Fireplace | E6 |  | Baseline Forecast | bar: 2019 to 2051
Residential_Manufactured Home Low Income_New_Secondary Heating_Natural Gas_Fireplace_E7_Baseline Forecast | Residential | Manufactured Home Low Income | New | Secondary Heating | Natural Gas | Fireplace | E7 |  | Baseline Forecast | bar: 2019 to 2051
Residential_Manufactured Home Low Income_New_Secondary Heating_Natural Gas_Fireplace_E8_Baseline Forecast | Residential | Manufactured Home Low Income | New | Secondary Heating | Natural Gas | Fireplace | E8 |  | Baseline Forecast | bar: 2019 to 2051
Residential_Manufactured Home Low Income_New_Secondary Heating_Natural Gas_Fireplace_E9_Baseline Forecast | Residential | Manufactured Home Low Income | New | Secondary Heating | Natural Gas | Fireplace | E9 |  | Baseline Forecast | bar: 2019 to 2051
Residential_Manufactured Home Low Income_New_Secondary Heating_Natural Gas_Fireplace_E10_Baseline Forecast | Residential | Manufactured Home Low Income | New | Secondary Heating | Natural Gas | Fireplace | E10 |  | Baseline Forecast | bar: 2019 to 2051
Residential_Manufactured Home Low Income_New_Water Heating_Natural Gas_Water Heater (<= 55 gal)_E1_Baseline Forecast | Residential | Manufactured Home Low Income | New | Water Heating | Natural Gas | Water Heater (<= 55 gal) | E1 | UEF 0.58 (Standard) | Baseline Forecast | 13.8% | 13.92% | 14.19% | 14.4% | 14.54% | 14.69% | 14.51% | 14.4% | 14.36% | 14.3% | 12.97% | 12.94% | 12.75% | 12.69% | 12.64% | 12.61% | 12.58% | 12.54% | 12.51% | 12.49% | 12.47% | 12.43% | 12.42% | 12.39% | 12.35% | 12.3% | 12.25% | 12.25% | 12.25% | 12.25% | 12.25% | 12.25% | 12.25%
Residential_Manufactured Home Low Income_New_Water Heating_Natural Gas_Water Heater (<= 55 gal)_E2_Baseline Forecast | Residential | Manufactured Home Low Income | New | Water Heating | Natural Gas | Water Heater (<= 55 gal) | E2 | UEF 0.64 (ENERGY STAR 4.0) | Baseline Forecast | 82.2% | 82.08% | 81.81% | 81.6% | 81.46% | 81.31% | 81.49% | 81.6% | 81.64% | 81.7% | 83.03% | 83.06% | 83.25% | 83.31% | 83.36% | 83.39% | 83.43% | 83.46% | 83.49% | 83.51% | 83.53% | 83.57% | 83.58% | 83.61% | 83.65% | 83.7% | 83.75% | 83.75% | 83.75% | 83.75% | 83.75% | 83.75% | 83.75%
Residential_Manufactured Home Low Income_New_Water Heating_Natural Gas_Water Heater (<= 55 gal)_E3_Baseline Forecast | Residential | Manufactured Home Low Income | New | Water Heating | Natural Gas | Water Heater (<= 55 gal) | E3 | UEF 0.81 (ENERGY STAR 5.0) | Baseline Forecast | 4% | 4% | 3.999% | 4% | 3.999% | 4% | 4% | 4% | 4% | 3.999% | 4% | 4% | 4% | 4% | 3.999% | 4% | 4% | 4% | 3.999% | 3.999% | 3.999% | 4% | 3.999% | 4% | 4% | 4% | 4% | 4% | 4% | 4% | 4% | 4% | 4%
Residential_Manufactured Home Low Income_New_Water Heating_Natural Gas_Water Heater (<= 55 gal)_E4_Baseline Forecast | Residential | Manufactured Home Low Income | New | Water Heating | Natural Gas | Water Heater (<= 55 gal) | E4 | UEF 0.87 (Instantaneous, ENERGY STAR 4.0) | Baseline Forecast | bar: 2019 to 2051
Residential_Manufactured Home Low Income_New_Water Heating_Natural Gas_Water Heater (<= 55 gal)_E5_Baseline Forecast | Residential | Manufactured Home Low Income | New | Water Heating | Natural Gas | Water Heater (<= 55 gal) | E5 | UEF 0.95 (Instantaneous, ENERGY STAR 5.0) | Baseline Forecast | bar: 2019 to 2051
Residential_Manufactured Home Low Income_New_Water Heating_Natural Gas_Water Heater (<= 55 gal)_E6_Baseline Forecast | Residential | Manufactured Home Low Income | New | Water Heating | Natural Gas | Water Heater (<= 55 gal) | E6 | UEF 1.0+ (Gas-Fired HPWH) | Baseline Forecast | bar: 2019 to 2051
Residential_Manufactured Home Low Income_New_Water Heating_Natural Gas_Water Heater (<= 55 gal)_E7_Baseline Forecast | Residential | Manufactured Home Low Income | New | Water Heating | Natural Gas | Water Heater (<= 55 gal) | E7 | NEEA Gas-Fired Absorption HPWH (COP 1.3) | Baseline Forecast | bar: 2019 to 2051
Residential_Manufactured Home Low Income_New_Water Heating_Natural Gas_Water Heater (<= 55 gal)_E8_Baseline Forecast | Residential | Manufactured Home Low Income | New | Water Heating | Natural Gas | Water Heater (<= 55 gal) | E8 |  | Baseline Forecast | bar: 2019 to 2051
Residential_Manufactured Home Low Income_New_Water Heating_Natural Gas_Water Heater (<= 55 gal)_E9_Baseline Forecast | Residential | Manufactured Home Low Income | New | Water Heating | Natural Gas | Water Heater (<= 55 gal) | E9 |  | Baseline Forecast | bar: 2019 to 2051
Residential_Manufactured Home Low Income_New_Water Heating_Natural Gas_Water Heater (<= 55 gal)_E10_Baseline Forecast | Residential | Manufactured Home Low Income | New | Water Heating | Natural Gas | Water Heater (<= 55 gal) | E10 |  | Baseline Forecast | bar: 2019 to 2051
Residential_Manufactured Home Low Income_New_Water Heating_Natural Gas_Water Heater (> 55 gal)_E1_Baseline Forecast | Residential | Manufactured Home Low Income | New | Water Heating | Natural Gas | Water Heater (> 55 gal) | E1 | UEF 0.76 (Standard) | Baseline Forecast | 13.8% | 13.92% | 14.19% | 14.4% | 14.54% | 14.69% | 14.51% | 14.4% | 14.36% | 14.3% | 12.97% | 12.94% | 12.75% | 12.69% | 12.64% | 12.61% | 12.58% | 12.54% | 12.51% | 12.49% | 12.47% | 12.43% | 12.42% | 12.39% | 12.35% | 12.3% | 12.25% | 12.25% | 12.25% | 12.25% | 12.25% | 12.25% | 12.25%
Residential_Manufactured Home Low Income_New_Water Heating_Natural Gas_Water Heater (> 55 gal)_E2_Baseline Forecast | Residential | Manufactured Home Low Income | New | Water Heating | Natural Gas | Water Heater (> 55 gal) | E2 | UEF 0.78 (ENERGY STAR 4.0) | Baseline Forecast | 82.2% | 82.08% | 81.81% | 81.6% | 81.46% | 81.31% | 81.49% | 81.6% | 81.64% | 81.7% | 83.03% | 83.06% | 83.25% | 83.31% | 83.36% | 83.39% | 83.43% | 83.46% | 83.49% | 83.51% | 83.53% | 83.57% | 83.58% | 83.61% | 83.65% | 83.7% | 83.75% | 83.75% | 83.75% | 83.75% | 83.75% | 83.75% | 83.75%
Residential_Manufactured Home Low Income_New_Water Heating_Natural Gas_Water Heater (> 55 gal)_E3_Baseline Forecast | Residential | Manufactured Home Low Income | New | Water Heating | Natural Gas | Water Heater (> 55 gal) | E3 | UEF 0.86 (ENERGY STAR 5.0) | Baseline Forecast | 4% | 4% | 3.999% | 4% | 3.999% | 4% | 4% | 4% | 4% | 3.999% | 4% | 4% | 4% | 4% | 3.999% | 4% | 4% | 4% | 3.999% | 3.999% | 3.999% | 4% | 3.999% | 4% | 4% | 4% | 4% | 4% | 4% | 4% | 4% | 4% | 4%
Residential_Manufactured Home Low Income_New_Water Heating_Natural Gas_Water Heater (> 55 gal)_E4_Baseline Forecast | Residential | Manufactured Home Low Income | New | Water Heating | Natural Gas | Water Heater (> 55 gal) | E4 | UEF 0.87 (Instantaneous, ENERGY STAR 4.0) | Baseline Forecast | bar: 2019 to 2051
Residential_Manufactured Home Low Income_New_Water Heating_Natural Gas_Water Heater (> 55 gal)_E5_Baseline Forecast | Residential | Manufactured Home Low Income | New | Water Heating | Natural Gas | Water Heater (> 55 gal) | E5 | UEF 0.95 (Instantaneous, ENERGY STAR 5.0) | Baseline Forecast | bar: 2019 to 2051
Residential_Manufactured Home Low Income_New_Water Heating_Natural Gas_Water Heater (> 55 gal)_E6_Baseline Forecast | Residential | Manufactured Home Low Income | New | Water Heating | Natural Gas | Water Heater (> 55 gal) | E6 | UEF 1.0+ (Gas-Fired HPWH) | Baseline Forecast | bar: 2019 to 2051
Residential_Manufactured Home Low Income_New_Water Heating_Natural Gas_Water Heater (> 55 gal)_E7_Baseline Forecast | Residential | Manufactured Home Low Income | New | Water Heating | Natural Gas | Water Heater (> 55 gal) | E7 | NEEA Gas-Fired Absorption HPWH (COP 1.3) | Baseline Forecast | bar: 2019 to 2051
Residential_Manufactured Home Low Income_New_Water Heating_Natural Gas_Water Heater (> 55 gal)_E8_Baseline Forecast | Residential | Manufactured Home Low Income | New | Water Heating | Natural Gas | Water Heater (> 55 gal) | E8 |  | Baseline Forecast | bar: 2019 to 2051
Residential_Manufactured Home Low Income_New_Water Heating_Natural Gas_Water Heater (> 55 gal)_E9_Baseline Forecast | Residential | Manufactured Home Low Income | New | Water Heating | Natural Gas | Water Heater (> 55 gal) | E9 |  | Baseline Forecast | bar: 2019 to 2051
Residential_Manufactured Home Low Income_New_Water Heating_Natural Gas_Water Heater (> 55 gal)_E10_Baseline Forecast | Residential | Manufactured Home Low Income | New | Water Heating | Natural Gas | Water Heater (> 55 gal) | E10 |  | Baseline Forecast | bar: 2019 to 2051
Residential_Manufactured Home Low Income_New_Appliances_Natural Gas_Clothes Dryer_E1_Baseline Forecast | Residential | Manufactured Home Low Income | New | Appliances | Natural Gas | Clothes Dryer | E1 | Standard | Baseline Forecast | 55.53% | 55.53% | 55.53% | 55.52% | 55.53% | 55.52% | 55.52% | 55.51% | 55.51% | 55.5% | 55.49% | 55.49% | 55.48% | 55.48% | 55.47% | 55.47% | 55.46% | 55.45% | 55.45% | 55.44% | 55.44% | 55.43% | 55.43% | 55.42% | 55.42% | 55.42% | 55.42% | 55.42% | 55.42% | 55.42% | 55.42% | 55.42% | 55.43%
Residential_Manufactured Home Low Income_New_Appliances_Natural Gas_Clothes Dryer_E2_Baseline Forecast | Residential | Manufactured Home Low Income | New | Appliances | Natural Gas | Clothes Dryer | E2 | NEEA/ENERGY STAR (CE >60%) | Baseline Forecast | 44.47% | 44.47% | 44.47% | 44.48% | 44.47% | 44.48% | 44.48% | 44.49% | 44.49% | 44.5% | 44.51% | 44.51% | 44.52% | 44.52% | 44.53% | 44.53% | 44.54% | 44.55% | 44.55% | 44.56% | 44.56% | 44.57% | 44.57% | 44.58% | 44.58% | 44.58% | 44.58% | 44.58% | 44.58% | 44.58% | 44.58% | 44.58% | 44.57%
Residential_Manufactured Home Low Income_New_Appliances_Natural Gas_Clothes Dryer_E3_Baseline Forecast | Residential | Manufactured Home Low Income | New | Appliances | Natural Gas | Clothes Dryer | E3 |  | Baseline Forecast | bar: 2019 to 2051
Residential_Manufactured Home Low Income_New_Appliances_Natural Gas_Clothes Dryer_E4_Baseline Forecast | Residential | Manufactured Home Low Income | New | Appliances | Natural Gas | Clothes Dryer | E4 |  | Baseline Forecast | bar: 2019 to 2051
Residential_Manufactured Home Low Income_New_Appliances_Natural Gas_Clothes Dryer_E5_Baseline Forecast | Residential | Manufactured Home Low Income | New | Appliances | Natural Gas | Clothes Dryer | E5 |  | Baseline Forecast | bar: 2019 to 2051
Residential_Manufactured Home Low Income_New_Appliances_Natural Gas_Clothes Dryer_E6_Baseline Forecast | Residential | Manufactured Home Low Income | New | Appliances | Natural Gas | Clothes Dryer | E6 |  | Baseline Forecast | bar: 2019 to 2051
Residential_Manufactured Home Low Income_New_Appliances_Natural Gas_Clothes Dryer_E7_Baseline Forecast | Residential | Manufactured Home Low Income | New | Appliances | Natural Gas | Clothes Dryer | E7 |  | Baseline Forecast | bar: 2019 to 2051
Residential_Manufactured Home Low Income_New_Appliances_Natural Gas_Clothes Dryer_E8_Baseline Forecast | Residential | Manufactured Home Low Income | New | Appliances | Natural Gas | Clothes Dryer | E8 |  | Baseline Forecast | bar: 2019 to 2051
Residential_Manufactured Home Low Income_New_Appliances_Natural Gas_Clothes Dryer_E9_Baseline Forecast | Residential | Manufactured Home Low Income | New | Appliances | Natural Gas | Clothes Dryer | E9 |  | Baseline Forecast | bar: 2019 to 2051
Residential_Manufactured Home Low Income_New_Appliances_Natural Gas_Clothes Dryer_E10_Baseline Forecast | Residential | Manufactured Home Low Income | New | Appliances | Natural Gas | Clothes Dryer | E10 |  | Baseline Forecast | bar: 2019 to 2051
Residential_Manufactured Home Low Income_New_Appliances_Natural Gas_Stove/Oven_E1_Baseline Forecast | Residential | Manufactured Home Low Income | New | Appliances | Natural Gas | Stove/Oven | E1 | EF 0.399 | Baseline Forecast | 69.92% | 69.92% | 69.92% | 69.92% | 69.92% | 69.91% | 69.9% | 69.9% | 69.88% | 69.87% | 69.87% | 69.86% | 69.85% | 69.84% | 69.83% | 69.82% | 69.81% | 69.79% | 69.78% | 69.77% | 69.76% | 69.76% | 69.75% | 69.74% | 69.74% | 69.74% | 69.73% | 69.73% | 69.73% | 69.73% | 69.74% | 69.74% | 69.75%
Residential_Manufactured Home Low Income_New_Appliances_Natural Gas_Stove/Oven_E2_Baseline Forecast | Residential | Manufactured Home Low Income | New | Appliances | Natural Gas | Stove/Oven | E2 | High Efficiency (730 + 1660 IAEC) | Baseline Forecast | 30.08% | 30.08% | 30.08% | 30.08% | 30.08% | 30.09% | 30.1% | 30.1% | 30.12% | 30.13% | 30.13% | 30.14% | 30.15% | 30.16% | 30.17% | 30.18% | 30.19% | 30.21% | 30.22% | 30.23% | 30.24% | 30.24% | 30.25% | 30.26% | 30.26% | 30.26% | 30.27% | 30.27% | 30.27% | 30.27% | 30.26% | 30.26% | 30.25%
Residential_Manufactured Home Low Income_New_Appliances_Natural Gas_Stove/Oven_E3_Baseline Forecast | Residential | Manufactured Home Low Income | New | Appliances | Natural Gas | Stove/Oven | E3 |  | Baseline Forecast | bar: 2019 to 2051
Residential_Manufactured Home Low Income_New_Appliances_Natural Gas_Stove/Oven_E4_Baseline Forecast | Residential | Manufactured Home Low Income | New | Appliances | Natural Gas | Stove/Oven | E4 |  | Baseline Forecast | bar: 2019 to 2051
Residential_Manufactured Home Low Income_New_Appliances_Natural Gas_Stove/Oven_E5_Baseline Forecast | Residential | Manufactured Home Low Income | New | Appliances | Natural Gas | Stove/Oven | E5 |  | Baseline Forecast | bar: 2019 to 2051
Residential_Manufactured Home Low Income_New_Appliances_Natural Gas_Stove/Oven_E6_Baseline Forecast | Residential | Manufactured Home Low Income | New | Appliances | Natural Gas | Stove/Oven | E6 |  | Baseline Forecast | bar: 2019 to 2051
Residential_Manufactured Home Low Income_New_Appliances_Natural Gas_Stove/Oven_E7_Baseline Forecast | Residential | Manufactured Home Low Income | New | Appliances | Natural Gas | Stove/Oven | E7 |  | Baseline Forecast | bar: 2019 to 2051
Residential_Manufactured Home Low Income_New_Appliances_Natural Gas_Stove/Oven_E8_Baseline Forecast | Residential | Manufactured Home Low Income | New | Appliances | Natural Gas | Stove/Oven | E8 |  | Baseline Forecast | bar: 2019 to 2051
Residential_Manufactured Home Low Income_New_Appliances_Natural Gas_Stove/Oven_E9_Baseline Forecast | Residential | Manufactured Home Low Income | New | Appliances | Natural Gas | Stove/Oven | E9 |  | Baseline Forecast | bar: 2019 to 2051
Residential_Manufactured Home Low Income_New_Appliances_Natural Gas_Stove/Oven_E10_Baseline Forecast | Residential | Manufactured Home Low Income | New | Appliances | Natural Gas | Stove/Oven | E10 |  | Baseline Forecast | bar: 2019 to 2051
Residential_Manufactured Home Low Income_New_Miscellaneous_Natural Gas_Pool Heater_E1_Baseline Forecast | Residential | Manufactured Home Low Income | New | Miscellaneous | Natural Gas | Pool Heater | E1 | Standard (EF 0.82) | Baseline Forecast | 95% | 95% | 95% | 95% | 95% | 95% | 95% | 95% | 95% | 95% | 95% | 95% | 95% | 95% | 95% | 95% | 95% | 95% | 95% | 95% | 95% | 95% | 95% | 95% | 95% | 95% | 95% | 95% | 95% | 95% | 95% | 95% | 95%
Residential_Manufactured Home Low Income_New_Miscellaneous_Natural Gas_Pool Heater_E2_Baseline Forecast | Residential | Manufactured Home Low Income | New | Miscellaneous | Natural Gas | Pool Heater | E2 | High Efficiency (EF 0.84) | Baseline Forecast | bar: 2019 to 2051
Residential_Manufactured Home Low Income_New_Miscellaneous_Natural Gas_Pool Heater_E3_Baseline Forecast | Residential | Manufactured Home Low Income | New | Miscellaneous | Natural Gas | Pool Heater | E3 | Condensing (EF .94) | Baseline Forecast | bar: 2019 to 2051
Residential_Manufactured Home Low Income_New_Miscellaneous_Natural Gas_Pool Heater_E4_Baseline Forecast | Residential | Manufactured Home Low Income | New | Miscellaneous | Natural Gas | Pool Heater | E4 | Condensing w/Imp. HX (EF 0.95) | Baseline Forecast | bar: 2019 to 2051
Residential_Manufactured Home Low Income_New_Miscellaneous_Natural Gas_Pool Heater_E5_Baseline Forecast | Residential | Manufactured Home Low Income | New | Miscellaneous | Natural Gas | Pool Heater | E5 |  | Baseline Forecast | bar: 2019 to 2051
Residential_Manufactured Home Low Income_New_Miscellaneous_Natural Gas_Pool Heater_E6_Baseline Forecast | Residential | Manufactured Home Low Income | New | Miscellaneous | Natural Gas | Pool Heater | E6 |  | Baseline Forecast | bar: 2019 to 2051
Residential_Manufactured Home Low Income_New_Miscellaneous_Natural Gas_Pool Heater_E7_Baseline Forecast | Residential | Manufactured Home Low Income | New | Miscellaneous | Natural Gas | Pool Heater | E7 |  | Baseline Forecast | bar: 2019 to 2051
Residential_Manufactured Home Low Income_New_Miscellaneous_Natural Gas_Pool Heater_E8_Baseline Forecast | Residential | Manufactured Home Low Income | New | Miscellaneous | Natural Gas | Pool Heater | E8 |  | Baseline Forecast | bar: 2019 to 2051
Residential_Manufactured Home Low Income_New_Miscellaneous_Natural Gas_Pool Heater_E9_Baseline Forecast | Residential | Manufactured Home Low Income | New | Miscellaneous | Natural Gas | Pool Heater | E9 |  | Baseline Forecast | bar: 2019 to 2051
Residential_Manufactured Home Low Income_New_Miscellaneous_Natural Gas_Pool Heater_E10_Baseline Forecast | Residential | Manufactured Home Low Income | New | Miscellaneous | Natural Gas | Pool Heater | E10 |  | Baseline Forecast | bar: 2019 to 2051
Residential_Manufactured Home Low Income_New_Miscellaneous_Natural Gas_Miscellaneous_E1_Baseline Forecast | Residential | Manufactured Home Low Income | New | Miscellaneous | Natural Gas | Miscellaneous | E1 | Default | Baseline Forecast | 100% | 100% | 100% | 100% | 100% | 100% | 100% | 100% | 100% | 100% | 100% | 100% | 100% | 100% | 100% | 100% | 100% | 100% | 100% | 100% | 100% | 100% | 100% | 100% | 100% | 100% | 100% | 100% | 100% | 100% | 100% | 100% | 100%
Residential_Manufactured Home Low Income_New_Miscellaneous_Natural Gas_Miscellaneous_E2_Baseline Forecast | Residential | Manufactured Home Low Income | New | Miscellaneous | Natural Gas | Miscellaneous | E2 |  | Baseline Forecast | bar: 2019 to 2051
Residential_Manufactured Home Low Income_New_Miscellaneous_Natural Gas_Miscellaneous_E3_Baseline Forecast | Residential | Manufactured Home Low Income | New | Miscellaneous | Natural Gas | Miscellaneous | E3 |  | Baseline Forecast | bar: 2019 to 2051
Residential_Manufactured Home Low Income_New_Miscellaneous_Natural Gas_Miscellaneous_E4_Baseline Forecast | Residential | Manufactured Home Low Income | New | Miscellaneous | Natural Gas | Miscellaneous | E4 |  | Baseline Forecast | bar: 2019 to 2051
Residential_Manufactured Home Low Income_New_Miscellaneous_Natural Gas_Miscellaneous_E5_Baseline Forecast | Residential | Manufactured Home Low Income | New | Miscellaneous | Natural Gas | Miscellaneous | E5 |  | Baseline Forecast | bar: 2019 to 2051
Residential_Manufactured Home Low Income_New_Miscellaneous_Natural Gas_Miscellaneous_E6_Baseline Forecast | Residential | Manufactured Home Low Income | New | Miscellaneous | Natural Gas | Miscellaneous | E6 |  | Baseline Forecast | bar: 2019 to 2051
Residential_Manufactured Home Low Income_New_Miscellaneous_Natural Gas_Miscellaneous_E7_Baseline Forecast | Residential | Manufactured Home Low Income | New | Miscellaneous | Natural Gas | Miscellaneous | E7 |  | Baseline Forecast | bar: 2019 to 2051
Residential_Manufactured Home Low Income_New_Miscellaneous_Natural Gas_Miscellaneous_E8_Baseline Forecast | Residential | Manufactured Home Low Income | New | Miscellaneous | Natural Gas | Miscellaneous | E8 |  | Baseline Forecast | bar: 2019 to 2051
Residential_Manufactured Home Low Income_New_Miscellaneous_Natural Gas_Miscellaneous_E9_Baseline Forecast | Residential | Manufactured Home Low Income | New | Miscellaneous | Natural Gas | Miscellaneous | E9 |  | Baseline Forecast | bar: 2019 to 2051
Residential_Manufactured Home Low Income_New_Miscellaneous_Natural Gas_Miscellaneous_E10_Baseline Forecast | Residential | Manufactured Home Low Income | New | Miscellaneous | Natural Gas | Miscellaneous | E10 |  | Baseline Forecast | bar: 2019 to 2051
Note on K1: kwalter: Base Year must always be entered to calibrate the model.

## Vintage Data
Key | Sector | Segment | End Use | Fuel | Technology | Type | New | 1 | 2 | 3 | 4 | 5 | 6 | 7 | 8 | 9 | 10 | 11 | 12 | 13 | 14 | 15 | 16 | 17 | 18 | 19 | 20 | 21 | 22 | 23 | 24 | 25 | 26 | 27 | 28 | 29 | 30 | 31 | 32 | 33 | 34 | 35 | Min | Max
Residential_Single Family Regular Income_Space Heating_Natural Gas_Furnace_Distribution | Residential | Single Family Regular Income | Space Heating | Natural Gas | Furnace | Distribution | 4.651% | 4.651% | 4.651% | 4.651% | 4.651% | 4.651% | 4.651% | 4.651% | 4.651% | 4.651% | 4.651% | 4.651% | 4.651% | 4.651% | 4.651% | 4.651% | 4.651% | 4.651% | 4.651% | 4.651% | 4.651% | 2.326% | 0% | 0% | 0% | 0% | 0% | 0% | 0% | 0% | 0% | 0% | 0% | 0% | 0% | 0% | 16 | 27
Residential_Single Family Regular Income_Space Heating_Natural Gas_Boiler_Distribution | Residential | Single Family Regular Income | Space Heating | Natural Gas | Boiler | Distribution | 4% | [35 empty] | 20 | 30 | bar: 1 to 35
Residential_Single Family Regular Income_Secondary Heating_Natural Gas_Fireplace_Distribution | Residential | Single Family Regular Income | Secondary Heating | Natural Gas | Fireplace | Distribution | 5% | [35 empty] | 15 | 25 | bar: 1 to 35
Residential_Single Family Regular Income_Water Heating_Natural Gas_Water Heater (<= 55 gal)_Distribution | Residential | Single Family Regular Income | Water Heating | Natural Gas | Water Heater (<= 55 gal) | Distribution | 7.692% | 7.692% | 7.692% | 7.692% | 7.692% | 7.692% | 7.692% | 7.692% | 7.692% | 7.692% | 7.692% | 7.692% | 7.692% | 2.22e-14% | 0% | 0% | 0% | 0% | 0% | 0% | 0% | 0% | 0% | 0% | 0% | 0% | 0% | 0% | 0% | 0% | 0% | 0% | 0% | 0% | 0% | 0% | 6 | 20
Residential_Single Family Regular Income_Water Heating_Natural Gas_Water Heater (> 55 gal)_Distribution | Residential | Single Family Regular Income | Water Heating | Natural Gas | Water Heater (> 55 gal) | Distribution | 7.692% | 7.692% | 7.692% | 7.692% | 7.692% | 7.692% | 7.692% | 7.692% | 7.692% | 7.692% | 7.692% | 7.692% | 7.692% | 2.22e-14% | 0% | 0% | 0% | 0% | 0% | 0% | 0% | 0% | 0% | 0% | 0% | 0% | 0% | 0% | 0% | 0% | 0% | 0% | 0% | 0% | 0% | 0% | 6 | 20
Residential_Single Family Regular Income_Appliances_Natural Gas_Clothes Dryer_Distribution | Residential | Single Family Regular Income | Appliances | Natural Gas | Clothes Dryer | Distribution | 8.333% | 8.333% | 8.333% | 8.333% | 8.333% | 8.333% | 8.333% | 8.333% | 8.333% | 8.333% | 8.333% | 8.333% | 0% | 0% | 0% | 0% | 0% | 0% | 0% | 0% | 0% | 0% | 0% | 0% | 0% | 0% | 0% | 0% | 0% | 0% | 0% | 0% | 0% | 0% | 0% | 0% | 9 | 15
Residential_Single Family Regular Income_Appliances_Natural Gas_Stove/Oven_Distribution | Residential | Single Family Regular Income | Appliances | Natural Gas | Stove/Oven | Distribution | 8.333% | 8.333% | 8.333% | 8.333% | 8.333% | 8.333% | 8.333% | 8.333% | 8.333% | 8.333% | 8.333% | 8.333% | 0% | 0% | 0% | 0% | 0% | 0% | 0% | 0% | 0% | 0% | 0% | 0% | 0% | 0% | 0% | 0% | 0% | 0% | 0% | 0% | 0% | 0% | 0% | 0% | 9 | 15
Residential_Single Family Regular Income_Miscellaneous_Natural Gas_Pool Heater_Distribution | Residential | Single Family Regular Income | Miscellaneous | Natural Gas | Pool Heater | Distribution | 10% | 10% | 10% | 10% | 10% | 10% | 10% | 10% | 10% | 10% | 1.11e-14% | 0% | 0% | 0% | 0% | 0% | 0% | 0% | 0% | 0% | 0% | 0% | 0% | 0% | 0% | 0% | 0% | 0% | 0% | 0% | 0% | 0% | 0% | 0% | 0% | 0% | 8 | 12
Residential_Single Family Regular Income_Miscellaneous_Natural Gas_Miscellaneous_Distribution | Residential | Single Family Regular Income | Miscellaneous | Natural Gas | Miscellaneous | Distribution | 13.33% | 13.33% | 13.33% | 13.33% | 13.33% | 13.33% | 13.33% | 6.667% | 0% | 0% | 0% | 0% | 0% | 0% | 0% | 0% | 0% | 0% | 0% | 0% | 0% | 0% | 0% | 0% | 0% | 0% | 0% | 0% | 0% | 0% | 0% | 0% | 0% | 0% | 0% | 0% | 5 | 10
Residential_Single Family Moderate Income_Space Heating_Natural Gas_Furnace_Distribution | Residential | Single Family Moderate Income | Space Heating | Natural Gas | Furnace | Distribution | 4.651% | 4.651% | 4.651% | 4.651% | 4.651% | 4.651% | 4.651% | 4.651% | 4.651% | 4.651% | 4.651% | 4.651% | 4.651% | 4.651% | 4.651% | 4.651% | 4.651% | 4.651% | 4.651% | 4.651% | 4.651% | 2.326% | 0% | 0% | 0% | 0% | 0% | 0% | 0% | 0% | 0% | 0% | 0% | 0% | 0% | 0% | 16 | 27
Residential_Single Family Moderate Income_Space Heating_Natural Gas_Boiler_Distribution | Residential | Single Family Moderate Income | Space Heating | Natural Gas | Boiler | Distribution | 4% | [35 empty] | 20 | 30 | bar: 1 to 35
Residential_Single Family Moderate Income_Secondary Heating_Natural Gas_Fireplace_Distribution | Residential | Single Family Moderate Income | Secondary Heating | Natural Gas | Fireplace | Distribution | 5% | [35 empty] | 15 | 25 | bar: 1 to 35
Residential_Single Family Moderate Income_Water Heating_Natural Gas_Water Heater (<= 55 gal)_Distribution | Residential | Single Family Moderate Income | Water Heating | Natural Gas | Water Heater (<= 55 gal) | Distribution | 7.692% | 7.692% | 7.692% | 7.692% | 7.692% | 7.692% | 7.692% | 7.692% | 7.692% | 7.692% | 7.692% | 7.692% | 7.692% | 2.22e-14% | 0% | 0% | 0% | 0% | 0% | 0% | 0% | 0% | 0% | 0% | 0% | 0% | 0% | 0% | 0% | 0% | 0% | 0% | 0% | 0% | 0% | 0% | 6 | 20
Residential_Single Family Moderate Income_Water Heating_Natural Gas_Water Heater (> 55 gal)_Distribution | Residential | Single Family Moderate Income | Water Heating | Natural Gas | Water Heater (> 55 gal) | Distribution | 7.692% | 7.692% | 7.692% | 7.692% | 7.692% | 7.692% | 7.692% | 7.692% | 7.692% | 7.692% | 7.692% | 7.692% | 7.692% | 2.22e-14% | 0% | 0% | 0% | 0% | 0% | 0% | 0% | 0% | 0% | 0% | 0% | 0% | 0% | 0% | 0% | 0% | 0% | 0% | 0% | 0% | 0% | 0% | 6 | 20
Residential_Single Family Moderate Income_Appliances_Natural Gas_Clothes Dryer_Distribution | Residential | Single Family Moderate Income | Appliances | Natural Gas | Clothes Dryer | Distribution | 8.333% | 8.333% | 8.333% | 8.333% | 8.333% | 8.333% | 8.333% | 8.333% | 8.333% | 8.333% | 8.333% | 8.333% | 0% | 0% | 0% | 0% | 0% | 0% | 0% | 0% | 0% | 0% | 0% | 0% | 0% | 0% | 0% | 0% | 0% | 0% | 0% | 0% | 0% | 0% | 0% | 0% | 9 | 15
Residential_Single Family Moderate Income_Appliances_Natural Gas_Stove/Oven_Distribution | Residential | Single Family Moderate Income | Appliances | Natural Gas | Stove/Oven | Distribution | 8.333% | 8.333% | 8.333% | 8.333% | 8.333% | 8.333% | 8.333% | 8.333% | 8.333% | 8.333% | 8.333% | 8.333% | 0% | 0% | 0% | 0% | 0% | 0% | 0% | 0% | 0% | 0% | 0% | 0% | 0% | 0% | 0% | 0% | 0% | 0% | 0% | 0% | 0% | 0% | 0% | 0% | 9 | 15
Residential_Single Family Moderate Income_Miscellaneous_Natural Gas_Pool Heater_Distribution | Residential | Single Family Moderate Income | Miscellaneous | Natural Gas | Pool Heater | Distribution | 10% | 10% | 10% | 10% | 10% | 10% | 10% | 10% | 10% | 10% | 1.11e-14% | 0% | 0% | 0% | 0% | 0% | 0% | 0% | 0% | 0% | 0% | 0% | 0% | 0% | 0% | 0% | 0% | 0% | 0% | 0% | 0% | 0% | 0% | 0% | 0% | 0% | 8 | 12
Residential_Single Family Moderate Income_Miscellaneous_Natural Gas_Miscellaneous_Distribution | Residential | Single Family Moderate Income | Miscellaneous | Natural Gas | Miscellaneous | Distribution | 13.33% | 13.33% | 13.33% | 13.33% | 13.33% | 13.33% | 13.33% | 6.667% | 0% | 0% | 0% | 0% | 0% | 0% | 0% | 0% | 0% | 0% | 0% | 0% | 0% | 0% | 0% | 0% | 0% | 0% | 0% | 0% | 0% | 0% | 0% | 0% | 0% | 0% | 0% | 0% | 5 | 10
Residential_Single Family Low Income_Space Heating_Natural Gas_Furnace_Distribution | Residential | Single Family Low Income | Space Heating | Natural Gas | Furnace | Distribution | 4.651% | 4.651% | 4.651% | 4.651% | 4.651% | 4.651% | 4.651% | 4.651% | 4.651% | 4.651% | 4.651% | 4.651% | 4.651% | 4.651% | 4.651% | 4.651% | 4.651% | 4.651% | 4.651% | 4.651% | 4.651% | 2.326% | 0% | 0% | 0% | 0% | 0% | 0% | 0% | 0% | 0% | 0% | 0% | 0% | 0% | 0% | 16 | 27
Residential_Single Family Low Income_Space Heating_Natural Gas_Boiler_Distribution | Residential | Single Family Low Income | Space Heating | Natural Gas | Boiler | Distribution | 4% | [35 empty] | 20 | 30 | bar: 1 to 35
Residential_Single Family Low Income_Secondary Heating_Natural Gas_Fireplace_Distribution | Residential | Single Family Low Income | Secondary Heating | Natural Gas | Fireplace | Distribution | 5% | [35 empty] | 15 | 25 | bar: 1 to 35
Residential_Single Family Low Income_Water Heating_Natural Gas_Water Heater (<= 55 gal)_Distribution | Residential | Single Family Low Income | Water Heating | Natural Gas | Water Heater (<= 55 gal) | Distribution | 7.692% | 7.692% | 7.692% | 7.692% | 7.692% | 7.692% | 7.692% | 7.692% | 7.692% | 7.692% | 7.692% | 7.692% | 7.692% | 2.22e-14% | 0% | 0% | 0% | 0% | 0% | 0% | 0% | 0% | 0% | 0% | 0% | 0% | 0% | 0% | 0% | 0% | 0% | 0% | 0% | 0% | 0% | 0% | 6 | 20
Residential_Single Family Low Income_Water Heating_Natural Gas_Water Heater (> 55 gal)_Distribution | Residential | Single Family Low Income | Water Heating | Natural Gas | Water Heater (> 55 gal) | Distribution | 7.692% | 7.692% | 7.692% | 7.692% | 7.692% | 7.692% | 7.692% | 7.692% | 7.692% | 7.692% | 7.692% | 7.692% | 7.692% | 2.22e-14% | 0% | 0% | 0% | 0% | 0% | 0% | 0% | 0% | 0% | 0% | 0% | 0% | 0% | 0% | 0% | 0% | 0% | 0% | 0% | 0% | 0% | 0% | 6 | 20
Residential_Single Family Low Income_Appliances_Natural Gas_Clothes Dryer_Distribution | Residential | Single Family Low Income | Appliances | Natural Gas | Clothes Dryer | Distribution | 8.333% | 8.333% | 8.333% | 8.333% | 8.333% | 8.333% | 8.333% | 8.333% | 8.333% | 8.333% | 8.333% | 8.333% | 0% | 0% | 0% | 0% | 0% | 0% | 0% | 0% | 0% | 0% | 0% | 0% | 0% | 0% | 0% | 0% | 0% | 0% | 0% | 0% | 0% | 0% | 0% | 0% | 9 | 15
Residential_Single Family Low Income_Appliances_Natural Gas_Stove/Oven_Distribution | Residential | Single Family Low Income | Appliances | Natural Gas | Stove/Oven | Distribution | 8.333% | 8.333% | 8.333% | 8.333% | 8.333% | 8.333% | 8.333% | 8.333% | 8.333% | 8.333% | 8.333% | 8.333% | 0% | 0% | 0% | 0% | 0% | 0% | 0% | 0% | 0% | 0% | 0% | 0% | 0% | 0% | 0% | 0% | 0% | 0% | 0% | 0% | 0% | 0% | 0% | 0% | 9 | 15
Residential_Single Family Low Income_Miscellaneous_Natural Gas_Pool Heater_Distribution | Residential | Single Family Low Income | Miscellaneous | Natural Gas | Pool Heater | Distribution | 10% | 10% | 10% | 10% | 10% | 10% | 10% | 10% | 10% | 10% | 1.11e-14% | 0% | 0% | 0% | 0% | 0% | 0% | 0% | 0% | 0% | 0% | 0% | 0% | 0% | 0% | 0% | 0% | 0% | 0% | 0% | 0% | 0% | 0% | 0% | 0% | 0% | 8 | 12
Residential_Single Family Low Income_Miscellaneous_Natural Gas_Miscellaneous_Distribution | Residential | Single Family Low Income | Miscellaneous | Natural Gas | Miscellaneous | Distribution | 13.33% | 13.33% | 13.33% | 13.33% | 13.33% | 13.33% | 13.33% | 6.667% | 0% | 0% | 0% | 0% | 0% | 0% | 0% | 0% | 0% | 0% | 0% | 0% | 0% | 0% | 0% | 0% | 0% | 0% | 0% | 0% | 0% | 0% | 0% | 0% | 0% | 0% | 0% | 0% | 5 | 10
Residential_Multi-Family Regular Income_Space Heating_Natural Gas_Furnace_Distribution | Residential | Multi-Family Regular Income | Space Heating | Natural Gas | Furnace | Distribution | 4.651% | 4.651% | 4.651% | 4.651% | 4.651% | 4.651% | 4.651% | 4.651% | 4.651% | 4.651% | 4.651% | 4.651% | 4.651% | 4.651% | 4.651% | 4.651% | 4.651% | 4.651% | 4.651% | 4.651% | 4.651% | 2.326% | 0% | 0% | 0% | 0% | 0% | 0% | 0% | 0% | 0% | 0% | 0% | 0% | 0% | 0% | 16 | 27
Residential_Multi-Family Regular Income_Space Heating_Natural Gas_Boiler_Distribution | Residential | Multi-Family Regular Income | Space Heating | Natural Gas | Boiler | Distribution | 4% | [35 empty] | 20 | 30 | bar: 1 to 35
Residential_Multi-Family Regular Income_Secondary Heating_Natural Gas_Fireplace_Distribution | Residential | Multi-Family Regular Income | Secondary Heating | Natural Gas | Fireplace | Distribution | 5% | [35 empty] | 15 | 25 | bar: 1 to 35
Residential_Multi-Family Regular Income_Water Heating_Natural Gas_Water Heater (<= 55 gal)_Distribution | Residential | Multi-Family Regular Income | Water Heating | Natural Gas | Water Heater (<= 55 gal) | Distribution | 7.692% | 7.692% | 7.692% | 7.692% | 7.692% | 7.692% | 7.692% | 7.692% | 7.692% | 7.692% | 7.692% | 7.692% | 7.692% | 2.22e-14% | 0% | 0% | 0% | 0% | 0% | 0% | 0% | 0% | 0% | 0% | 0% | 0% | 0% | 0% | 0% | 0% | 0% | 0% | 0% | 0% | 0% | 0% | 6 | 20
Residential_Multi-Family Regular Income_Water Heating_Natural Gas_Water Heater (> 55 gal)_Distribution | Residential | Multi-Family Regular Income | Water Heating | Natural Gas | Water Heater (> 55 gal) | Distribution | 7.692% | 7.692% | 7.692% | 7.692% | 7.692% | 7.692% | 7.692% | 7.692% | 7.692% | 7.692% | 7.692% | 7.692% | 7.692% | 2.22e-14% | 0% | 0% | 0% | 0% | 0% | 0% | 0% | 0% | 0% | 0% | 0% | 0% | 0% | 0% | 0% | 0% | 0% | 0% | 0% | 0% | 0% | 0% | 6 | 20
Residential_Multi-Family Regular Income_Appliances_Natural Gas_Clothes Dryer_Distribution | Residential | Multi-Family Regular Income | Appliances | Natural Gas | Clothes Dryer | Distribution | 8.333% | 8.333% | 8.333% | 8.333% | 8.333% | 8.333% | 8.333% | 8.333% | 8.333% | 8.333% | 8.333% | 8.333% | 0% | 0% | 0% | 0% | 0% | 0% | 0% | 0% | 0% | 0% | 0% | 0% | 0% | 0% | 0% | 0% | 0% | 0% | 0% | 0% | 0% | 0% | 0% | 0% | 9 | 15
Residential_Multi-Family Regular Income_Appliances_Natural Gas_Stove/Oven_Distribution | Residential | Multi-Family Regular Income | Appliances | Natural Gas | Stove/Oven | Distribution | 8.333% | 8.333% | 8.333% | 8.333% | 8.333% | 8.333% | 8.333% | 8.333% | 8.333% | 8.333% | 8.333% | 8.333% | 0% | 0% | 0% | 0% | 0% | 0% | 0% | 0% | 0% | 0% | 0% | 0% | 0% | 0% | 0% | 0% | 0% | 0% | 0% | 0% | 0% | 0% | 0% | 0% | 9 | 15
Residential_Multi-Family Regular Income_Miscellaneous_Natural Gas_Pool Heater_Distribution | Residential | Multi-Family Regular Income | Miscellaneous | Natural Gas | Pool Heater | Distribution | 10% | 10% | 10% | 10% | 10% | 10% | 10% | 10% | 10% | 10% | 1.11e-14% | 0% | 0% | 0% | 0% | 0% | 0% | 0% | 0% | 0% | 0% | 0% | 0% | 0% | 0% | 0% | 0% | 0% | 0% | 0% | 0% | 0% | 0% | 0% | 0% | 0% | 8 | 12
Residential_Multi-Family Regular Income_Miscellaneous_Natural Gas_Miscellaneous_Distribution | Residential | Multi-Family Regular Income | Miscellaneous | Natural Gas | Miscellaneous | Distribution | 13.33% | 13.33% | 13.33% | 13.33% | 13.33% | 13.33% | 13.33% | 6.667% | 0% | 0% | 0% | 0% | 0% | 0% | 0% | 0% | 0% | 0% | 0% | 0% | 0% | 0% | 0% | 0% | 0% | 0% | 0% | 0% | 0% | 0% | 0% | 0% | 0% | 0% | 0% | 0% | 5 | 10
Residential_Multi-Family Moderate Income_Space Heating_Natural Gas_Furnace_Distribution | Residential | Multi-Family Moderate Income | Space Heating | Natural Gas | Furnace | Distribution | 4.651% | 4.651% | 4.651% | 4.651% | 4.651% | 4.651% | 4.651% | 4.651% | 4.651% | 4.651% | 4.651% | 4.651% | 4.651% | 4.651% | 4.651% | 4.651% | 4.651% | 4.651% | 4.651% | 4.651% | 4.651% | 2.326% | 0% | 0% | 0% | 0% | 0% | 0% | 0% | 0% | 0% | 0% | 0% | 0% | 0% | 0% | 16 | 27
Residential_Multi-Family Moderate Income_Space Heating_Natural Gas_Boiler_Distribution | Residential | Multi-Family Moderate Income | Space Heating | Natural Gas | Boiler | Distribution | 4% | [35 empty] | 20 | 30 | bar: 1 to 35
Residential_Multi-Family Moderate Income_Secondary Heating_Natural Gas_Fireplace_Distribution | Residential | Multi-Family Moderate Income | Secondary Heating | Natural Gas | Fireplace | Distribution | 5% | [35 empty] | 15 | 25 | bar: 1 to 35
Residential_Multi-Family Moderate Income_Water Heating_Natural Gas_Water Heater (<= 55 gal)_Distribution | Residential | Multi-Family Moderate Income | Water Heating | Natural Gas | Water Heater (<= 55 gal) | Distribution | 7.692% | 7.692% | 7.692% | 7.692% | 7.692% | 7.692% | 7.692% | 7.692% | 7.692% | 7.692% | 7.692% | 7.692% | 7.692% | 2.22e-14% | 0% | 0% | 0% | 0% | 0% | 0% | 0% | 0% | 0% | 0% | 0% | 0% | 0% | 0% | 0% | 0% | 0% | 0% | 0% | 0% | 0% | 0% | 6 | 20
Residential_Multi-Family Moderate Income_Water Heating_Natural Gas_Water Heater (> 55 gal)_Distribution | Residential | Multi-Family Moderate Income | Water Heating | Natural Gas | Water Heater (> 55 gal) | Distribution | 7.692% | 7.692% | 7.692% | 7.692% | 7.692% | 7.692% | 7.692% | 7.692% | 7.692% | 7.692% | 7.692% | 7.692% | 7.692% | 2.22e-14% | 0% | 0% | 0% | 0% | 0% | 0% | 0% | 0% | 0% | 0% | 0% | 0% | 0% | 0% | 0% | 0% | 0% | 0% | 0% | 0% | 0% | 0% | 6 | 20
Residential_Multi-Family Moderate Income_Appliances_Natural Gas_Clothes Dryer_Distribution | Residential | Multi-Family Moderate Income | Appliances | Natural Gas | Clothes Dryer | Distribution | 8.333% | 8.333% | 8.333% | 8.333% | 8.333% | 8.333% | 8.333% | 8.333% | 8.333% | 8.333% | 8.333% | 8.333% | 0% | 0% | 0% | 0% | 0% | 0% | 0% | 0% | 0% | 0% | 0% | 0% | 0% | 0% | 0% | 0% | 0% | 0% | 0% | 0% | 0% | 0% | 0% | 0% | 9 | 15
Residential_Multi-Family Moderate Income_Appliances_Natural Gas_Stove/Oven_Distribution | Residential | Multi-Family Moderate Income | Appliances | Natural Gas | Stove/Oven | Distribution | 8.333% | 8.333% | 8.333% | 8.333% | 8.333% | 8.333% | 8.333% | 8.333% | 8.333% | 8.333% | 8.333% | 8.333% | 0% | 0% | 0% | 0% | 0% | 0% | 0% | 0% | 0% | 0% | 0% | 0% | 0% | 0% | 0% | 0% | 0% | 0% | 0% | 0% | 0% | 0% | 0% | 0% | 9 | 15
Residential_Multi-Family Moderate Income_Miscellaneous_Natural Gas_Pool Heater_Distribution | Residential | Multi-Family Moderate Income | Miscellaneous | Natural Gas | Pool Heater | Distribution | 10% | 10% | 10% | 10% | 10% | 10% | 10% | 10% | 10% | 10% | 1.11e-14% | 0% | 0% | 0% | 0% | 0% | 0% | 0% | 0% | 0% | 0% | 0% | 0% | 0% | 0% | 0% | 0% | 0% | 0% | 0% | 0% | 0% | 0% | 0% | 0% | 0% | 8 | 12
Residential_Multi-Family Moderate Income_Miscellaneous_Natural Gas_Miscellaneous_Distribution | Residential | Multi-Family Moderate Income | Miscellaneous | Natural Gas | Miscellaneous | Distribution | 13.33% | 13.33% | 13.33% | 13.33% | 13.33% | 13.33% | 13.33% | 6.667% | 0% | 0% | 0% | 0% | 0% | 0% | 0% | 0% | 0% | 0% | 0% | 0% | 0% | 0% | 0% | 0% | 0% | 0% | 0% | 0% | 0% | 0% | 0% | 0% | 0% | 0% | 0% | 0% | 5 | 10
Residential_Multi-Family Low Income_Space Heating_Natural Gas_Furnace_Distribution | Residential | Multi-Family Low Income | Space Heating | Natural Gas | Furnace | Distribution | 4.651% | 4.651% | 4.651% | 4.651% | 4.651% | 4.651% | 4.651% | 4.651% | 4.651% | 4.651% | 4.651% | 4.651% | 4.651% | 4.651% | 4.651% | 4.651% | 4.651% | 4.651% | 4.651% | 4.651% | 4.651% | 2.326% | 0% | 0% | 0% | 0% | 0% | 0% | 0% | 0% | 0% | 0% | 0% | 0% | 0% | 0% | 16 | 27
Residential_Multi-Family Low Income_Space Heating_Natural Gas_Boiler_Distribution | Residential | Multi-Family Low Income | Space Heating | Natural Gas | Boiler | Distribution | 4% | [35 empty] | 20 | 30 | bar: 1 to 35
Residential_Multi-Family Low Income_Secondary Heating_Natural Gas_Fireplace_Distribution | Residential | Multi-Family Low Income | Secondary Heating | Natural Gas | Fireplace | Distribution | 5% | [35 empty] | 15 | 25 | bar: 1 to 35
Residential_Multi-Family Low Income_Water Heating_Natural Gas_Water Heater (<= 55 gal)_Distribution | Residential | Multi-Family Low Income | Water Heating | Natural Gas | Water Heater (<= 55 gal) | Distribution | 7.692% | 7.692% | 7.692% | 7.692% | 7.692% | 7.692% | 7.692% | 7.692% | 7.692% | 7.692% | 7.692% | 7.692% | 7.692% | 2.22e-14% | 0% | 0% | 0% | 0% | 0% | 0% | 0% | 0% | 0% | 0% | 0% | 0% | 0% | 0% | 0% | 0% | 0% | 0% | 0% | 0% | 0% | 0% | 6 | 20
Residential_Multi-Family Low Income_Water Heating_Natural Gas_Water Heater (> 55 gal)_Distribution | Residential | Multi-Family Low Income | Water Heating | Natural Gas | Water Heater (> 55 gal) | Distribution | 7.692% | 7.692% | 7.692% | 7.692% | 7.692% | 7.692% | 7.692% | 7.692% | 7.692% | 7.692% | 7.692% | 7.692% | 7.692% | 2.22e-14% | 0% | 0% | 0% | 0% | 0% | 0% | 0% | 0% | 0% | 0% | 0% | 0% | 0% | 0% | 0% | 0% | 0% | 0% | 0% | 0% | 0% | 0% | 6 | 20
Residential_Multi-Family Low Income_Appliances_Natural Gas_Clothes Dryer_Distribution | Residential | Multi-Family Low Income | Appliances | Natural Gas | Clothes Dryer | Distribution | 8.333% | 8.333% | 8.333% | 8.333% | 8.333% | 8.333% | 8.333% | 8.333% | 8.333% | 8.333% | 8.333% | 8.333% | 0% | 0% | 0% | 0% | 0% | 0% | 0% | 0% | 0% | 0% | 0% | 0% | 0% | 0% | 0% | 0% | 0% | 0% | 0% | 0% | 0% | 0% | 0% | 0% | 9 | 15
Residential_Multi-Family Low Income_Appliances_Natural Gas_Stove/Oven_Distribution | Residential | Multi-Family Low Income | Appliances | Natural Gas | Stove/Oven | Distribution | 8.333% | 8.333% | 8.333% | 8.333% | 8.333% | 8.333% | 8.333% | 8.333% | 8.333% | 8.333% | 8.333% | 8.333% | 0% | 0% | 0% | 0% | 0% | 0% | 0% | 0% | 0% | 0% | 0% | 0% | 0% | 0% | 0% | 0% | 0% | 0% | 0% | 0% | 0% | 0% | 0% | 0% | 9 | 15
Residential_Multi-Family Low Income_Miscellaneous_Natural Gas_Pool Heater_Distribution | Residential | Multi-Family Low Income | Miscellaneous | Natural Gas | Pool Heater | Distribution | 10% | 10% | 10% | 10% | 10% | 10% | 10% | 10% | 10% | 10% | 1.11e-14% | 0% | 0% | 0% | 0% | 0% | 0% | 0% | 0% | 0% | 0% | 0% | 0% | 0% | 0% | 0% | 0% | 0% | 0% | 0% | 0% | 0% | 0% | 0% | 0% | 0% | 8 | 12
Residential_Multi-Family Low Income_Miscellaneous_Natural Gas_Miscellaneous_Distribution | Residential | Multi-Family Low Income | Miscellaneous | Natural Gas | Miscellaneous | Distribution | 13.33% | 13.33% | 13.33% | 13.33% | 13.33% | 13.33% | 13.33% | 6.667% | 0% | 0% | 0% | 0% | 0% | 0% | 0% | 0% | 0% | 0% | 0% | 0% | 0% | 0% | 0% | 0% | 0% | 0% | 0% | 0% | 0% | 0% | 0% | 0% | 0% | 0% | 0% | 0% | 5 | 10
Residential_Manufactured Home Regular Income_Space Heating_Natural Gas_Furnace_Distribution | Residential | Manufactured Home Regular Income | Space Heating | Natural Gas | Furnace | Distribution | 4.651% | 4.651% | 4.651% | 4.651% | 4.651% | 4.651% | 4.651% | 4.651% | 4.651% | 4.651% | 4.651% | 4.651% | 4.651% | 4.651% | 4.651% | 4.651% | 4.651% | 4.651% | 4.651% | 4.651% | 4.651% | 2.326% | 0% | 0% | 0% | 0% | 0% | 0% | 0% | 0% | 0% | 0% | 0% | 0% | 0% | 0% | 16 | 27
Residential_Manufactured Home Regular Income_Space Heating_Natural Gas_Boiler_Distribution | Residential | Manufactured Home Regular Income | Space Heating | Natural Gas | Boiler | Distribution | 4% | [35 empty] | 20 | 30 | bar: 1 to 35
Residential_Manufactured Home Regular Income_Secondary Heating_Natural Gas_Fireplace_Distribution | Residential | Manufactured Home Regular Income | Secondary Heating | Natural Gas | Fireplace | Distribution | 5% | [35 empty] | 15 | 25 | bar: 1 to 35
Residential_Manufactured Home Regular Income_Water Heating_Natural Gas_Water Heater (<= 55 gal)_Distribution | Residential | Manufactured Home Regular Income | Water Heating | Natural Gas | Water Heater (<= 55 gal) | Distribution | 7.692% | 7.692% | 7.692% | 7.692% | 7.692% | 7.692% | 7.692% | 7.692% | 7.692% | 7.692% | 7.692% | 7.692% | 7.692% | 2.22e-14% | 0% | 0% | 0% | 0% | 0% | 0% | 0% | 0% | 0% | 0% | 0% | 0% | 0% | 0% | 0% | 0% | 0% | 0% | 0% | 0% | 0% | 0% | 6 | 20
Residential_Manufactured Home Regular Income_Water Heating_Natural Gas_Water Heater (> 55 gal)_Distribution | Residential | Manufactured Home Regular Income | Water Heating | Natural Gas | Water Heater (> 55 gal) | Distribution | 7.692% | 7.692% | 7.692% | 7.692% | 7.692% | 7.692% | 7.692% | 7.692% | 7.692% | 7.692% | 7.692% | 7.692% | 7.692% | 2.22e-14% | 0% | 0% | 0% | 0% | 0% | 0% | 0% | 0% | 0% | 0% | 0% | 0% | 0% | 0% | 0% | 0% | 0% | 0% | 0% | 0% | 0% | 0% | 6 | 20
Residential_Manufactured Home Regular Income_Appliances_Natural Gas_Clothes Dryer_Distribution | Residential | Manufactured Home Regular Income | Appliances | Natural Gas | Clothes Dryer | Distribution | 8.333% | 8.333% | 8.333% | 8.333% | 8.333% | 8.333% | 8.333% | 8.333% | 8.333% | 8.333% | 8.333% | 8.333% | 0% | 0% | 0% | 0% | 0% | 0% | 0% | 0% | 0% | 0% | 0% | 0% | 0% | 0% | 0% | 0% | 0% | 0% | 0% | 0% | 0% | 0% | 0% | 0% | 9 | 15
Residential_Manufactured Home Regular Income_Appliances_Natural Gas_Stove/Oven_Distribution | Residential | Manufactured Home Regular Income | Appliances | Natural Gas | Stove/Oven | Distribution | 8.333% | 8.333% | 8.333% | 8.333% | 8.333% | 8.333% | 8.333% | 8.333% | 8.333% | 8.333% | 8.333% | 8.333% | 0% | 0% | 0% | 0% | 0% | 0% | 0% | 0% | 0% | 0% | 0% | 0% | 0% | 0% | 0% | 0% | 0% | 0% | 0% | 0% | 0% | 0% | 0% | 0% | 9 | 15
Residential_Manufactured Home Regular Income_Miscellaneous_Natural Gas_Pool Heater_Distribution | Residential | Manufactured Home Regular Income | Miscellaneous | Natural Gas | Pool Heater | Distribution | 10% | 10% | 10% | 10% | 10% | 10% | 10% | 10% | 10% | 10% | 1.11e-14% | 0% | 0% | 0% | 0% | 0% | 0% | 0% | 0% | 0% | 0% | 0% | 0% | 0% | 0% | 0% | 0% | 0% | 0% | 0% | 0% | 0% | 0% | 0% | 0% | 0% | 8 | 12
Residential_Manufactured Home Regular Income_Miscellaneous_Natural Gas_Miscellaneous_Distribution | Residential | Manufactured Home Regular Income | Miscellaneous | Natural Gas | Miscellaneous | Distribution | 13.33% | 13.33% | 13.33% | 13.33% | 13.33% | 13.33% | 13.33% | 6.667% | 0% | 0% | 0% | 0% | 0% | 0% | 0% | 0% | 0% | 0% | 0% | 0% | 0% | 0% | 0% | 0% | 0% | 0% | 0% | 0% | 0% | 0% | 0% | 0% | 0% | 0% | 0% | 0% | 5 | 10
Residential_Manufactured Home Moderate Income_Space Heating_Natural Gas_Furnace_Distribution | Residential | Manufactured Home Moderate Income | Space Heating | Natural Gas | Furnace | Distribution | 4.651% | 4.651% | 4.651% | 4.651% | 4.651% | 4.651% | 4.651% | 4.651% | 4.651% | 4.651% | 4.651% | 4.651% | 4.651% | 4.651% | 4.651% | 4.651% | 4.651% | 4.651% | 4.651% | 4.651% | 4.651% | 2.326% | 0% | 0% | 0% | 0% | 0% | 0% | 0% | 0% | 0% | 0% | 0% | 0% | 0% | 0% | 16 | 27
Residential_Manufactured Home Moderate Income_Space Heating_Natural Gas_Boiler_Distribution | Residential | Manufactured Home Moderate Income | Space Heating | Natural Gas | Boiler | Distribution | 4% | [35 empty] | 20 | 30 | bar: 1 to 35
Residential_Manufactured Home Moderate Income_Secondary Heating_Natural Gas_Fireplace_Distribution | Residential | Manufactured Home Moderate Income | Secondary Heating | Natural Gas | Fireplace | Distribution | 5% | [35 empty] | 15 | 25 | bar: 1 to 35
Residential_Manufactured Home Moderate Income_Water Heating_Natural Gas_Water Heater (<= 55 gal)_Distribution | Residential | Manufactured Home Moderate Income | Water Heating | Natural Gas | Water Heater (<= 55 gal) | Distribution | 7.692% | 7.692% | 7.692% | 7.692% | 7.692% | 7.692% | 7.692% | 7.692% | 7.692% | 7.692% | 7.692% | 7.692% | 7.692% | 2.22e-14% | 0% | 0% | 0% | 0% | 0% | 0% | 0% | 0% | 0% | 0% | 0% | 0% | 0% | 0% | 0% | 0% | 0% | 0% | 0% | 0% | 0% | 0% | 6 | 20
Residential_Manufactured Home Moderate Income_Water Heating_Natural Gas_Water Heater (> 55 gal)_Distribution | Residential | Manufactured Home Moderate Income | Water Heating | Natural Gas | Water Heater (> 55 gal) | Distribution | 7.692% | 7.692% | 7.692% | 7.692% | 7.692% | 7.692% | 7.692% | 7.692% | 7.692% | 7.692% | 7.692% | 7.692% | 7.692% | 2.22e-14% | 0% | 0% | 0% | 0% | 0% | 0% | 0% | 0% | 0% | 0% | 0% | 0% | 0% | 0% | 0% | 0% | 0% | 0% | 0% | 0% | 0% | 0% | 6 | 20
Residential_Manufactured Home Moderate Income_Appliances_Natural Gas_Clothes Dryer_Distribution | Residential | Manufactured Home Moderate Income | Appliances | Natural Gas | Clothes Dryer | Distribution | 8.333% | 8.333% | 8.333% | 8.333% | 8.333% | 8.333% | 8.333% | 8.333% | 8.333% | 8.333% | 8.333% | 8.333% | 0% | 0% | 0% | 0% | 0% | 0% | 0% | 0% | 0% | 0% | 0% | 0% | 0% | 0% | 0% | 0% | 0% | 0% | 0% | 0% | 0% | 0% | 0% | 0% | 9 | 15
Residential_Manufactured Home Moderate Income_Appliances_Natural Gas_Stove/Oven_Distribution | Residential | Manufactured Home Moderate Income | Appliances | Natural Gas | Stove/Oven | Distribution | 8.333% | 8.333% | 8.333% | 8.333% | 8.333% | 8.333% | 8.333% | 8.333% | 8.333% | 8.333% | 8.333% | 8.333% | 0% | 0% | 0% | 0% | 0% | 0% | 0% | 0% | 0% | 0% | 0% | 0% | 0% | 0% | 0% | 0% | 0% | 0% | 0% | 0% | 0% | 0% | 0% | 0% | 9 | 15
Residential_Manufactured Home Moderate Income_Miscellaneous_Natural Gas_Pool Heater_Distribution | Residential | Manufactured Home Moderate Income | Miscellaneous | Natural Gas | Pool Heater | Distribution | 10% | 10% | 10% | 10% | 10% | 10% | 10% | 10% | 10% | 10% | 1.11e-14% | 0% | 0% | 0% | 0% | 0% | 0% | 0% | 0% | 0% | 0% | 0% | 0% | 0% | 0% | 0% | 0% | 0% | 0% | 0% | 0% | 0% | 0% | 0% | 0% | 0% | 8 | 12
Residential_Manufactured Home Moderate Income_Miscellaneous_Natural Gas_Miscellaneous_Distribution | Residential | Manufactured Home Moderate Income | Miscellaneous | Natural Gas | Miscellaneous | Distribution | 13.33% | 13.33% | 13.33% | 13.33% | 13.33% | 13.33% | 13.33% | 6.667% | 0% | 0% | 0% | 0% | 0% | 0% | 0% | 0% | 0% | 0% | 0% | 0% | 0% | 0% | 0% | 0% | 0% | 0% | 0% | 0% | 0% | 0% | 0% | 0% | 0% | 0% | 0% | 0% | 5 | 10
Residential_Manufactured Home Low Income_Space Heating_Natural Gas_Furnace_Distribution | Residential | Manufactured Home Low Income | Space Heating | Natural Gas | Furnace | Distribution | 4.651% | 4.651% | 4.651% | 4.651% | 4.651% | 4.651% | 4.651% | 4.651% | 4.651% | 4.651% | 4.651% | 4.651% | 4.651% | 4.651% | 4.651% | 4.651% | 4.651% | 4.651% | 4.651% | 4.651% | 4.651% | 2.326% | 0% | 0% | 0% | 0% | 0% | 0% | 0% | 0% | 0% | 0% | 0% | 0% | 0% | 0% | 16 | 27
Residential_Manufactured Home Low Income_Space Heating_Natural Gas_Boiler_Distribution | Residential | Manufactured Home Low Income | Space Heating | Natural Gas | Boiler | Distribution | 4% | [35 empty] | 20 | 30 | bar: 1 to 35
Residential_Manufactured Home Low Income_Secondary Heating_Natural Gas_Fireplace_Distribution | Residential | Manufactured Home Low Income | Secondary Heating | Natural Gas | Fireplace | Distribution | 5% | [35 empty] | 15 | 25 | bar: 1 to 35
Residential_Manufactured Home Low Income_Water Heating_Natural Gas_Water Heater (<= 55 gal)_Distribution | Residential | Manufactured Home Low Income | Water Heating | Natural Gas | Water Heater (<= 55 gal) | Distribution | 7.692% | 7.692% | 7.692% | 7.692% | 7.692% | 7.692% | 7.692% | 7.692% | 7.692% | 7.692% | 7.692% | 7.692% | 7.692% | 2.22e-14% | 0% | 0% | 0% | 0% | 0% | 0% | 0% | 0% | 0% | 0% | 0% | 0% | 0% | 0% | 0% | 0% | 0% | 0% | 0% | 0% | 0% | 0% | 6 | 20
Residential_Manufactured Home Low Income_Water Heating_Natural Gas_Water Heater (> 55 gal)_Distribution | Residential | Manufactured Home Low Income | Water Heating | Natural Gas | Water Heater (> 55 gal) | Distribution | 7.692% | 7.692% | 7.692% | 7.692% | 7.692% | 7.692% | 7.692% | 7.692% | 7.692% | 7.692% | 7.692% | 7.692% | 7.692% | 2.22e-14% | 0% | 0% | 0% | 0% | 0% | 0% | 0% | 0% | 0% | 0% | 0% | 0% | 0% | 0% | 0% | 0% | 0% | 0% | 0% | 0% | 0% | 0% | 6 | 20
Residential_Manufactured Home Low Income_Appliances_Natural Gas_Clothes Dryer_Distribution | Residential | Manufactured Home Low Income | Appliances | Natural Gas | Clothes Dryer | Distribution | 8.333% | 8.333% | 8.333% | 8.333% | 8.333% | 8.333% | 8.333% | 8.333% | 8.333% | 8.333% | 8.333% | 8.333% | 0% | 0% | 0% | 0% | 0% | 0% | 0% | 0% | 0% | 0% | 0% | 0% | 0% | 0% | 0% | 0% | 0% | 0% | 0% | 0% | 0% | 0% | 0% | 0% | 9 | 15
Residential_Manufactured Home Low Income_Appliances_Natural Gas_Stove/Oven_Distribution | Residential | Manufactured Home Low Income | Appliances | Natural Gas | Stove/Oven | Distribution | 8.333% | 8.333% | 8.333% | 8.333% | 8.333% | 8.333% | 8.333% | 8.333% | 8.333% | 8.333% | 8.333% | 8.333% | 0% | 0% | 0% | 0% | 0% | 0% | 0% | 0% | 0% | 0% | 0% | 0% | 0% | 0% | 0% | 0% | 0% | 0% | 0% | 0% | 0% | 0% | 0% | 0% | 9 | 15
Residential_Manufactured Home Low Income_Miscellaneous_Natural Gas_Pool Heater_Distribution | Residential | Manufactured Home Low Income | Miscellaneous | Natural Gas | Pool Heater | Distribution | 10% | 10% | 10% | 10% | 10% | 10% | 10% | 10% | 10% | 10% | 1.11e-14% | 0% | 0% | 0% | 0% | 0% | 0% | 0% | 0% | 0% | 0% | 0% | 0% | 0% | 0% | 0% | 0% | 0% | 0% | 0% | 0% | 0% | 0% | 0% | 0% | 0% | 8 | 12
Residential_Manufactured Home Low Income_Miscellaneous_Natural Gas_Miscellaneous_Distribution | Residential | Manufactured Home Low Income | Miscellaneous | Natural Gas | Miscellaneous | Distribution | 13.33% | 13.33% | 13.33% | 13.33% | 13.33% | 13.33% | 13.33% | 6.667% | 0% | 0% | 0% | 0% | 0% | 0% | 0% | 0% | 0% | 0% | 0% | 0% | 0% | 0% | 0% | 0% | 0% | 0% | 0% | 0% | 0% | 0% | 0% | 0% | 0% | 0% | 0% | 0% | 5 | 10
Residential_Single Family Regular Income_Space Heating_Natural Gas_Furnace_Usage | Residential | Single Family Regular Income | Space Heating | Natural Gas | Furnace | Usage | 607.0174 | 608.5236 | 610.0298 | 611.5361 | 613.0423 | 614.5485 | 616.0547 | 617.561 | 619.0672 | 620.5734 | 622.0796 | 623.5859 | 625.0921 | 626.5983 | 628.1045 | 629.6107 | 631.117 | 632.6232 | 634.1294 | 635.6356 | 637.1419 | 638.6481 | 0 | 0 | 0 | 0 | 0 | 0 | 0 | 0 | 0 | 0 | 0 | 0 | 0 | 0
Residential_Single Family Regular Income_Space Heating_Natural Gas_Boiler_Usage | Residential | Single Family Regular Income | Space Heating | Natural Gas | Boiler | Usage | 497.2352 | 501.2748 | 505.3144 | 509.354 | 513.3936 | 517.4332 | 521.4728 | 525.5125 | 529.5521 | 533.5917 | 537.6313 | 541.6709 | 545.7105 | 549.7501 | 553.7898 | 557.8294 | 561.869 | 565.9086 | 569.9482 | 573.9878 | 578.0275 | 582.0671 | 586.1067 | 590.1463 | 594.1859 | 0 | 0 | 0 | 0 | 0 | 0 | 0 | 0 | 0 | 0 | 0
Residential_Single Family Regular Income_Secondary Heating_Natural Gas_Fireplace_Usage | Residential | Single Family Regular Income | Secondary Heating | Natural Gas | Fireplace | Usage | 114.3567 | 114.3567 | 114.3567 | 114.3567 | 114.3567 | 114.3567 | 114.3567 | 114.3567 | 114.3567 | 114.3567 | 114.3567 | 114.3567 | 114.3567 | 114.3567 | 114.3567 | 114.3567 | 114.3567 | 114.3567 | 114.3567 | 114.3567 | 0 | 0 | 0 | 0 | 0 | 0 | 0 | 0 | 0 | 0 | 0 | 0 | 0 | 0 | 0 | 0
Residential_Single Family Regular Income_Water Heating_Natural Gas_Water Heater (<= 55 gal)_Usage | Residential | Single Family Regular Income | Water Heating | Natural Gas | Water Heater (<= 55 gal) | Usage | 135.8038 | 138.0007 | 140.1975 | 142.3944 | 144.5913 | 146.7881 | 148.985 | 151.1819 | 153.3787 | 155.5756 | 157.7725 | 159.9693 | 162.1662 | 164.363 | 0 | 0 | 0 | 0 | 0 | 0 | 0 | 0 | 0 | 0 | 0 | 0 | 0 | 0 | 0 | 0 | 0 | 0 | 0 | 0 | 0 | 0
Residential_Single Family Regular Income_Water Heating_Natural Gas_Water Heater (> 55 gal)_Usage | Residential | Single Family Regular Income | Water Heating | Natural Gas | Water Heater (> 55 gal) | Usage | 145.4748 | 146.0599 | 146.6449 | 147.2299 | 147.8149 | 148.4 | 148.985 | 149.57 | 150.1551 | 150.7401 | 151.3251 | 151.9101 | 152.4952 | 153.0802 | 0 | 0 | 0 | 0 | 0 | 0 | 0 | 0 | 0 | 0 | 0 | 0 | 0 | 0 | 0 | 0 | 0 | 0 | 0 | 0 | 0 | 0
Residential_Single Family Regular Income_Appliances_Natural Gas_Clothes Dryer_Usage | Residential | Single Family Regular Income | Appliances | Natural Gas | Clothes Dryer | Usage | 15.2319 | 15.8022 | 16.3724 | 16.9427 | 17.513 | 18.0832 | 18.6535 | 19.2237 | 19.794 | 20.3643 | 20.9345 | 21.5048 | 0 | 0 | 0 | 0 | 0 | 0 | 0 | 0 | 0 | 0 | 0 | 0 | 0 | 0 | 0 | 0 | 0 | 0 | 0 | 0 | 0 | 0 | 0 | 0
Residential_Single Family Regular Income_Appliances_Natural Gas_Stove/Oven_Usage | Residential | Single Family Regular Income | Appliances | Natural Gas | Stove/Oven | Usage | 16.4914 | 16.8519 | 17.2123 | 17.5728 | 17.9333 | 18.2938 | 18.6542 | 19.0147 | 19.3752 | 19.7357 | 20.0962 | 20.4566 | 0 | 0 | 0 | 0 | 0 | 0 | 0 | 0 | 0 | 0 | 0 | 0 | 0 | 0 | 0 | 0 | 0 | 0 | 0 | 0 | 0 | 0 | 0 | 0
Residential_Single Family Regular Income_Miscellaneous_Natural Gas_Pool Heater_Usage | Residential | Single Family Regular Income | Miscellaneous | Natural Gas | Pool Heater | Usage | 76.5092 | 76.5397 | 76.5703 | 76.6008 | 76.6314 | 76.6619 | 76.6924 | 76.723 | 76.7535 | 76.784 | 76.8146 | 0 | 0 | 0 | 0 | 0 | 0 | 0 | 0 | 0 | 0 | 0 | 0 | 0 | 0 | 0 | 0 | 0 | 0 | 0 | 0 | 0 | 0 | 0 | 0 | 0
Residential_Single Family Regular Income_Miscellaneous_Natural Gas_Miscellaneous_Usage | Residential | Single Family Regular Income | Miscellaneous | Natural Gas | Miscellaneous | Usage | 2.7954 | 2.7954 | 2.7954 | 2.7954 | 2.7954 | 2.7954 | 2.7954 | 2.7954 | 0 | 0 | 0 | 0 | 0 | 0 | 0 | 0 | 0 | 0 | 0 | 0 | 0 | 0 | 0 | 0 | 0 | 0 | 0 | 0 | 0 | 0 | 0 | 0 | 0 | 0 | 0 | 0
Residential_Single Family Moderate Income_Space Heating_Natural Gas_Furnace_Usage | Residential | Single Family Moderate Income | Space Heating | Natural Gas | Furnace | Usage | 548.3652 | 549.7258 | 551.0865 | 552.4472 | 553.8079 | 555.1686 | 556.5293 | 557.89 | 559.2507 | 560.6113 | 561.972 | 563.3327 | 564.6934 | 566.0541 | 567.4148 | 568.7755 | 570.1361 | 571.4968 | 572.8575 | 574.2182 | 575.5789 | 576.9396 | 0 | 0 | 0 | 0 | 0 | 0 | 0 | 0 | 0 | 0 | 0 | 0 | 0 | 0
Residential_Single Family Moderate Income_Space Heating_Natural Gas_Boiler_Usage | Residential | Single Family Moderate Income | Space Heating | Natural Gas | Boiler | Usage | 449.1905 | 452.8398 | 456.4891 | 460.1384 | 463.7876 | 467.4369 | 471.0862 | 474.7355 | 478.3848 | 482.0341 | 485.6834 | 489.3327 | 492.982 | 496.6313 | 500.2806 | 503.9299 | 507.5792 | 511.2285 | 514.8777 | 518.527 | 522.1763 | 525.8256 | 529.4749 | 533.1242 | 536.7735 | 0 | 0 | 0 | 0 | 0 | 0 | 0 | 0 | 0 | 0 | 0
Residential_Single Family Moderate Income_Secondary Heating_Natural Gas_Fireplace_Usage | Residential | Single Family Moderate Income | Secondary Heating | Natural Gas | Fireplace | Usage | 103.3071 | 103.3071 | 103.3071 | 103.3071 | 103.3071 | 103.3071 | 103.3071 | 103.3071 | 103.3071 | 103.3071 | 103.3071 | 103.3071 | 103.3071 | 103.3071 | 103.3071 | 103.3071 | 103.3071 | 103.3071 | 103.3071 | 103.3071 | 0 | 0 | 0 | 0 | 0 | 0 | 0 | 0 | 0 | 0 | 0 | 0 | 0 | 0 | 0 | 0
Residential_Single Family Moderate Income_Water Heating_Natural Gas_Water Heater (<= 55 gal)_Usage | Residential | Single Family Moderate Income | Water Heating | Natural Gas | Water Heater (<= 55 gal) | Usage | 147.2572 | 149.6393 | 152.0214 | 154.4036 | 156.7857 | 159.1679 | 161.55 | 163.9321 | 166.3143 | 168.6964 | 171.0786 | 173.4607 | 175.8428 | 178.225 | 0 | 0 | 0 | 0 | 0 | 0 | 0 | 0 | 0 | 0 | 0 | 0 | 0 | 0 | 0 | 0 | 0 | 0 | 0 | 0 | 0 | 0
Residential_Single Family Moderate Income_Water Heating_Natural Gas_Water Heater (> 55 gal)_Usage | Residential | Single Family Moderate Income | Water Heating | Natural Gas | Water Heater (> 55 gal) | Usage | 157.7438 | 158.3782 | 159.0125 | 159.6469 | 160.2813 | 160.9156 | 161.55 | 162.1844 | 162.8187 | 163.4531 | 164.0875 | 164.7218 | 165.3562 | 165.9906 | 0 | 0 | 0 | 0 | 0 | 0 | 0 | 0 | 0 | 0 | 0 | 0 | 0 | 0 | 0 | 0 | 0 | 0 | 0 | 0 | 0 | 0
Residential_Single Family Moderate Income_Appliances_Natural Gas_Clothes Dryer_Usage | Residential | Single Family Moderate Income | Appliances | Natural Gas | Clothes Dryer | Usage | 15.2319 | 15.8022 | 16.3724 | 16.9427 | 17.513 | 18.0832 | 18.6535 | 19.2237 | 19.794 | 20.3643 | 20.9345 | 21.5048 | 0 | 0 | 0 | 0 | 0 | 0 | 0 | 0 | 0 | 0 | 0 | 0 | 0 | 0 | 0 | 0 | 0 | 0 | 0 | 0 | 0 | 0 | 0 | 0
Residential_Single Family Moderate Income_Appliances_Natural Gas_Stove/Oven_Usage | Residential | Single Family Moderate Income | Appliances | Natural Gas | Stove/Oven | Usage | 16.4914 | 16.8519 | 17.2123 | 17.5728 | 17.9333 | 18.2938 | 18.6542 | 19.0147 | 19.3752 | 19.7357 | 20.0962 | 20.4566 | 0 | 0 | 0 | 0 | 0 | 0 | 0 | 0 | 0 | 0 | 0 | 0 | 0 | 0 | 0 | 0 | 0 | 0 | 0 | 0 | 0 | 0 | 0 | 0
Residential_Single Family Moderate Income_Miscellaneous_Natural Gas_Pool Heater_Usage | Residential | Single Family Moderate Income | Miscellaneous | Natural Gas | Pool Heater | Usage | 76.5092 | 76.5397 | 76.5703 | 76.6008 | 76.6314 | 76.6619 | 76.6924 | 76.723 | 76.7535 | 76.784 | 76.8146 | 0 | 0 | 0 | 0 | 0 | 0 | 0 | 0 | 0 | 0 | 0 | 0 | 0 | 0 | 0 | 0 | 0 | 0 | 0 | 0 | 0 | 0 | 0 | 0 | 0
Residential_Single Family Moderate Income_Miscellaneous_Natural Gas_Miscellaneous_Usage | Residential | Single Family Moderate Income | Miscellaneous | Natural Gas | Miscellaneous | Usage | 6.1127 | 6.1127 | 6.1127 | 6.1127 | 6.1127 | 6.1127 | 6.1127 | 6.1127 | 0 | 0 | 0 | 0 | 0 | 0 | 0 | 0 | 0 | 0 | 0 | 0 | 0 | 0 | 0 | 0 | 0 | 0 | 0 | 0 | 0 | 0 | 0 | 0 | 0 | 0 | 0 | 0
Residential_Single Family Low Income_Space Heating_Natural Gas_Furnace_Usage | Residential | Single Family Low Income | Space Heating | Natural Gas | Furnace | Usage | 408.7019 | 409.5135 | 410.325 | 411.1366 | 411.9482 | 412.7598 | 413.5713 | 414.3829 | 415.1945 | 416.0061 | 416.8176 | 417.6292 | 418.4408 | 419.2524 | 420.064 | 420.8755 | 421.6871 | 422.4987 | 423.3103 | 424.1218 | 424.9334 | 425.745 | 0 | 0 | 0 | 0 | 0 | 0 | 0 | 0 | 0 | 0 | 0 | 0 | 0 | 0
Residential_Single Family Low Income_Space Heating_Natural Gas_Boiler_Usage | Residential | Single Family Low Income | Space Heating | Natural Gas | Boiler | Usage | 335.7269 | 338.2165 | 340.7062 | 343.1959 | 345.6856 | 348.1753 | 350.6649 | 353.1546 | 355.6443 | 358.134 | 360.6237 | 363.1134 | 365.603 | 368.0927 | 370.5824 | 373.0721 | 375.5618 | 378.0515 | 380.5411 | 383.0308 | 385.5205 | 388.0102 | 390.4999 | 392.9896 | 395.4792 | 0 | 0 | 0 | 0 | 0 | 0 | 0 | 0 | 0 | 0 | 0
Residential_Single Family Low Income_Secondary Heating_Natural Gas_Fireplace_Usage | Residential | Single Family Low Income | Secondary Heating | Natural Gas | Fireplace | Usage | 76.6141 | 76.6141 | 76.6141 | 76.6141 | 76.6141 | 76.6141 | 76.6141 | 76.6141 | 76.6141 | 76.6141 | 76.6141 | 76.6141 | 76.6141 | 76.6141 | 76.6141 | 76.6141 | 76.6141 | 76.6141 | 76.6141 | 76.6141 | 0 | 0 | 0 | 0 | 0 | 0 | 0 | 0 | 0 | 0 | 0 | 0 | 0 | 0 | 0 | 0
Residential_Single Family Low Income_Water Heating_Natural Gas_Water Heater (<= 55 gal)_Usage | Residential | Single Family Low Income | Water Heating | Natural Gas | Water Heater (<= 55 gal) | Usage | 124.7569 | 126.7008 | 128.6446 | 130.5885 | 132.5323 | 134.4762 | 136.42 | 138.3638 | 140.3077 | 142.2515 | 144.1954 | 146.1392 | 148.0831 | 150.0269 | 0 | 0 | 0 | 0 | 0 | 0 | 0 | 0 | 0 | 0 | 0 | 0 | 0 | 0 | 0 | 0 | 0 | 0 | 0 | 0 | 0 | 0
Residential_Single Family Low Income_Water Heating_Natural Gas_Water Heater (> 55 gal)_Usage | Residential | Single Family Low Income | Water Heating | Natural Gas | Water Heater (> 55 gal) | Usage | 133.317 | 133.8342 | 134.3514 | 134.8685 | 135.3857 | 135.9028 | 136.42 | 136.9372 | 137.4543 | 137.9715 | 138.4886 | 139.0058 | 139.523 | 140.0401 | 0 | 0 | 0 | 0 | 0 | 0 | 0 | 0 | 0 | 0 | 0 | 0 | 0 | 0 | 0 | 0 | 0 | 0 | 0 | 0 | 0 | 0
Residential_Single Family Low Income_Appliances_Natural Gas_Clothes Dryer_Usage | Residential | Single Family Low Income | Appliances | Natural Gas | Clothes Dryer | Usage | 15.2334 | 15.8034 | 16.3734 | 16.9434 | 17.5134 | 18.0834 | 18.6533 | 19.2233 | 19.7933 | 20.3633 | 20.9333 | 21.5033 | 0 | 0 | 0 | 0 | 0 | 0 | 0 | 0 | 0 | 0 | 0 | 0 | 0 | 0 | 0 | 0 | 0 | 0 | 0 | 0 | 0 | 0 | 0 | 0
Residential_Single Family Low Income_Appliances_Natural Gas_Stove/Oven_Usage | Residential | Single Family Low Income | Appliances | Natural Gas | Stove/Oven | Usage | 16.5017 | 16.8603 | 17.2189 | 17.5775 | 17.9361 | 18.2947 | 18.6533 | 19.0119 | 19.3705 | 19.7291 | 20.0877 | 20.4463 | 0 | 0 | 0 | 0 | 0 | 0 | 0 | 0 | 0 | 0 | 0 | 0 | 0 | 0 | 0 | 0 | 0 | 0 | 0 | 0 | 0 | 0 | 0 | 0
Residential_Single Family Low Income_Miscellaneous_Natural Gas_Pool Heater_Usage | Residential | Single Family Low Income | Miscellaneous | Natural Gas | Pool Heater | Usage | 76.5092 | 76.5397 | 76.5703 | 76.6008 | 76.6314 | 76.6619 | 76.6924 | 76.723 | 76.7535 | 76.784 | 76.8146 | 0 | 0 | 0 | 0 | 0 | 0 | 0 | 0 | 0 | 0 | 0 | 0 | 0 | 0 | 0 | 0 | 0 | 0 | 0 | 0 | 0 | 0 | 0 | 0 | 0
Residential_Single Family Low Income_Miscellaneous_Natural Gas_Miscellaneous_Usage | Residential | Single Family Low Income | Miscellaneous | Natural Gas | Miscellaneous | Usage | 2.8959 | 2.8959 | 2.8959 | 2.8959 | 2.8959 | 2.8959 | 2.8959 | 2.8959 | 0 | 0 | 0 | 0 | 0 | 0 | 0 | 0 | 0 | 0 | 0 | 0 | 0 | 0 | 0 | 0 | 0 | 0 | 0 | 0 | 0 | 0 | 0 | 0 | 0 | 0 | 0 | 0
Residential_Multi-Family Regular Income_Space Heating_Natural Gas_Furnace_Usage | Residential | Multi-Family Regular Income | Space Heating | Natural Gas | Furnace | Usage | 336.8487 | 337.6845 | 338.5203 | 339.3562 | 340.192 | 341.0279 | 341.8637 | 342.6995 | 343.5354 | 344.3712 | 345.2071 | 346.0429 | 346.8787 | 347.7146 | 348.5504 | 349.3863 | 350.2221 | 351.0579 | 351.8938 | 352.7296 | 353.5655 | 354.4013 | 0 | 0 | 0 | 0 | 0 | 0 | 0 | 0 | 0 | 0 | 0 | 0 | 0 | 0
Residential_Multi-Family Regular Income_Space Heating_Natural Gas_Boiler_Usage | Residential | Multi-Family Regular Income | Space Heating | Natural Gas | Boiler | Usage | 275.9278 | 278.1695 | 280.4112 | 282.6529 | 284.8946 | 287.1362 | 289.3779 | 291.6196 | 293.8613 | 296.103 | 298.3446 | 300.5863 | 302.828 | 305.0697 | 307.3114 | 309.553 | 311.7947 | 314.0364 | 316.2781 | 318.5198 | 320.7614 | 323.0031 | 325.2448 | 327.4865 | 329.7282 | 0 | 0 | 0 | 0 | 0 | 0 | 0 | 0 | 0 | 0 | 0
Residential_Multi-Family Regular Income_Secondary Heating_Natural Gas_Fireplace_Usage | Residential | Multi-Family Regular Income | Secondary Heating | Natural Gas | Fireplace | Usage | 63.4593 | 63.4593 | 63.4593 | 63.4593 | 63.4593 | 63.4593 | 63.4593 | 63.4593 | 63.4593 | 63.4593 | 63.4593 | 63.4593 | 63.4593 | 63.4593 | 63.4593 | 63.4593 | 63.4593 | 63.4593 | 63.4593 | 63.4593 | 0 | 0 | 0 | 0 | 0 | 0 | 0 | 0 | 0 | 0 | 0 | 0 | 0 | 0 | 0 | 0
Residential_Multi-Family Regular Income_Water Heating_Natural Gas_Water Heater (<= 55 gal)_Usage | Residential | Multi-Family Regular Income | Water Heating | Natural Gas | Water Heater (<= 55 gal) | Usage | 113.1492 | 114.9796 | 116.8099 | 118.6403 | 120.4707 | 122.3011 | 124.1315 | 125.9619 | 127.7923 | 129.6226 | 131.453 | 133.2834 | 135.1138 | 136.9442 | 0 | 0 | 0 | 0 | 0 | 0 | 0 | 0 | 0 | 0 | 0 | 0 | 0 | 0 | 0 | 0 | 0 | 0 | 0 | 0 | 0 | 0
Residential_Multi-Family Regular Income_Water Heating_Natural Gas_Water Heater (> 55 gal)_Usage | Residential | Multi-Family Regular Income | Water Heating | Natural Gas | Water Heater (> 55 gal) | Usage | 121.2069 | 121.6943 | 122.1817 | 122.6692 | 123.1566 | 123.644 | 124.1315 | 124.6189 | 125.1063 | 125.5938 | 126.0812 | 126.5686 | 127.0561 | 127.5435 | 0 | 0 | 0 | 0 | 0 | 0 | 0 | 0 | 0 | 0 | 0 | 0 | 0 | 0 | 0 | 0 | 0 | 0 | 0 | 0 | 0 | 0
Residential_Multi-Family Regular Income_Appliances_Natural Gas_Clothes Dryer_Usage | Residential | Multi-Family Regular Income | Appliances | Natural Gas | Clothes Dryer | Usage | 12.053 | 12.5043 | 12.9555 | 13.4067 | 13.858 | 14.3092 | 14.7605 | 15.2117 | 15.663 | 16.1142 | 16.5655 | 17.0167 | 0 | 0 | 0 | 0 | 0 | 0 | 0 | 0 | 0 | 0 | 0 | 0 | 0 | 0 | 0 | 0 | 0 | 0 | 0 | 0 | 0 | 0 | 0 | 0
Residential_Multi-Family Regular Income_Appliances_Natural Gas_Stove/Oven_Usage | Residential | Multi-Family Regular Income | Appliances | Natural Gas | Stove/Oven | Usage | 14.4301 | 14.7455 | 15.0609 | 15.3763 | 15.6918 | 16.0072 | 16.3226 | 16.638 | 16.9534 | 17.2689 | 17.5843 | 17.8997 | 0 | 0 | 0 | 0 | 0 | 0 | 0 | 0 | 0 | 0 | 0 | 0 | 0 | 0 | 0 | 0 | 0 | 0 | 0 | 0 | 0 | 0 | 0 | 0
Residential_Multi-Family Regular Income_Miscellaneous_Natural Gas_Pool Heater_Usage | Residential | Multi-Family Regular Income | Miscellaneous | Natural Gas | Pool Heater | Usage | 59.6772 | 59.701 | 59.7248 | 59.7486 | 59.7725 | 59.7963 | 59.8201 | 59.8439 | 59.8677 | 59.8916 | 59.9154 | 0 | 0 | 0 | 0 | 0 | 0 | 0 | 0 | 0 | 0 | 0 | 0 | 0 | 0 | 0 | 0 | 0 | 0 | 0 | 0 | 0 | 0 | 0 | 0 | 0
Residential_Multi-Family Regular Income_Miscellaneous_Natural Gas_Miscellaneous_Usage | Residential | Multi-Family Regular Income | Miscellaneous | Natural Gas | Miscellaneous | Usage | 3.7092 | 3.7092 | 3.7092 | 3.7092 | 3.7092 | 3.7092 | 3.7092 | 3.7092 | 0 | 0 | 0 | 0 | 0 | 0 | 0 | 0 | 0 | 0 | 0 | 0 | 0 | 0 | 0 | 0 | 0 | 0 | 0 | 0 | 0 | 0 | 0 | 0 | 0 | 0 | 0 | 0
Residential_Multi-Family Moderate Income_Space Heating_Natural Gas_Furnace_Usage | Residential | Multi-Family Moderate Income | Space Heating | Natural Gas | Furnace | Usage | 305.817 | 306.4243 | 307.0315 | 307.6388 | 308.2461 | 308.8533 | 309.4606 | 310.0679 | 310.6752 | 311.2824 | 311.8897 | 312.497 | 313.1043 | 313.7115 | 314.3188 | 314.9261 | 315.5333 | 316.1406 | 316.7479 | 317.3552 | 317.9624 | 318.5697 | 0 | 0 | 0 | 0 | 0 | 0 | 0 | 0 | 0 | 0 | 0 | 0 | 0 | 0
Residential_Multi-Family Moderate Income_Space Heating_Natural Gas_Boiler_Usage | Residential | Multi-Family Moderate Income | Space Heating | Natural Gas | Boiler | Usage | 251.2124 | 253.0753 | 254.9383 | 256.8012 | 258.6641 | 260.5271 | 262.39 | 264.253 | 266.1159 | 267.9788 | 269.8418 | 271.7047 | 273.5677 | 275.4306 | 277.2935 | 279.1565 | 281.0194 | 282.8824 | 284.7453 | 286.6082 | 288.4712 | 290.3341 | 292.1971 | 294.06 | 295.9229 | 0 | 0 | 0 | 0 | 0 | 0 | 0 | 0 | 0 | 0 | 0
Residential_Multi-Family Moderate Income_Secondary Heating_Natural Gas_Fireplace_Usage | Residential | Multi-Family Moderate Income | Secondary Heating | Natural Gas | Fireplace | Usage | 57.3276 | 57.3276 | 57.3276 | 57.3276 | 57.3276 | 57.3276 | 57.3276 | 57.3276 | 57.3276 | 57.3276 | 57.3276 | 57.3276 | 57.3276 | 57.3276 | 57.3276 | 57.3276 | 57.3276 | 57.3276 | 57.3276 | 57.3276 | 0 | 0 | 0 | 0 | 0 | 0 | 0 | 0 | 0 | 0 | 0 | 0 | 0 | 0 | 0 | 0
Residential_Multi-Family Moderate Income_Water Heating_Natural Gas_Water Heater (<= 55 gal)_Usage | Residential | Multi-Family Moderate Income | Water Heating | Natural Gas | Water Heater (<= 55 gal) | Usage | 123.0929 | 125.0108 | 126.9287 | 128.8466 | 130.7646 | 132.6825 | 134.6004 | 136.5183 | 138.4362 | 140.3542 | 142.2721 | 144.19 | 146.1079 | 148.0258 | 0 | 0 | 0 | 0 | 0 | 0 | 0 | 0 | 0 | 0 | 0 | 0 | 0 | 0 | 0 | 0 | 0 | 0 | 0 | 0 | 0 | 0
Residential_Multi-Family Moderate Income_Water Heating_Natural Gas_Water Heater (> 55 gal)_Usage | Residential | Multi-Family Moderate Income | Water Heating | Natural Gas | Water Heater (> 55 gal) | Usage | 131.5388 | 132.0491 | 132.5594 | 133.0696 | 133.5799 | 134.0901 | 134.6004 | 135.1107 | 135.6209 | 136.1312 | 136.6414 | 137.1517 | 137.662 | 138.1722 | 0 | 0 | 0 | 0 | 0 | 0 | 0 | 0 | 0 | 0 | 0 | 0 | 0 | 0 | 0 | 0 | 0 | 0 | 0 | 0 | 0 | 0
Residential_Multi-Family Moderate Income_Appliances_Natural Gas_Clothes Dryer_Usage | Residential | Multi-Family Moderate Income | Appliances | Natural Gas | Clothes Dryer | Usage | 12.0542 | 12.5052 | 12.9563 | 13.4073 | 13.8583 | 14.3094 | 14.7604 | 15.2114 | 15.6625 | 16.1135 | 16.5645 | 17.0155 | 0 | 0 | 0 | 0 | 0 | 0 | 0 | 0 | 0 | 0 | 0 | 0 | 0 | 0 | 0 | 0 | 0 | 0 | 0 | 0 | 0 | 0 | 0 | 0
Residential_Multi-Family Moderate Income_Appliances_Natural Gas_Stove/Oven_Usage | Residential | Multi-Family Moderate Income | Appliances | Natural Gas | Stove/Oven | Usage | 14.4391 | 14.7529 | 15.0667 | 15.3805 | 15.6942 | 16.008 | 16.3218 | 16.6356 | 16.9493 | 17.2631 | 17.5769 | 17.8907 | 0 | 0 | 0 | 0 | 0 | 0 | 0 | 0 | 0 | 0 | 0 | 0 | 0 | 0 | 0 | 0 | 0 | 0 | 0 | 0 | 0 | 0 | 0 | 0
Residential_Multi-Family Moderate Income_Miscellaneous_Natural Gas_Pool Heater_Usage | Residential | Multi-Family Moderate Income | Miscellaneous | Natural Gas | Pool Heater | Usage | 59.6772 | 59.701 | 59.7248 | 59.7486 | 59.7725 | 59.7963 | 59.8201 | 59.8439 | 59.8677 | 59.8916 | 59.9154 | 0 | 0 | 0 | 0 | 0 | 0 | 0 | 0 | 0 | 0 | 0 | 0 | 0 | 0 | 0 | 0 | 0 | 0 | 0 | 0 | 0 | 0 | 0 | 0 | 0
Residential_Multi-Family Moderate Income_Miscellaneous_Natural Gas_Miscellaneous_Usage | Residential | Multi-Family Moderate Income | Miscellaneous | Natural Gas | Miscellaneous | Usage | 5.6656 | 5.6656 | 5.6656 | 5.6656 | 5.6656 | 5.6656 | 5.6656 | 5.6656 | 0 | 0 | 0 | 0 | 0 | 0 | 0 | 0 | 0 | 0 | 0 | 0 | 0 | 0 | 0 | 0 | 0 | 0 | 0 | 0 | 0 | 0 | 0 | 0 | 0 | 0 | 0 | 0
Residential_Multi-Family Low Income_Space Heating_Natural Gas_Furnace_Usage | Residential | Multi-Family Low Income | Space Heating | Natural Gas | Furnace | Usage | 214.8618 | 215.2885 | 215.7151 | 216.1418 | 216.5685 | 216.9951 | 217.4218 | 217.8484 | 218.2751 | 218.7018 | 219.1284 | 219.5551 | 219.9817 | 220.4084 | 220.8351 | 221.2617 | 221.6884 | 222.115 | 222.5417 | 222.9684 | 223.395 | 223.8217 | 0 | 0 | 0 | 0 | 0 | 0 | 0 | 0 | 0 | 0 | 0 | 0 | 0 | 0
Residential_Multi-Family Low Income_Space Heating_Natural Gas_Boiler_Usage | Residential | Multi-Family Low Income | Space Heating | Natural Gas | Boiler | Usage | 176.4975 | 177.8064 | 179.1153 | 180.4242 | 181.733 | 183.0419 | 184.3508 | 185.6596 | 186.9685 | 188.2774 | 189.5863 | 190.8951 | 192.204 | 193.5129 | 194.8217 | 196.1306 | 197.4395 | 198.7483 | 200.0572 | 201.3661 | 202.675 | 203.9838 | 205.2927 | 206.6016 | 207.9104 | 0 | 0 | 0 | 0 | 0 | 0 | 0 | 0 | 0 | 0 | 0
Residential_Multi-Family Low Income_Secondary Heating_Natural Gas_Fireplace_Usage | Residential | Multi-Family Low Income | Secondary Heating | Natural Gas | Fireplace | Usage | 40.2774 | 40.2774 | 40.2774 | 40.2774 | 40.2774 | 40.2774 | 40.2774 | 40.2774 | 40.2774 | 40.2774 | 40.2774 | 40.2774 | 40.2774 | 40.2774 | 40.2774 | 40.2774 | 40.2774 | 40.2774 | 40.2774 | 40.2774 | 0 | 0 | 0 | 0 | 0 | 0 | 0 | 0 | 0 | 0 | 0 | 0 | 0 | 0 | 0 | 0
Residential_Multi-Family Low Income_Water Heating_Natural Gas_Water Heater (<= 55 gal)_Usage | Residential | Multi-Family Low Income | Water Heating | Natural Gas | Water Heater (<= 55 gal) | Usage | 98.4743 | 100.0086 | 101.543 | 103.0773 | 104.6117 | 106.146 | 107.6803 | 109.2147 | 110.749 | 112.2833 | 113.8177 | 115.352 | 116.8863 | 118.4207 | 0 | 0 | 0 | 0 | 0 | 0 | 0 | 0 | 0 | 0 | 0 | 0 | 0 | 0 | 0 | 0 | 0 | 0 | 0 | 0 | 0 | 0
Residential_Multi-Family Low Income_Water Heating_Natural Gas_Water Heater (> 55 gal)_Usage | Residential | Multi-Family Low Income | Water Heating | Natural Gas | Water Heater (> 55 gal) | Usage | 105.2311 | 105.6393 | 106.0475 | 106.4557 | 106.8639 | 107.2721 | 107.6803 | 108.0885 | 108.4967 | 108.9049 | 109.3132 | 109.7214 | 110.1296 | 110.5378 | 0 | 0 | 0 | 0 | 0 | 0 | 0 | 0 | 0 | 0 | 0 | 0 | 0 | 0 | 0 | 0 | 0 | 0 | 0 | 0 | 0 | 0
Residential_Multi-Family Low Income_Appliances_Natural Gas_Clothes Dryer_Usage | Residential | Multi-Family Low Income | Appliances | Natural Gas | Clothes Dryer | Usage | 12.0542 | 12.5052 | 12.9563 | 13.4073 | 13.8583 | 14.3094 | 14.7604 | 15.2114 | 15.6625 | 16.1135 | 16.5645 | 17.0155 | 0 | 0 | 0 | 0 | 0 | 0 | 0 | 0 | 0 | 0 | 0 | 0 | 0 | 0 | 0 | 0 | 0 | 0 | 0 | 0 | 0 | 0 | 0 | 0
Residential_Multi-Family Low Income_Appliances_Natural Gas_Stove/Oven_Usage | Residential | Multi-Family Low Income | Appliances | Natural Gas | Stove/Oven | Usage | 14.4391 | 14.7529 | 15.0667 | 15.3805 | 15.6942 | 16.008 | 16.3218 | 16.6356 | 16.9493 | 17.2631 | 17.5769 | 17.8907 | 0 | 0 | 0 | 0 | 0 | 0 | 0 | 0 | 0 | 0 | 0 | 0 | 0 | 0 | 0 | 0 | 0 | 0 | 0 | 0 | 0 | 0 | 0 | 0
Residential_Multi-Family Low Income_Miscellaneous_Natural Gas_Pool Heater_Usage | Residential | Multi-Family Low Income | Miscellaneous | Natural Gas | Pool Heater | Usage | 59.6772 | 59.701 | 59.7248 | 59.7486 | 59.7725 | 59.7963 | 59.8201 | 59.8439 | 59.8677 | 59.8916 | 59.9154 | 0 | 0 | 0 | 0 | 0 | 0 | 0 | 0 | 0 | 0 | 0 | 0 | 0 | 0 | 0 | 0 | 0 | 0 | 0 | 0 | 0 | 0 | 0 | 0 | 0
Residential_Multi-Family Low Income_Miscellaneous_Natural Gas_Miscellaneous_Usage | Residential | Multi-Family Low Income | Miscellaneous | Natural Gas | Miscellaneous | Usage | 2.8166 | 2.8166 | 2.8166 | 2.8166 | 2.8166 | 2.8166 | 2.8166 | 2.8166 | 0 | 0 | 0 | 0 | 0 | 0 | 0 | 0 | 0 | 0 | 0 | 0 | 0 | 0 | 0 | 0 | 0 | 0 | 0 | 0 | 0 | 0 | 0 | 0 | 0 | 0 | 0 | 0
Residential_Manufactured Home Regular Income_Space Heating_Natural Gas_Furnace_Usage | Residential | Manufactured Home Regular Income | Space Heating | Natural Gas | Furnace | Usage | 745.9732 | 747.8242 | 749.6752 | 751.5263 | 753.3773 | 755.2283 | 757.0793 | 758.9303 | 760.7814 | 762.6324 | 764.4834 | 766.3344 | 768.1854 | 770.0365 | 771.8875 | 773.7385 | 775.5895 | 777.4405 | 779.2916 | 781.1426 | 782.9936 | 784.8446 | 0 | 0 | 0 | 0 | 0 | 0 | 0 | 0 | 0 | 0 | 0 | 0 | 0 | 0
Residential_Manufactured Home Regular Income_Space Heating_Natural Gas_Boiler_Usage | Residential | Manufactured Home Regular Income | Space Heating | Natural Gas | Boiler | Usage | 611.0601 | 616.0244 | 620.9888 | 625.9531 | 630.9175 | 635.8818 | 640.8461 | 645.8105 | 650.7748 | 655.7392 | 660.7035 | 665.6679 | 670.6322 | 675.5966 | 680.5609 | 685.5253 | 690.4896 | 695.454 | 700.4183 | 705.3826 | 710.347 | 715.3113 | 720.2757 | 725.24 | 730.2044 | 0 | 0 | 0 | 0 | 0 | 0 | 0 | 0 | 0 | 0 | 0
Residential_Manufactured Home Regular Income_Secondary Heating_Natural Gas_Fireplace_Usage | Residential | Manufactured Home Regular Income | Secondary Heating | Natural Gas | Fireplace | Usage | 140.5347 | 140.5347 | 140.5347 | 140.5347 | 140.5347 | 140.5347 | 140.5347 | 140.5347 | 140.5347 | 140.5347 | 140.5347 | 140.5347 | 140.5347 | 140.5347 | 140.5347 | 140.5347 | 140.5347 | 140.5347 | 140.5347 | 140.5347 | 0 | 0 | 0 | 0 | 0 | 0 | 0 | 0 | 0 | 0 | 0 | 0 | 0 | 0 | 0 | 0
Residential_Manufactured Home Regular Income_Water Heating_Natural Gas_Water Heater (<= 55 gal)_Usage | Residential | Manufactured Home Regular Income | Water Heating | Natural Gas | Water Heater (<= 55 gal) | Usage | 163.213 | 165.8532 | 168.4935 | 171.1337 | 173.774 | 176.4142 | 179.0545 | 181.6947 | 184.335 | 186.9753 | 189.6155 | 192.2558 | 194.896 | 197.5363 | 0 | 0 | 0 | 0 | 0 | 0 | 0 | 0 | 0 | 0 | 0 | 0 | 0 | 0 | 0 | 0 | 0 | 0 | 0 | 0 | 0 | 0
Residential_Manufactured Home Regular Income_Water Heating_Natural Gas_Water Heater (> 55 gal)_Usage | Residential | Manufactured Home Regular Income | Water Heating | Natural Gas | Water Heater (> 55 gal) | Usage | 174.8359 | 175.539 | 176.2421 | 176.9452 | 177.6483 | 178.3514 | 179.0545 | 179.7576 | 180.4607 | 181.1638 | 181.8669 | 182.57 | 183.2731 | 183.9762 | 0 | 0 | 0 | 0 | 0 | 0 | 0 | 0 | 0 | 0 | 0 | 0 | 0 | 0 | 0 | 0 | 0 | 0 | 0 | 0 | 0 | 0
Residential_Manufactured Home Regular Income_Appliances_Natural Gas_Clothes Dryer_Usage | Residential | Manufactured Home Regular Income | Appliances | Natural Gas | Clothes Dryer | Usage | 14.4001 | 14.9392 | 15.4783 | 16.0174 | 16.5566 | 17.0957 | 17.6348 | 18.1739 | 18.713 | 19.2522 | 19.7913 | 20.3304 | 0 | 0 | 0 | 0 | 0 | 0 | 0 | 0 | 0 | 0 | 0 | 0 | 0 | 0 | 0 | 0 | 0 | 0 | 0 | 0 | 0 | 0 | 0 | 0
Residential_Manufactured Home Regular Income_Appliances_Natural Gas_Stove/Oven_Usage | Residential | Manufactured Home Regular Income | Appliances | Natural Gas | Stove/Oven | Usage | 13.1084 | 13.395 | 13.6815 | 13.968 | 14.2546 | 14.5411 | 14.8276 | 15.1142 | 15.4007 | 15.6872 | 15.9738 | 16.2603 | 0 | 0 | 0 | 0 | 0 | 0 | 0 | 0 | 0 | 0 | 0 | 0 | 0 | 0 | 0 | 0 | 0 | 0 | 0 | 0 | 0 | 0 | 0 | 0
Residential_Manufactured Home Regular Income_Miscellaneous_Natural Gas_Pool Heater_Usage | Residential | Manufactured Home Regular Income | Miscellaneous | Natural Gas | Pool Heater | Usage | 135.3791 | 135.4331 | 135.4871 | 135.5412 | 135.5952 | 135.6492 | 135.7033 | 135.7573 | 135.8113 | 135.8654 | 135.9194 | 0 | 0 | 0 | 0 | 0 | 0 | 0 | 0 | 0 | 0 | 0 | 0 | 0 | 0 | 0 | 0 | 0 | 0 | 0 | 0 | 0 | 0 | 0 | 0 | 0
Residential_Manufactured Home Regular Income_Miscellaneous_Natural Gas_Miscellaneous_Usage | Residential | Manufactured Home Regular Income | Miscellaneous | Natural Gas | Miscellaneous | Usage | 2.3231 | 2.3231 | 2.3231 | 2.3231 | 2.3231 | 2.3231 | 2.3231 | 2.3231 | 0 | 0 | 0 | 0 | 0 | 0 | 0 | 0 | 0 | 0 | 0 | 0 | 0 | 0 | 0 | 0 | 0 | 0 | 0 | 0 | 0 | 0 | 0 | 0 | 0 | 0 | 0 | 0
Residential_Manufactured Home Moderate Income_Space Heating_Natural Gas_Furnace_Usage | Residential | Manufactured Home Moderate Income | Space Heating | Natural Gas | Furnace | Usage | 676.317 | 677.9952 | 679.6734 | 681.3516 | 683.0298 | 684.7079 | 686.3861 | 688.0643 | 689.7425 | 691.4207 | 693.0988 | 694.777 | 696.4552 | 698.1334 | 699.8115 | 701.4897 | 703.1679 | 704.8461 | 706.5243 | 708.2024 | 709.8806 | 711.5588 | 0 | 0 | 0 | 0 | 0 | 0 | 0 | 0 | 0 | 0 | 0 | 0 | 0 | 0
Residential_Manufactured Home Moderate Income_Space Heating_Natural Gas_Boiler_Usage | Residential | Manufactured Home Moderate Income | Space Heating | Natural Gas | Boiler | Usage | 554.0016 | 558.5024 | 563.0032 | 567.504 | 572.0048 | 576.5056 | 581.0064 | 585.5071 | 590.0079 | 594.5087 | 599.0095 | 603.5103 | 608.0111 | 612.5119 | 617.0127 | 621.5135 | 626.0143 | 630.5151 | 635.0159 | 639.5167 | 644.0175 | 648.5183 | 653.0191 | 657.5199 | 662.0207 | 0 | 0 | 0 | 0 | 0 | 0 | 0 | 0 | 0 | 0 | 0
Residential_Manufactured Home Moderate Income_Secondary Heating_Natural Gas_Fireplace_Usage | Residential | Manufactured Home Moderate Income | Secondary Heating | Natural Gas | Fireplace | Usage | 127.4121 | 127.4121 | 127.4121 | 127.4121 | 127.4121 | 127.4121 | 127.4121 | 127.4121 | 127.4121 | 127.4121 | 127.4121 | 127.4121 | 127.4121 | 127.4121 | 127.4121 | 127.4121 | 127.4121 | 127.4121 | 127.4121 | 127.4121 | 0 | 0 | 0 | 0 | 0 | 0 | 0 | 0 | 0 | 0 | 0 | 0 | 0 | 0 | 0 | 0
Residential_Manufactured Home Moderate Income_Water Heating_Natural Gas_Water Heater (<= 55 gal)_Usage | Residential | Manufactured Home Moderate Income | Water Heating | Natural Gas | Water Heater (<= 55 gal) | Usage | 177.6141 | 180.4873 | 183.3605 | 186.2338 | 189.107 | 191.9802 | 194.8534 | 197.7266 | 200.5999 | 203.4731 | 206.3463 | 209.2195 | 212.0927 | 214.966 | 0 | 0 | 0 | 0 | 0 | 0 | 0 | 0 | 0 | 0 | 0 | 0 | 0 | 0 | 0 | 0 | 0 | 0 | 0 | 0 | 0 | 0
Residential_Manufactured Home Moderate Income_Water Heating_Natural Gas_Water Heater (> 55 gal)_Usage | Residential | Manufactured Home Moderate Income | Water Heating | Natural Gas | Water Heater (> 55 gal) | Usage | 190.2626 | 191.0277 | 191.7929 | 192.558 | 193.3231 | 194.0883 | 194.8534 | 195.6186 | 196.3837 | 197.1488 | 197.914 | 198.6791 | 199.4443 | 200.2094 | 0 | 0 | 0 | 0 | 0 | 0 | 0 | 0 | 0 | 0 | 0 | 0 | 0 | 0 | 0 | 0 | 0 | 0 | 0 | 0 | 0 | 0
Residential_Manufactured Home Moderate Income_Appliances_Natural Gas_Clothes Dryer_Usage | Residential | Manufactured Home Moderate Income | Appliances | Natural Gas | Clothes Dryer | Usage | 14.4001 | 14.9392 | 15.4783 | 16.0174 | 16.5566 | 17.0957 | 17.6348 | 18.1739 | 18.713 | 19.2522 | 19.7913 | 20.3304 | 0 | 0 | 0 | 0 | 0 | 0 | 0 | 0 | 0 | 0 | 0 | 0 | 0 | 0 | 0 | 0 | 0 | 0 | 0 | 0 | 0 | 0 | 0 | 0
Residential_Manufactured Home Moderate Income_Appliances_Natural Gas_Stove/Oven_Usage | Residential | Manufactured Home Moderate Income | Appliances | Natural Gas | Stove/Oven | Usage | 13.1084 | 13.395 | 13.6815 | 13.968 | 14.2546 | 14.5411 | 14.8276 | 15.1142 | 15.4007 | 15.6872 | 15.9738 | 16.2603 | 0 | 0 | 0 | 0 | 0 | 0 | 0 | 0 | 0 | 0 | 0 | 0 | 0 | 0 | 0 | 0 | 0 | 0 | 0 | 0 | 0 | 0 | 0 | 0
Residential_Manufactured Home Moderate Income_Miscellaneous_Natural Gas_Pool Heater_Usage | Residential | Manufactured Home Moderate Income | Miscellaneous | Natural Gas | Pool Heater | Usage | 135.3791 | 135.4331 | 135.4871 | 135.5412 | 135.5952 | 135.6492 | 135.7033 | 135.7573 | 135.8113 | 135.8654 | 135.9194 | 0 | 0 | 0 | 0 | 0 | 0 | 0 | 0 | 0 | 0 | 0 | 0 | 0 | 0 | 0 | 0 | 0 | 0 | 0 | 0 | 0 | 0 | 0 | 0 | 0
Residential_Manufactured Home Moderate Income_Miscellaneous_Natural Gas_Miscellaneous_Usage | Residential | Manufactured Home Moderate Income | Miscellaneous | Natural Gas | Miscellaneous | Usage | 5.3107 | 5.3107 | 5.3107 | 5.3107 | 5.3107 | 5.3107 | 5.3107 | 5.3107 | 0 | 0 | 0 | 0 | 0 | 0 | 0 | 0 | 0 | 0 | 0 | 0 | 0 | 0 | 0 | 0 | 0 | 0 | 0 | 0 | 0 | 0 | 0 | 0 | 0 | 0 | 0 | 0
Residential_Manufactured Home Low Income_Space Heating_Natural Gas_Furnace_Usage | Residential | Manufactured Home Low Income | Space Heating | Natural Gas | Furnace | Usage | 470.8881 | 472.0565 | 473.2249 | 474.3934 | 475.5618 | 476.7303 | 477.8987 | 479.0671 | 480.2356 | 481.404 | 482.5725 | 483.7409 | 484.9093 | 486.0778 | 487.2462 | 488.4146 | 489.5831 | 490.7515 | 491.92 | 493.0884 | 494.2568 | 495.4253 | 0 | 0 | 0 | 0 | 0 | 0 | 0 | 0 | 0 | 0 | 0 | 0 | 0 | 0
Residential_Manufactured Home Low Income_Space Heating_Natural Gas_Boiler_Usage | Residential | Manufactured Home Low Income | Space Heating | Natural Gas | Boiler | Usage | 385.7255 | 388.8592 | 391.9929 | 395.1266 | 398.2603 | 401.394 | 404.5277 | 407.6614 | 410.7951 | 413.9288 | 417.0625 | 420.1961 | 423.3298 | 426.4635 | 429.5972 | 432.7309 | 435.8646 | 438.9983 | 442.132 | 445.2657 | 448.3994 | 451.5331 | 454.6668 | 457.8005 | 460.9342 | 0 | 0 | 0 | 0 | 0 | 0 | 0 | 0 | 0 | 0 | 0
Residential_Manufactured Home Low Income_Secondary Heating_Natural Gas_Fireplace_Usage | Residential | Manufactured Home Low Income | Secondary Heating | Natural Gas | Fireplace | Usage | 88.7111 | 88.7111 | 88.7111 | 88.7111 | 88.7111 | 88.7111 | 88.7111 | 88.7111 | 88.7111 | 88.7111 | 88.7111 | 88.7111 | 88.7111 | 88.7111 | 88.7111 | 88.7111 | 88.7111 | 88.7111 | 88.7111 | 88.7111 | 0 | 0 | 0 | 0 | 0 | 0 | 0 | 0 | 0 | 0 | 0 | 0 | 0 | 0 | 0 | 0
Residential_Manufactured Home Low Income_Water Heating_Natural Gas_Water Heater (<= 55 gal)_Usage | Residential | Manufactured Home Low Income | Water Heating | Natural Gas | Water Heater (<= 55 gal) | Usage | 140.8112 | 143.0891 | 145.3669 | 147.6448 | 149.9227 | 152.2005 | 154.4784 | 156.7563 | 159.0341 | 161.312 | 163.5899 | 165.8677 | 168.1456 | 170.4235 | 0 | 0 | 0 | 0 | 0 | 0 | 0 | 0 | 0 | 0 | 0 | 0 | 0 | 0 | 0 | 0 | 0 | 0 | 0 | 0 | 0 | 0
Residential_Manufactured Home Low Income_Water Heating_Natural Gas_Water Heater (> 55 gal)_Usage | Residential | Manufactured Home Low Income | Water Heating | Natural Gas | Water Heater (> 55 gal) | Usage | 150.8388 | 151.4454 | 152.052 | 152.6586 | 153.2652 | 153.8718 | 154.4784 | 155.085 | 155.6916 | 156.2982 | 156.9048 | 157.5114 | 158.118 | 158.7246 | 0 | 0 | 0 | 0 | 0 | 0 | 0 | 0 | 0 | 0 | 0 | 0 | 0 | 0 | 0 | 0 | 0 | 0 | 0 | 0 | 0 | 0
Residential_Manufactured Home Low Income_Appliances_Natural Gas_Clothes Dryer_Usage | Residential | Manufactured Home Low Income | Appliances | Natural Gas | Clothes Dryer | Usage | 14.4001 | 14.9392 | 15.4783 | 16.0174 | 16.5566 | 17.0957 | 17.6348 | 18.1739 | 18.713 | 19.2522 | 19.7913 | 20.3304 | 0 | 0 | 0 | 0 | 0 | 0 | 0 | 0 | 0 | 0 | 0 | 0 | 0 | 0 | 0 | 0 | 0 | 0 | 0 | 0 | 0 | 0 | 0 | 0
Residential_Manufactured Home Low Income_Appliances_Natural Gas_Stove/Oven_Usage | Residential | Manufactured Home Low Income | Appliances | Natural Gas | Stove/Oven | Usage | 13.1084 | 13.395 | 13.6815 | 13.968 | 14.2546 | 14.5411 | 14.8276 | 15.1142 | 15.4007 | 15.6872 | 15.9738 | 16.2603 | 0 | 0 | 0 | 0 | 0 | 0 | 0 | 0 | 0 | 0 | 0 | 0 | 0 | 0 | 0 | 0 | 0 | 0 | 0 | 0 | 0 | 0 | 0 | 0
Residential_Manufactured Home Low Income_Miscellaneous_Natural Gas_Pool Heater_Usage | Residential | Manufactured Home Low Income | Miscellaneous | Natural Gas | Pool Heater | Usage | 135.3791 | 135.4331 | 135.4871 | 135.5412 | 135.5952 | 135.6492 | 135.7033 | 135.7573 | 135.8113 | 135.8654 | 135.9194 | 0 | 0 | 0 | 0 | 0 | 0 | 0 | 0 | 0 | 0 | 0 | 0 | 0 | 0 | 0 | 0 | 0 | 0 | 0 | 0 | 0 | 0 | 0 | 0 | 0
Residential_Manufactured Home Low Income_Miscellaneous_Natural Gas_Miscellaneous_Usage | Residential | Manufactured Home Low Income | Miscellaneous | Natural Gas | Miscellaneous | Usage | 4.2421 | 4.2421 | 4.2421 | 4.2421 | 4.2421 | 4.2421 | 4.2421 | 4.2421 | 0 | 0 | 0 | 0 | 0 | 0 | 0 | 0 | 0 | 0 | 0 | 0 | 0 | 0 | 0 | 0 | 0 | 0 | 0 | 0 | 0 | 0 | 0 | 0 | 0 | 0 | 0 | 0

## Avoided Costs
Key | Field | Sector | Segment | End Use | Fuel | Value | Unit of Measure | 2019 | 2020 | 2021 | 2022 | 2023 | 2024 | 2025 | 2026 | 2027 | 2028 | 2029 | 2030 | 2031 | 2032 | 2033 | 2034 | 2035 | 2036 | 2037 | 2038 | 2039 | 2040 | 2041 | 2042 | 2043 | 2044 | 2045 | 2046 | 2047 | 2048 | 2049 | 2050 | 2051 | 2052 | 2053 | 2054 | 2055 | 2056 | 2057 | 2058 | 2059 | 2060 | 2061 | 2062 | 2063 | 2064 | 2065 | 2066 | 2067 | 2068 | 2069 | 2070 | 2071 | 2072 | 2073 | 2074 | 2075 | 2076 | 2077 | 2078 | 2079 | 2080 | 2081 | 2082 | 2083
F1_Residential_Space Heating_Natural Gas | F1 | Residential | All | Space Heating | Natural Gas | Avoided Energy Cost | $ per Mtherm | 2029.1779 | 2029.1779 | 2029.1779 | 2029.1779 | 1965.5503 | 1909.8659 | 1939.744 | 1931.2873 | 1952.4462 | 1970.7668 | 1991.6102 | 1998.805 | 2009.6491 | 2030.6701 | 2043.3137 | 2057.2014 | 2063.4293 | 2079.1962 | 2084.6811 | 2104.7479 | 2116.5122 | 2137.9451 | 2146.8665 | 2170.6844 | 2187.9729 | 2204.7712 | 2217.7812 | 2243.0765 | 2256.6659 | 2281.1109 | 2293.1724 | 2324.7055 | 2061.4258 | 2061.4258 | 2061.4258 | 2061.4258 | 2061.4258 | 2061.4258 | 2061.4258 | 2061.4258 | 2061.4258 | 2061.4258 | 2061.4258 | 2061.4258 | 2061.4258 | 2061.4258 | 2061.4258 | 2061.4258 | 2061.4258 | 2061.4258 | 2061.4258 | 2061.4258 | 2061.4258 | 2061.4258 | 2061.4258 | 2061.4258 | 2061.4258 | 2061.4258 | 2061.4258 | 2061.4258 | 2061.4258 | 2061.4258 | 2061.4258 | 2061.4258 | 2061.4258
F2_Residential_Space Heating_Natural Gas | F2 | Residential | All | Space Heating | Natural Gas | Avoided Capacity Cost | $ per therm | 0 | 0 | 0 | 0 | 0 | 0 | 0 | 0 | 0 | 0 | 0 | 0 | 0 | 0 | 0 | 0 | 0 | 0 | 0 | 0 | 0 | 0 | 0 | 0 | 0 | 0 | 0 | 0 | 0 | 0 | 0 | 0 | 0 | 0 | 0 | 0 | 0 | 0 | 0 | 0 | 0 | 0 | 0 | 0 | 0 | 0 | 0 | 0 | 0 | 0 | 0 | 0 | 0 | 0 | 0 | 0 | 0 | 0 | 0 | 0 | 0 | 0 | 0 | 0 | 0
F3_Residential_Space Heating_Natural Gas | F3 | Residential | All | Space Heating | Natural Gas | Line Loss | % T&D Loss | 0.1615% | 0.1615% | 0.1615% | 0.1615% | 0.1615% | 0.1615% | 0.1615% | 0.1615% | 0.1615% | 0.1615% | 0.1615% | 0.1615% | 0.1615% | 0.1615% | 0.1615% | 0.1615% | 0.1615% | 0.1615% | 0.1615% | 0.1615% | 0.1615% | 0.1615% | 0.1615% | 0.1615% | 0.1615% | 0.1615% | 0.1615% | 0.1615% | 0.1615% | 0.1615% | 0.1615% | 0.1615% | 0.1615% | 0.1615% | 0.1615% | 0.1615% | 0.1615% | 0.1615% | 0.1615% | 0.1615% | 0.1615% | 0.1615% | 0.1615% | 0.1615% | 0.1615% | 0.1615% | 0.1615% | 0.1615% | 0.1615% | 0.1615% | 0.1615% | 0.1615% | 0.1615% | 0.1615% | 0.1615% | 0.1615% | 0.1615% | 0.1615% | 0% | 0% | 0% | 0% | 0% | 0% | 0%
F4_Residential_Space Heating_Natural Gas | F4 | Residential | All | Space Heating | Natural Gas | Peak Season | Winter/Summer | Winter | Winter | Winter | Winter | Winter | Winter | Winter | Winter | Winter | Winter | Winter | Winter | Winter | Winter | Winter | Winter | Winter | Winter | Winter | Winter | Winter | Winter | Winter | Winter | Winter | Winter | Winter | Winter | Winter | Winter | Winter | Winter | Winter | Winter | Winter | Winter | Winter | Winter | Winter | Winter | Winter | Winter | Winter | Winter | Winter | Winter | Winter | Winter | Winter | Winter | Winter | Winter | Winter | Winter | Winter | Winter | Winter | Winter | 0 | 0 | 0 | 0 | 0 | 0 | 0
F5_Residential_Space Heating_Natural Gas | F5 | Residential | All | Space Heating | Natural Gas | RVT Energy Price | $ per Mtherm | 2029.1779 | 2029.1779 | 2029.1779 | 2029.1779 | 1965.5503 | 1909.8659 | 1939.744 | 1931.2873 | 1952.4462 | 1970.7668 | 1991.6102 | 1998.805 | 2009.6491 | 2030.6701 | 2043.3137 | 2057.2014 | 2063.4293 | 2079.1962 | 2084.6811 | 2104.7479 | 2116.5122 | 2137.9451 | 2146.8665 | 2170.6844 | 2187.9729 | 2204.7712 | 2217.7812 | 2243.0765 | 2256.6659 | 2281.1109 | 2293.1724 | 2324.7055 | 2061.4258 | 2061.4258 | 2061.4258 | 2061.4258 | 2061.4258 | 2061.4258 | 2061.4258 | 2061.4258 | 2061.4258 | 2061.4258 | 2061.4258 | 2061.4258 | 2061.4258 | 2061.4258 | 2061.4258 | 2061.4258 | 2061.4258 | 2061.4258 | 2061.4258 | 2061.4258 | 2061.4258 | 2061.4258 | 2061.4258 | 2061.4258 | 2061.4258 | 2061.4258 | 0 | 0 | 0 | 0 | 0 | 0 | 0
F6_Residential_Space Heating_Natural Gas | F6 | Residential | All | Space Heating | Natural Gas | RVT Peak Price | $ per therm | 0 | 0 | 0 | 0 | 0 | 0 | 0 | 0 | 0 | 0 | 0 | 0 | 0 | 0 | 0 | 0 | 0 | 0 | 0 | 0 | 0 | 0 | 0 | 0 | 0 | 0 | 0 | 0 | 0 | 0 | 0 | 0 | 0 | 0 | 0 | 0 | 0 | 0 | 0 | 0 | 0 | 0 | 0 | 0 | 0 | 0 | 0 | 0 | 0 | 0 | 0 | 0 | 0 | 0 | 0 | 0 | 0 | 0 | 0 | 0 | 0 | 0 | 0 | 0 | 0
F1_Residential_Secondary Heating_Natural Gas | F1 | Residential | All | Secondary Heating | Natural Gas | Avoided Energy Cost | $ per Mtherm | 1602.2643 | 1602.2643 | 1602.2643 | 1602.2643 | 1538.6367 | 1482.9523 | 1512.8304 | 1504.3737 | 1525.5326 | 1543.8532 | 1564.6966 | 1571.8914 | 1582.7355 | 1603.7565 | 1616.4001 | 1630.2879 | 1636.5157 | 1652.2826 | 1657.7675 | 1677.8344 | 1689.5986 | 1711.0316 | 1719.9529 | 1743.7708 | 1761.0593 | 1777.8576 | 1790.8676 | 1816.1629 | 1829.7523 | 1854.1974 | 1866.2588 | 1897.7919 | 1699.6768 | 1699.6768 | 1699.6768 | 1699.6768 | 1699.6768 | 1699.6768 | 1699.6768 | 1699.6768 | 1699.6768 | 1699.6768 | 1699.6768 | 1699.6768 | 1699.6768 | 1699.6768 | 1699.6768 | 1699.6768 | 1699.6768 | 1699.6768 | 1699.6768 | 1699.6768 | 1699.6768 | 1699.6768 | 1699.6768 | 1699.6768 | 1699.6768 | 1699.6768 | 1699.6768 | 1699.6768 | 1699.6768 | 1699.6768 | 1699.6768 | 1699.6768 | 1699.6768
F2_Residential_Secondary Heating_Natural Gas | F2 | Residential | All | Secondary Heating | Natural Gas | Avoided Capacity Cost | $ per therm | 0 | 0 | 0 | 0 | 0 | 0 | 0 | 0 | 0 | 0 | 0 | 0 | 0 | 0 | 0 | 0 | 0 | 0 | 0 | 0 | 0 | 0 | 0 | 0 | 0 | 0 | 0 | 0 | 0 | 0 | 0 | 0 | 0 | 0 | 0 | 0 | 0 | 0 | 0 | 0 | 0 | 0 | 0 | 0 | 0 | 0 | 0 | 0 | 0 | 0 | 0 | 0 | 0 | 0 | 0 | 0 | 0 | 0 | 0 | 0 | 0 | 0 | 0 | 0 | 0
F3_Residential_Secondary Heating_Natural Gas | F3 | Residential | All | Secondary Heating | Natural Gas | Line Loss | % T&D Loss | 0.1615% | 0.1615% | 0.1615% | 0.1615% | 0.1615% | 0.1615% | 0.1615% | 0.1615% | 0.1615% | 0.1615% | 0.1615% | 0.1615% | 0.1615% | 0.1615% | 0.1615% | 0.1615% | 0.1615% | 0.1615% | 0.1615% | 0.1615% | 0.1615% | 0.1615% | 0.1615% | 0.1615% | 0.1615% | 0.1615% | 0.1615% | 0.1615% | 0.1615% | 0.1615% | 0.1615% | 0.1615% | 0.1615% | 0.1615% | 0.1615% | 0.1615% | 0.1615% | 0.1615% | 0.1615% | 0.1615% | 0.1615% | 0.1615% | 0.1615% | 0.1615% | 0.1615% | 0.1615% | 0.1615% | 0.1615% | 0.1615% | 0.1615% | 0.1615% | 0.1615% | 0.1615% | 0.1615% | 0.1615% | 0.1615% | 0.1615% | 0.1615% | 0% | 0% | 0% | 0% | 0% | 0% | 0%
F4_Residential_Secondary Heating_Natural Gas | F4 | Residential | All | Secondary Heating | Natural Gas | Peak Season | Winter/Summer | Winter | Winter | Winter | Winter | Winter | Winter | Winter | Winter | Winter | Winter | Winter | Winter | Winter | Winter | Winter | Winter | Winter | Winter | Winter | Winter | Winter | Winter | Winter | Winter | Winter | Winter | Winter | Winter | Winter | Winter | Winter | Winter | Winter | Winter | Winter | Winter | Winter | Winter | Winter | Winter | Winter | Winter | Winter | Winter | Winter | Winter | Winter | Winter | Winter | Winter | Winter | Winter | Winter | Winter | Winter | Winter | Winter | Winter | 0 | 0 | 0 | 0 | 0 | 0 | 0
F5_Residential_Secondary Heating_Natural Gas | F5 | Residential | All | Secondary Heating | Natural Gas | RVT Energy Price | $ per Mtherm | 1602.2643 | 1602.2643 | 1602.2643 | 1602.2643 | 1538.6367 | 1482.9523 | 1512.8304 | 1504.3737 | 1525.5326 | 1543.8532 | 1564.6966 | 1571.8914 | 1582.7355 | 1603.7565 | 1616.4001 | 1630.2879 | 1636.5157 | 1652.2826 | 1657.7675 | 1677.8344 | 1689.5986 | 1711.0316 | 1719.9529 | 1743.7708 | 1761.0593 | 1777.8576 | 1790.8676 | 1816.1629 | 1829.7523 | 1854.1974 | 1866.2588 | 1897.7919 | 1699.6768 | 1699.6768 | 1699.6768 | 1699.6768 | 1699.6768 | 1699.6768 | 1699.6768 | 1699.6768 | 1699.6768 | 1699.6768 | 1699.6768 | 1699.6768 | 1699.6768 | 1699.6768 | 1699.6768 | 1699.6768 | 1699.6768 | 1699.6768 | 1699.6768 | 1699.6768 | 1699.6768 | 1699.6768 | 1699.6768 | 1699.6768 | 1699.6768 | 1699.6768 | 0 | 0 | 0 | 0 | 0 | 0 | 0
F6_Residential_Secondary Heating_Natural Gas | F6 | Residential | All | Secondary Heating | Natural Gas | RVT Peak Price | $ per therm | 0 | 0 | 0 | 0 | 0 | 0 | 0 | 0 | 0 | 0 | 0 | 0 | 0 | 0 | 0 | 0 | 0 | 0 | 0 | 0 | 0 | 0 | 0 | 0 | 0 | 0 | 0 | 0 | 0 | 0 | 0 | 0 | 0 | 0 | 0 | 0 | 0 | 0 | 0 | 0 | 0 | 0 | 0 | 0 | 0 | 0 | 0 | 0 | 0 | 0 | 0 | 0 | 0 | 0 | 0 | 0 | 0 | 0 | 0 | 0 | 0 | 0 | 0 | 0 | 0
F1_Residential_Water Heating_Natural Gas | F1 | Residential | All | Water Heating | Natural Gas | Avoided Energy Cost | $ per Mtherm | 1312.0787 | 1312.0787 | 1312.0787 | 1312.0787 | 1223.0353 | 1149.2158 | 1188.5161 | 1176.8898 | 1196.3465 | 1211.1982 | 1234.8922 | 1242.3873 | 1253.2601 | 1275.3314 | 1288.6369 | 1304.879 | 1310.5763 | 1323.1218 | 1332.9547 | 1353.4627 | 1362.9474 | 1387.3777 | 1392.5116 | 1416.8892 | 1437.6534 | 1451.5481 | 1468.1034 | 1489.9481 | 1504.0088 | 1530.429 | 1541.7124 | 1563.1597 | 1469.9898 | 1469.9898 | 1469.9898 | 1469.9898 | 1469.9898 | 1469.9898 | 1469.9898 | 1469.9898 | 1469.9898 | 1469.9898 | 1469.9898 | 1469.9898 | 1469.9898 | 1469.9898 | 1469.9898 | 1469.9898 | 1469.9898 | 1469.9898 | 1469.9898 | 1469.9898 | 1469.9898 | 1469.9898 | 1469.9898 | 1469.9898 | 1469.9898 | 1469.9898 | 1469.9898 | 1469.9898 | 1469.9898 | 1469.9898 | 1469.9898 | 1469.9898 | 1469.9898
F2_Residential_Water Heating_Natural Gas | F2 | Residential | All | Water Heating | Natural Gas | Avoided Capacity Cost | $ per therm | 0 | 0 | 0 | 0 | 0 | 0 | 0 | 0 | 0 | 0 | 0 | 0 | 0 | 0 | 0 | 0 | 0 | 0 | 0 | 0 | 0 | 0 | 0 | 0 | 0 | 0 | 0 | 0 | 0 | 0 | 0 | 0 | 0 | 0 | 0 | 0 | 0 | 0 | 0 | 0 | 0 | 0 | 0 | 0 | 0 | 0 | 0 | 0 | 0 | 0 | 0 | 0 | 0 | 0 | 0 | 0 | 0 | 0 | 0 | 0 | 0 | 0 | 0 | 0 | 0
F3_Residential_Water Heating_Natural Gas | F3 | Residential | All | Water Heating | Natural Gas | Line Loss | % T&D Loss | 0.1615% | 0.1615% | 0.1615% | 0.1615% | 0.1615% | 0.1615% | 0.1615% | 0.1615% | 0.1615% | 0.1615% | 0.1615% | 0.1615% | 0.1615% | 0.1615% | 0.1615% | 0.1615% | 0.1615% | 0.1615% | 0.1615% | 0.1615% | 0.1615% | 0.1615% | 0.1615% | 0.1615% | 0.1615% | 0.1615% | 0.1615% | 0.1615% | 0.1615% | 0.1615% | 0.1615% | 0.1615% | 0.1615% | 0.1615% | 0.1615% | 0.1615% | 0.1615% | 0.1615% | 0.1615% | 0.1615% | 0.1615% | 0.1615% | 0.1615% | 0.1615% | 0.1615% | 0.1615% | 0.1615% | 0.1615% | 0.1615% | 0.1615% | 0.1615% | 0.1615% | 0.1615% | 0.1615% | 0.1615% | 0.1615% | 0.1615% | 0.1615% | 0% | 0% | 0% | 0% | 0% | 0% | 0%
F4_Residential_Water Heating_Natural Gas | F4 | Residential | All | Water Heating | Natural Gas | Peak Season | Winter/Summer | Winter | Winter | Winter | Winter | Winter | Winter | Winter | Winter | Winter | Winter | Winter | Winter | Winter | Winter | Winter | Winter | Winter | Winter | Winter | Winter | Winter | Winter | Winter | Winter | Winter | Winter | Winter | Winter | Winter | Winter | Winter | Winter | Winter | Winter | Winter | Winter | Winter | Winter | Winter | Winter | Winter | Winter | Winter | Winter | Winter | Winter | Winter | Winter | Winter | Winter | Winter | Winter | Winter | Winter | Winter | Winter | Winter | Winter | 0 | 0 | 0 | 0 | 0 | 0 | 0
F5_Residential_Water Heating_Natural Gas | F5 | Residential | All | Water Heating | Natural Gas | RVT Energy Price | $ per Mtherm | 1312.0787 | 1312.0787 | 1312.0787 | 1312.0787 | 1223.0353 | 1149.2158 | 1188.5161 | 1176.8898 | 1196.3465 | 1211.1982 | 1234.8922 | 1242.3873 | 1253.2601 | 1275.3314 | 1288.6369 | 1304.879 | 1310.5763 | 1323.1218 | 1332.9547 | 1353.4627 | 1362.9474 | 1387.3777 | 1392.5116 | 1416.8892 | 1437.6534 | 1451.5481 | 1468.1034 | 1489.9481 | 1504.0088 | 1530.429 | 1541.7124 | 1563.1597 | 1469.9898 | 1469.9898 | 1469.9898 | 1469.9898 | 1469.9898 | 1469.9898 | 1469.9898 | 1469.9898 | 1469.9898 | 1469.9898 | 1469.9898 | 1469.9898 | 1469.9898 | 1469.9898 | 1469.9898 | 1469.9898 | 1469.9898 | 1469.9898 | 1469.9898 | 1469.9898 | 1469.9898 | 1469.9898 | 1469.9898 | 1469.9898 | 1469.9898 | 1469.9898 | 0 | 0 | 0 | 0 | 0 | 0 | 0
F6_Residential_Water Heating_Natural Gas | F6 | Residential | All | Water Heating | Natural Gas | RVT Peak Price | $ per therm | 0 | 0 | 0 | 0 | 0 | 0 | 0 | 0 | 0 | 0 | 0 | 0 | 0 | 0 | 0 | 0 | 0 | 0 | 0 | 0 | 0 | 0 | 0 | 0 | 0 | 0 | 0 | 0 | 0 | 0 | 0 | 0 | 0 | 0 | 0 | 0 | 0 | 0 | 0 | 0 | 0 | 0 | 0 | 0 | 0 | 0 | 0 | 0 | 0 | 0 | 0 | 0 | 0 | 0 | 0 | 0 | 0 | 0 | 0 | 0 | 0 | 0 | 0 | 0 | 0
F1_Residential_Appliances_Natural Gas | F1 | Residential | All | Appliances | Natural Gas | Avoided Energy Cost | $ per Mtherm | 1651.9511 | 1651.9511 | 1651.9511 | 1651.9511 | 1558.8338 | 1484.9274 | 1524.6398 | 1512.9057 | 1532.4922 | 1546.8151 | 1570.6473 | 1578.4787 | 1589.1878 | 1611.5976 | 1624.9793 | 1641.1187 | 1647.3029 | 1659.2142 | 1669.5714 | 1690.1907 | 1699.222 | 1724.4957 | 1729.0723 | 1753.4028 | 1774.7754 | 1788.1941 | 1805.1686 | 1826.5382 | 1840.8577 | 1867.6755 | 1878.5261 | 1899.2185 | 1791.5075 | 1791.5075 | 1791.5075 | 1791.5075 | 1791.5075 | 1791.5075 | 1791.5075 | 1791.5075 | 1791.5075 | 1791.5075 | 1791.5075 | 1791.5075 | 1791.5075 | 1791.5075 | 1791.5075 | 1791.5075 | 1791.5075 | 1791.5075 | 1791.5075 | 1791.5075 | 1791.5075 | 1791.5075 | 1791.5075 | 1791.5075 | 1791.5075 | 1791.5075 | 1791.5075 | 1791.5075 | 1791.5075 | 1791.5075 | 1791.5075 | 1791.5075 | 1791.5075
F2_Residential_Appliances_Natural Gas | F2 | Residential | All | Appliances | Natural Gas | Avoided Capacity Cost | $ per therm | 0 | 0 | 0 | 0 | 0 | 0 | 0 | 0 | 0 | 0 | 0 | 0 | 0 | 0 | 0 | 0 | 0 | 0 | 0 | 0 | 0 | 0 | 0 | 0 | 0 | 0 | 0 | 0 | 0 | 0 | 0 | 0 | 0 | 0 | 0 | 0 | 0 | 0 | 0 | 0 | 0 | 0 | 0 | 0 | 0 | 0 | 0 | 0 | 0 | 0 | 0 | 0 | 0 | 0 | 0 | 0 | 0 | 0 | 0 | 0 | 0 | 0 | 0 | 0 | 0
F3_Residential_Appliances_Natural Gas | F3 | Residential | All | Appliances | Natural Gas | Line Loss | % T&D Loss | 0.1615% | 0.1615% | 0.1615% | 0.1615% | 0.1615% | 0.1615% | 0.1615% | 0.1615% | 0.1615% | 0.1615% | 0.1615% | 0.1615% | 0.1615% | 0.1615% | 0.1615% | 0.1615% | 0.1615% | 0.1615% | 0.1615% | 0.1615% | 0.1615% | 0.1615% | 0.1615% | 0.1615% | 0.1615% | 0.1615% | 0.1615% | 0.1615% | 0.1615% | 0.1615% | 0.1615% | 0.1615% | 0.1615% | 0.1615% | 0.1615% | 0.1615% | 0.1615% | 0.1615% | 0.1615% | 0.1615% | 0.1615% | 0.1615% | 0.1615% | 0.1615% | 0.1615% | 0.1615% | 0.1615% | 0.1615% | 0.1615% | 0.1615% | 0.1615% | 0.1615% | 0.1615% | 0.1615% | 0.1615% | 0.1615% | 0.1615% | 0.1615% | 0% | 0% | 0% | 0% | 0% | 0% | 0%
F4_Residential_Appliances_Natural Gas | F4 | Residential | All | Appliances | Natural Gas | Peak Season | Winter/Summer | Winter | Winter | Winter | Winter | Winter | Winter | Winter | Winter | Winter | Winter | Winter | Winter | Winter | Winter | Winter | Winter | Winter | Winter | Winter | Winter | Winter | Winter | Winter | Winter | Winter | Winter | Winter | Winter | Winter | Winter | Winter | Winter | Winter | Winter | Winter | Winter | Winter | Winter | Winter | Winter | Winter | Winter | Winter | Winter | Winter | Winter | Winter | Winter | Winter | Winter | Winter | Winter | Winter | Winter | Winter | Winter | Winter | Winter | 0 | 0 | 0 | 0 | 0 | 0 | 0
F5_Residential_Appliances_Natural Gas | F5 | Residential | All | Appliances | Natural Gas | RVT Energy Price | $ per Mtherm | 1201.744 | 1201.744 | 1201.744 | 1201.744 | 1108.6267 | 1034.7203 | 1074.4326 | 1062.6986 | 1082.2851 | 1096.608 | 1120.4402 | 1128.2716 | 1138.9807 | 1161.3905 | 1174.7722 | 1190.9116 | 1197.0958 | 1209.0071 | 1219.3643 | 1239.9836 | 1249.0149 | 1274.2886 | 1278.8652 | 1303.1957 | 1324.5683 | 1337.987 | 1354.9615 | 1376.3311 | 1390.6505 | 1417.4684 | 1428.319 | 1449.0114 | 1362.5545 | 1362.5545 | 1362.5545 | 1362.5545 | 1362.5545 | 1362.5545 | 1362.5545 | 1362.5545 | 1362.5545 | 1362.5545 | 1362.5545 | 1362.5545 | 1362.5545 | 1362.5545 | 1362.5545 | 1362.5545 | 1362.5545 | 1362.5545 | 1362.5545 | 1362.5545 | 1362.5545 | 1362.5545 | 1362.5545 | 1362.5545 | 1362.5545 | 1362.5545 | 1362.5545 | 1362.5545 | 1362.5545 | 1362.5545 | 1362.5545 | 1362.5545 | 1362.5545
F6_Residential_Appliances_Natural Gas | F6 | Residential | All | Appliances | Natural Gas | RVT Peak Price | $ per therm | 0 | 0 | 0 | 0 | 0 | 0 | 0 | 0 | 0 | 0 | 0 | 0 | 0 | 0 | 0 | 0 | 0 | 0 | 0 | 0 | 0 | 0 | 0 | 0 | 0 | 0 | 0 | 0 | 0 | 0 | 0 | 0 | 0 | 0 | 0 | 0 | 0 | 0 | 0 | 0 | 0 | 0 | 0 | 0 | 0 | 0 | 0 | 0 | 0 | 0 | 0 | 0 | 0 | 0 | 0 | 0 | 0 | 0 | 0 | 0 | 0 | 0 | 0 | 0 | 0
F1_Residential_Miscellaneous_Natural Gas | F1 | Residential | All | Miscellaneous | Natural Gas | Avoided Energy Cost | $ per Mtherm | 0 | 0 | 0 | 0 | 0 | 0 | 0 | 0 | 0 | 0 | 0 | 0 | 0 | 0 | 0 | 0 | 0 | 0 | 0 | 0 | 0 | 0 | 0 | 0 | 0 | 0 | 0 | 0 | 0 | 0 | 0 | 0 | 0 | 0 | 0 | 0 | 0 | 0 | 0 | 0 | 0 | 0 | 0 | 0 | 0 | 0 | 0 | 0 | 0 | 0 | 0 | 0 | 0 | 0 | 0 | 0 | 0 | 0 | 0 | 0 | 0 | 0 | 0 | 0 | 0
F2_Residential_Miscellaneous_Natural Gas | F2 | Residential | All | Miscellaneous | Natural Gas | Avoided Capacity Cost | $ per therm | 0 | 0 | 0 | 0 | 0 | 0 | 0 | 0 | 0 | 0 | 0 | 0 | 0 | 0 | 0 | 0 | 0 | 0 | 0 | 0 | 0 | 0 | 0 | 0 | 0 | 0 | 0 | 0 | 0 | 0 | 0 | 0 | 0 | 0 | 0 | 0 | 0 | 0 | 0 | 0 | 0 | 0 | 0 | 0 | 0 | 0 | 0 | 0 | 0 | 0 | 0 | 0 | 0 | 0 | 0 | 0 | 0 | 0 | 0 | 0 | 0 | 0 | 0 | 0 | 0
F3_Residential_Miscellaneous_Natural Gas | F3 | Residential | All | Miscellaneous | Natural Gas | Line Loss | % T&D Loss | 0.1615% | 0.1615% | 0.1615% | 0.1615% | 0.1615% | 0.1615% | 0.1615% | 0.1615% | 0.1615% | 0.1615% | 0.1615% | 0.1615% | 0.1615% | 0.1615% | 0.1615% | 0.1615% | 0.1615% | 0.1615% | 0.1615% | 0.1615% | 0.1615% | 0.1615% | 0.1615% | 0.1615% | 0.1615% | 0.1615% | 0.1615% | 0.1615% | 0.1615% | 0.1615% | 0.1615% | 0.1615% | 0.1615% | 0.1615% | 0.1615% | 0.1615% | 0.1615% | 0.1615% | 0.1615% | 0.1615% | 0.1615% | 0.1615% | 0.1615% | 0.1615% | 0.1615% | 0.1615% | 0.1615% | 0.1615% | 0.1615% | 0.1615% | 0.1615% | 0.1615% | 0.1615% | 0.1615% | 0.1615% | 0.1615% | 0.1615% | 0.1615% | 0% | 0% | 0% | 0% | 0% | 0% | 0%
F4_Residential_Miscellaneous_Natural Gas | F4 | Residential | All | Miscellaneous | Natural Gas | Peak Season | Winter/Summer | Winter | Winter | Winter | Winter | Winter | Winter | Winter | Winter | Winter | Winter | Winter | Winter | Winter | Winter | Winter | Winter | Winter | Winter | Winter | Winter | Winter | Winter | Winter | Winter | Winter | Winter | Winter | Winter | Winter | Winter | Winter | Winter | Winter | Winter | Winter | Winter | Winter | Winter | Winter | Winter | Winter | Winter | Winter | Winter | Winter | Winter | Winter | Winter | Winter | Winter | Winter | Winter | Winter | Winter | Winter | Winter | Winter | Winter | 0 | 0 | 0 | 0 | 0 | 0 | 0
F5_Residential_Miscellaneous_Natural Gas | F5 | Residential | All | Miscellaneous | Natural Gas | RVT Energy Price | $ per Mtherm | 0 | 0 | 0 | 0 | 0 | 0 | 0 | 0 | 0 | 0 | 0 | 0 | 0 | 0 | 0 | 0 | 0 | 0 | 0 | 0 | 0 | 0 | 0 | 0 | 0 | 0 | 0 | 0 | 0 | 0 | 0 | 0 | 0 | 0 | 0 | 0 | 0 | 0 | 0 | 0 | 0 | 0 | 0 | 0 | 0 | 0 | 0 | 0 | 0 | 0 | 0 | 0 | 0 | 0 | 0 | 0 | 0 | 0 | 0 | 0 | 0 | 0 | 0 | 0 | 0
F6_Residential_Miscellaneous_Natural Gas | F6 | Residential | All | Miscellaneous | Natural Gas | RVT Peak Price | $ per therm | 0 | 0 | 0 | 0 | 0 | 0 | 0 | 0 | 0 | 0 | 0 | 0 | 0 | 0 | 0 | 0 | 0 | 0 | 0 | 0 | 0 | 0 | 0 | 0 | 0 | 0 | 0 | 0 | 0 | 0 | 0 | 0 | 0 | 0 | 0 | 0 | 0 | 0 | 0 | 0 | 0 | 0 | 0 | 0 | 0 | 0 | 0 | 0 | 0 | 0 | 0 | 0 | 0 | 0 | 0 | 0 | 0 | 0 | 0 | 0 | 0 | 0 | 0 | 0 | 0
RVT Cost Adder | bar: 2019 to 2083

## Utilization
|  |  |  | Exogenous Variables Affecting Energy Usage | [11 empty] | 2019 | 2020 | 2021 | 2022 | 2023 | 2024 | 2025 | 2026 | 2027 | 2028 | 2029 | 2030 | 2031 | 2032 | 2033 | 2034 | 2035 | 2036 | 2037 | 2038 | 2039 | 2040 | 2041 | 2042 | 2043 | 2044 | 2045 | 2046 | 2047 | 2048 | 2049 | 2050 | 2051 | 2052 | 2053 | 2054 | 2055 | 2056 | 2057 | 2058 | 2059 | 2060 | 2061 | 2062 | 2063 | 2064 | 2065 | 2066 | 2067 | 2068 | 2069 | 2070 | 2071 | 2072 | 2073 | 2074 | 2075 | 2076 | 2077 | 2078 | 2079 | 2080 | 2081 | 2082 | 2083 | 2084 | 2085
|  | 2019 HDDs and Normals for AEG.xlsx |  | Data Set 1 |  | HDD58 | [9 empty] | 2427.5822 | 2427.5822 | 2414.7201 | 2401.871 | 2389.0218 | 2376.1864 | 2363.3236 | 2350.4765 | 2337.6279 | 2324.791 | 2311.9306 | 2299.0818 | 2286.2358 | 2273.4003 | 2260.5405 | 2247.6961 | 2234.851 | 2222.0203 | 2209.1611 | 2196.3144 | 2183.4675 | 2170.6588 | 2157.7969 | 2144.9588 | 2132.1163 | 2119.3094 | 2106.4459 | 2093.6134 | 2080.775 | 2067.9512 | 2055.0951 | 2042.2535 | 2042.2535 | 2042.2535 | 2042.2535 | 2042.2535 | 2042.2535 | 2042.2535 | 2042.2535 | 2042.2535 | 2042.2535 | 2042.2535 | 2042.2535 | 2042.2535 | 2042.2535 | 2042.2535 | 2042.2535 | 2042.2535 | 2042.2535 | 2042.2535 | 2042.2535 | 2042.2535 | 2042.2535 | 2042.2535 | 2042.2535 | 2042.2535 | 2042.2535 | 2042.2535 | 2042.2535 | 2042.2535 | 2042.2535 | 2042.2535 | 2042.2535 | 2042.2535 | 2042.2535 | 2042.2535 | 2042.2535
|  | 2019 HDDs and Normals for AEG.xlsx |  | Data Set 2 | bar: 2019 to 2085
|  | 2019 HDDs and Normals for AEG.xlsx |  | Data Set 3 | bar: 2019 to 2085
|  |  |  | Data Set 4 |  | Retail Price of Natural Gas $/therm | bar: 2019 to 2085
|  |  |  | Data Set 5 |  | Real Household Income | bar: 2019 to 2085
|  |  |  | Data Set 6 |  | Home Size (Sq Ft) | bar: 2019 to 2085
|  |  |  | Data Set 7 |  | Persons per HH | bar: 2019 to 2085
Data Set 8 | bar: 2019 to 2085
|  | From "Forecast Summary" tab |  | Data Set 9 |  | Alignment - if needed | bar: 2019 to 2085
|  |  |  | Data Set 10 |  | Calibration factor | [9 empty] | 1 | 0.97015 | 0.99025 | 1.0802 | 1.0802 | 1.0802 | 1.0802 | 1.0802 | 1.0802 | 1.0802 | 1.0802 | 1.0802 | 1.0802 | 1.0802 | 1.0802 | 1.0802 | 1.0802 | 1.0802 | 1.0802 | 1.0802 | 1.0802 | 1.0802 | 1.0802 | 1.0802 | 1.0802 | 1.0802 | 1.0802 | 1.0802 | 1.0802 | 1.0802 | 1.0802 | 1.0802 | 1.0802 | 1.0802 | 1.0802 | 1.0802 | 1.0802 | 1.0802 | 1.0802 | 1.0802 | 1.0802 | 1.0802 | 1.0802 | 1.0802 | 1.0802 | 1.0802 | 1.0802 | 1.0802 | 1.0802 | 1.0802 | 1.0802 | 1.0802 | 1.0802 | 1.0802 | 1.0802 | 1.0802 | 1.0802 | 1.0802 | 1.0802 | 1.0802 | 1.0802 | 1.0802 | 1.0802 | 1.0802 | 1.0802 | 1.0802 | 1.0802
Elasticities for each Data Set
Key | Sector | Segment | Vintage | End Use | Fuel | 1 | 2 | 3 | 4 | 5 | 6 | 7 | 8 | 9 | 10 | 2019 | 2020 | 2021 | 2022 | 2023 | 2024 | 2025 | 2026 | 2027 | 2028 | 2029 | 2030 | 2031 | 2032 | 2033 | 2034 | 2035 | 2036 | 2037 | 2038 | 2039 | 2040 | 2041 | 2042 | 2043 | 2044 | 2045 | 2046 | 2047 | 2048 | 2049 | 2050 | 2051 | 2052 | 2053 | 2054 | 2055 | 2056 | 2057 | 2058 | 2059 | 2060 | 2061 | 2062 | 2063 | 2064 | 2065 | 2066 | 2067 | 2068 | 2069 | 2070 | 2071 | 2072 | 2073 | 2074 | 2075 | 2076 | 2077 | 2078 | 2079 | 2080 | 2081 | 2082 | 2083 | 2084 | 2085
Residential_Single Family Regular Income_Existing_Space Heating_Natural Gas | Residential | Single Family Regular Income | Existing | Space Heating | Natural Gas | 100% | 0% | 0% | -30% | 20% | 77% | 25% | 0% | 0% | 100% | 1 | 0.97015 | 0.98501 | 1.0688 | 1.063 | 1.0573 | 1.0516 | 1.0459 | 1.0402 | 1.0345 | 1.0287 | 1.023 | 1.0173 | 1.0116 | 1.0059 | 1.0002 | 0.99443 | 0.98873 | 0.983 | 0.97729 | 0.97157 | 0.96587 | 0.96015 | 0.95444 | 0.94872 | 0.94302 | 0.9373 | 0.93159 | 0.92588 | 0.92017 | 0.91445 | 0.90874 | 0.90874 | 0.90874 | 0.90874 | 0.90874 | 0.90874 | 0.90874 | 0.90874 | 0.90874 | 0.90874 | 0.90874 | 0.90874 | 0.90874 | 0.90874 | 0.90874 | 0.90874 | 0.90874 | 0.90874 | 0.90874 | 0.90874 | 0.90874 | 0.90874 | 0.90874 | 0.90874 | 0.90874 | 0.90874 | 0.90874 | 0.90874 | 0.90874 | 0.90874 | 0.90874 | 0.90874 | 0.90874 | 0.90874 | 0.90874 | 0.90874
Residential_Single Family Regular Income_Existing_Secondary Heating_Natural Gas | Residential | Single Family Regular Income | Existing | Secondary Heating | Natural Gas | 50% | 0% | 0% | -30% | 20% | 77% | 25% | 0% | 0% | 100% | 1 | 0.97015 | 0.98763 | 1.0745 | 1.0716 | 1.0687 | 1.0658 | 1.0629 | 1.06 | 1.0571 | 1.0541 | 1.0512 | 1.0483 | 1.0453 | 1.0424 | 1.0394 | 1.0364 | 1.0334 | 1.0305 | 1.0275 | 1.0244 | 1.0214 | 1.0184 | 1.0154 | 1.0123 | 1.0093 | 1.0062 | 1.0031 | 1.0001 | 0.99698 | 0.99387 | 0.99076 | 0.99076 | 0.99076 | 0.99076 | 0.99076 | 0.99076 | 0.99076 | 0.99076 | 0.99076 | 0.99076 | 0.99076 | 0.99076 | 0.99076 | 0.99076 | 0.99076 | 0.99076 | 0.99076 | 0.99076 | 0.99076 | 0.99076 | 0.99076 | 0.99076 | 0.99076 | 0.99076 | 0.99076 | 0.99076 | 0.99076 | 0.99076 | 0.99076 | 0.99076 | 0.99076 | 0.99076 | 0.99076 | 0.99076 | 0.99076 | 0.99076
Residential_Single Family Regular Income_Existing_Water Heating_Natural Gas | Residential | Single Family Regular Income | Existing | Water Heating | Natural Gas | 0% | 0% | 0% | -10% | 20% | 0% | 60% | 0% | 0% | 100% | 1 | 0.97015 | 0.99025 | 1.0802 | 1.0802 | 1.0802 | 1.0802 | 1.0802 | 1.0802 | 1.0802 | 1.0802 | 1.0802 | 1.0802 | 1.0802 | 1.0802 | 1.0802 | 1.0802 | 1.0802 | 1.0802 | 1.0802 | 1.0802 | 1.0802 | 1.0802 | 1.0802 | 1.0802 | 1.0802 | 1.0802 | 1.0802 | 1.0802 | 1.0802 | 1.0802 | 1.0802 | 1.0802 | 1.0802 | 1.0802 | 1.0802 | 1.0802 | 1.0802 | 1.0802 | 1.0802 | 1.0802 | 1.0802 | 1.0802 | 1.0802 | 1.0802 | 1.0802 | 1.0802 | 1.0802 | 1.0802 | 1.0802 | 1.0802 | 1.0802 | 1.0802 | 1.0802 | 1.0802 | 1.0802 | 1.0802 | 1.0802 | 1.0802 | 1.0802 | 1.0802 | 1.0802 | 1.0802 | 1.0802 | 1.0802 | 1.0802 | 1.0802
Residential_Single Family Regular Income_Existing_Appliances_Natural Gas | Residential | Single Family Regular Income | Existing | Appliances | Natural Gas | 0% | 0% | 0% | -10% | 20% | 0% | 0% | 0% | 0% | 100% | 1 | 0.97015 | 0.99025 | 1.0802 | 1.0802 | 1.0802 | 1.0802 | 1.0802 | 1.0802 | 1.0802 | 1.0802 | 1.0802 | 1.0802 | 1.0802 | 1.0802 | 1.0802 | 1.0802 | 1.0802 | 1.0802 | 1.0802 | 1.0802 | 1.0802 | 1.0802 | 1.0802 | 1.0802 | 1.0802 | 1.0802 | 1.0802 | 1.0802 | 1.0802 | 1.0802 | 1.0802 | 1.0802 | 1.0802 | 1.0802 | 1.0802 | 1.0802 | 1.0802 | 1.0802 | 1.0802 | 1.0802 | 1.0802 | 1.0802 | 1.0802 | 1.0802 | 1.0802 | 1.0802 | 1.0802 | 1.0802 | 1.0802 | 1.0802 | 1.0802 | 1.0802 | 1.0802 | 1.0802 | 1.0802 | 1.0802 | 1.0802 | 1.0802 | 1.0802 | 1.0802 | 1.0802 | 1.0802 | 1.0802 | 1.0802 | 1.0802 | 1.0802
Residential_Single Family Regular Income_Existing_Miscellaneous_Natural Gas | Residential | Single Family Regular Income | Existing | Miscellaneous | Natural Gas | 0% | 0% | 0% | -10% | 20% | 0% | 0% | 0% | 0% | 100% | 1 | 0.97015 | 0.99025 | 1.0802 | 1.0802 | 1.0802 | 1.0802 | 1.0802 | 1.0802 | 1.0802 | 1.0802 | 1.0802 | 1.0802 | 1.0802 | 1.0802 | 1.0802 | 1.0802 | 1.0802 | 1.0802 | 1.0802 | 1.0802 | 1.0802 | 1.0802 | 1.0802 | 1.0802 | 1.0802 | 1.0802 | 1.0802 | 1.0802 | 1.0802 | 1.0802 | 1.0802 | 1.0802 | 1.0802 | 1.0802 | 1.0802 | 1.0802 | 1.0802 | 1.0802 | 1.0802 | 1.0802 | 1.0802 | 1.0802 | 1.0802 | 1.0802 | 1.0802 | 1.0802 | 1.0802 | 1.0802 | 1.0802 | 1.0802 | 1.0802 | 1.0802 | 1.0802 | 1.0802 | 1.0802 | 1.0802 | 1.0802 | 1.0802 | 1.0802 | 1.0802 | 1.0802 | 1.0802 | 1.0802 | 1.0802 | 1.0802 | 1.0802
Residential_Single Family Regular Income_New_Space Heating_Natural Gas | Residential | Single Family Regular Income | New | Space Heating | Natural Gas | 100% | 0% | 0% | -30% | 20% | 77% | 25% | 0% | 0% | 100% | 1 | 0.97015 | 0.98501 | 1.0688 | 1.063 | 1.0573 | 1.0516 | 1.0459 | 1.0402 | 1.0345 | 1.0287 | 1.023 | 1.0173 | 1.0116 | 1.0059 | 1.0002 | 0.99443 | 0.98873 | 0.983 | 0.97729 | 0.97157 | 0.96587 | 0.96015 | 0.95444 | 0.94872 | 0.94302 | 0.9373 | 0.93159 | 0.92588 | 0.92017 | 0.91445 | 0.90874 | 0.90874 | 0.90874 | 0.90874 | 0.90874 | 0.90874 | 0.90874 | 0.90874 | 0.90874 | 0.90874 | 0.90874 | 0.90874 | 0.90874 | 0.90874 | 0.90874 | 0.90874 | 0.90874 | 0.90874 | 0.90874 | 0.90874 | 0.90874 | 0.90874 | 0.90874 | 0.90874 | 0.90874 | 0.90874 | 0.90874 | 0.90874 | 0.90874 | 0.90874 | 0.90874 | 0.90874 | 0.90874 | 0.90874 | 0.90874 | 0.90874
Residential_Single Family Regular Income_New_Secondary Heating_Natural Gas | Residential | Single Family Regular Income | New | Secondary Heating | Natural Gas | 50% | 0% | 0% | -30% | 20% | 77% | 25% | 0% | 0% | 100% | 1 | 0.97015 | 0.98763 | 1.0745 | 1.0716 | 1.0687 | 1.0658 | 1.0629 | 1.06 | 1.0571 | 1.0541 | 1.0512 | 1.0483 | 1.0453 | 1.0424 | 1.0394 | 1.0364 | 1.0334 | 1.0305 | 1.0275 | 1.0244 | 1.0214 | 1.0184 | 1.0154 | 1.0123 | 1.0093 | 1.0062 | 1.0031 | 1.0001 | 0.99698 | 0.99387 | 0.99076 | 0.99076 | 0.99076 | 0.99076 | 0.99076 | 0.99076 | 0.99076 | 0.99076 | 0.99076 | 0.99076 | 0.99076 | 0.99076 | 0.99076 | 0.99076 | 0.99076 | 0.99076 | 0.99076 | 0.99076 | 0.99076 | 0.99076 | 0.99076 | 0.99076 | 0.99076 | 0.99076 | 0.99076 | 0.99076 | 0.99076 | 0.99076 | 0.99076 | 0.99076 | 0.99076 | 0.99076 | 0.99076 | 0.99076 | 0.99076 | 0.99076
Residential_Single Family Regular Income_New_Water Heating_Natural Gas | Residential | Single Family Regular Income | New | Water Heating | Natural Gas | 0% | 0% | 0% | -10% | 20% | 0% | 60% | 0% | 0% | 100% | 1 | 0.97015 | 0.99025 | 1.0802 | 1.0802 | 1.0802 | 1.0802 | 1.0802 | 1.0802 | 1.0802 | 1.0802 | 1.0802 | 1.0802 | 1.0802 | 1.0802 | 1.0802 | 1.0802 | 1.0802 | 1.0802 | 1.0802 | 1.0802 | 1.0802 | 1.0802 | 1.0802 | 1.0802 | 1.0802 | 1.0802 | 1.0802 | 1.0802 | 1.0802 | 1.0802 | 1.0802 | 1.0802 | 1.0802 | 1.0802 | 1.0802 | 1.0802 | 1.0802 | 1.0802 | 1.0802 | 1.0802 | 1.0802 | 1.0802 | 1.0802 | 1.0802 | 1.0802 | 1.0802 | 1.0802 | 1.0802 | 1.0802 | 1.0802 | 1.0802 | 1.0802 | 1.0802 | 1.0802 | 1.0802 | 1.0802 | 1.0802 | 1.0802 | 1.0802 | 1.0802 | 1.0802 | 1.0802 | 1.0802 | 1.0802 | 1.0802 | 1.0802
Residential_Single Family Regular Income_New_Appliances_Natural Gas | Residential | Single Family Regular Income | New | Appliances | Natural Gas | 0% | 0% | 0% | -10% | 20% | 0% | 0% | 0% | 0% | 100% | 1 | 0.97015 | 0.99025 | 1.0802 | 1.0802 | 1.0802 | 1.0802 | 1.0802 | 1.0802 | 1.0802 | 1.0802 | 1.0802 | 1.0802 | 1.0802 | 1.0802 | 1.0802 | 1.0802 | 1.0802 | 1.0802 | 1.0802 | 1.0802 | 1.0802 | 1.0802 | 1.0802 | 1.0802 | 1.0802 | 1.0802 | 1.0802 | 1.0802 | 1.0802 | 1.0802 | 1.0802 | 1.0802 | 1.0802 | 1.0802 | 1.0802 | 1.0802 | 1.0802 | 1.0802 | 1.0802 | 1.0802 | 1.0802 | 1.0802 | 1.0802 | 1.0802 | 1.0802 | 1.0802 | 1.0802 | 1.0802 | 1.0802 | 1.0802 | 1.0802 | 1.0802 | 1.0802 | 1.0802 | 1.0802 | 1.0802 | 1.0802 | 1.0802 | 1.0802 | 1.0802 | 1.0802 | 1.0802 | 1.0802 | 1.0802 | 1.0802 | 1.0802
Residential_Single Family Regular Income_New_Miscellaneous_Natural Gas | Residential | Single Family Regular Income | New | Miscellaneous | Natural Gas | 0% | 0% | 0% | -10% | 20% | 0% | 0% | 0% | 0% | 100% | 1 | 0.97015 | 0.99025 | 1.0802 | 1.0802 | 1.0802 | 1.0802 | 1.0802 | 1.0802 | 1.0802 | 1.0802 | 1.0802 | 1.0802 | 1.0802 | 1.0802 | 1.0802 | 1.0802 | 1.0802 | 1.0802 | 1.0802 | 1.0802 | 1.0802 | 1.0802 | 1.0802 | 1.0802 | 1.0802 | 1.0802 | 1.0802 | 1.0802 | 1.0802 | 1.0802 | 1.0802 | 1.0802 | 1.0802 | 1.0802 | 1.0802 | 1.0802 | 1.0802 | 1.0802 | 1.0802 | 1.0802 | 1.0802 | 1.0802 | 1.0802 | 1.0802 | 1.0802 | 1.0802 | 1.0802 | 1.0802 | 1.0802 | 1.0802 | 1.0802 | 1.0802 | 1.0802 | 1.0802 | 1.0802 | 1.0802 | 1.0802 | 1.0802 | 1.0802 | 1.0802 | 1.0802 | 1.0802 | 1.0802 | 1.0802 | 1.0802 | 1.0802
Residential_Single Family Moderate Income_Existing_Space Heating_Natural Gas | Residential | Single Family Moderate Income | Existing | Space Heating | Natural Gas | 100% | 0% | 0% | -30% | 20% | 77% | 25% | 0% | 0% | 100% | 1 | 0.97015 | 0.98501 | 1.0688 | 1.063 | 1.0573 | 1.0516 | 1.0459 | 1.0402 | 1.0345 | 1.0287 | 1.023 | 1.0173 | 1.0116 | 1.0059 | 1.0002 | 0.99443 | 0.98873 | 0.983 | 0.97729 | 0.97157 | 0.96587 | 0.96015 | 0.95444 | 0.94872 | 0.94302 | 0.9373 | 0.93159 | 0.92588 | 0.92017 | 0.91445 | 0.90874 | 0.90874 | 0.90874 | 0.90874 | 0.90874 | 0.90874 | 0.90874 | 0.90874 | 0.90874 | 0.90874 | 0.90874 | 0.90874 | 0.90874 | 0.90874 | 0.90874 | 0.90874 | 0.90874 | 0.90874 | 0.90874 | 0.90874 | 0.90874 | 0.90874 | 0.90874 | 0.90874 | 0.90874 | 0.90874 | 0.90874 | 0.90874 | 0.90874 | 0.90874 | 0.90874 | 0.90874 | 0.90874 | 0.90874 | 0.90874 | 0.90874
Residential_Single Family Moderate Income_Existing_Secondary Heating_Natural Gas | Residential | Single Family Moderate Income | Existing | Secondary Heating | Natural Gas | 50% | 0% | 0% | -30% | 20% | 77% | 25% | 0% | 0% | 100% | 1 | 0.97015 | 0.98763 | 1.0745 | 1.0716 | 1.0687 | 1.0658 | 1.0629 | 1.06 | 1.0571 | 1.0541 | 1.0512 | 1.0483 | 1.0453 | 1.0424 | 1.0394 | 1.0364 | 1.0334 | 1.0305 | 1.0275 | 1.0244 | 1.0214 | 1.0184 | 1.0154 | 1.0123 | 1.0093 | 1.0062 | 1.0031 | 1.0001 | 0.99698 | 0.99387 | 0.99076 | 0.99076 | 0.99076 | 0.99076 | 0.99076 | 0.99076 | 0.99076 | 0.99076 | 0.99076 | 0.99076 | 0.99076 | 0.99076 | 0.99076 | 0.99076 | 0.99076 | 0.99076 | 0.99076 | 0.99076 | 0.99076 | 0.99076 | 0.99076 | 0.99076 | 0.99076 | 0.99076 | 0.99076 | 0.99076 | 0.99076 | 0.99076 | 0.99076 | 0.99076 | 0.99076 | 0.99076 | 0.99076 | 0.99076 | 0.99076 | 0.99076
Residential_Single Family Moderate Income_Existing_Water Heating_Natural Gas | Residential | Single Family Moderate Income | Existing | Water Heating | Natural Gas | 0% | 0% | 0% | -10% | 20% | 0% | 60% | 0% | 0% | 100% | 1 | 0.97015 | 0.99025 | 1.0802 | 1.0802 | 1.0802 | 1.0802 | 1.0802 | 1.0802 | 1.0802 | 1.0802 | 1.0802 | 1.0802 | 1.0802 | 1.0802 | 1.0802 | 1.0802 | 1.0802 | 1.0802 | 1.0802 | 1.0802 | 1.0802 | 1.0802 | 1.0802 | 1.0802 | 1.0802 | 1.0802 | 1.0802 | 1.0802 | 1.0802 | 1.0802 | 1.0802 | 1.0802 | 1.0802 | 1.0802 | 1.0802 | 1.0802 | 1.0802 | 1.0802 | 1.0802 | 1.0802 | 1.0802 | 1.0802 | 1.0802 | 1.0802 | 1.0802 | 1.0802 | 1.0802 | 1.0802 | 1.0802 | 1.0802 | 1.0802 | 1.0802 | 1.0802 | 1.0802 | 1.0802 | 1.0802 | 1.0802 | 1.0802 | 1.0802 | 1.0802 | 1.0802 | 1.0802 | 1.0802 | 1.0802 | 1.0802 | 1.0802
Residential_Single Family Moderate Income_Existing_Appliances_Natural Gas | Residential | Single Family Moderate Income | Existing | Appliances | Natural Gas | 0% | 0% | 0% | -10% | 20% | 0% | 0% | 0% | 0% | 100% | 1 | 0.97015 | 0.99025 | 1.0802 | 1.0802 | 1.0802 | 1.0802 | 1.0802 | 1.0802 | 1.0802 | 1.0802 | 1.0802 | 1.0802 | 1.0802 | 1.0802 | 1.0802 | 1.0802 | 1.0802 | 1.0802 | 1.0802 | 1.0802 | 1.0802 | 1.0802 | 1.0802 | 1.0802 | 1.0802 | 1.0802 | 1.0802 | 1.0802 | 1.0802 | 1.0802 | 1.0802 | 1.0802 | 1.0802 | 1.0802 | 1.0802 | 1.0802 | 1.0802 | 1.0802 | 1.0802 | 1.0802 | 1.0802 | 1.0802 | 1.0802 | 1.0802 | 1.0802 | 1.0802 | 1.0802 | 1.0802 | 1.0802 | 1.0802 | 1.0802 | 1.0802 | 1.0802 | 1.0802 | 1.0802 | 1.0802 | 1.0802 | 1.0802 | 1.0802 | 1.0802 | 1.0802 | 1.0802 | 1.0802 | 1.0802 | 1.0802 | 1.0802
Residential_Single Family Moderate Income_Existing_Miscellaneous_Natural Gas | Residential | Single Family Moderate Income | Existing | Miscellaneous | Natural Gas | 0% | 0% | 0% | -10% | 20% | 0% | 0% | 0% | 0% | 100% | 1 | 0.97015 | 0.99025 | 1.0802 | 1.0802 | 1.0802 | 1.0802 | 1.0802 | 1.0802 | 1.0802 | 1.0802 | 1.0802 | 1.0802 | 1.0802 | 1.0802 | 1.0802 | 1.0802 | 1.0802 | 1.0802 | 1.0802 | 1.0802 | 1.0802 | 1.0802 | 1.0802 | 1.0802 | 1.0802 | 1.0802 | 1.0802 | 1.0802 | 1.0802 | 1.0802 | 1.0802 | 1.0802 | 1.0802 | 1.0802 | 1.0802 | 1.0802 | 1.0802 | 1.0802 | 1.0802 | 1.0802 | 1.0802 | 1.0802 | 1.0802 | 1.0802 | 1.0802 | 1.0802 | 1.0802 | 1.0802 | 1.0802 | 1.0802 | 1.0802 | 1.0802 | 1.0802 | 1.0802 | 1.0802 | 1.0802 | 1.0802 | 1.0802 | 1.0802 | 1.0802 | 1.0802 | 1.0802 | 1.0802 | 1.0802 | 1.0802 | 1.0802
Residential_Single Family Moderate Income_New_Space Heating_Natural Gas | Residential | Single Family Moderate Income | New | Space Heating | Natural Gas | 100% | 0% | 0% | -30% | 20% | 77% | 25% | 0% | 0% | 100% | 1 | 0.97015 | 0.98501 | 1.0688 | 1.063 | 1.0573 | 1.0516 | 1.0459 | 1.0402 | 1.0345 | 1.0287 | 1.023 | 1.0173 | 1.0116 | 1.0059 | 1.0002 | 0.99443 | 0.98873 | 0.983 | 0.97729 | 0.97157 | 0.96587 | 0.96015 | 0.95444 | 0.94872 | 0.94302 | 0.9373 | 0.93159 | 0.92588 | 0.92017 | 0.91445 | 0.90874 | 0.90874 | 0.90874 | 0.90874 | 0.90874 | 0.90874 | 0.90874 | 0.90874 | 0.90874 | 0.90874 | 0.90874 | 0.90874 | 0.90874 | 0.90874 | 0.90874 | 0.90874 | 0.90874 | 0.90874 | 0.90874 | 0.90874 | 0.90874 | 0.90874 | 0.90874 | 0.90874 | 0.90874 | 0.90874 | 0.90874 | 0.90874 | 0.90874 | 0.90874 | 0.90874 | 0.90874 | 0.90874 | 0.90874 | 0.90874 | 0.90874
Residential_Single Family Moderate Income_New_Secondary Heating_Natural Gas | Residential | Single Family Moderate Income | New | Secondary Heating | Natural Gas | 50% | 0% | 0% | -30% | 20% | 77% | 25% | 0% | 0% | 100% | 1 | 0.97015 | 0.98763 | 1.0745 | 1.0716 | 1.0687 | 1.0658 | 1.0629 | 1.06 | 1.0571 | 1.0541 | 1.0512 | 1.0483 | 1.0453 | 1.0424 | 1.0394 | 1.0364 | 1.0334 | 1.0305 | 1.0275 | 1.0244 | 1.0214 | 1.0184 | 1.0154 | 1.0123 | 1.0093 | 1.0062 | 1.0031 | 1.0001 | 0.99698 | 0.99387 | 0.99076 | 0.99076 | 0.99076 | 0.99076 | 0.99076 | 0.99076 | 0.99076 | 0.99076 | 0.99076 | 0.99076 | 0.99076 | 0.99076 | 0.99076 | 0.99076 | 0.99076 | 0.99076 | 0.99076 | 0.99076 | 0.99076 | 0.99076 | 0.99076 | 0.99076 | 0.99076 | 0.99076 | 0.99076 | 0.99076 | 0.99076 | 0.99076 | 0.99076 | 0.99076 | 0.99076 | 0.99076 | 0.99076 | 0.99076 | 0.99076 | 0.99076
Residential_Single Family Moderate Income_New_Water Heating_Natural Gas | Residential | Single Family Moderate Income | New | Water Heating | Natural Gas | 0% | 0% | 0% | -10% | 20% | 0% | 60% | 0% | 0% | 100% | 1 | 0.97015 | 0.99025 | 1.0802 | 1.0802 | 1.0802 | 1.0802 | 1.0802 | 1.0802 | 1.0802 | 1.0802 | 1.0802 | 1.0802 | 1.0802 | 1.0802 | 1.0802 | 1.0802 | 1.0802 | 1.0802 | 1.0802 | 1.0802 | 1.0802 | 1.0802 | 1.0802 | 1.0802 | 1.0802 | 1.0802 | 1.0802 | 1.0802 | 1.0802 | 1.0802 | 1.0802 | 1.0802 | 1.0802 | 1.0802 | 1.0802 | 1.0802 | 1.0802 | 1.0802 | 1.0802 | 1.0802 | 1.0802 | 1.0802 | 1.0802 | 1.0802 | 1.0802 | 1.0802 | 1.0802 | 1.0802 | 1.0802 | 1.0802 | 1.0802 | 1.0802 | 1.0802 | 1.0802 | 1.0802 | 1.0802 | 1.0802 | 1.0802 | 1.0802 | 1.0802 | 1.0802 | 1.0802 | 1.0802 | 1.0802 | 1.0802 | 1.0802
Residential_Single Family Moderate Income_New_Appliances_Natural Gas | Residential | Single Family Moderate Income | New | Appliances | Natural Gas | 0% | 0% | 0% | -10% | 20% | 0% | 0% | 0% | 0% | 100% | 1 | 0.97015 | 0.99025 | 1.0802 | 1.0802 | 1.0802 | 1.0802 | 1.0802 | 1.0802 | 1.0802 | 1.0802 | 1.0802 | 1.0802 | 1.0802 | 1.0802 | 1.0802 | 1.0802 | 1.0802 | 1.0802 | 1.0802 | 1.0802 | 1.0802 | 1.0802 | 1.0802 | 1.0802 | 1.0802 | 1.0802 | 1.0802 | 1.0802 | 1.0802 | 1.0802 | 1.0802 | 1.0802 | 1.0802 | 1.0802 | 1.0802 | 1.0802 | 1.0802 | 1.0802 | 1.0802 | 1.0802 | 1.0802 | 1.0802 | 1.0802 | 1.0802 | 1.0802 | 1.0802 | 1.0802 | 1.0802 | 1.0802 | 1.0802 | 1.0802 | 1.0802 | 1.0802 | 1.0802 | 1.0802 | 1.0802 | 1.0802 | 1.0802 | 1.0802 | 1.0802 | 1.0802 | 1.0802 | 1.0802 | 1.0802 | 1.0802 | 1.0802
Residential_Single Family Moderate Income_New_Miscellaneous_Natural Gas | Residential | Single Family Moderate Income | New | Miscellaneous | Natural Gas | 0% | 0% | 0% | -10% | 20% | 0% | 0% | 0% | 0% | 100% | 1 | 0.97015 | 0.99025 | 1.0802 | 1.0802 | 1.0802 | 1.0802 | 1.0802 | 1.0802 | 1.0802 | 1.0802 | 1.0802 | 1.0802 | 1.0802 | 1.0802 | 1.0802 | 1.0802 | 1.0802 | 1.0802 | 1.0802 | 1.0802 | 1.0802 | 1.0802 | 1.0802 | 1.0802 | 1.0802 | 1.0802 | 1.0802 | 1.0802 | 1.0802 | 1.0802 | 1.0802 | 1.0802 | 1.0802 | 1.0802 | 1.0802 | 1.0802 | 1.0802 | 1.0802 | 1.0802 | 1.0802 | 1.0802 | 1.0802 | 1.0802 | 1.0802 | 1.0802 | 1.0802 | 1.0802 | 1.0802 | 1.0802 | 1.0802 | 1.0802 | 1.0802 | 1.0802 | 1.0802 | 1.0802 | 1.0802 | 1.0802 | 1.0802 | 1.0802 | 1.0802 | 1.0802 | 1.0802 | 1.0802 | 1.0802 | 1.0802 | 1.0802
Residential_Single Family Low Income_Existing_Space Heating_Natural Gas | Residential | Single Family Low Income | Existing | Space Heating | Natural Gas | 100% | 0% | 0% | -30% | 20% | 77% | 25% | 0% | 0% | 100% | 1 | 0.97015 | 0.98501 | 1.0688 | 1.063 | 1.0573 | 1.0516 | 1.0459 | 1.0402 | 1.0345 | 1.0287 | 1.023 | 1.0173 | 1.0116 | 1.0059 | 1.0002 | 0.99443 | 0.98873 | 0.983 | 0.97729 | 0.97157 | 0.96587 | 0.96015 | 0.95444 | 0.94872 | 0.94302 | 0.9373 | 0.93159 | 0.92588 | 0.92017 | 0.91445 | 0.90874 | 0.90874 | 0.90874 | 0.90874 | 0.90874 | 0.90874 | 0.90874 | 0.90874 | 0.90874 | 0.90874 | 0.90874 | 0.90874 | 0.90874 | 0.90874 | 0.90874 | 0.90874 | 0.90874 | 0.90874 | 0.90874 | 0.90874 | 0.90874 | 0.90874 | 0.90874 | 0.90874 | 0.90874 | 0.90874 | 0.90874 | 0.90874 | 0.90874 | 0.90874 | 0.90874 | 0.90874 | 0.90874 | 0.90874 | 0.90874 | 0.90874
Residential_Single Family Low Income_Existing_Secondary Heating_Natural Gas | Residential | Single Family Low Income | Existing | Secondary Heating | Natural Gas | 50% | 0% | 0% | -30% | 20% | 77% | 25% | 0% | 0% | 100% | 1 | 0.97015 | 0.98763 | 1.0745 | 1.0716 | 1.0687 | 1.0658 | 1.0629 | 1.06 | 1.0571 | 1.0541 | 1.0512 | 1.0483 | 1.0453 | 1.0424 | 1.0394 | 1.0364 | 1.0334 | 1.0305 | 1.0275 | 1.0244 | 1.0214 | 1.0184 | 1.0154 | 1.0123 | 1.0093 | 1.0062 | 1.0031 | 1.0001 | 0.99698 | 0.99387 | 0.99076 | 0.99076 | 0.99076 | 0.99076 | 0.99076 | 0.99076 | 0.99076 | 0.99076 | 0.99076 | 0.99076 | 0.99076 | 0.99076 | 0.99076 | 0.99076 | 0.99076 | 0.99076 | 0.99076 | 0.99076 | 0.99076 | 0.99076 | 0.99076 | 0.99076 | 0.99076 | 0.99076 | 0.99076 | 0.99076 | 0.99076 | 0.99076 | 0.99076 | 0.99076 | 0.99076 | 0.99076 | 0.99076 | 0.99076 | 0.99076 | 0.99076
Residential_Single Family Low Income_Existing_Water Heating_Natural Gas | Residential | Single Family Low Income | Existing | Water Heating | Natural Gas | 0% | 0% | 0% | -10% | 20% | 0% | 60% | 0% | 0% | 100% | 1 | 0.97015 | 0.99025 | 1.0802 | 1.0802 | 1.0802 | 1.0802 | 1.0802 | 1.0802 | 1.0802 | 1.0802 | 1.0802 | 1.0802 | 1.0802 | 1.0802 | 1.0802 | 1.0802 | 1.0802 | 1.0802 | 1.0802 | 1.0802 | 1.0802 | 1.0802 | 1.0802 | 1.0802 | 1.0802 | 1.0802 | 1.0802 | 1.0802 | 1.0802 | 1.0802 | 1.0802 | 1.0802 | 1.0802 | 1.0802 | 1.0802 | 1.0802 | 1.0802 | 1.0802 | 1.0802 | 1.0802 | 1.0802 | 1.0802 | 1.0802 | 1.0802 | 1.0802 | 1.0802 | 1.0802 | 1.0802 | 1.0802 | 1.0802 | 1.0802 | 1.0802 | 1.0802 | 1.0802 | 1.0802 | 1.0802 | 1.0802 | 1.0802 | 1.0802 | 1.0802 | 1.0802 | 1.0802 | 1.0802 | 1.0802 | 1.0802 | 1.0802
Residential_Single Family Low Income_Existing_Appliances_Natural Gas | Residential | Single Family Low Income | Existing | Appliances | Natural Gas | 0% | 0% | 0% | -10% | 20% | 0% | 0% | 0% | 0% | 100% | 1 | 0.97015 | 0.99025 | 1.0802 | 1.0802 | 1.0802 | 1.0802 | 1.0802 | 1.0802 | 1.0802 | 1.0802 | 1.0802 | 1.0802 | 1.0802 | 1.0802 | 1.0802 | 1.0802 | 1.0802 | 1.0802 | 1.0802 | 1.0802 | 1.0802 | 1.0802 | 1.0802 | 1.0802 | 1.0802 | 1.0802 | 1.0802 | 1.0802 | 1.0802 | 1.0802 | 1.0802 | 1.0802 | 1.0802 | 1.0802 | 1.0802 | 1.0802 | 1.0802 | 1.0802 | 1.0802 | 1.0802 | 1.0802 | 1.0802 | 1.0802 | 1.0802 | 1.0802 | 1.0802 | 1.0802 | 1.0802 | 1.0802 | 1.0802 | 1.0802 | 1.0802 | 1.0802 | 1.0802 | 1.0802 | 1.0802 | 1.0802 | 1.0802 | 1.0802 | 1.0802 | 1.0802 | 1.0802 | 1.0802 | 1.0802 | 1.0802 | 1.0802
Residential_Single Family Low Income_Existing_Miscellaneous_Natural Gas | Residential | Single Family Low Income | Existing | Miscellaneous | Natural Gas | 0% | 0% | 0% | -10% | 20% | 0% | 0% | 0% | 0% | 100% | 1 | 0.97015 | 0.99025 | 1.0802 | 1.0802 | 1.0802 | 1.0802 | 1.0802 | 1.0802 | 1.0802 | 1.0802 | 1.0802 | 1.0802 | 1.0802 | 1.0802 | 1.0802 | 1.0802 | 1.0802 | 1.0802 | 1.0802 | 1.0802 | 1.0802 | 1.0802 | 1.0802 | 1.0802 | 1.0802 | 1.0802 | 1.0802 | 1.0802 | 1.0802 | 1.0802 | 1.0802 | 1.0802 | 1.0802 | 1.0802 | 1.0802 | 1.0802 | 1.0802 | 1.0802 | 1.0802 | 1.0802 | 1.0802 | 1.0802 | 1.0802 | 1.0802 | 1.0802 | 1.0802 | 1.0802 | 1.0802 | 1.0802 | 1.0802 | 1.0802 | 1.0802 | 1.0802 | 1.0802 | 1.0802 | 1.0802 | 1.0802 | 1.0802 | 1.0802 | 1.0802 | 1.0802 | 1.0802 | 1.0802 | 1.0802 | 1.0802 | 1.0802
Residential_Single Family Low Income_New_Space Heating_Natural Gas | Residential | Single Family Low Income | New | Space Heating | Natural Gas | 100% | 0% | 0% | -30% | 20% | 77% | 25% | 0% | 0% | 100% | 1 | 0.97015 | 0.98501 | 1.0688 | 1.063 | 1.0573 | 1.0516 | 1.0459 | 1.0402 | 1.0345 | 1.0287 | 1.023 | 1.0173 | 1.0116 | 1.0059 | 1.0002 | 0.99443 | 0.98873 | 0.983 | 0.97729 | 0.97157 | 0.96587 | 0.96015 | 0.95444 | 0.94872 | 0.94302 | 0.9373 | 0.93159 | 0.92588 | 0.92017 | 0.91445 | 0.90874 | 0.90874 | 0.90874 | 0.90874 | 0.90874 | 0.90874 | 0.90874 | 0.90874 | 0.90874 | 0.90874 | 0.90874 | 0.90874 | 0.90874 | 0.90874 | 0.90874 | 0.90874 | 0.90874 | 0.90874 | 0.90874 | 0.90874 | 0.90874 | 0.90874 | 0.90874 | 0.90874 | 0.90874 | 0.90874 | 0.90874 | 0.90874 | 0.90874 | 0.90874 | 0.90874 | 0.90874 | 0.90874 | 0.90874 | 0.90874 | 0.90874
Residential_Single Family Low Income_New_Secondary Heating_Natural Gas | Residential | Single Family Low Income | New | Secondary Heating | Natural Gas | 50% | 0% | 0% | -30% | 20% | 77% | 25% | 0% | 0% | 100% | 1 | 0.97015 | 0.98763 | 1.0745 | 1.0716 | 1.0687 | 1.0658 | 1.0629 | 1.06 | 1.0571 | 1.0541 | 1.0512 | 1.0483 | 1.0453 | 1.0424 | 1.0394 | 1.0364 | 1.0334 | 1.0305 | 1.0275 | 1.0244 | 1.0214 | 1.0184 | 1.0154 | 1.0123 | 1.0093 | 1.0062 | 1.0031 | 1.0001 | 0.99698 | 0.99387 | 0.99076 | 0.99076 | 0.99076 | 0.99076 | 0.99076 | 0.99076 | 0.99076 | 0.99076 | 0.99076 | 0.99076 | 0.99076 | 0.99076 | 0.99076 | 0.99076 | 0.99076 | 0.99076 | 0.99076 | 0.99076 | 0.99076 | 0.99076 | 0.99076 | 0.99076 | 0.99076 | 0.99076 | 0.99076 | 0.99076 | 0.99076 | 0.99076 | 0.99076 | 0.99076 | 0.99076 | 0.99076 | 0.99076 | 0.99076 | 0.99076 | 0.99076
Residential_Single Family Low Income_New_Water Heating_Natural Gas | Residential | Single Family Low Income | New | Water Heating | Natural Gas | 0% | 0% | 0% | -10% | 20% | 0% | 60% | 0% | 0% | 100% | 1 | 0.97015 | 0.99025 | 1.0802 | 1.0802 | 1.0802 | 1.0802 | 1.0802 | 1.0802 | 1.0802 | 1.0802 | 1.0802 | 1.0802 | 1.0802 | 1.0802 | 1.0802 | 1.0802 | 1.0802 | 1.0802 | 1.0802 | 1.0802 | 1.0802 | 1.0802 | 1.0802 | 1.0802 | 1.0802 | 1.0802 | 1.0802 | 1.0802 | 1.0802 | 1.0802 | 1.0802 | 1.0802 | 1.0802 | 1.0802 | 1.0802 | 1.0802 | 1.0802 | 1.0802 | 1.0802 | 1.0802 | 1.0802 | 1.0802 | 1.0802 | 1.0802 | 1.0802 | 1.0802 | 1.0802 | 1.0802 | 1.0802 | 1.0802 | 1.0802 | 1.0802 | 1.0802 | 1.0802 | 1.0802 | 1.0802 | 1.0802 | 1.0802 | 1.0802 | 1.0802 | 1.0802 | 1.0802 | 1.0802 | 1.0802 | 1.0802 | 1.0802
Residential_Single Family Low Income_New_Appliances_Natural Gas | Residential | Single Family Low Income | New | Appliances | Natural Gas | 0% | 0% | 0% | -10% | 20% | 0% | 0% | 0% | 0% | 100% | 1 | 0.97015 | 0.99025 | 1.0802 | 1.0802 | 1.0802 | 1.0802 | 1.0802 | 1.0802 | 1.0802 | 1.0802 | 1.0802 | 1.0802 | 1.0802 | 1.0802 | 1.0802 | 1.0802 | 1.0802 | 1.0802 | 1.0802 | 1.0802 | 1.0802 | 1.0802 | 1.0802 | 1.0802 | 1.0802 | 1.0802 | 1.0802 | 1.0802 | 1.0802 | 1.0802 | 1.0802 | 1.0802 | 1.0802 | 1.0802 | 1.0802 | 1.0802 | 1.0802 | 1.0802 | 1.0802 | 1.0802 | 1.0802 | 1.0802 | 1.0802 | 1.0802 | 1.0802 | 1.0802 | 1.0802 | 1.0802 | 1.0802 | 1.0802 | 1.0802 | 1.0802 | 1.0802 | 1.0802 | 1.0802 | 1.0802 | 1.0802 | 1.0802 | 1.0802 | 1.0802 | 1.0802 | 1.0802 | 1.0802 | 1.0802 | 1.0802 | 1.0802
Residential_Single Family Low Income_New_Miscellaneous_Natural Gas | Residential | Single Family Low Income | New | Miscellaneous | Natural Gas | 0% | 0% | 0% | -10% | 20% | 0% | 0% | 0% | 0% | 100% | 1 | 0.97015 | 0.99025 | 1.0802 | 1.0802 | 1.0802 | 1.0802 | 1.0802 | 1.0802 | 1.0802 | 1.0802 | 1.0802 | 1.0802 | 1.0802 | 1.0802 | 1.0802 | 1.0802 | 1.0802 | 1.0802 | 1.0802 | 1.0802 | 1.0802 | 1.0802 | 1.0802 | 1.0802 | 1.0802 | 1.0802 | 1.0802 | 1.0802 | 1.0802 | 1.0802 | 1.0802 | 1.0802 | 1.0802 | 1.0802 | 1.0802 | 1.0802 | 1.0802 | 1.0802 | 1.0802 | 1.0802 | 1.0802 | 1.0802 | 1.0802 | 1.0802 | 1.0802 | 1.0802 | 1.0802 | 1.0802 | 1.0802 | 1.0802 | 1.0802 | 1.0802 | 1.0802 | 1.0802 | 1.0802 | 1.0802 | 1.0802 | 1.0802 | 1.0802 | 1.0802 | 1.0802 | 1.0802 | 1.0802 | 1.0802 | 1.0802 | 1.0802
Residential_Multi-Family Regular Income_Existing_Space Heating_Natural Gas | Residential | Multi-Family Regular Income | Existing | Space Heating | Natural Gas | 100% | 0% | 0% | -30% | 20% | 77% | 25% | 0% | 0% | 100% | 1 | 0.97015 | 0.98501 | 1.0688 | 1.063 | 1.0573 | 1.0516 | 1.0459 | 1.0402 | 1.0345 | 1.0287 | 1.023 | 1.0173 | 1.0116 | 1.0059 | 1.0002 | 0.99443 | 0.98873 | 0.983 | 0.97729 | 0.97157 | 0.96587 | 0.96015 | 0.95444 | 0.94872 | 0.94302 | 0.9373 | 0.93159 | 0.92588 | 0.92017 | 0.91445 | 0.90874 | 0.90874 | 0.90874 | 0.90874 | 0.90874 | 0.90874 | 0.90874 | 0.90874 | 0.90874 | 0.90874 | 0.90874 | 0.90874 | 0.90874 | 0.90874 | 0.90874 | 0.90874 | 0.90874 | 0.90874 | 0.90874 | 0.90874 | 0.90874 | 0.90874 | 0.90874 | 0.90874 | 0.90874 | 0.90874 | 0.90874 | 0.90874 | 0.90874 | 0.90874 | 0.90874 | 0.90874 | 0.90874 | 0.90874 | 0.90874 | 0.90874
Residential_Multi-Family Regular Income_Existing_Secondary Heating_Natural Gas | Residential | Multi-Family Regular Income | Existing | Secondary Heating | Natural Gas | 50% | 0% | 0% | -30% | 20% | 77% | 25% | 0% | 0% | 100% | 1 | 0.97015 | 0.98763 | 1.0745 | 1.0716 | 1.0687 | 1.0658 | 1.0629 | 1.06 | 1.0571 | 1.0541 | 1.0512 | 1.0483 | 1.0453 | 1.0424 | 1.0394 | 1.0364 | 1.0334 | 1.0305 | 1.0275 | 1.0244 | 1.0214 | 1.0184 | 1.0154 | 1.0123 | 1.0093 | 1.0062 | 1.0031 | 1.0001 | 0.99698 | 0.99387 | 0.99076 | 0.99076 | 0.99076 | 0.99076 | 0.99076 | 0.99076 | 0.99076 | 0.99076 | 0.99076 | 0.99076 | 0.99076 | 0.99076 | 0.99076 | 0.99076 | 0.99076 | 0.99076 | 0.99076 | 0.99076 | 0.99076 | 0.99076 | 0.99076 | 0.99076 | 0.99076 | 0.99076 | 0.99076 | 0.99076 | 0.99076 | 0.99076 | 0.99076 | 0.99076 | 0.99076 | 0.99076 | 0.99076 | 0.99076 | 0.99076 | 0.99076
Residential_Multi-Family Regular Income_Existing_Water Heating_Natural Gas | Residential | Multi-Family Regular Income | Existing | Water Heating | Natural Gas | 0% | 0% | 0% | -10% | 20% | 0% | 60% | 0% | 0% | 100% | 1 | 0.97015 | 0.99025 | 1.0802 | 1.0802 | 1.0802 | 1.0802 | 1.0802 | 1.0802 | 1.0802 | 1.0802 | 1.0802 | 1.0802 | 1.0802 | 1.0802 | 1.0802 | 1.0802 | 1.0802 | 1.0802 | 1.0802 | 1.0802 | 1.0802 | 1.0802 | 1.0802 | 1.0802 | 1.0802 | 1.0802 | 1.0802 | 1.0802 | 1.0802 | 1.0802 | 1.0802 | 1.0802 | 1.0802 | 1.0802 | 1.0802 | 1.0802 | 1.0802 | 1.0802 | 1.0802 | 1.0802 | 1.0802 | 1.0802 | 1.0802 | 1.0802 | 1.0802 | 1.0802 | 1.0802 | 1.0802 | 1.0802 | 1.0802 | 1.0802 | 1.0802 | 1.0802 | 1.0802 | 1.0802 | 1.0802 | 1.0802 | 1.0802 | 1.0802 | 1.0802 | 1.0802 | 1.0802 | 1.0802 | 1.0802 | 1.0802 | 1.0802
Residential_Multi-Family Regular Income_Existing_Appliances_Natural Gas | Residential | Multi-Family Regular Income | Existing | Appliances | Natural Gas | 0% | 0% | 0% | -10% | 20% | 0% | 0% | 0% | 0% | 100% | 1 | 0.97015 | 0.99025 | 1.0802 | 1.0802 | 1.0802 | 1.0802 | 1.0802 | 1.0802 | 1.0802 | 1.0802 | 1.0802 | 1.0802 | 1.0802 | 1.0802 | 1.0802 | 1.0802 | 1.0802 | 1.0802 | 1.0802 | 1.0802 | 1.0802 | 1.0802 | 1.0802 | 1.0802 | 1.0802 | 1.0802 | 1.0802 | 1.0802 | 1.0802 | 1.0802 | 1.0802 | 1.0802 | 1.0802 | 1.0802 | 1.0802 | 1.0802 | 1.0802 | 1.0802 | 1.0802 | 1.0802 | 1.0802 | 1.0802 | 1.0802 | 1.0802 | 1.0802 | 1.0802 | 1.0802 | 1.0802 | 1.0802 | 1.0802 | 1.0802 | 1.0802 | 1.0802 | 1.0802 | 1.0802 | 1.0802 | 1.0802 | 1.0802 | 1.0802 | 1.0802 | 1.0802 | 1.0802 | 1.0802 | 1.0802 | 1.0802 | 1.0802
Residential_Multi-Family Regular Income_Existing_Miscellaneous_Natural Gas | Residential | Multi-Family Regular Income | Existing | Miscellaneous | Natural Gas | 0% | 0% | 0% | -10% | 20% | 0% | 0% | 0% | 0% | 100% | 1 | 0.97015 | 0.99025 | 1.0802 | 1.0802 | 1.0802 | 1.0802 | 1.0802 | 1.0802 | 1.0802 | 1.0802 | 1.0802 | 1.0802 | 1.0802 | 1.0802 | 1.0802 | 1.0802 | 1.0802 | 1.0802 | 1.0802 | 1.0802 | 1.0802 | 1.0802 | 1.0802 | 1.0802 | 1.0802 | 1.0802 | 1.0802 | 1.0802 | 1.0802 | 1.0802 | 1.0802 | 1.0802 | 1.0802 | 1.0802 | 1.0802 | 1.0802 | 1.0802 | 1.0802 | 1.0802 | 1.0802 | 1.0802 | 1.0802 | 1.0802 | 1.0802 | 1.0802 | 1.0802 | 1.0802 | 1.0802 | 1.0802 | 1.0802 | 1.0802 | 1.0802 | 1.0802 | 1.0802 | 1.0802 | 1.0802 | 1.0802 | 1.0802 | 1.0802 | 1.0802 | 1.0802 | 1.0802 | 1.0802 | 1.0802 | 1.0802 | 1.0802
Residential_Multi-Family Regular Income_New_Space Heating_Natural Gas | Residential | Multi-Family Regular Income | New | Space Heating | Natural Gas | 100% | 0% | 0% | -30% | 20% | 77% | 25% | 0% | 0% | 100% | 1 | 0.97015 | 0.98501 | 1.0688 | 1.063 | 1.0573 | 1.0516 | 1.0459 | 1.0402 | 1.0345 | 1.0287 | 1.023 | 1.0173 | 1.0116 | 1.0059 | 1.0002 | 0.99443 | 0.98873 | 0.983 | 0.97729 | 0.97157 | 0.96587 | 0.96015 | 0.95444 | 0.94872 | 0.94302 | 0.9373 | 0.93159 | 0.92588 | 0.92017 | 0.91445 | 0.90874 | 0.90874 | 0.90874 | 0.90874 | 0.90874 | 0.90874 | 0.90874 | 0.90874 | 0.90874 | 0.90874 | 0.90874 | 0.90874 | 0.90874 | 0.90874 | 0.90874 | 0.90874 | 0.90874 | 0.90874 | 0.90874 | 0.90874 | 0.90874 | 0.90874 | 0.90874 | 0.90874 | 0.90874 | 0.90874 | 0.90874 | 0.90874 | 0.90874 | 0.90874 | 0.90874 | 0.90874 | 0.90874 | 0.90874 | 0.90874 | 0.90874
Residential_Multi-Family Regular Income_New_Secondary Heating_Natural Gas | Residential | Multi-Family Regular Income | New | Secondary Heating | Natural Gas | 50% | 0% | 0% | -30% | 20% | 77% | 25% | 0% | 0% | 100% | 1 | 0.97015 | 0.98763 | 1.0745 | 1.0716 | 1.0687 | 1.0658 | 1.0629 | 1.06 | 1.0571 | 1.0541 | 1.0512 | 1.0483 | 1.0453 | 1.0424 | 1.0394 | 1.0364 | 1.0334 | 1.0305 | 1.0275 | 1.0244 | 1.0214 | 1.0184 | 1.0154 | 1.0123 | 1.0093 | 1.0062 | 1.0031 | 1.0001 | 0.99698 | 0.99387 | 0.99076 | 0.99076 | 0.99076 | 0.99076 | 0.99076 | 0.99076 | 0.99076 | 0.99076 | 0.99076 | 0.99076 | 0.99076 | 0.99076 | 0.99076 | 0.99076 | 0.99076 | 0.99076 | 0.99076 | 0.99076 | 0.99076 | 0.99076 | 0.99076 | 0.99076 | 0.99076 | 0.99076 | 0.99076 | 0.99076 | 0.99076 | 0.99076 | 0.99076 | 0.99076 | 0.99076 | 0.99076 | 0.99076 | 0.99076 | 0.99076 | 0.99076
Residential_Multi-Family Regular Income_New_Water Heating_Natural Gas | Residential | Multi-Family Regular Income | New | Water Heating | Natural Gas | 0% | 0% | 0% | -10% | 20% | 0% | 60% | 0% | 0% | 100% | 1 | 0.97015 | 0.99025 | 1.0802 | 1.0802 | 1.0802 | 1.0802 | 1.0802 | 1.0802 | 1.0802 | 1.0802 | 1.0802 | 1.0802 | 1.0802 | 1.0802 | 1.0802 | 1.0802 | 1.0802 | 1.0802 | 1.0802 | 1.0802 | 1.0802 | 1.0802 | 1.0802 | 1.0802 | 1.0802 | 1.0802 | 1.0802 | 1.0802 | 1.0802 | 1.0802 | 1.0802 | 1.0802 | 1.0802 | 1.0802 | 1.0802 | 1.0802 | 1.0802 | 1.0802 | 1.0802 | 1.0802 | 1.0802 | 1.0802 | 1.0802 | 1.0802 | 1.0802 | 1.0802 | 1.0802 | 1.0802 | 1.0802 | 1.0802 | 1.0802 | 1.0802 | 1.0802 | 1.0802 | 1.0802 | 1.0802 | 1.0802 | 1.0802 | 1.0802 | 1.0802 | 1.0802 | 1.0802 | 1.0802 | 1.0802 | 1.0802 | 1.0802
Residential_Multi-Family Regular Income_New_Appliances_Natural Gas | Residential | Multi-Family Regular Income | New | Appliances | Natural Gas | 0% | 0% | 0% | -10% | 20% | 0% | 0% | 0% | 0% | 100% | 1 | 0.97015 | 0.99025 | 1.0802 | 1.0802 | 1.0802 | 1.0802 | 1.0802 | 1.0802 | 1.0802 | 1.0802 | 1.0802 | 1.0802 | 1.0802 | 1.0802 | 1.0802 | 1.0802 | 1.0802 | 1.0802 | 1.0802 | 1.0802 | 1.0802 | 1.0802 | 1.0802 | 1.0802 | 1.0802 | 1.0802 | 1.0802 | 1.0802 | 1.0802 | 1.0802 | 1.0802 | 1.0802 | 1.0802 | 1.0802 | 1.0802 | 1.0802 | 1.0802 | 1.0802 | 1.0802 | 1.0802 | 1.0802 | 1.0802 | 1.0802 | 1.0802 | 1.0802 | 1.0802 | 1.0802 | 1.0802 | 1.0802 | 1.0802 | 1.0802 | 1.0802 | 1.0802 | 1.0802 | 1.0802 | 1.0802 | 1.0802 | 1.0802 | 1.0802 | 1.0802 | 1.0802 | 1.0802 | 1.0802 | 1.0802 | 1.0802 | 1.0802
Residential_Multi-Family Regular Income_New_Miscellaneous_Natural Gas | Residential | Multi-Family Regular Income | New | Miscellaneous | Natural Gas | 0% | 0% | 0% | -10% | 20% | 0% | 0% | 0% | 0% | 100% | 1 | 0.97015 | 0.99025 | 1.0802 | 1.0802 | 1.0802 | 1.0802 | 1.0802 | 1.0802 | 1.0802 | 1.0802 | 1.0802 | 1.0802 | 1.0802 | 1.0802 | 1.0802 | 1.0802 | 1.0802 | 1.0802 | 1.0802 | 1.0802 | 1.0802 | 1.0802 | 1.0802 | 1.0802 | 1.0802 | 1.0802 | 1.0802 | 1.0802 | 1.0802 | 1.0802 | 1.0802 | 1.0802 | 1.0802 | 1.0802 | 1.0802 | 1.0802 | 1.0802 | 1.0802 | 1.0802 | 1.0802 | 1.0802 | 1.0802 | 1.0802 | 1.0802 | 1.0802 | 1.0802 | 1.0802 | 1.0802 | 1.0802 | 1.0802 | 1.0802 | 1.0802 | 1.0802 | 1.0802 | 1.0802 | 1.0802 | 1.0802 | 1.0802 | 1.0802 | 1.0802 | 1.0802 | 1.0802 | 1.0802 | 1.0802 | 1.0802 | 1.0802
Residential_Multi-Family Moderate Income_Existing_Space Heating_Natural Gas | Residential | Multi-Family Moderate Income | Existing | Space Heating | Natural Gas | 100% | 0% | 0% | -30% | 20% | 77% | 25% | 0% | 0% | 100% | 1 | 0.97015 | 0.98501 | 1.0688 | 1.063 | 1.0573 | 1.0516 | 1.0459 | 1.0402 | 1.0345 | 1.0287 | 1.023 | 1.0173 | 1.0116 | 1.0059 | 1.0002 | 0.99443 | 0.98873 | 0.983 | 0.97729 | 0.97157 | 0.96587 | 0.96015 | 0.95444 | 0.94872 | 0.94302 | 0.9373 | 0.93159 | 0.92588 | 0.92017 | 0.91445 | 0.90874 | 0.90874 | 0.90874 | 0.90874 | 0.90874 | 0.90874 | 0.90874 | 0.90874 | 0.90874 | 0.90874 | 0.90874 | 0.90874 | 0.90874 | 0.90874 | 0.90874 | 0.90874 | 0.90874 | 0.90874 | 0.90874 | 0.90874 | 0.90874 | 0.90874 | 0.90874 | 0.90874 | 0.90874 | 0.90874 | 0.90874 | 0.90874 | 0.90874 | 0.90874 | 0.90874 | 0.90874 | 0.90874 | 0.90874 | 0.90874 | 0.90874
Residential_Multi-Family Moderate Income_Existing_Secondary Heating_Natural Gas | Residential | Multi-Family Moderate Income | Existing | Secondary Heating | Natural Gas | 50% | 0% | 0% | -30% | 20% | 77% | 25% | 0% | 0% | 100% | 1 | 0.97015 | 0.98763 | 1.0745 | 1.0716 | 1.0687 | 1.0658 | 1.0629 | 1.06 | 1.0571 | 1.0541 | 1.0512 | 1.0483 | 1.0453 | 1.0424 | 1.0394 | 1.0364 | 1.0334 | 1.0305 | 1.0275 | 1.0244 | 1.0214 | 1.0184 | 1.0154 | 1.0123 | 1.0093 | 1.0062 | 1.0031 | 1.0001 | 0.99698 | 0.99387 | 0.99076 | 0.99076 | 0.99076 | 0.99076 | 0.99076 | 0.99076 | 0.99076 | 0.99076 | 0.99076 | 0.99076 | 0.99076 | 0.99076 | 0.99076 | 0.99076 | 0.99076 | 0.99076 | 0.99076 | 0.99076 | 0.99076 | 0.99076 | 0.99076 | 0.99076 | 0.99076 | 0.99076 | 0.99076 | 0.99076 | 0.99076 | 0.99076 | 0.99076 | 0.99076 | 0.99076 | 0.99076 | 0.99076 | 0.99076 | 0.99076 | 0.99076
Residential_Multi-Family Moderate Income_Existing_Water Heating_Natural Gas | Residential | Multi-Family Moderate Income | Existing | Water Heating | Natural Gas | 0% | 0% | 0% | -10% | 20% | 0% | 60% | 0% | 0% | 100% | 1 | 0.97015 | 0.99025 | 1.0802 | 1.0802 | 1.0802 | 1.0802 | 1.0802 | 1.0802 | 1.0802 | 1.0802 | 1.0802 | 1.0802 | 1.0802 | 1.0802 | 1.0802 | 1.0802 | 1.0802 | 1.0802 | 1.0802 | 1.0802 | 1.0802 | 1.0802 | 1.0802 | 1.0802 | 1.0802 | 1.0802 | 1.0802 | 1.0802 | 1.0802 | 1.0802 | 1.0802 | 1.0802 | 1.0802 | 1.0802 | 1.0802 | 1.0802 | 1.0802 | 1.0802 | 1.0802 | 1.0802 | 1.0802 | 1.0802 | 1.0802 | 1.0802 | 1.0802 | 1.0802 | 1.0802 | 1.0802 | 1.0802 | 1.0802 | 1.0802 | 1.0802 | 1.0802 | 1.0802 | 1.0802 | 1.0802 | 1.0802 | 1.0802 | 1.0802 | 1.0802 | 1.0802 | 1.0802 | 1.0802 | 1.0802 | 1.0802 | 1.0802
Residential_Multi-Family Moderate Income_Existing_Appliances_Natural Gas | Residential | Multi-Family Moderate Income | Existing | Appliances | Natural Gas | 0% | 0% | 0% | -10% | 20% | 0% | 0% | 0% | 0% | 100% | 1 | 0.97015 | 0.99025 | 1.0802 | 1.0802 | 1.0802 | 1.0802 | 1.0802 | 1.0802 | 1.0802 | 1.0802 | 1.0802 | 1.0802 | 1.0802 | 1.0802 | 1.0802 | 1.0802 | 1.0802 | 1.0802 | 1.0802 | 1.0802 | 1.0802 | 1.0802 | 1.0802 | 1.0802 | 1.0802 | 1.0802 | 1.0802 | 1.0802 | 1.0802 | 1.0802 | 1.0802 | 1.0802 | 1.0802 | 1.0802 | 1.0802 | 1.0802 | 1.0802 | 1.0802 | 1.0802 | 1.0802 | 1.0802 | 1.0802 | 1.0802 | 1.0802 | 1.0802 | 1.0802 | 1.0802 | 1.0802 | 1.0802 | 1.0802 | 1.0802 | 1.0802 | 1.0802 | 1.0802 | 1.0802 | 1.0802 | 1.0802 | 1.0802 | 1.0802 | 1.0802 | 1.0802 | 1.0802 | 1.0802 | 1.0802 | 1.0802 | 1.0802
Residential_Multi-Family Moderate Income_Existing_Miscellaneous_Natural Gas | Residential | Multi-Family Moderate Income | Existing | Miscellaneous | Natural Gas | 0% | 0% | 0% | -10% | 20% | 0% | 0% | 0% | 0% | 100% | 1 | 0.97015 | 0.99025 | 1.0802 | 1.0802 | 1.0802 | 1.0802 | 1.0802 | 1.0802 | 1.0802 | 1.0802 | 1.0802 | 1.0802 | 1.0802 | 1.0802 | 1.0802 | 1.0802 | 1.0802 | 1.0802 | 1.0802 | 1.0802 | 1.0802 | 1.0802 | 1.0802 | 1.0802 | 1.0802 | 1.0802 | 1.0802 | 1.0802 | 1.0802 | 1.0802 | 1.0802 | 1.0802 | 1.0802 | 1.0802 | 1.0802 | 1.0802 | 1.0802 | 1.0802 | 1.0802 | 1.0802 | 1.0802 | 1.0802 | 1.0802 | 1.0802 | 1.0802 | 1.0802 | 1.0802 | 1.0802 | 1.0802 | 1.0802 | 1.0802 | 1.0802 | 1.0802 | 1.0802 | 1.0802 | 1.0802 | 1.0802 | 1.0802 | 1.0802 | 1.0802 | 1.0802 | 1.0802 | 1.0802 | 1.0802 | 1.0802 | 1.0802
Residential_Multi-Family Moderate Income_New_Space Heating_Natural Gas | Residential | Multi-Family Moderate Income | New | Space Heating | Natural Gas | 100% | 0% | 0% | -30% | 20% | 77% | 25% | 0% | 0% | 100% | 1 | 0.97015 | 0.98501 | 1.0688 | 1.063 | 1.0573 | 1.0516 | 1.0459 | 1.0402 | 1.0345 | 1.0287 | 1.023 | 1.0173 | 1.0116 | 1.0059 | 1.0002 | 0.99443 | 0.98873 | 0.983 | 0.97729 | 0.97157 | 0.96587 | 0.96015 | 0.95444 | 0.94872 | 0.94302 | 0.9373 | 0.93159 | 0.92588 | 0.92017 | 0.91445 | 0.90874 | 0.90874 | 0.90874 | 0.90874 | 0.90874 | 0.90874 | 0.90874 | 0.90874 | 0.90874 | 0.90874 | 0.90874 | 0.90874 | 0.90874 | 0.90874 | 0.90874 | 0.90874 | 0.90874 | 0.90874 | 0.90874 | 0.90874 | 0.90874 | 0.90874 | 0.90874 | 0.90874 | 0.90874 | 0.90874 | 0.90874 | 0.90874 | 0.90874 | 0.90874 | 0.90874 | 0.90874 | 0.90874 | 0.90874 | 0.90874 | 0.90874
Residential_Multi-Family Moderate Income_New_Secondary Heating_Natural Gas | Residential | Multi-Family Moderate Income | New | Secondary Heating | Natural Gas | 50% | 0% | 0% | -30% | 20% | 77% | 25% | 0% | 0% | 100% | 1 | 0.97015 | 0.98763 | 1.0745 | 1.0716 | 1.0687 | 1.0658 | 1.0629 | 1.06 | 1.0571 | 1.0541 | 1.0512 | 1.0483 | 1.0453 | 1.0424 | 1.0394 | 1.0364 | 1.0334 | 1.0305 | 1.0275 | 1.0244 | 1.0214 | 1.0184 | 1.0154 | 1.0123 | 1.0093 | 1.0062 | 1.0031 | 1.0001 | 0.99698 | 0.99387 | 0.99076 | 0.99076 | 0.99076 | 0.99076 | 0.99076 | 0.99076 | 0.99076 | 0.99076 | 0.99076 | 0.99076 | 0.99076 | 0.99076 | 0.99076 | 0.99076 | 0.99076 | 0.99076 | 0.99076 | 0.99076 | 0.99076 | 0.99076 | 0.99076 | 0.99076 | 0.99076 | 0.99076 | 0.99076 | 0.99076 | 0.99076 | 0.99076 | 0.99076 | 0.99076 | 0.99076 | 0.99076 | 0.99076 | 0.99076 | 0.99076 | 0.99076
Residential_Multi-Family Moderate Income_New_Water Heating_Natural Gas | Residential | Multi-Family Moderate Income | New | Water Heating | Natural Gas | 0% | 0% | 0% | -10% | 20% | 0% | 60% | 0% | 0% | 100% | 1 | 0.97015 | 0.99025 | 1.0802 | 1.0802 | 1.0802 | 1.0802 | 1.0802 | 1.0802 | 1.0802 | 1.0802 | 1.0802 | 1.0802 | 1.0802 | 1.0802 | 1.0802 | 1.0802 | 1.0802 | 1.0802 | 1.0802 | 1.0802 | 1.0802 | 1.0802 | 1.0802 | 1.0802 | 1.0802 | 1.0802 | 1.0802 | 1.0802 | 1.0802 | 1.0802 | 1.0802 | 1.0802 | 1.0802 | 1.0802 | 1.0802 | 1.0802 | 1.0802 | 1.0802 | 1.0802 | 1.0802 | 1.0802 | 1.0802 | 1.0802 | 1.0802 | 1.0802 | 1.0802 | 1.0802 | 1.0802 | 1.0802 | 1.0802 | 1.0802 | 1.0802 | 1.0802 | 1.0802 | 1.0802 | 1.0802 | 1.0802 | 1.0802 | 1.0802 | 1.0802 | 1.0802 | 1.0802 | 1.0802 | 1.0802 | 1.0802 | 1.0802
Residential_Multi-Family Moderate Income_New_Appliances_Natural Gas | Residential | Multi-Family Moderate Income | New | Appliances | Natural Gas | 0% | 0% | 0% | -10% | 20% | 0% | 0% | 0% | 0% | 100% | 1 | 0.97015 | 0.99025 | 1.0802 | 1.0802 | 1.0802 | 1.0802 | 1.0802 | 1.0802 | 1.0802 | 1.0802 | 1.0802 | 1.0802 | 1.0802 | 1.0802 | 1.0802 | 1.0802 | 1.0802 | 1.0802 | 1.0802 | 1.0802 | 1.0802 | 1.0802 | 1.0802 | 1.0802 | 1.0802 | 1.0802 | 1.0802 | 1.0802 | 1.0802 | 1.0802 | 1.0802 | 1.0802 | 1.0802 | 1.0802 | 1.0802 | 1.0802 | 1.0802 | 1.0802 | 1.0802 | 1.0802 | 1.0802 | 1.0802 | 1.0802 | 1.0802 | 1.0802 | 1.0802 | 1.0802 | 1.0802 | 1.0802 | 1.0802 | 1.0802 | 1.0802 | 1.0802 | 1.0802 | 1.0802 | 1.0802 | 1.0802 | 1.0802 | 1.0802 | 1.0802 | 1.0802 | 1.0802 | 1.0802 | 1.0802 | 1.0802 | 1.0802
Residential_Multi-Family Moderate Income_New_Miscellaneous_Natural Gas | Residential | Multi-Family Moderate Income | New | Miscellaneous | Natural Gas | 0% | 0% | 0% | -10% | 20% | 0% | 0% | 0% | 0% | 100% | 1 | 0.97015 | 0.99025 | 1.0802 | 1.0802 | 1.0802 | 1.0802 | 1.0802 | 1.0802 | 1.0802 | 1.0802 | 1.0802 | 1.0802 | 1.0802 | 1.0802 | 1.0802 | 1.0802 | 1.0802 | 1.0802 | 1.0802 | 1.0802 | 1.0802 | 1.0802 | 1.0802 | 1.0802 | 1.0802 | 1.0802 | 1.0802 | 1.0802 | 1.0802 | 1.0802 | 1.0802 | 1.0802 | 1.0802 | 1.0802 | 1.0802 | 1.0802 | 1.0802 | 1.0802 | 1.0802 | 1.0802 | 1.0802 | 1.0802 | 1.0802 | 1.0802 | 1.0802 | 1.0802 | 1.0802 | 1.0802 | 1.0802 | 1.0802 | 1.0802 | 1.0802 | 1.0802 | 1.0802 | 1.0802 | 1.0802 | 1.0802 | 1.0802 | 1.0802 | 1.0802 | 1.0802 | 1.0802 | 1.0802 | 1.0802 | 1.0802 | 1.0802
Residential_Multi-Family Low Income_Existing_Space Heating_Natural Gas | Residential | Multi-Family Low Income | Existing | Space Heating | Natural Gas | 100% | 0% | 0% | -30% | 20% | 77% | 25% | 0% | 0% | 100% | 1 | 0.97015 | 0.98501 | 1.0688 | 1.063 | 1.0573 | 1.0516 | 1.0459 | 1.0402 | 1.0345 | 1.0287 | 1.023 | 1.0173 | 1.0116 | 1.0059 | 1.0002 | 0.99443 | 0.98873 | 0.983 | 0.97729 | 0.97157 | 0.96587 | 0.96015 | 0.95444 | 0.94872 | 0.94302 | 0.9373 | 0.93159 | 0.92588 | 0.92017 | 0.91445 | 0.90874 | 0.90874 | 0.90874 | 0.90874 | 0.90874 | 0.90874 | 0.90874 | 0.90874 | 0.90874 | 0.90874 | 0.90874 | 0.90874 | 0.90874 | 0.90874 | 0.90874 | 0.90874 | 0.90874 | 0.90874 | 0.90874 | 0.90874 | 0.90874 | 0.90874 | 0.90874 | 0.90874 | 0.90874 | 0.90874 | 0.90874 | 0.90874 | 0.90874 | 0.90874 | 0.90874 | 0.90874 | 0.90874 | 0.90874 | 0.90874 | 0.90874
Residential_Multi-Family Low Income_Existing_Secondary Heating_Natural Gas | Residential | Multi-Family Low Income | Existing | Secondary Heating | Natural Gas | 50% | 0% | 0% | -30% | 20% | 77% | 25% | 0% | 0% | 100% | 1 | 0.97015 | 0.98763 | 1.0745 | 1.0716 | 1.0687 | 1.0658 | 1.0629 | 1.06 | 1.0571 | 1.0541 | 1.0512 | 1.0483 | 1.0453 | 1.0424 | 1.0394 | 1.0364 | 1.0334 | 1.0305 | 1.0275 | 1.0244 | 1.0214 | 1.0184 | 1.0154 | 1.0123 | 1.0093 | 1.0062 | 1.0031 | 1.0001 | 0.99698 | 0.99387 | 0.99076 | 0.99076 | 0.99076 | 0.99076 | 0.99076 | 0.99076 | 0.99076 | 0.99076 | 0.99076 | 0.99076 | 0.99076 | 0.99076 | 0.99076 | 0.99076 | 0.99076 | 0.99076 | 0.99076 | 0.99076 | 0.99076 | 0.99076 | 0.99076 | 0.99076 | 0.99076 | 0.99076 | 0.99076 | 0.99076 | 0.99076 | 0.99076 | 0.99076 | 0.99076 | 0.99076 | 0.99076 | 0.99076 | 0.99076 | 0.99076 | 0.99076
Residential_Multi-Family Low Income_Existing_Water Heating_Natural Gas | Residential | Multi-Family Low Income | Existing | Water Heating | Natural Gas | 0% | 0% | 0% | -10% | 20% | 0% | 60% | 0% | 0% | 100% | 1 | 0.97015 | 0.99025 | 1.0802 | 1.0802 | 1.0802 | 1.0802 | 1.0802 | 1.0802 | 1.0802 | 1.0802 | 1.0802 | 1.0802 | 1.0802 | 1.0802 | 1.0802 | 1.0802 | 1.0802 | 1.0802 | 1.0802 | 1.0802 | 1.0802 | 1.0802 | 1.0802 | 1.0802 | 1.0802 | 1.0802 | 1.0802 | 1.0802 | 1.0802 | 1.0802 | 1.0802 | 1.0802 | 1.0802 | 1.0802 | 1.0802 | 1.0802 | 1.0802 | 1.0802 | 1.0802 | 1.0802 | 1.0802 | 1.0802 | 1.0802 | 1.0802 | 1.0802 | 1.0802 | 1.0802 | 1.0802 | 1.0802 | 1.0802 | 1.0802 | 1.0802 | 1.0802 | 1.0802 | 1.0802 | 1.0802 | 1.0802 | 1.0802 | 1.0802 | 1.0802 | 1.0802 | 1.0802 | 1.0802 | 1.0802 | 1.0802 | 1.0802
Residential_Multi-Family Low Income_Existing_Appliances_Natural Gas | Residential | Multi-Family Low Income | Existing | Appliances | Natural Gas | 0% | 0% | 0% | -10% | 20% | 0% | 0% | 0% | 0% | 100% | 1 | 0.97015 | 0.99025 | 1.0802 | 1.0802 | 1.0802 | 1.0802 | 1.0802 | 1.0802 | 1.0802 | 1.0802 | 1.0802 | 1.0802 | 1.0802 | 1.0802 | 1.0802 | 1.0802 | 1.0802 | 1.0802 | 1.0802 | 1.0802 | 1.0802 | 1.0802 | 1.0802 | 1.0802 | 1.0802 | 1.0802 | 1.0802 | 1.0802 | 1.0802 | 1.0802 | 1.0802 | 1.0802 | 1.0802 | 1.0802 | 1.0802 | 1.0802 | 1.0802 | 1.0802 | 1.0802 | 1.0802 | 1.0802 | 1.0802 | 1.0802 | 1.0802 | 1.0802 | 1.0802 | 1.0802 | 1.0802 | 1.0802 | 1.0802 | 1.0802 | 1.0802 | 1.0802 | 1.0802 | 1.0802 | 1.0802 | 1.0802 | 1.0802 | 1.0802 | 1.0802 | 1.0802 | 1.0802 | 1.0802 | 1.0802 | 1.0802 | 1.0802
Residential_Multi-Family Low Income_Existing_Miscellaneous_Natural Gas | Residential | Multi-Family Low Income | Existing | Miscellaneous | Natural Gas | 0% | 0% | 0% | -10% | 20% | 0% | 0% | 0% | 0% | 100% | 1 | 0.97015 | 0.99025 | 1.0802 | 1.0802 | 1.0802 | 1.0802 | 1.0802 | 1.0802 | 1.0802 | 1.0802 | 1.0802 | 1.0802 | 1.0802 | 1.0802 | 1.0802 | 1.0802 | 1.0802 | 1.0802 | 1.0802 | 1.0802 | 1.0802 | 1.0802 | 1.0802 | 1.0802 | 1.0802 | 1.0802 | 1.0802 | 1.0802 | 1.0802 | 1.0802 | 1.0802 | 1.0802 | 1.0802 | 1.0802 | 1.0802 | 1.0802 | 1.0802 | 1.0802 | 1.0802 | 1.0802 | 1.0802 | 1.0802 | 1.0802 | 1.0802 | 1.0802 | 1.0802 | 1.0802 | 1.0802 | 1.0802 | 1.0802 | 1.0802 | 1.0802 | 1.0802 | 1.0802 | 1.0802 | 1.0802 | 1.0802 | 1.0802 | 1.0802 | 1.0802 | 1.0802 | 1.0802 | 1.0802 | 1.0802 | 1.0802 | 1.0802
Residential_Multi-Family Low Income_New_Space Heating_Natural Gas | Residential | Multi-Family Low Income | New | Space Heating | Natural Gas | 100% | 0% | 0% | -30% | 20% | 77% | 25% | 0% | 0% | 100% | 1 | 0.97015 | 0.98501 | 1.0688 | 1.063 | 1.0573 | 1.0516 | 1.0459 | 1.0402 | 1.0345 | 1.0287 | 1.023 | 1.0173 | 1.0116 | 1.0059 | 1.0002 | 0.99443 | 0.98873 | 0.983 | 0.97729 | 0.97157 | 0.96587 | 0.96015 | 0.95444 | 0.94872 | 0.94302 | 0.9373 | 0.93159 | 0.92588 | 0.92017 | 0.91445 | 0.90874 | 0.90874 | 0.90874 | 0.90874 | 0.90874 | 0.90874 | 0.90874 | 0.90874 | 0.90874 | 0.90874 | 0.90874 | 0.90874 | 0.90874 | 0.90874 | 0.90874 | 0.90874 | 0.90874 | 0.90874 | 0.90874 | 0.90874 | 0.90874 | 0.90874 | 0.90874 | 0.90874 | 0.90874 | 0.90874 | 0.90874 | 0.90874 | 0.90874 | 0.90874 | 0.90874 | 0.90874 | 0.90874 | 0.90874 | 0.90874 | 0.90874
Residential_Multi-Family Low Income_New_Secondary Heating_Natural Gas | Residential | Multi-Family Low Income | New | Secondary Heating | Natural Gas | 50% | 0% | 0% | -30% | 20% | 77% | 25% | 0% | 0% | 100% | 1 | 0.97015 | 0.98763 | 1.0745 | 1.0716 | 1.0687 | 1.0658 | 1.0629 | 1.06 | 1.0571 | 1.0541 | 1.0512 | 1.0483 | 1.0453 | 1.0424 | 1.0394 | 1.0364 | 1.0334 | 1.0305 | 1.0275 | 1.0244 | 1.0214 | 1.0184 | 1.0154 | 1.0123 | 1.0093 | 1.0062 | 1.0031 | 1.0001 | 0.99698 | 0.99387 | 0.99076 | 0.99076 | 0.99076 | 0.99076 | 0.99076 | 0.99076 | 0.99076 | 0.99076 | 0.99076 | 0.99076 | 0.99076 | 0.99076 | 0.99076 | 0.99076 | 0.99076 | 0.99076 | 0.99076 | 0.99076 | 0.99076 | 0.99076 | 0.99076 | 0.99076 | 0.99076 | 0.99076 | 0.99076 | 0.99076 | 0.99076 | 0.99076 | 0.99076 | 0.99076 | 0.99076 | 0.99076 | 0.99076 | 0.99076 | 0.99076 | 0.99076
Residential_Multi-Family Low Income_New_Water Heating_Natural Gas | Residential | Multi-Family Low Income | New | Water Heating | Natural Gas | 0% | 0% | 0% | -10% | 20% | 0% | 60% | 0% | 0% | 100% | 1 | 0.97015 | 0.99025 | 1.0802 | 1.0802 | 1.0802 | 1.0802 | 1.0802 | 1.0802 | 1.0802 | 1.0802 | 1.0802 | 1.0802 | 1.0802 | 1.0802 | 1.0802 | 1.0802 | 1.0802 | 1.0802 | 1.0802 | 1.0802 | 1.0802 | 1.0802 | 1.0802 | 1.0802 | 1.0802 | 1.0802 | 1.0802 | 1.0802 | 1.0802 | 1.0802 | 1.0802 | 1.0802 | 1.0802 | 1.0802 | 1.0802 | 1.0802 | 1.0802 | 1.0802 | 1.0802 | 1.0802 | 1.0802 | 1.0802 | 1.0802 | 1.0802 | 1.0802 | 1.0802 | 1.0802 | 1.0802 | 1.0802 | 1.0802 | 1.0802 | 1.0802 | 1.0802 | 1.0802 | 1.0802 | 1.0802 | 1.0802 | 1.0802 | 1.0802 | 1.0802 | 1.0802 | 1.0802 | 1.0802 | 1.0802 | 1.0802 | 1.0802
Residential_Multi-Family Low Income_New_Appliances_Natural Gas | Residential | Multi-Family Low Income | New | Appliances | Natural Gas | 0% | 0% | 0% | -10% | 20% | 0% | 0% | 0% | 0% | 100% | 1 | 0.97015 | 0.99025 | 1.0802 | 1.0802 | 1.0802 | 1.0802 | 1.0802 | 1.0802 | 1.0802 | 1.0802 | 1.0802 | 1.0802 | 1.0802 | 1.0802 | 1.0802 | 1.0802 | 1.0802 | 1.0802 | 1.0802 | 1.0802 | 1.0802 | 1.0802 | 1.0802 | 1.0802 | 1.0802 | 1.0802 | 1.0802 | 1.0802 | 1.0802 | 1.0802 | 1.0802 | 1.0802 | 1.0802 | 1.0802 | 1.0802 | 1.0802 | 1.0802 | 1.0802 | 1.0802 | 1.0802 | 1.0802 | 1.0802 | 1.0802 | 1.0802 | 1.0802 | 1.0802 | 1.0802 | 1.0802 | 1.0802 | 1.0802 | 1.0802 | 1.0802 | 1.0802 | 1.0802 | 1.0802 | 1.0802 | 1.0802 | 1.0802 | 1.0802 | 1.0802 | 1.0802 | 1.0802 | 1.0802 | 1.0802 | 1.0802 | 1.0802
Residential_Multi-Family Low Income_New_Miscellaneous_Natural Gas | Residential | Multi-Family Low Income | New | Miscellaneous | Natural Gas | 0% | 0% | 0% | -10% | 20% | 0% | 0% | 0% | 0% | 100% | 1 | 0.97015 | 0.99025 | 1.0802 | 1.0802 | 1.0802 | 1.0802 | 1.0802 | 1.0802 | 1.0802 | 1.0802 | 1.0802 | 1.0802 | 1.0802 | 1.0802 | 1.0802 | 1.0802 | 1.0802 | 1.0802 | 1.0802 | 1.0802 | 1.0802 | 1.0802 | 1.0802 | 1.0802 | 1.0802 | 1.0802 | 1.0802 | 1.0802 | 1.0802 | 1.0802 | 1.0802 | 1.0802 | 1.0802 | 1.0802 | 1.0802 | 1.0802 | 1.0802 | 1.0802 | 1.0802 | 1.0802 | 1.0802 | 1.0802 | 1.0802 | 1.0802 | 1.0802 | 1.0802 | 1.0802 | 1.0802 | 1.0802 | 1.0802 | 1.0802 | 1.0802 | 1.0802 | 1.0802 | 1.0802 | 1.0802 | 1.0802 | 1.0802 | 1.0802 | 1.0802 | 1.0802 | 1.0802 | 1.0802 | 1.0802 | 1.0802 | 1.0802
Residential_Manufactured Home Regular Income_Existing_Space Heating_Natural Gas | Residential | Manufactured Home Regular Income | Existing | Space Heating | Natural Gas | 100% | 0% | 0% | -30% | 20% | 77% | 25% | 0% | 0% | 100% | 1 | 0.97015 | 0.98501 | 1.0688 | 1.063 | 1.0573 | 1.0516 | 1.0459 | 1.0402 | 1.0345 | 1.0287 | 1.023 | 1.0173 | 1.0116 | 1.0059 | 1.0002 | 0.99443 | 0.98873 | 0.983 | 0.97729 | 0.97157 | 0.96587 | 0.96015 | 0.95444 | 0.94872 | 0.94302 | 0.9373 | 0.93159 | 0.92588 | 0.92017 | 0.91445 | 0.90874 | 0.90874 | 0.90874 | 0.90874 | 0.90874 | 0.90874 | 0.90874 | 0.90874 | 0.90874 | 0.90874 | 0.90874 | 0.90874 | 0.90874 | 0.90874 | 0.90874 | 0.90874 | 0.90874 | 0.90874 | 0.90874 | 0.90874 | 0.90874 | 0.90874 | 0.90874 | 0.90874 | 0.90874 | 0.90874 | 0.90874 | 0.90874 | 0.90874 | 0.90874 | 0.90874 | 0.90874 | 0.90874 | 0.90874 | 0.90874 | 0.90874
Residential_Manufactured Home Regular Income_Existing_Secondary Heating_Natural Gas | Residential | Manufactured Home Regular Income | Existing | Secondary Heating | Natural Gas | 50% | 0% | 0% | -30% | 20% | 77% | 25% | 0% | 0% | 100% | 1 | 0.97015 | 0.98763 | 1.0745 | 1.0716 | 1.0687 | 1.0658 | 1.0629 | 1.06 | 1.0571 | 1.0541 | 1.0512 | 1.0483 | 1.0453 | 1.0424 | 1.0394 | 1.0364 | 1.0334 | 1.0305 | 1.0275 | 1.0244 | 1.0214 | 1.0184 | 1.0154 | 1.0123 | 1.0093 | 1.0062 | 1.0031 | 1.0001 | 0.99698 | 0.99387 | 0.99076 | 0.99076 | 0.99076 | 0.99076 | 0.99076 | 0.99076 | 0.99076 | 0.99076 | 0.99076 | 0.99076 | 0.99076 | 0.99076 | 0.99076 | 0.99076 | 0.99076 | 0.99076 | 0.99076 | 0.99076 | 0.99076 | 0.99076 | 0.99076 | 0.99076 | 0.99076 | 0.99076 | 0.99076 | 0.99076 | 0.99076 | 0.99076 | 0.99076 | 0.99076 | 0.99076 | 0.99076 | 0.99076 | 0.99076 | 0.99076 | 0.99076
Residential_Manufactured Home Regular Income_Existing_Water Heating_Natural Gas | Residential | Manufactured Home Regular Income | Existing | Water Heating | Natural Gas | 0% | 0% | 0% | -10% | 20% | 0% | 60% | 0% | 0% | 100% | 1 | 0.97015 | 0.99025 | 1.0802 | 1.0802 | 1.0802 | 1.0802 | 1.0802 | 1.0802 | 1.0802 | 1.0802 | 1.0802 | 1.0802 | 1.0802 | 1.0802 | 1.0802 | 1.0802 | 1.0802 | 1.0802 | 1.0802 | 1.0802 | 1.0802 | 1.0802 | 1.0802 | 1.0802 | 1.0802 | 1.0802 | 1.0802 | 1.0802 | 1.0802 | 1.0802 | 1.0802 | 1.0802 | 1.0802 | 1.0802 | 1.0802 | 1.0802 | 1.0802 | 1.0802 | 1.0802 | 1.0802 | 1.0802 | 1.0802 | 1.0802 | 1.0802 | 1.0802 | 1.0802 | 1.0802 | 1.0802 | 1.0802 | 1.0802 | 1.0802 | 1.0802 | 1.0802 | 1.0802 | 1.0802 | 1.0802 | 1.0802 | 1.0802 | 1.0802 | 1.0802 | 1.0802 | 1.0802 | 1.0802 | 1.0802 | 1.0802 | 1.0802
Residential_Manufactured Home Regular Income_Existing_Appliances_Natural Gas | Residential | Manufactured Home Regular Income | Existing | Appliances | Natural Gas | 0% | 0% | 0% | -10% | 20% | 0% | 0% | 0% | 0% | 100% | 1 | 0.97015 | 0.99025 | 1.0802 | 1.0802 | 1.0802 | 1.0802 | 1.0802 | 1.0802 | 1.0802 | 1.0802 | 1.0802 | 1.0802 | 1.0802 | 1.0802 | 1.0802 | 1.0802 | 1.0802 | 1.0802 | 1.0802 | 1.0802 | 1.0802 | 1.0802 | 1.0802 | 1.0802 | 1.0802 | 1.0802 | 1.0802 | 1.0802 | 1.0802 | 1.0802 | 1.0802 | 1.0802 | 1.0802 | 1.0802 | 1.0802 | 1.0802 | 1.0802 | 1.0802 | 1.0802 | 1.0802 | 1.0802 | 1.0802 | 1.0802 | 1.0802 | 1.0802 | 1.0802 | 1.0802 | 1.0802 | 1.0802 | 1.0802 | 1.0802 | 1.0802 | 1.0802 | 1.0802 | 1.0802 | 1.0802 | 1.0802 | 1.0802 | 1.0802 | 1.0802 | 1.0802 | 1.0802 | 1.0802 | 1.0802 | 1.0802 | 1.0802
Residential_Manufactured Home Regular Income_Existing_Miscellaneous_Natural Gas | Residential | Manufactured Home Regular Income | Existing | Miscellaneous | Natural Gas | 0% | 0% | 0% | -10% | 20% | 0% | 0% | 0% | 0% | 100% | 1 | 0.97015 | 0.99025 | 1.0802 | 1.0802 | 1.0802 | 1.0802 | 1.0802 | 1.0802 | 1.0802 | 1.0802 | 1.0802 | 1.0802 | 1.0802 | 1.0802 | 1.0802 | 1.0802 | 1.0802 | 1.0802 | 1.0802 | 1.0802 | 1.0802 | 1.0802 | 1.0802 | 1.0802 | 1.0802 | 1.0802 | 1.0802 | 1.0802 | 1.0802 | 1.0802 | 1.0802 | 1.0802 | 1.0802 | 1.0802 | 1.0802 | 1.0802 | 1.0802 | 1.0802 | 1.0802 | 1.0802 | 1.0802 | 1.0802 | 1.0802 | 1.0802 | 1.0802 | 1.0802 | 1.0802 | 1.0802 | 1.0802 | 1.0802 | 1.0802 | 1.0802 | 1.0802 | 1.0802 | 1.0802 | 1.0802 | 1.0802 | 1.0802 | 1.0802 | 1.0802 | 1.0802 | 1.0802 | 1.0802 | 1.0802 | 1.0802 | 1.0802
Residential_Manufactured Home Regular Income_New_Space Heating_Natural Gas | Residential | Manufactured Home Regular Income | New | Space Heating | Natural Gas | 100% | 0% | 0% | -30% | 20% | 77% | 25% | 0% | 0% | 100% | 1 | 0.97015 | 0.98501 | 1.0688 | 1.063 | 1.0573 | 1.0516 | 1.0459 | 1.0402 | 1.0345 | 1.0287 | 1.023 | 1.0173 | 1.0116 | 1.0059 | 1.0002 | 0.99443 | 0.98873 | 0.983 | 0.97729 | 0.97157 | 0.96587 | 0.96015 | 0.95444 | 0.94872 | 0.94302 | 0.9373 | 0.93159 | 0.92588 | 0.92017 | 0.91445 | 0.90874 | 0.90874 | 0.90874 | 0.90874 | 0.90874 | 0.90874 | 0.90874 | 0.90874 | 0.90874 | 0.90874 | 0.90874 | 0.90874 | 0.90874 | 0.90874 | 0.90874 | 0.90874 | 0.90874 | 0.90874 | 0.90874 | 0.90874 | 0.90874 | 0.90874 | 0.90874 | 0.90874 | 0.90874 | 0.90874 | 0.90874 | 0.90874 | 0.90874 | 0.90874 | 0.90874 | 0.90874 | 0.90874 | 0.90874 | 0.90874 | 0.90874
Residential_Manufactured Home Regular Income_New_Secondary Heating_Natural Gas | Residential | Manufactured Home Regular Income | New | Secondary Heating | Natural Gas | 50% | 0% | 0% | -30% | 20% | 77% | 25% | 0% | 0% | 100% | 1 | 0.97015 | 0.98763 | 1.0745 | 1.0716 | 1.0687 | 1.0658 | 1.0629 | 1.06 | 1.0571 | 1.0541 | 1.0512 | 1.0483 | 1.0453 | 1.0424 | 1.0394 | 1.0364 | 1.0334 | 1.0305 | 1.0275 | 1.0244 | 1.0214 | 1.0184 | 1.0154 | 1.0123 | 1.0093 | 1.0062 | 1.0031 | 1.0001 | 0.99698 | 0.99387 | 0.99076 | 0.99076 | 0.99076 | 0.99076 | 0.99076 | 0.99076 | 0.99076 | 0.99076 | 0.99076 | 0.99076 | 0.99076 | 0.99076 | 0.99076 | 0.99076 | 0.99076 | 0.99076 | 0.99076 | 0.99076 | 0.99076 | 0.99076 | 0.99076 | 0.99076 | 0.99076 | 0.99076 | 0.99076 | 0.99076 | 0.99076 | 0.99076 | 0.99076 | 0.99076 | 0.99076 | 0.99076 | 0.99076 | 0.99076 | 0.99076 | 0.99076
Residential_Manufactured Home Regular Income_New_Water Heating_Natural Gas | Residential | Manufactured Home Regular Income | New | Water Heating | Natural Gas | 0% | 0% | 0% | -10% | 20% | 0% | 60% | 0% | 0% | 100% | 1 | 0.97015 | 0.99025 | 1.0802 | 1.0802 | 1.0802 | 1.0802 | 1.0802 | 1.0802 | 1.0802 | 1.0802 | 1.0802 | 1.0802 | 1.0802 | 1.0802 | 1.0802 | 1.0802 | 1.0802 | 1.0802 | 1.0802 | 1.0802 | 1.0802 | 1.0802 | 1.0802 | 1.0802 | 1.0802 | 1.0802 | 1.0802 | 1.0802 | 1.0802 | 1.0802 | 1.0802 | 1.0802 | 1.0802 | 1.0802 | 1.0802 | 1.0802 | 1.0802 | 1.0802 | 1.0802 | 1.0802 | 1.0802 | 1.0802 | 1.0802 | 1.0802 | 1.0802 | 1.0802 | 1.0802 | 1.0802 | 1.0802 | 1.0802 | 1.0802 | 1.0802 | 1.0802 | 1.0802 | 1.0802 | 1.0802 | 1.0802 | 1.0802 | 1.0802 | 1.0802 | 1.0802 | 1.0802 | 1.0802 | 1.0802 | 1.0802 | 1.0802
Residential_Manufactured Home Regular Income_New_Appliances_Natural Gas | Residential | Manufactured Home Regular Income | New | Appliances | Natural Gas | 0% | 0% | 0% | -10% | 20% | 0% | 0% | 0% | 0% | 100% | 1 | 0.97015 | 0.99025 | 1.0802 | 1.0802 | 1.0802 | 1.0802 | 1.0802 | 1.0802 | 1.0802 | 1.0802 | 1.0802 | 1.0802 | 1.0802 | 1.0802 | 1.0802 | 1.0802 | 1.0802 | 1.0802 | 1.0802 | 1.0802 | 1.0802 | 1.0802 | 1.0802 | 1.0802 | 1.0802 | 1.0802 | 1.0802 | 1.0802 | 1.0802 | 1.0802 | 1.0802 | 1.0802 | 1.0802 | 1.0802 | 1.0802 | 1.0802 | 1.0802 | 1.0802 | 1.0802 | 1.0802 | 1.0802 | 1.0802 | 1.0802 | 1.0802 | 1.0802 | 1.0802 | 1.0802 | 1.0802 | 1.0802 | 1.0802 | 1.0802 | 1.0802 | 1.0802 | 1.0802 | 1.0802 | 1.0802 | 1.0802 | 1.0802 | 1.0802 | 1.0802 | 1.0802 | 1.0802 | 1.0802 | 1.0802 | 1.0802 | 1.0802
Residential_Manufactured Home Regular Income_New_Miscellaneous_Natural Gas | Residential | Manufactured Home Regular Income | New | Miscellaneous | Natural Gas | 0% | 0% | 0% | -10% | 20% | 0% | 0% | 0% | 0% | 100% | 1 | 0.97015 | 0.99025 | 1.0802 | 1.0802 | 1.0802 | 1.0802 | 1.0802 | 1.0802 | 1.0802 | 1.0802 | 1.0802 | 1.0802 | 1.0802 | 1.0802 | 1.0802 | 1.0802 | 1.0802 | 1.0802 | 1.0802 | 1.0802 | 1.0802 | 1.0802 | 1.0802 | 1.0802 | 1.0802 | 1.0802 | 1.0802 | 1.0802 | 1.0802 | 1.0802 | 1.0802 | 1.0802 | 1.0802 | 1.0802 | 1.0802 | 1.0802 | 1.0802 | 1.0802 | 1.0802 | 1.0802 | 1.0802 | 1.0802 | 1.0802 | 1.0802 | 1.0802 | 1.0802 | 1.0802 | 1.0802 | 1.0802 | 1.0802 | 1.0802 | 1.0802 | 1.0802 | 1.0802 | 1.0802 | 1.0802 | 1.0802 | 1.0802 | 1.0802 | 1.0802 | 1.0802 | 1.0802 | 1.0802 | 1.0802 | 1.0802 | 1.0802
Residential_Manufactured Home Moderate Income_Existing_Space Heating_Natural Gas | Residential | Manufactured Home Moderate Income | Existing | Space Heating | Natural Gas | 100% | 0% | 0% | -30% | 20% | 77% | 25% | 0% | 0% | 100% | 1 | 0.97015 | 0.98501 | 1.0688 | 1.063 | 1.0573 | 1.0516 | 1.0459 | 1.0402 | 1.0345 | 1.0287 | 1.023 | 1.0173 | 1.0116 | 1.0059 | 1.0002 | 0.99443 | 0.98873 | 0.983 | 0.97729 | 0.97157 | 0.96587 | 0.96015 | 0.95444 | 0.94872 | 0.94302 | 0.9373 | 0.93159 | 0.92588 | 0.92017 | 0.91445 | 0.90874 | 0.90874 | 0.90874 | 0.90874 | 0.90874 | 0.90874 | 0.90874 | 0.90874 | 0.90874 | 0.90874 | 0.90874 | 0.90874 | 0.90874 | 0.90874 | 0.90874 | 0.90874 | 0.90874 | 0.90874 | 0.90874 | 0.90874 | 0.90874 | 0.90874 | 0.90874 | 0.90874 | 0.90874 | 0.90874 | 0.90874 | 0.90874 | 0.90874 | 0.90874 | 0.90874 | 0.90874 | 0.90874 | 0.90874 | 0.90874 | 0.90874
Residential_Manufactured Home Moderate Income_Existing_Secondary Heating_Natural Gas | Residential | Manufactured Home Moderate Income | Existing | Secondary Heating | Natural Gas | 50% | 0% | 0% | -30% | 20% | 77% | 25% | 0% | 0% | 100% | 1 | 0.97015 | 0.98763 | 1.0745 | 1.0716 | 1.0687 | 1.0658 | 1.0629 | 1.06 | 1.0571 | 1.0541 | 1.0512 | 1.0483 | 1.0453 | 1.0424 | 1.0394 | 1.0364 | 1.0334 | 1.0305 | 1.0275 | 1.0244 | 1.0214 | 1.0184 | 1.0154 | 1.0123 | 1.0093 | 1.0062 | 1.0031 | 1.0001 | 0.99698 | 0.99387 | 0.99076 | 0.99076 | 0.99076 | 0.99076 | 0.99076 | 0.99076 | 0.99076 | 0.99076 | 0.99076 | 0.99076 | 0.99076 | 0.99076 | 0.99076 | 0.99076 | 0.99076 | 0.99076 | 0.99076 | 0.99076 | 0.99076 | 0.99076 | 0.99076 | 0.99076 | 0.99076 | 0.99076 | 0.99076 | 0.99076 | 0.99076 | 0.99076 | 0.99076 | 0.99076 | 0.99076 | 0.99076 | 0.99076 | 0.99076 | 0.99076 | 0.99076
Residential_Manufactured Home Moderate Income_Existing_Water Heating_Natural Gas | Residential | Manufactured Home Moderate Income | Existing | Water Heating | Natural Gas | 0% | 0% | 0% | -10% | 20% | 0% | 60% | 0% | 0% | 100% | 1 | 0.97015 | 0.99025 | 1.0802 | 1.0802 | 1.0802 | 1.0802 | 1.0802 | 1.0802 | 1.0802 | 1.0802 | 1.0802 | 1.0802 | 1.0802 | 1.0802 | 1.0802 | 1.0802 | 1.0802 | 1.0802 | 1.0802 | 1.0802 | 1.0802 | 1.0802 | 1.0802 | 1.0802 | 1.0802 | 1.0802 | 1.0802 | 1.0802 | 1.0802 | 1.0802 | 1.0802 | 1.0802 | 1.0802 | 1.0802 | 1.0802 | 1.0802 | 1.0802 | 1.0802 | 1.0802 | 1.0802 | 1.0802 | 1.0802 | 1.0802 | 1.0802 | 1.0802 | 1.0802 | 1.0802 | 1.0802 | 1.0802 | 1.0802 | 1.0802 | 1.0802 | 1.0802 | 1.0802 | 1.0802 | 1.0802 | 1.0802 | 1.0802 | 1.0802 | 1.0802 | 1.0802 | 1.0802 | 1.0802 | 1.0802 | 1.0802 | 1.0802
Residential_Manufactured Home Moderate Income_Existing_Appliances_Natural Gas | Residential | Manufactured Home Moderate Income | Existing | Appliances | Natural Gas | 0% | 0% | 0% | -10% | 20% | 0% | 0% | 0% | 0% | 100% | 1 | 0.97015 | 0.99025 | 1.0802 | 1.0802 | 1.0802 | 1.0802 | 1.0802 | 1.0802 | 1.0802 | 1.0802 | 1.0802 | 1.0802 | 1.0802 | 1.0802 | 1.0802 | 1.0802 | 1.0802 | 1.0802 | 1.0802 | 1.0802 | 1.0802 | 1.0802 | 1.0802 | 1.0802 | 1.0802 | 1.0802 | 1.0802 | 1.0802 | 1.0802 | 1.0802 | 1.0802 | 1.0802 | 1.0802 | 1.0802 | 1.0802 | 1.0802 | 1.0802 | 1.0802 | 1.0802 | 1.0802 | 1.0802 | 1.0802 | 1.0802 | 1.0802 | 1.0802 | 1.0802 | 1.0802 | 1.0802 | 1.0802 | 1.0802 | 1.0802 | 1.0802 | 1.0802 | 1.0802 | 1.0802 | 1.0802 | 1.0802 | 1.0802 | 1.0802 | 1.0802 | 1.0802 | 1.0802 | 1.0802 | 1.0802 | 1.0802 | 1.0802
Residential_Manufactured Home Moderate Income_Existing_Miscellaneous_Natural Gas | Residential | Manufactured Home Moderate Income | Existing | Miscellaneous | Natural Gas | 0% | 0% | 0% | -10% | 20% | 0% | 0% | 0% | 0% | 100% | 1 | 0.97015 | 0.99025 | 1.0802 | 1.0802 | 1.0802 | 1.0802 | 1.0802 | 1.0802 | 1.0802 | 1.0802 | 1.0802 | 1.0802 | 1.0802 | 1.0802 | 1.0802 | 1.0802 | 1.0802 | 1.0802 | 1.0802 | 1.0802 | 1.0802 | 1.0802 | 1.0802 | 1.0802 | 1.0802 | 1.0802 | 1.0802 | 1.0802 | 1.0802 | 1.0802 | 1.0802 | 1.0802 | 1.0802 | 1.0802 | 1.0802 | 1.0802 | 1.0802 | 1.0802 | 1.0802 | 1.0802 | 1.0802 | 1.0802 | 1.0802 | 1.0802 | 1.0802 | 1.0802 | 1.0802 | 1.0802 | 1.0802 | 1.0802 | 1.0802 | 1.0802 | 1.0802 | 1.0802 | 1.0802 | 1.0802 | 1.0802 | 1.0802 | 1.0802 | 1.0802 | 1.0802 | 1.0802 | 1.0802 | 1.0802 | 1.0802 | 1.0802
Residential_Manufactured Home Moderate Income_New_Space Heating_Natural Gas | Residential | Manufactured Home Moderate Income | New | Space Heating | Natural Gas | 100% | 0% | 0% | -30% | 20% | 77% | 25% | 0% | 0% | 100% | 1 | 0.97015 | 0.98501 | 1.0688 | 1.063 | 1.0573 | 1.0516 | 1.0459 | 1.0402 | 1.0345 | 1.0287 | 1.023 | 1.0173 | 1.0116 | 1.0059 | 1.0002 | 0.99443 | 0.98873 | 0.983 | 0.97729 | 0.97157 | 0.96587 | 0.96015 | 0.95444 | 0.94872 | 0.94302 | 0.9373 | 0.93159 | 0.92588 | 0.92017 | 0.91445 | 0.90874 | 0.90874 | 0.90874 | 0.90874 | 0.90874 | 0.90874 | 0.90874 | 0.90874 | 0.90874 | 0.90874 | 0.90874 | 0.90874 | 0.90874 | 0.90874 | 0.90874 | 0.90874 | 0.90874 | 0.90874 | 0.90874 | 0.90874 | 0.90874 | 0.90874 | 0.90874 | 0.90874 | 0.90874 | 0.90874 | 0.90874 | 0.90874 | 0.90874 | 0.90874 | 0.90874 | 0.90874 | 0.90874 | 0.90874 | 0.90874 | 0.90874
Residential_Manufactured Home Moderate Income_New_Secondary Heating_Natural Gas | Residential | Manufactured Home Moderate Income | New | Secondary Heating | Natural Gas | 50% | 0% | 0% | -30% | 20% | 77% | 25% | 0% | 0% | 100% | 1 | 0.97015 | 0.98763 | 1.0745 | 1.0716 | 1.0687 | 1.0658 | 1.0629 | 1.06 | 1.0571 | 1.0541 | 1.0512 | 1.0483 | 1.0453 | 1.0424 | 1.0394 | 1.0364 | 1.0334 | 1.0305 | 1.0275 | 1.0244 | 1.0214 | 1.0184 | 1.0154 | 1.0123 | 1.0093 | 1.0062 | 1.0031 | 1.0001 | 0.99698 | 0.99387 | 0.99076 | 0.99076 | 0.99076 | 0.99076 | 0.99076 | 0.99076 | 0.99076 | 0.99076 | 0.99076 | 0.99076 | 0.99076 | 0.99076 | 0.99076 | 0.99076 | 0.99076 | 0.99076 | 0.99076 | 0.99076 | 0.99076 | 0.99076 | 0.99076 | 0.99076 | 0.99076 | 0.99076 | 0.99076 | 0.99076 | 0.99076 | 0.99076 | 0.99076 | 0.99076 | 0.99076 | 0.99076 | 0.99076 | 0.99076 | 0.99076 | 0.99076
Residential_Manufactured Home Moderate Income_New_Water Heating_Natural Gas | Residential | Manufactured Home Moderate Income | New | Water Heating | Natural Gas | 0% | 0% | 0% | -10% | 20% | 0% | 60% | 0% | 0% | 100% | 1 | 0.97015 | 0.99025 | 1.0802 | 1.0802 | 1.0802 | 1.0802 | 1.0802 | 1.0802 | 1.0802 | 1.0802 | 1.0802 | 1.0802 | 1.0802 | 1.0802 | 1.0802 | 1.0802 | 1.0802 | 1.0802 | 1.0802 | 1.0802 | 1.0802 | 1.0802 | 1.0802 | 1.0802 | 1.0802 | 1.0802 | 1.0802 | 1.0802 | 1.0802 | 1.0802 | 1.0802 | 1.0802 | 1.0802 | 1.0802 | 1.0802 | 1.0802 | 1.0802 | 1.0802 | 1.0802 | 1.0802 | 1.0802 | 1.0802 | 1.0802 | 1.0802 | 1.0802 | 1.0802 | 1.0802 | 1.0802 | 1.0802 | 1.0802 | 1.0802 | 1.0802 | 1.0802 | 1.0802 | 1.0802 | 1.0802 | 1.0802 | 1.0802 | 1.0802 | 1.0802 | 1.0802 | 1.0802 | 1.0802 | 1.0802 | 1.0802 | 1.0802
Residential_Manufactured Home Moderate Income_New_Appliances_Natural Gas | Residential | Manufactured Home Moderate Income | New | Appliances | Natural Gas | 0% | 0% | 0% | -10% | 20% | 0% | 0% | 0% | 0% | 100% | 1 | 0.97015 | 0.99025 | 1.0802 | 1.0802 | 1.0802 | 1.0802 | 1.0802 | 1.0802 | 1.0802 | 1.0802 | 1.0802 | 1.0802 | 1.0802 | 1.0802 | 1.0802 | 1.0802 | 1.0802 | 1.0802 | 1.0802 | 1.0802 | 1.0802 | 1.0802 | 1.0802 | 1.0802 | 1.0802 | 1.0802 | 1.0802 | 1.0802 | 1.0802 | 1.0802 | 1.0802 | 1.0802 | 1.0802 | 1.0802 | 1.0802 | 1.0802 | 1.0802 | 1.0802 | 1.0802 | 1.0802 | 1.0802 | 1.0802 | 1.0802 | 1.0802 | 1.0802 | 1.0802 | 1.0802 | 1.0802 | 1.0802 | 1.0802 | 1.0802 | 1.0802 | 1.0802 | 1.0802 | 1.0802 | 1.0802 | 1.0802 | 1.0802 | 1.0802 | 1.0802 | 1.0802 | 1.0802 | 1.0802 | 1.0802 | 1.0802 | 1.0802
Residential_Manufactured Home Moderate Income_New_Miscellaneous_Natural Gas | Residential | Manufactured Home Moderate Income | New | Miscellaneous | Natural Gas | 0% | 0% | 0% | -10% | 20% | 0% | 0% | 0% | 0% | 100% | 1 | 0.97015 | 0.99025 | 1.0802 | 1.0802 | 1.0802 | 1.0802 | 1.0802 | 1.0802 | 1.0802 | 1.0802 | 1.0802 | 1.0802 | 1.0802 | 1.0802 | 1.0802 | 1.0802 | 1.0802 | 1.0802 | 1.0802 | 1.0802 | 1.0802 | 1.0802 | 1.0802 | 1.0802 | 1.0802 | 1.0802 | 1.0802 | 1.0802 | 1.0802 | 1.0802 | 1.0802 | 1.0802 | 1.0802 | 1.0802 | 1.0802 | 1.0802 | 1.0802 | 1.0802 | 1.0802 | 1.0802 | 1.0802 | 1.0802 | 1.0802 | 1.0802 | 1.0802 | 1.0802 | 1.0802 | 1.0802 | 1.0802 | 1.0802 | 1.0802 | 1.0802 | 1.0802 | 1.0802 | 1.0802 | 1.0802 | 1.0802 | 1.0802 | 1.0802 | 1.0802 | 1.0802 | 1.0802 | 1.0802 | 1.0802 | 1.0802 | 1.0802
Residential_Manufactured Home Low Income_Existing_Space Heating_Natural Gas | Residential | Manufactured Home Low Income | Existing | Space Heating | Natural Gas | 100% | 0% | 0% | -30% | 20% | 77% | 25% | 0% | 0% | 100% | 1 | 0.97015 | 0.98501 | 1.0688 | 1.063 | 1.0573 | 1.0516 | 1.0459 | 1.0402 | 1.0345 | 1.0287 | 1.023 | 1.0173 | 1.0116 | 1.0059 | 1.0002 | 0.99443 | 0.98873 | 0.983 | 0.97729 | 0.97157 | 0.96587 | 0.96015 | 0.95444 | 0.94872 | 0.94302 | 0.9373 | 0.93159 | 0.92588 | 0.92017 | 0.91445 | 0.90874 | 0.90874 | 0.90874 | 0.90874 | 0.90874 | 0.90874 | 0.90874 | 0.90874 | 0.90874 | 0.90874 | 0.90874 | 0.90874 | 0.90874 | 0.90874 | 0.90874 | 0.90874 | 0.90874 | 0.90874 | 0.90874 | 0.90874 | 0.90874 | 0.90874 | 0.90874 | 0.90874 | 0.90874 | 0.90874 | 0.90874 | 0.90874 | 0.90874 | 0.90874 | 0.90874 | 0.90874 | 0.90874 | 0.90874 | 0.90874 | 0.90874
Residential_Manufactured Home Low Income_Existing_Secondary Heating_Natural Gas | Residential | Manufactured Home Low Income | Existing | Secondary Heating | Natural Gas | 50% | 0% | 0% | -30% | 20% | 77% | 25% | 0% | 0% | 100% | 1 | 0.97015 | 0.98763 | 1.0745 | 1.0716 | 1.0687 | 1.0658 | 1.0629 | 1.06 | 1.0571 | 1.0541 | 1.0512 | 1.0483 | 1.0453 | 1.0424 | 1.0394 | 1.0364 | 1.0334 | 1.0305 | 1.0275 | 1.0244 | 1.0214 | 1.0184 | 1.0154 | 1.0123 | 1.0093 | 1.0062 | 1.0031 | 1.0001 | 0.99698 | 0.99387 | 0.99076 | 0.99076 | 0.99076 | 0.99076 | 0.99076 | 0.99076 | 0.99076 | 0.99076 | 0.99076 | 0.99076 | 0.99076 | 0.99076 | 0.99076 | 0.99076 | 0.99076 | 0.99076 | 0.99076 | 0.99076 | 0.99076 | 0.99076 | 0.99076 | 0.99076 | 0.99076 | 0.99076 | 0.99076 | 0.99076 | 0.99076 | 0.99076 | 0.99076 | 0.99076 | 0.99076 | 0.99076 | 0.99076 | 0.99076 | 0.99076 | 0.99076
Residential_Manufactured Home Low Income_Existing_Water Heating_Natural Gas | Residential | Manufactured Home Low Income | Existing | Water Heating | Natural Gas | 0% | 0% | 0% | -10% | 20% | 0% | 60% | 0% | 0% | 100% | 1 | 0.97015 | 0.99025 | 1.0802 | 1.0802 | 1.0802 | 1.0802 | 1.0802 | 1.0802 | 1.0802 | 1.0802 | 1.0802 | 1.0802 | 1.0802 | 1.0802 | 1.0802 | 1.0802 | 1.0802 | 1.0802 | 1.0802 | 1.0802 | 1.0802 | 1.0802 | 1.0802 | 1.0802 | 1.0802 | 1.0802 | 1.0802 | 1.0802 | 1.0802 | 1.0802 | 1.0802 | 1.0802 | 1.0802 | 1.0802 | 1.0802 | 1.0802 | 1.0802 | 1.0802 | 1.0802 | 1.0802 | 1.0802 | 1.0802 | 1.0802 | 1.0802 | 1.0802 | 1.0802 | 1.0802 | 1.0802 | 1.0802 | 1.0802 | 1.0802 | 1.0802 | 1.0802 | 1.0802 | 1.0802 | 1.0802 | 1.0802 | 1.0802 | 1.0802 | 1.0802 | 1.0802 | 1.0802 | 1.0802 | 1.0802 | 1.0802 | 1.0802
Residential_Manufactured Home Low Income_Existing_Appliances_Natural Gas | Residential | Manufactured Home Low Income | Existing | Appliances | Natural Gas | 0% | 0% | 0% | -10% | 20% | 0% | 0% | 0% | 0% | 100% | 1 | 0.97015 | 0.99025 | 1.0802 | 1.0802 | 1.0802 | 1.0802 | 1.0802 | 1.0802 | 1.0802 | 1.0802 | 1.0802 | 1.0802 | 1.0802 | 1.0802 | 1.0802 | 1.0802 | 1.0802 | 1.0802 | 1.0802 | 1.0802 | 1.0802 | 1.0802 | 1.0802 | 1.0802 | 1.0802 | 1.0802 | 1.0802 | 1.0802 | 1.0802 | 1.0802 | 1.0802 | 1.0802 | 1.0802 | 1.0802 | 1.0802 | 1.0802 | 1.0802 | 1.0802 | 1.0802 | 1.0802 | 1.0802 | 1.0802 | 1.0802 | 1.0802 | 1.0802 | 1.0802 | 1.0802 | 1.0802 | 1.0802 | 1.0802 | 1.0802 | 1.0802 | 1.0802 | 1.0802 | 1.0802 | 1.0802 | 1.0802 | 1.0802 | 1.0802 | 1.0802 | 1.0802 | 1.0802 | 1.0802 | 1.0802 | 1.0802 | 1.0802
Residential_Manufactured Home Low Income_Existing_Miscellaneous_Natural Gas | Residential | Manufactured Home Low Income | Existing | Miscellaneous | Natural Gas | 0% | 0% | 0% | -10% | 20% | 0% | 0% | 0% | 0% | 100% | 1 | 0.97015 | 0.99025 | 1.0802 | 1.0802 | 1.0802 | 1.0802 | 1.0802 | 1.0802 | 1.0802 | 1.0802 | 1.0802 | 1.0802 | 1.0802 | 1.0802 | 1.0802 | 1.0802 | 1.0802 | 1.0802 | 1.0802 | 1.0802 | 1.0802 | 1.0802 | 1.0802 | 1.0802 | 1.0802 | 1.0802 | 1.0802 | 1.0802 | 1.0802 | 1.0802 | 1.0802 | 1.0802 | 1.0802 | 1.0802 | 1.0802 | 1.0802 | 1.0802 | 1.0802 | 1.0802 | 1.0802 | 1.0802 | 1.0802 | 1.0802 | 1.0802 | 1.0802 | 1.0802 | 1.0802 | 1.0802 | 1.0802 | 1.0802 | 1.0802 | 1.0802 | 1.0802 | 1.0802 | 1.0802 | 1.0802 | 1.0802 | 1.0802 | 1.0802 | 1.0802 | 1.0802 | 1.0802 | 1.0802 | 1.0802 | 1.0802 | 1.0802
Residential_Manufactured Home Low Income_New_Space Heating_Natural Gas | Residential | Manufactured Home Low Income | New | Space Heating | Natural Gas | 100% | 0% | 0% | -30% | 20% | 77% | 25% | 0% | 0% | 100% | 1 | 0.97015 | 0.98501 | 1.0688 | 1.063 | 1.0573 | 1.0516 | 1.0459 | 1.0402 | 1.0345 | 1.0287 | 1.023 | 1.0173 | 1.0116 | 1.0059 | 1.0002 | 0.99443 | 0.98873 | 0.983 | 0.97729 | 0.97157 | 0.96587 | 0.96015 | 0.95444 | 0.94872 | 0.94302 | 0.9373 | 0.93159 | 0.92588 | 0.92017 | 0.91445 | 0.90874 | 0.90874 | 0.90874 | 0.90874 | 0.90874 | 0.90874 | 0.90874 | 0.90874 | 0.90874 | 0.90874 | 0.90874 | 0.90874 | 0.90874 | 0.90874 | 0.90874 | 0.90874 | 0.90874 | 0.90874 | 0.90874 | 0.90874 | 0.90874 | 0.90874 | 0.90874 | 0.90874 | 0.90874 | 0.90874 | 0.90874 | 0.90874 | 0.90874 | 0.90874 | 0.90874 | 0.90874 | 0.90874 | 0.90874 | 0.90874 | 0.90874
Residential_Manufactured Home Low Income_New_Secondary Heating_Natural Gas | Residential | Manufactured Home Low Income | New | Secondary Heating | Natural Gas | 50% | 0% | 0% | -30% | 20% | 77% | 25% | 0% | 0% | 100% | 1 | 0.97015 | 0.98763 | 1.0745 | 1.0716 | 1.0687 | 1.0658 | 1.0629 | 1.06 | 1.0571 | 1.0541 | 1.0512 | 1.0483 | 1.0453 | 1.0424 | 1.0394 | 1.0364 | 1.0334 | 1.0305 | 1.0275 | 1.0244 | 1.0214 | 1.0184 | 1.0154 | 1.0123 | 1.0093 | 1.0062 | 1.0031 | 1.0001 | 0.99698 | 0.99387 | 0.99076 | 0.99076 | 0.99076 | 0.99076 | 0.99076 | 0.99076 | 0.99076 | 0.99076 | 0.99076 | 0.99076 | 0.99076 | 0.99076 | 0.99076 | 0.99076 | 0.99076 | 0.99076 | 0.99076 | 0.99076 | 0.99076 | 0.99076 | 0.99076 | 0.99076 | 0.99076 | 0.99076 | 0.99076 | 0.99076 | 0.99076 | 0.99076 | 0.99076 | 0.99076 | 0.99076 | 0.99076 | 0.99076 | 0.99076 | 0.99076 | 0.99076
Residential_Manufactured Home Low Income_New_Water Heating_Natural Gas | Residential | Manufactured Home Low Income | New | Water Heating | Natural Gas | 0% | 0% | 0% | -10% | 20% | 0% | 60% | 0% | 0% | 100% | 1 | 0.97015 | 0.99025 | 1.0802 | 1.0802 | 1.0802 | 1.0802 | 1.0802 | 1.0802 | 1.0802 | 1.0802 | 1.0802 | 1.0802 | 1.0802 | 1.0802 | 1.0802 | 1.0802 | 1.0802 | 1.0802 | 1.0802 | 1.0802 | 1.0802 | 1.0802 | 1.0802 | 1.0802 | 1.0802 | 1.0802 | 1.0802 | 1.0802 | 1.0802 | 1.0802 | 1.0802 | 1.0802 | 1.0802 | 1.0802 | 1.0802 | 1.0802 | 1.0802 | 1.0802 | 1.0802 | 1.0802 | 1.0802 | 1.0802 | 1.0802 | 1.0802 | 1.0802 | 1.0802 | 1.0802 | 1.0802 | 1.0802 | 1.0802 | 1.0802 | 1.0802 | 1.0802 | 1.0802 | 1.0802 | 1.0802 | 1.0802 | 1.0802 | 1.0802 | 1.0802 | 1.0802 | 1.0802 | 1.0802 | 1.0802 | 1.0802 | 1.0802
Residential_Manufactured Home Low Income_New_Appliances_Natural Gas | Residential | Manufactured Home Low Income | New | Appliances | Natural Gas | 0% | 0% | 0% | -10% | 20% | 0% | 0% | 0% | 0% | 100% | 1 | 0.97015 | 0.99025 | 1.0802 | 1.0802 | 1.0802 | 1.0802 | 1.0802 | 1.0802 | 1.0802 | 1.0802 | 1.0802 | 1.0802 | 1.0802 | 1.0802 | 1.0802 | 1.0802 | 1.0802 | 1.0802 | 1.0802 | 1.0802 | 1.0802 | 1.0802 | 1.0802 | 1.0802 | 1.0802 | 1.0802 | 1.0802 | 1.0802 | 1.0802 | 1.0802 | 1.0802 | 1.0802 | 1.0802 | 1.0802 | 1.0802 | 1.0802 | 1.0802 | 1.0802 | 1.0802 | 1.0802 | 1.0802 | 1.0802 | 1.0802 | 1.0802 | 1.0802 | 1.0802 | 1.0802 | 1.0802 | 1.0802 | 1.0802 | 1.0802 | 1.0802 | 1.0802 | 1.0802 | 1.0802 | 1.0802 | 1.0802 | 1.0802 | 1.0802 | 1.0802 | 1.0802 | 1.0802 | 1.0802 | 1.0802 | 1.0802 | 1.0802
Residential_Manufactured Home Low Income_New_Miscellaneous_Natural Gas | Residential | Manufactured Home Low Income | New | Miscellaneous | Natural Gas | 0% | 0% | 0% | -10% | 20% | 0% | 0% | 0% | 0% | 100% | 1 | 0.97015 | 0.99025 | 1.0802 | 1.0802 | 1.0802 | 1.0802 | 1.0802 | 1.0802 | 1.0802 | 1.0802 | 1.0802 | 1.0802 | 1.0802 | 1.0802 | 1.0802 | 1.0802 | 1.0802 | 1.0802 | 1.0802 | 1.0802 | 1.0802 | 1.0802 | 1.0802 | 1.0802 | 1.0802 | 1.0802 | 1.0802 | 1.0802 | 1.0802 | 1.0802 | 1.0802 | 1.0802 | 1.0802 | 1.0802 | 1.0802 | 1.0802 | 1.0802 | 1.0802 | 1.0802 | 1.0802 | 1.0802 | 1.0802 | 1.0802 | 1.0802 | 1.0802 | 1.0802 | 1.0802 | 1.0802 | 1.0802 | 1.0802 | 1.0802 | 1.0802 | 1.0802 | 1.0802 | 1.0802 | 1.0802 | 1.0802 | 1.0802 | 1.0802 | 1.0802 | 1.0802 | 1.0802 | 1.0802 | 1.0802 | 1.0802 | 1.0802
Note on Q2: Walter, Ken: Normals, control totals weather normalized

## Program Costs
Key | Sector | Segment | Vintage | End Use | Fuel | Technology | Incentive Rate | Administrative Adder |  | NWN Incentives | Incentive | Target Option
Residential_Single Family Regular Income_Existing_Space Heating_Natural Gas_Furnace | Residential | Single Family Regular Income | Existing | Space Heating | Natural Gas | Furnace | 97.82% | 20% |  | Furnace | 1006 | E4 | AFUE 95% or better
Residential_Single Family Regular Income_Existing_Space Heating_Natural Gas_Boiler | Residential | Single Family Regular Income | Existing | Space Heating | Natural Gas | Boiler | 100% | 20% |  | Boiler | 1050 | E5 | AFUE 95% or better
Residential_Single Family Regular Income_Existing_Secondary Heating_Natural Gas_Fireplace | Residential | Single Family Regular Income | Existing | Secondary Heating | Natural Gas | Fireplace | 45.54% | 20% |  | Fireplace | 150 | E2 | EF 70% or better
Residential_Single Family Regular Income_Existing_Water Heating_Natural Gas_Water Heater (<= 55 gal) | Residential | Single Family Regular Income | Existing | Water Heating | Natural Gas | Water Heater (<= 55 gal) | 100% | 20% |  | Water Heater (<= 55 gal) | 162.3 | E3 | UEF 0.81
Residential_Single Family Regular Income_Existing_Water Heating_Natural Gas_Water Heater (> 55 gal) | Residential | Single Family Regular Income | Existing | Water Heating | Natural Gas | Water Heater (> 55 gal) | 74.33% | 20% |  | Water Heater (> 55 gal) | 121.38 | E4 | UEF 0.87 (Instantaneous)
Residential_Single Family Regular Income_Existing_Appliances_Natural Gas_Clothes Dryer | Residential | Single Family Regular Income | Existing | Appliances | Natural Gas | Clothes Dryer | 70% | 20% | basic assumptions for appliances not in ETO list
Residential_Single Family Regular Income_Existing_Appliances_Natural Gas_Stove/Oven | Residential | Single Family Regular Income | Existing | Appliances | Natural Gas | Stove/Oven | 70% | 20%
Residential_Single Family Regular Income_Existing_Miscellaneous_Natural Gas_Pool Heater | Residential | Single Family Regular Income | Existing | Miscellaneous | Natural Gas | Pool Heater | 70% | 20%
Residential_Single Family Regular Income_Existing_Miscellaneous_Natural Gas_Miscellaneous | Residential | Single Family Regular Income | Existing | Miscellaneous | Natural Gas | Miscellaneous | 70% | 20%
Residential_Single Family Regular Income_New_Space Heating_Natural Gas_Furnace | Residential | Single Family Regular Income | New | Space Heating | Natural Gas | Furnace | 97.82% | 20%
Residential_Single Family Regular Income_New_Space Heating_Natural Gas_Boiler | Residential | Single Family Regular Income | New | Space Heating | Natural Gas | Boiler | 100% | 20%
Residential_Single Family Regular Income_New_Secondary Heating_Natural Gas_Fireplace | Residential | Single Family Regular Income | New | Secondary Heating | Natural Gas | Fireplace | 45.54% | 20%
Residential_Single Family Regular Income_New_Water Heating_Natural Gas_Water Heater (<= 55 gal) | Residential | Single Family Regular Income | New | Water Heating | Natural Gas | Water Heater (<= 55 gal) | 100% | 20%
Residential_Single Family Regular Income_New_Water Heating_Natural Gas_Water Heater (> 55 gal) | Residential | Single Family Regular Income | New | Water Heating | Natural Gas | Water Heater (> 55 gal) | 74.33% | 20%
Residential_Single Family Regular Income_New_Appliances_Natural Gas_Clothes Dryer | Residential | Single Family Regular Income | New | Appliances | Natural Gas | Clothes Dryer | 70% | 20%
Residential_Single Family Regular Income_New_Appliances_Natural Gas_Stove/Oven | Residential | Single Family Regular Income | New | Appliances | Natural Gas | Stove/Oven | 70% | 20% |  | CNGC Incentives (Reference) | Incentive | Target Option
Residential_Single Family Regular Income_New_Miscellaneous_Natural Gas_Pool Heater | Residential | Single Family Regular Income | New | Miscellaneous | Natural Gas | Pool Heater | 70% | 20% |  | Furnace | 400 | E4 | AFUE 95% or better
Residential_Single Family Regular Income_New_Miscellaneous_Natural Gas_Miscellaneous | Residential | Single Family Regular Income | New | Miscellaneous | Natural Gas | Miscellaneous | 70% | 20% |  | Boiler | 300 | E5 | AFUE 95% or better
Residential_Single Family Moderate Income_Existing_Space Heating_Natural Gas_Furnace | Residential | Single Family Moderate Income | Existing | Space Heating | Natural Gas | Furnace | 97.82% | 20% |  | Fireplace | 100 | E2 | EF 70% or better
Residential_Single Family Moderate Income_Existing_Space Heating_Natural Gas_Boiler | Residential | Single Family Moderate Income | Existing | Space Heating | Natural Gas | Boiler | 100% | 20% |  | Water Heater <= 55 gal. | 300 | E5 | update if ioptions change - should be tankless .91 or better
Residential_Single Family Moderate Income_Existing_Secondary Heating_Natural Gas_Fireplace | Residential | Single Family Moderate Income | Existing | Secondary Heating | Natural Gas | Fireplace | 45.54% | 20% |  | Water Heater > 55 gal. | 300 | E5
Residential_Single Family Moderate Income_Existing_Water Heating_Natural Gas_Water Heater (<= 55 gal) | Residential | Single Family Moderate Income | Existing | Water Heating | Natural Gas | Water Heater (<= 55 gal) | 100% | 20%
Residential_Single Family Moderate Income_Existing_Water Heating_Natural Gas_Water Heater (> 55 gal) | Residential | Single Family Moderate Income | Existing | Water Heating | Natural Gas | Water Heater (> 55 gal) | 74.33% | 20%
Residential_Single Family Moderate Income_Existing_Appliances_Natural Gas_Clothes Dryer | Residential | Single Family Moderate Income | Existing | Appliances | Natural Gas | Clothes Dryer | 70% | 20%
Residential_Single Family Moderate Income_Existing_Appliances_Natural Gas_Stove/Oven | Residential | Single Family Moderate Income | Existing | Appliances | Natural Gas | Stove/Oven | 70% | 20%
Residential_Single Family Moderate Income_Existing_Miscellaneous_Natural Gas_Pool Heater | Residential | Single Family Moderate Income | Existing | Miscellaneous | Natural Gas | Pool Heater | 70% | 20%
Residential_Single Family Moderate Income_Existing_Miscellaneous_Natural Gas_Miscellaneous | Residential | Single Family Moderate Income | Existing | Miscellaneous | Natural Gas | Miscellaneous | 70% | 20%
Residential_Single Family Moderate Income_New_Space Heating_Natural Gas_Furnace | Residential | Single Family Moderate Income | New | Space Heating | Natural Gas | Furnace | 97.82% | 20%
Residential_Single Family Moderate Income_New_Space Heating_Natural Gas_Boiler | Residential | Single Family Moderate Income | New | Space Heating | Natural Gas | Boiler | 100% | 20%
Residential_Single Family Moderate Income_New_Secondary Heating_Natural Gas_Fireplace | Residential | Single Family Moderate Income | New | Secondary Heating | Natural Gas | Fireplace | 45.54% | 20%
Residential_Single Family Moderate Income_New_Water Heating_Natural Gas_Water Heater (<= 55 gal) | Residential | Single Family Moderate Income | New | Water Heating | Natural Gas | Water Heater (<= 55 gal) | 100% | 20%
Residential_Single Family Moderate Income_New_Water Heating_Natural Gas_Water Heater (> 55 gal) | Residential | Single Family Moderate Income | New | Water Heating | Natural Gas | Water Heater (> 55 gal) | 74.33% | 20%
Residential_Single Family Moderate Income_New_Appliances_Natural Gas_Clothes Dryer | Residential | Single Family Moderate Income | New | Appliances | Natural Gas | Clothes Dryer | 70% | 20%
Residential_Single Family Moderate Income_New_Appliances_Natural Gas_Stove/Oven | Residential | Single Family Moderate Income | New | Appliances | Natural Gas | Stove/Oven | 70% | 20%
Residential_Single Family Moderate Income_New_Miscellaneous_Natural Gas_Pool Heater | Residential | Single Family Moderate Income | New | Miscellaneous | Natural Gas | Pool Heater | 70% | 20%
Residential_Single Family Moderate Income_New_Miscellaneous_Natural Gas_Miscellaneous | Residential | Single Family Moderate Income | New | Miscellaneous | Natural Gas | Miscellaneous | 70% | 20%
Residential_Single Family Low Income_Existing_Space Heating_Natural Gas_Furnace | Residential | Single Family Low Income | Existing | Space Heating | Natural Gas | Furnace | 97.82% | 20%
Residential_Single Family Low Income_Existing_Space Heating_Natural Gas_Boiler | Residential | Single Family Low Income | Existing | Space Heating | Natural Gas | Boiler | 100% | 20%
Residential_Single Family Low Income_Existing_Secondary Heating_Natural Gas_Fireplace | Residential | Single Family Low Income | Existing | Secondary Heating | Natural Gas | Fireplace | 45.54% | 20%
Residential_Single Family Low Income_Existing_Water Heating_Natural Gas_Water Heater (<= 55 gal) | Residential | Single Family Low Income | Existing | Water Heating | Natural Gas | Water Heater (<= 55 gal) | 100% | 20%
Residential_Single Family Low Income_Existing_Water Heating_Natural Gas_Water Heater (> 55 gal) | Residential | Single Family Low Income | Existing | Water Heating | Natural Gas | Water Heater (> 55 gal) | 74.33% | 20%
Residential_Single Family Low Income_Existing_Appliances_Natural Gas_Clothes Dryer | Residential | Single Family Low Income | Existing | Appliances | Natural Gas | Clothes Dryer | 70% | 20%
Residential_Single Family Low Income_Existing_Appliances_Natural Gas_Stove/Oven | Residential | Single Family Low Income | Existing | Appliances | Natural Gas | Stove/Oven | 70% | 20%
Residential_Single Family Low Income_Existing_Miscellaneous_Natural Gas_Pool Heater | Residential | Single Family Low Income | Existing | Miscellaneous | Natural Gas | Pool Heater | 70% | 20%
Residential_Single Family Low Income_Existing_Miscellaneous_Natural Gas_Miscellaneous | Residential | Single Family Low Income | Existing | Miscellaneous | Natural Gas | Miscellaneous | 70% | 20%
Residential_Single Family Low Income_New_Space Heating_Natural Gas_Furnace | Residential | Single Family Low Income | New | Space Heating | Natural Gas | Furnace | 97.82% | 20%
Residential_Single Family Low Income_New_Space Heating_Natural Gas_Boiler | Residential | Single Family Low Income | New | Space Heating | Natural Gas | Boiler | 100% | 20%
Residential_Single Family Low Income_New_Secondary Heating_Natural Gas_Fireplace | Residential | Single Family Low Income | New | Secondary Heating | Natural Gas | Fireplace | 45.54% | 20%
Residential_Single Family Low Income_New_Water Heating_Natural Gas_Water Heater (<= 55 gal) | Residential | Single Family Low Income | New | Water Heating | Natural Gas | Water Heater (<= 55 gal) | 100% | 20%
Residential_Single Family Low Income_New_Water Heating_Natural Gas_Water Heater (> 55 gal) | Residential | Single Family Low Income | New | Water Heating | Natural Gas | Water Heater (> 55 gal) | 74.33% | 20%
Residential_Single Family Low Income_New_Appliances_Natural Gas_Clothes Dryer | Residential | Single Family Low Income | New | Appliances | Natural Gas | Clothes Dryer | 70% | 20%
Residential_Single Family Low Income_New_Appliances_Natural Gas_Stove/Oven | Residential | Single Family Low Income | New | Appliances | Natural Gas | Stove/Oven | 70% | 20%
Residential_Single Family Low Income_New_Miscellaneous_Natural Gas_Pool Heater | Residential | Single Family Low Income | New | Miscellaneous | Natural Gas | Pool Heater | 70% | 20%
Residential_Single Family Low Income_New_Miscellaneous_Natural Gas_Miscellaneous | Residential | Single Family Low Income | New | Miscellaneous | Natural Gas | Miscellaneous | 70% | 20%
Residential_Multi-Family Regular Income_Existing_Space Heating_Natural Gas_Furnace | Residential | Multi-Family Regular Income | Existing | Space Heating | Natural Gas | Furnace | 97.82% | 20%
Residential_Multi-Family Regular Income_Existing_Space Heating_Natural Gas_Boiler | Residential | Multi-Family Regular Income | Existing | Space Heating | Natural Gas | Boiler | 100% | 20%
Residential_Multi-Family Regular Income_Existing_Secondary Heating_Natural Gas_Fireplace | Residential | Multi-Family Regular Income | Existing | Secondary Heating | Natural Gas | Fireplace | 45.54% | 20%
Residential_Multi-Family Regular Income_Existing_Water Heating_Natural Gas_Water Heater (<= 55 gal) | Residential | Multi-Family Regular Income | Existing | Water Heating | Natural Gas | Water Heater (<= 55 gal) | 100% | 20%
Residential_Multi-Family Regular Income_Existing_Water Heating_Natural Gas_Water Heater (> 55 gal) | Residential | Multi-Family Regular Income | Existing | Water Heating | Natural Gas | Water Heater (> 55 gal) | 74.33% | 20%
Residential_Multi-Family Regular Income_Existing_Appliances_Natural Gas_Clothes Dryer | Residential | Multi-Family Regular Income | Existing | Appliances | Natural Gas | Clothes Dryer | 70% | 20%
Residential_Multi-Family Regular Income_Existing_Appliances_Natural Gas_Stove/Oven | Residential | Multi-Family Regular Income | Existing | Appliances | Natural Gas | Stove/Oven | 70% | 20%
Residential_Multi-Family Regular Income_Existing_Miscellaneous_Natural Gas_Pool Heater | Residential | Multi-Family Regular Income | Existing | Miscellaneous | Natural Gas | Pool Heater | 70% | 20%
Residential_Multi-Family Regular Income_Existing_Miscellaneous_Natural Gas_Miscellaneous | Residential | Multi-Family Regular Income | Existing | Miscellaneous | Natural Gas | Miscellaneous | 70% | 20%
Residential_Multi-Family Regular Income_New_Space Heating_Natural Gas_Furnace | Residential | Multi-Family Regular Income | New | Space Heating | Natural Gas | Furnace | 97.82% | 20%
Residential_Multi-Family Regular Income_New_Space Heating_Natural Gas_Boiler | Residential | Multi-Family Regular Income | New | Space Heating | Natural Gas | Boiler | 100% | 20%
Residential_Multi-Family Regular Income_New_Secondary Heating_Natural Gas_Fireplace | Residential | Multi-Family Regular Income | New | Secondary Heating | Natural Gas | Fireplace | 45.54% | 20%
Residential_Multi-Family Regular Income_New_Water Heating_Natural Gas_Water Heater (<= 55 gal) | Residential | Multi-Family Regular Income | New | Water Heating | Natural Gas | Water Heater (<= 55 gal) | 100% | 20%
Residential_Multi-Family Regular Income_New_Water Heating_Natural Gas_Water Heater (> 55 gal) | Residential | Multi-Family Regular Income | New | Water Heating | Natural Gas | Water Heater (> 55 gal) | 74.33% | 20%
Residential_Multi-Family Regular Income_New_Appliances_Natural Gas_Clothes Dryer | Residential | Multi-Family Regular Income | New | Appliances | Natural Gas | Clothes Dryer | 70% | 20%
Residential_Multi-Family Regular Income_New_Appliances_Natural Gas_Stove/Oven | Residential | Multi-Family Regular Income | New | Appliances | Natural Gas | Stove/Oven | 70% | 20%
Residential_Multi-Family Regular Income_New_Miscellaneous_Natural Gas_Pool Heater | Residential | Multi-Family Regular Income | New | Miscellaneous | Natural Gas | Pool Heater | 70% | 20%
Residential_Multi-Family Regular Income_New_Miscellaneous_Natural Gas_Miscellaneous | Residential | Multi-Family Regular Income | New | Miscellaneous | Natural Gas | Miscellaneous | 70% | 20%
Residential_Multi-Family Moderate Income_Existing_Space Heating_Natural Gas_Furnace | Residential | Multi-Family Moderate Income | Existing | Space Heating | Natural Gas | Furnace | 97.82% | 20%
Residential_Multi-Family Moderate Income_Existing_Space Heating_Natural Gas_Boiler | Residential | Multi-Family Moderate Income | Existing | Space Heating | Natural Gas | Boiler | 100% | 20%
Residential_Multi-Family Moderate Income_Existing_Secondary Heating_Natural Gas_Fireplace | Residential | Multi-Family Moderate Income | Existing | Secondary Heating | Natural Gas | Fireplace | 45.54% | 20%
Residential_Multi-Family Moderate Income_Existing_Water Heating_Natural Gas_Water Heater (<= 55 gal) | Residential | Multi-Family Moderate Income | Existing | Water Heating | Natural Gas | Water Heater (<= 55 gal) | 100% | 20%
Residential_Multi-Family Moderate Income_Existing_Water Heating_Natural Gas_Water Heater (> 55 gal) | Residential | Multi-Family Moderate Income | Existing | Water Heating | Natural Gas | Water Heater (> 55 gal) | 74.33% | 20%
Residential_Multi-Family Moderate Income_Existing_Appliances_Natural Gas_Clothes Dryer | Residential | Multi-Family Moderate Income | Existing | Appliances | Natural Gas | Clothes Dryer | 70% | 20%
Residential_Multi-Family Moderate Income_Existing_Appliances_Natural Gas_Stove/Oven | Residential | Multi-Family Moderate Income | Existing | Appliances | Natural Gas | Stove/Oven | 70% | 20%
Residential_Multi-Family Moderate Income_Existing_Miscellaneous_Natural Gas_Pool Heater | Residential | Multi-Family Moderate Income | Existing | Miscellaneous | Natural Gas | Pool Heater | 70% | 20%
Residential_Multi-Family Moderate Income_Existing_Miscellaneous_Natural Gas_Miscellaneous | Residential | Multi-Family Moderate Income | Existing | Miscellaneous | Natural Gas | Miscellaneous | 70% | 20%
Residential_Multi-Family Moderate Income_New_Space Heating_Natural Gas_Furnace | Residential | Multi-Family Moderate Income | New | Space Heating | Natural Gas | Furnace | 97.82% | 20%
Residential_Multi-Family Moderate Income_New_Space Heating_Natural Gas_Boiler | Residential | Multi-Family Moderate Income | New | Space Heating | Natural Gas | Boiler | 100% | 20%
Residential_Multi-Family Moderate Income_New_Secondary Heating_Natural Gas_Fireplace | Residential | Multi-Family Moderate Income | New | Secondary Heating | Natural Gas | Fireplace | 45.54% | 20%
Residential_Multi-Family Moderate Income_New_Water Heating_Natural Gas_Water Heater (<= 55 gal) | Residential | Multi-Family Moderate Income | New | Water Heating | Natural Gas | Water Heater (<= 55 gal) | 100% | 20%
Residential_Multi-Family Moderate Income_New_Water Heating_Natural Gas_Water Heater (> 55 gal) | Residential | Multi-Family Moderate Income | New | Water Heating | Natural Gas | Water Heater (> 55 gal) | 74.33% | 20%
Residential_Multi-Family Moderate Income_New_Appliances_Natural Gas_Clothes Dryer | Residential | Multi-Family Moderate Income | New | Appliances | Natural Gas | Clothes Dryer | 70% | 20%
Residential_Multi-Family Moderate Income_New_Appliances_Natural Gas_Stove/Oven | Residential | Multi-Family Moderate Income | New | Appliances | Natural Gas | Stove/Oven | 70% | 20%
Residential_Multi-Family Moderate Income_New_Miscellaneous_Natural Gas_Pool Heater | Residential | Multi-Family Moderate Income | New | Miscellaneous | Natural Gas | Pool Heater | 70% | 20%
Residential_Multi-Family Moderate Income_New_Miscellaneous_Natural Gas_Miscellaneous | Residential | Multi-Family Moderate Income | New | Miscellaneous | Natural Gas | Miscellaneous | 70% | 20%
Residential_Multi-Family Low Income_Existing_Space Heating_Natural Gas_Furnace | Residential | Multi-Family Low Income | Existing | Space Heating | Natural Gas | Furnace | 97.82% | 20%
Residential_Multi-Family Low Income_Existing_Space Heating_Natural Gas_Boiler | Residential | Multi-Family Low Income | Existing | Space Heating | Natural Gas | Boiler | 100% | 20%
Residential_Multi-Family Low Income_Existing_Secondary Heating_Natural Gas_Fireplace | Residential | Multi-Family Low Income | Existing | Secondary Heating | Natural Gas | Fireplace | 45.54% | 20%
Residential_Multi-Family Low Income_Existing_Water Heating_Natural Gas_Water Heater (<= 55 gal) | Residential | Multi-Family Low Income | Existing | Water Heating | Natural Gas | Water Heater (<= 55 gal) | 100% | 20%
Residential_Multi-Family Low Income_Existing_Water Heating_Natural Gas_Water Heater (> 55 gal) | Residential | Multi-Family Low Income | Existing | Water Heating | Natural Gas | Water Heater (> 55 gal) | 74.33% | 20%
Residential_Multi-Family Low Income_Existing_Appliances_Natural Gas_Clothes Dryer | Residential | Multi-Family Low Income | Existing | Appliances | Natural Gas | Clothes Dryer | 70% | 20%
Residential_Multi-Family Low Income_Existing_Appliances_Natural Gas_Stove/Oven | Residential | Multi-Family Low Income | Existing | Appliances | Natural Gas | Stove/Oven | 70% | 20%
Residential_Multi-Family Low Income_Existing_Miscellaneous_Natural Gas_Pool Heater | Residential | Multi-Family Low Income | Existing | Miscellaneous | Natural Gas | Pool Heater | 70% | 20%
Residential_Multi-Family Low Income_Existing_Miscellaneous_Natural Gas_Miscellaneous | Residential | Multi-Family Low Income | Existing | Miscellaneous | Natural Gas | Miscellaneous | 70% | 20%
Residential_Multi-Family Low Income_New_Space Heating_Natural Gas_Furnace | Residential | Multi-Family Low Income | New | Space Heating | Natural Gas | Furnace | 97.82% | 20%
Residential_Multi-Family Low Income_New_Space Heating_Natural Gas_Boiler | Residential | Multi-Family Low Income | New | Space Heating | Natural Gas | Boiler | 100% | 20%
Residential_Multi-Family Low Income_New_Secondary Heating_Natural Gas_Fireplace | Residential | Multi-Family Low Income | New | Secondary Heating | Natural Gas | Fireplace | 45.54% | 20%
Residential_Multi-Family Low Income_New_Water Heating_Natural Gas_Water Heater (<= 55 gal) | Residential | Multi-Family Low Income | New | Water Heating | Natural Gas | Water Heater (<= 55 gal) | 100% | 20%
Residential_Multi-Family Low Income_New_Water Heating_Natural Gas_Water Heater (> 55 gal) | Residential | Multi-Family Low Income | New | Water Heating | Natural Gas | Water Heater (> 55 gal) | 74.33% | 20%
Residential_Multi-Family Low Income_New_Appliances_Natural Gas_Clothes Dryer | Residential | Multi-Family Low Income | New | Appliances | Natural Gas | Clothes Dryer | 70% | 20%
Residential_Multi-Family Low Income_New_Appliances_Natural Gas_Stove/Oven | Residential | Multi-Family Low Income | New | Appliances | Natural Gas | Stove/Oven | 70% | 20%
Residential_Multi-Family Low Income_New_Miscellaneous_Natural Gas_Pool Heater | Residential | Multi-Family Low Income | New | Miscellaneous | Natural Gas | Pool Heater | 70% | 20%
Residential_Multi-Family Low Income_New_Miscellaneous_Natural Gas_Miscellaneous | Residential | Multi-Family Low Income | New | Miscellaneous | Natural Gas | Miscellaneous | 70% | 20%
Residential_Manufactured Home Regular Income_Existing_Space Heating_Natural Gas_Furnace | Residential | Manufactured Home Regular Income | Existing | Space Heating | Natural Gas | Furnace | 97.82% | 20%
Residential_Manufactured Home Regular Income_Existing_Space Heating_Natural Gas_Boiler | Residential | Manufactured Home Regular Income | Existing | Space Heating | Natural Gas | Boiler | 100% | 20%
Residential_Manufactured Home Regular Income_Existing_Secondary Heating_Natural Gas_Fireplace | Residential | Manufactured Home Regular Income | Existing | Secondary Heating | Natural Gas | Fireplace | 45.54% | 20%
Residential_Manufactured Home Regular Income_Existing_Water Heating_Natural Gas_Water Heater (<= 55 gal) | Residential | Manufactured Home Regular Income | Existing | Water Heating | Natural Gas | Water Heater (<= 55 gal) | 100% | 20%
Residential_Manufactured Home Regular Income_Existing_Water Heating_Natural Gas_Water Heater (> 55 gal) | Residential | Manufactured Home Regular Income | Existing | Water Heating | Natural Gas | Water Heater (> 55 gal) | 74.33% | 20%
Residential_Manufactured Home Regular Income_Existing_Appliances_Natural Gas_Clothes Dryer | Residential | Manufactured Home Regular Income | Existing | Appliances | Natural Gas | Clothes Dryer | 70% | 20%
Residential_Manufactured Home Regular Income_Existing_Appliances_Natural Gas_Stove/Oven | Residential | Manufactured Home Regular Income | Existing | Appliances | Natural Gas | Stove/Oven | 70% | 20%
Residential_Manufactured Home Regular Income_Existing_Miscellaneous_Natural Gas_Pool Heater | Residential | Manufactured Home Regular Income | Existing | Miscellaneous | Natural Gas | Pool Heater | 70% | 20%
Residential_Manufactured Home Regular Income_Existing_Miscellaneous_Natural Gas_Miscellaneous | Residential | Manufactured Home Regular Income | Existing | Miscellaneous | Natural Gas | Miscellaneous | 70% | 20%
Residential_Manufactured Home Regular Income_New_Space Heating_Natural Gas_Furnace | Residential | Manufactured Home Regular Income | New | Space Heating | Natural Gas | Furnace | 97.82% | 20%
Residential_Manufactured Home Regular Income_New_Space Heating_Natural Gas_Boiler | Residential | Manufactured Home Regular Income | New | Space Heating | Natural Gas | Boiler | 100% | 20%
Residential_Manufactured Home Regular Income_New_Secondary Heating_Natural Gas_Fireplace | Residential | Manufactured Home Regular Income | New | Secondary Heating | Natural Gas | Fireplace | 45.54% | 20%
Residential_Manufactured Home Regular Income_New_Water Heating_Natural Gas_Water Heater (<= 55 gal) | Residential | Manufactured Home Regular Income | New | Water Heating | Natural Gas | Water Heater (<= 55 gal) | 100% | 20%
Residential_Manufactured Home Regular Income_New_Water Heating_Natural Gas_Water Heater (> 55 gal) | Residential | Manufactured Home Regular Income | New | Water Heating | Natural Gas | Water Heater (> 55 gal) | 74.33% | 20%
Residential_Manufactured Home Regular Income_New_Appliances_Natural Gas_Clothes Dryer | Residential | Manufactured Home Regular Income | New | Appliances | Natural Gas | Clothes Dryer | 70% | 20%
Residential_Manufactured Home Regular Income_New_Appliances_Natural Gas_Stove/Oven | Residential | Manufactured Home Regular Income | New | Appliances | Natural Gas | Stove/Oven | 70% | 20%
Residential_Manufactured Home Regular Income_New_Miscellaneous_Natural Gas_Pool Heater | Residential | Manufactured Home Regular Income | New | Miscellaneous | Natural Gas | Pool Heater | 70% | 20%
Residential_Manufactured Home Regular Income_New_Miscellaneous_Natural Gas_Miscellaneous | Residential | Manufactured Home Regular Income | New | Miscellaneous | Natural Gas | Miscellaneous | 70% | 20%
Residential_Manufactured Home Moderate Income_Existing_Space Heating_Natural Gas_Furnace | Residential | Manufactured Home Moderate Income | Existing | Space Heating | Natural Gas | Furnace | 97.82% | 20%
Residential_Manufactured Home Moderate Income_Existing_Space Heating_Natural Gas_Boiler | Residential | Manufactured Home Moderate Income | Existing | Space Heating | Natural Gas | Boiler | 100% | 20%
Residential_Manufactured Home Moderate Income_Existing_Secondary Heating_Natural Gas_Fireplace | Residential | Manufactured Home Moderate Income | Existing | Secondary Heating | Natural Gas | Fireplace | 45.54% | 20%
Residential_Manufactured Home Moderate Income_Existing_Water Heating_Natural Gas_Water Heater (<= 55 gal) | Residential | Manufactured Home Moderate Income | Existing | Water Heating | Natural Gas | Water Heater (<= 55 gal) | 100% | 20%
Residential_Manufactured Home Moderate Income_Existing_Water Heating_Natural Gas_Water Heater (> 55 gal) | Residential | Manufactured Home Moderate Income | Existing | Water Heating | Natural Gas | Water Heater (> 55 gal) | 74.33% | 20%
Residential_Manufactured Home Moderate Income_Existing_Appliances_Natural Gas_Clothes Dryer | Residential | Manufactured Home Moderate Income | Existing | Appliances | Natural Gas | Clothes Dryer | 70% | 20%
Residential_Manufactured Home Moderate Income_Existing_Appliances_Natural Gas_Stove/Oven | Residential | Manufactured Home Moderate Income | Existing | Appliances | Natural Gas | Stove/Oven | 70% | 20%
Residential_Manufactured Home Moderate Income_Existing_Miscellaneous_Natural Gas_Pool Heater | Residential | Manufactured Home Moderate Income | Existing | Miscellaneous | Natural Gas | Pool Heater | 70% | 20%
Residential_Manufactured Home Moderate Income_Existing_Miscellaneous_Natural Gas_Miscellaneous | Residential | Manufactured Home Moderate Income | Existing | Miscellaneous | Natural Gas | Miscellaneous | 70% | 20%
Residential_Manufactured Home Moderate Income_New_Space Heating_Natural Gas_Furnace | Residential | Manufactured Home Moderate Income | New | Space Heating | Natural Gas | Furnace | 97.82% | 20%
Residential_Manufactured Home Moderate Income_New_Space Heating_Natural Gas_Boiler | Residential | Manufactured Home Moderate Income | New | Space Heating | Natural Gas | Boiler | 100% | 20%
Residential_Manufactured Home Moderate Income_New_Secondary Heating_Natural Gas_Fireplace | Residential | Manufactured Home Moderate Income | New | Secondary Heating | Natural Gas | Fireplace | 45.54% | 20%
Residential_Manufactured Home Moderate Income_New_Water Heating_Natural Gas_Water Heater (<= 55 gal) | Residential | Manufactured Home Moderate Income | New | Water Heating | Natural Gas | Water Heater (<= 55 gal) | 100% | 20%
Residential_Manufactured Home Moderate Income_New_Water Heating_Natural Gas_Water Heater (> 55 gal) | Residential | Manufactured Home Moderate Income | New | Water Heating | Natural Gas | Water Heater (> 55 gal) | 74.33% | 20%
Residential_Manufactured Home Moderate Income_New_Appliances_Natural Gas_Clothes Dryer | Residential | Manufactured Home Moderate Income | New | Appliances | Natural Gas | Clothes Dryer | 70% | 20%
Residential_Manufactured Home Moderate Income_New_Appliances_Natural Gas_Stove/Oven | Residential | Manufactured Home Moderate Income | New | Appliances | Natural Gas | Stove/Oven | 70% | 20%
Residential_Manufactured Home Moderate Income_New_Miscellaneous_Natural Gas_Pool Heater | Residential | Manufactured Home Moderate Income | New | Miscellaneous | Natural Gas | Pool Heater | 70% | 20%
Residential_Manufactured Home Moderate Income_New_Miscellaneous_Natural Gas_Miscellaneous | Residential | Manufactured Home Moderate Income | New | Miscellaneous | Natural Gas | Miscellaneous | 70% | 20%
Residential_Manufactured Home Low Income_Existing_Space Heating_Natural Gas_Furnace | Residential | Manufactured Home Low Income | Existing | Space Heating | Natural Gas | Furnace | 97.82% | 20%
Residential_Manufactured Home Low Income_Existing_Space Heating_Natural Gas_Boiler | Residential | Manufactured Home Low Income | Existing | Space Heating | Natural Gas | Boiler | 100% | 20%
Residential_Manufactured Home Low Income_Existing_Secondary Heating_Natural Gas_Fireplace | Residential | Manufactured Home Low Income | Existing | Secondary Heating | Natural Gas | Fireplace | 45.54% | 20%
Residential_Manufactured Home Low Income_Existing_Water Heating_Natural Gas_Water Heater (<= 55 gal) | Residential | Manufactured Home Low Income | Existing | Water Heating | Natural Gas | Water Heater (<= 55 gal) | 100% | 20%
Residential_Manufactured Home Low Income_Existing_Water Heating_Natural Gas_Water Heater (> 55 gal) | Residential | Manufactured Home Low Income | Existing | Water Heating | Natural Gas | Water Heater (> 55 gal) | 74.33% | 20%
Residential_Manufactured Home Low Income_Existing_Appliances_Natural Gas_Clothes Dryer | Residential | Manufactured Home Low Income | Existing | Appliances | Natural Gas | Clothes Dryer | 70% | 20%
Residential_Manufactured Home Low Income_Existing_Appliances_Natural Gas_Stove/Oven | Residential | Manufactured Home Low Income | Existing | Appliances | Natural Gas | Stove/Oven | 70% | 20%
Residential_Manufactured Home Low Income_Existing_Miscellaneous_Natural Gas_Pool Heater | Residential | Manufactured Home Low Income | Existing | Miscellaneous | Natural Gas | Pool Heater | 70% | 20%
Residential_Manufactured Home Low Income_Existing_Miscellaneous_Natural Gas_Miscellaneous | Residential | Manufactured Home Low Income | Existing | Miscellaneous | Natural Gas | Miscellaneous | 70% | 20%
Residential_Manufactured Home Low Income_New_Space Heating_Natural Gas_Furnace | Residential | Manufactured Home Low Income | New | Space Heating | Natural Gas | Furnace | 97.82% | 20%
Residential_Manufactured Home Low Income_New_Space Heating_Natural Gas_Boiler | Residential | Manufactured Home Low Income | New | Space Heating | Natural Gas | Boiler | 100% | 20%
Residential_Manufactured Home Low Income_New_Secondary Heating_Natural Gas_Fireplace | Residential | Manufactured Home Low Income | New | Secondary Heating | Natural Gas | Fireplace | 45.54% | 20%
Residential_Manufactured Home Low Income_New_Water Heating_Natural Gas_Water Heater (<= 55 gal) | Residential | Manufactured Home Low Income | New | Water Heating | Natural Gas | Water Heater (<= 55 gal) | 100% | 20%
Residential_Manufactured Home Low Income_New_Water Heating_Natural Gas_Water Heater (> 55 gal) | Residential | Manufactured Home Low Income | New | Water Heating | Natural Gas | Water Heater (> 55 gal) | 74.33% | 20%
Residential_Manufactured Home Low Income_New_Appliances_Natural Gas_Clothes Dryer | Residential | Manufactured Home Low Income | New | Appliances | Natural Gas | Clothes Dryer | 70% | 20%
Residential_Manufactured Home Low Income_New_Appliances_Natural Gas_Stove/Oven | Residential | Manufactured Home Low Income | New | Appliances | Natural Gas | Stove/Oven | 70% | 20%
Residential_Manufactured Home Low Income_New_Miscellaneous_Natural Gas_Pool Heater | Residential | Manufactured Home Low Income | New | Miscellaneous | Natural Gas | Pool Heater | 70% | 20%
Residential_Manufactured Home Low Income_New_Miscellaneous_Natural Gas_Miscellaneous | Residential | Manufactured Home Low Income | New | Miscellaneous | Natural Gas | Miscellaneous | 70% | 20%

## Technology Costs
Key | Field | Sector | Segment | Vintage | End Use | Fuel | Technology | Equipment | Label | 2019 | 2020 | 2021 | 2022 | 2023 | 2024 | 2025 | 2026 | 2027 | 2028 | 2029 | 2030 | 2031 | 2032 | 2033 | 2034 | 2035 | 2036 | 2037 | 2038 | 2039 | 2040 | 2041 | 2042 | 2043 | 2044 | 2045 | 2046 | 2047 | 2048 | 2049 | 2050 | 2051 | 2052 | 2053 | 2054 | 2055 | 2056 | 2057 | 2058 | 2059 | 2060
F1_Residential_Single Family Regular Income_Existing_Space Heating_Natural Gas_Furnace_E1 | F1 | Residential | Single Family Regular Income | Existing | Space Heating | Natural Gas | Furnace | E1 | RVT - Cost of Equipment | 1258.3539 | 1259.4207 | 1263.0678 | 1265.6707 | 1261.4753 | 0 | 0 | 0 | 0 | 0 | 0 | 0 | 0 | 0 | 0 | 0 | 0 | 0 | 0 | 0 | 0 | 0 | 0 | 0 | 0 | 0 | 0 | 0 | 0 | 0 | 0 | 0 | 0 | 0 | 0 | 0 | 0 | 0 | 0 | 0 | 0 | 0
F1_Residential_Single Family Regular Income_Existing_Space Heating_Natural Gas_Furnace_E2 | F1 | Residential | Single Family Regular Income | Existing | Space Heating | Natural Gas | Furnace | E2 | RVT - Cost of Equipment | 1065.737 | 1066.6404 | 1069.7293 | 1071.9338 | 1068.3806 | 0 | 0 | 0 | 0 | 0 | 0 | 0 | 0 | 0 | 0 | 0 | 0 | 0 | 0 | 0 | 0 | 0 | 0 | 0 | 0 | 0 | 0 | 0 | 0 | 0 | 0 | 0 | 0 | 0 | 0 | 0 | 0 | 0 | 0 | 0 | 0 | 0
F1_Residential_Single Family Regular Income_Existing_Space Heating_Natural Gas_Furnace_E3 | F1 | Residential | Single Family Regular Income | Existing | Space Heating | Natural Gas | Furnace | E3 | RVT - Cost of Equipment | 1029.9817 | 1030.8549 | 1033.8401 | 1035.9706 | 1032.5366 | 0 | 0 | 0 | 0 | 0 | 0 | 0 | 0 | 0 | 0 | 0 | 0 | 0 | 0 | 0 | 0 | 0 | 0 | 0 | 0 | 0 | 0 | 0 | 0 | 0 | 0 | 0 | 0 | 0 | 0 | 0 | 0 | 0 | 0 | 0 | 0 | 0
F1_Residential_Single Family Regular Income_Existing_Space Heating_Natural Gas_Furnace_E4 | F1 | Residential | Single Family Regular Income | Existing | Space Heating | Natural Gas | Furnace | E4 | RVT - Cost of Equipment | 839.9571 | 840.6501 | 843.5603 | 845.5038 | 841.4996 | 840.1856 | 841.3772 | 841.9392 | 843.3213 | 844.4278 | 845.3968 | 846.1119 | 847.1112 | 848.2367 | 849.1627 | 849.5163 | 849.2211 | 848.4732 | 846.9033 | 844.7939 | 841.6048 | 837.5146 | 832.9788 | 828.4197 | 823.334 | 817.9339 | 812.2309 | 806.3497 | 799.8818 | 793.203 | 785.956 | 778.5353 | 770.3103 | 0 | 0 | 0 | 0 | 0 | 0 | 0 | 0 | 0
F1_Residential_Single Family Regular Income_Existing_Space Heating_Natural Gas_Furnace_E5 | F1 | Residential | Single Family Regular Income | Existing | Space Heating | Natural Gas | Furnace | E5 | RVT - Cost of Equipment | 671.7166 | 672.2548 | 674.3356 | 675.7637 | 673.066 | 672.2753 | 673.257 | 673.8128 | 674.9459 | 675.8938 | 676.7576 | 677.143 | 677.3699 | 677.3275 | 676.7455 | 675.7914 | 674.4144 | 672.7645 | 670.5913 | 668.0923 | 665.3179 | 662.4643 | 659.2999 | 656.1192 | 652.5712 | 648.8038 | 644.8251 | 640.7221 | 636.2097 | 631.5502 | 626.4944 | 621.3173 | 615.5791 | 0 | 0 | 0 | 0 | 0 | 0 | 0 | 0 | 0
F1_Residential_Single Family Regular Income_Existing_Space Heating_Natural Gas_Furnace_E6 | F1 | Residential | Single Family Regular Income | Existing | Space Heating | Natural Gas | Furnace | E6 | RVT - Cost of Equipment | 565.6561 | 566.1093 | 567.8615 | 569.0642 | 566.7924 | 566.1266 | 566.9533 | 567.4213 | 568.3755 | 569.1738 | 569.9012 | 570.2257 | 570.4167 | 570.3811 | 569.8909 | 569.0875 | 567.9279 | 566.5385 | 564.7084 | 562.6041 | 560.2677 | 557.8647 | 555.1999 | 552.5215 | 549.5336 | 546.3611 | 543.0106 | 539.5554 | 535.7556 | 531.8318 | 527.5742 | 523.2145 | 518.3824 | 0 | 0 | 0 | 0 | 0 | 0 | 0 | 0 | 0
F1_Residential_Single Family Regular Income_Existing_Space Heating_Natural Gas_Furnace_E7 | F1 | Residential | Single Family Regular Income | Existing | Space Heating | Natural Gas | Furnace | E7 | RVT - Cost of Equipment | 0 | 0 | 0 | 0 | 0 | 0 | 0 | 0 | 0 | 0 | 0 | 0 | 0 | 0 | 0 | 0 | 0 | 0 | 0 | 0 | 0 | 0 | 0 | 0 | 0 | 0 | 0 | 0 | 0 | 0 | 0 | 0 | 0 | 0 | 0 | 0 | 0 | 0 | 0 | 0 | 0 | 0
F1_Residential_Single Family Regular Income_Existing_Space Heating_Natural Gas_Furnace_E8 | F1 | Residential | Single Family Regular Income | Existing | Space Heating | Natural Gas | Furnace | E8 | RVT - Cost of Equipment | 0 | 0 | 0 | 0 | 0 | 0 | 0 | 0 | 0 | 0 | 0 | 0 | 0 | 0 | 0 | 0 | 0 | 0 | 0 | 0 | 0 | 0 | 0 | 0 | 0 | 0 | 0 | 0 | 0 | 0 | 0 | 0 | 0 | 0 | 0 | 0 | 0 | 0 | 0 | 0 | 0 | 0
F1_Residential_Single Family Regular Income_Existing_Space Heating_Natural Gas_Furnace_E9 | F1 | Residential | Single Family Regular Income | Existing | Space Heating | Natural Gas | Furnace | E9 | RVT - Cost of Equipment | 0 | 0 | 0 | 0 | 0 | 0 | 0 | 0 | 0 | 0 | 0 | 0 | 0 | 0 | 0 | 0 | 0 | 0 | 0 | 0 | 0 | 0 | 0 | 0 | 0 | 0 | 0 | 0 | 0 | 0 | 0 | 0 | 0 | 0 | 0 | 0 | 0 | 0 | 0 | 0 | 0 | 0
F1_Residential_Single Family Regular Income_Existing_Space Heating_Natural Gas_Furnace_E10 | F1 | Residential | Single Family Regular Income | Existing | Space Heating | Natural Gas | Furnace | E10 | RVT - Cost of Equipment | 0 | 0 | 0 | 0 | 0 | 0 | 0 | 0 | 0 | 0 | 0 | 0 | 0 | 0 | 0 | 0 | 0 | 0 | 0 | 0 | 0 | 0 | 0 | 0 | 0 | 0 | 0 | 0 | 0 | 0 | 0 | 0 | 0 | 0 | 0 | 0 | 0 | 0 | 0 | 0 | 0 | 0
F2_Residential_Single Family Regular Income_Existing_Space Heating_Natural Gas_Furnace_E1 | F2 | Residential | Single Family Regular Income | Existing | Space Heating | Natural Gas | Furnace | E1 | RVT - Cost of Operation | 1256.3249 | 1257.39 | 1261.0312 | 1263.6299 | 1259.4413 | 0 | 0 | 0 | 0 | 0 | 0 | 0 | 0 | 0 | 0 | 0 | 0 | 0 | 0 | 0 | 0 | 0 | 0 | 0 | 0 | 0 | 0 | 0 | 0 | 0 | 0 | 0 | 0 | 0 | 0 | 0 | 0 | 0 | 0 | 0 | 0 | 0
F2_Residential_Single Family Regular Income_Existing_Space Heating_Natural Gas_Furnace_E2 | F2 | Residential | Single Family Regular Income | Existing | Space Heating | Natural Gas | Furnace | E2 | RVT - Cost of Operation | 1064.0186 | 1064.9206 | 1068.0045 | 1070.2054 | 1066.6579 | 0 | 0 | 0 | 0 | 0 | 0 | 0 | 0 | 0 | 0 | 0 | 0 | 0 | 0 | 0 | 0 | 0 | 0 | 0 | 0 | 0 | 0 | 0 | 0 | 0 | 0 | 0 | 0 | 0 | 0 | 0 | 0 | 0 | 0 | 0 | 0 | 0
F2_Residential_Single Family Regular Income_Existing_Space Heating_Natural Gas_Furnace_E3 | F2 | Residential | Single Family Regular Income | Existing | Space Heating | Natural Gas | Furnace | E3 | RVT - Cost of Operation | 1028.321 | 1029.1927 | 1032.1731 | 1034.3002 | 1030.8718 | 0 | 0 | 0 | 0 | 0 | 0 | 0 | 0 | 0 | 0 | 0 | 0 | 0 | 0 | 0 | 0 | 0 | 0 | 0 | 0 | 0 | 0 | 0 | 0 | 0 | 0 | 0 | 0 | 0 | 0 | 0 | 0 | 0 | 0 | 0 | 0 | 0
F2_Residential_Single Family Regular Income_Existing_Space Heating_Natural Gas_Furnace_E4 | F2 | Residential | Single Family Regular Income | Existing | Space Heating | Natural Gas | Furnace | E4 | RVT - Cost of Operation | 838.6028 | 839.2946 | 842.2002 | 844.1405 | 840.1428 | 838.8309 | 840.0206 | 840.5817 | 841.9616 | 843.0663 | 844.0337 | 844.7477 | 845.7453 | 846.869 | 847.7935 | 848.1466 | 847.8518 | 847.1051 | 845.5378 | 843.4318 | 840.2478 | 836.1642 | 831.6357 | 827.0839 | 822.0064 | 816.615 | 810.9212 | 805.0496 | 798.5921 | 791.924 | 784.6888 | 777.28 | 769.0682 | 0 | 0 | 0 | 0 | 0 | 0 | 0 | 0 | 0
F2_Residential_Single Family Regular Income_Existing_Space Heating_Natural Gas_Furnace_E5 | F2 | Residential | Single Family Regular Income | Existing | Space Heating | Natural Gas | Furnace | E5 | RVT - Cost of Operation | 670.6335 | 671.1709 | 673.2483 | 674.6741 | 671.9807 | 671.1914 | 672.1715 | 672.7263 | 673.8576 | 674.804 | 675.6664 | 676.0512 | 676.2777 | 676.2354 | 675.6543 | 674.7017 | 673.327 | 671.6797 | 669.51 | 667.0151 | 664.2451 | 661.3962 | 658.2369 | 655.0613 | 651.519 | 647.7577 | 643.7854 | 639.689 | 635.1839 | 630.5319 | 625.4842 | 620.3155 | 614.5865 | 0 | 0 | 0 | 0 | 0 | 0 | 0 | 0 | 0
F2_Residential_Single Family Regular Income_Existing_Space Heating_Natural Gas_Furnace_E6 | F2 | Residential | Single Family Regular Income | Existing | Space Heating | Natural Gas | Furnace | E6 | RVT - Cost of Operation | 564.744 | 565.1965 | 566.9459 | 568.1466 | 565.8785 | 565.2138 | 566.0391 | 566.5064 | 567.4591 | 568.256 | 568.9822 | 569.3063 | 569.497 | 569.4614 | 568.972 | 568.1699 | 567.0122 | 565.625 | 563.7979 | 561.6969 | 559.3643 | 556.9652 | 554.3047 | 551.6306 | 548.6476 | 545.4801 | 542.135 | 538.6855 | 534.8917 | 530.9743 | 526.7236 | 522.3709 | 517.5465 | 0 | 0 | 0 | 0 | 0 | 0 | 0 | 0 | 0
F2_Residential_Single Family Regular Income_Existing_Space Heating_Natural Gas_Furnace_E7 | F2 | Residential | Single Family Regular Income | Existing | Space Heating | Natural Gas | Furnace | E7 | RVT - Cost of Operation | 0 | 0 | 0 | 0 | 0 | 0 | 0 | 0 | 0 | 0 | 0 | 0 | 0 | 0 | 0 | 0 | 0 | 0 | 0 | 0 | 0 | 0 | 0 | 0 | 0 | 0 | 0 | 0 | 0 | 0 | 0 | 0 | 0 | 0 | 0 | 0 | 0 | 0 | 0 | 0 | 0 | 0
F2_Residential_Single Family Regular Income_Existing_Space Heating_Natural Gas_Furnace_E8 | F2 | Residential | Single Family Regular Income | Existing | Space Heating | Natural Gas | Furnace | E8 | RVT - Cost of Operation | 0 | 0 | 0 | 0 | 0 | 0 | 0 | 0 | 0 | 0 | 0 | 0 | 0 | 0 | 0 | 0 | 0 | 0 | 0 | 0 | 0 | 0 | 0 | 0 | 0 | 0 | 0 | 0 | 0 | 0 | 0 | 0 | 0 | 0 | 0 | 0 | 0 | 0 | 0 | 0 | 0 | 0
F2_Residential_Single Family Regular Income_Existing_Space Heating_Natural Gas_Furnace_E9 | F2 | Residential | Single Family Regular Income | Existing | Space Heating | Natural Gas | Furnace | E9 | RVT - Cost of Operation | 0 | 0 | 0 | 0 | 0 | 0 | 0 | 0 | 0 | 0 | 0 | 0 | 0 | 0 | 0 | 0 | 0 | 0 | 0 | 0 | 0 | 0 | 0 | 0 | 0 | 0 | 0 | 0 | 0 | 0 | 0 | 0 | 0 | 0 | 0 | 0 | 0 | 0 | 0 | 0 | 0 | 0
F2_Residential_Single Family Regular Income_Existing_Space Heating_Natural Gas_Furnace_E10 | F2 | Residential | Single Family Regular Income | Existing | Space Heating | Natural Gas | Furnace | E10 | RVT - Cost of Operation | 0 | 0 | 0 | 0 | 0 | 0 | 0 | 0 | 0 | 0 | 0 | 0 | 0 | 0 | 0 | 0 | 0 | 0 | 0 | 0 | 0 | 0 | 0 | 0 | 0 | 0 | 0 | 0 | 0 | 0 | 0 | 0 | 0 | 0 | 0 | 0 | 0 | 0 | 0 | 0 | 0 | 0
F3_Residential_Single Family Regular Income_Existing_Space Heating_Natural Gas_Furnace_E1 | F3 | Residential | Single Family Regular Income | Existing | Space Heating | Natural Gas | Furnace | E1 | System - kBTUs of Consumption | 279.9505 | 279.9505 | 279.9505 | 279.9505 | 279.9505 | 0 | 0 | 0 | 0 | 0 | 0 | 0 | 0 | 0 | 0 | 0 | 0 | 0 | 0 | 0 | 0 | 0 | 0 | 0 | 0 | 0 | 0 | 0 | 0 | 0 | 0 | 0 | 0 | 0 | 0 | 0 | 0 | 0 | 0 | 0 | 0 | 0
F3_Residential_Single Family Regular Income_Existing_Space Heating_Natural Gas_Furnace_E2 | F3 | Residential | Single Family Regular Income | Existing | Space Heating | Natural Gas | Furnace | E2 | System - kBTUs of Consumption | 338.3398 | 338.3398 | 338.3398 | 338.3398 | 338.3398 | 0 | 0 | 0 | 0 | 0 | 0 | 0 | 0 | 0 | 0 | 0 | 0 | 0 | 0 | 0 | 0 | 0 | 0 | 0 | 0 | 0 | 0 | 0 | 0 | 0 | 0 | 0 | 0 | 0 | 0 | 0 | 0 | 0 | 0 | 0 | 0 | 0
F3_Residential_Single Family Regular Income_Existing_Space Heating_Natural Gas_Furnace_E3 | F3 | Residential | Single Family Regular Income | Existing | Space Heating | Natural Gas | Furnace | E3 | System - kBTUs of Consumption | 353.523 | 353.523 | 353.523 | 353.523 | 353.523 | 0 | 0 | 0 | 0 | 0 | 0 | 0 | 0 | 0 | 0 | 0 | 0 | 0 | 0 | 0 | 0 | 0 | 0 | 0 | 0 | 0 | 0 | 0 | 0 | 0 | 0 | 0 | 0 | 0 | 0 | 0 | 0 | 0 | 0 | 0 | 0 | 0
F3_Residential_Single Family Regular Income_Existing_Space Heating_Natural Gas_Furnace_E4 | F3 | Residential | Single Family Regular Income | Existing | Space Heating | Natural Gas | Furnace | E4 | System - kBTUs of Consumption | 1317.6459 | 1317.6459 | 1317.6459 | 1317.6459 | 1317.6459 | 1317.6459 | 1317.6459 | 1317.6459 | 1317.6459 | 1317.6459 | 1317.6459 | 1317.6459 | 1317.6459 | 1317.6459 | 1317.6459 | 1317.6459 | 1317.6459 | 1317.6459 | 1317.6459 | 1317.6459 | 1317.6459 | 1317.6459 | 1317.6459 | 1317.6459 | 1317.6459 | 1317.6459 | 1317.6459 | 1317.6459 | 1317.6459 | 1317.6459 | 1317.6459 | 1317.6459 | 1317.6459 | 0 | 0 | 0 | 0 | 0 | 0 | 0 | 0 | 0
F3_Residential_Single Family Regular Income_Existing_Space Heating_Natural Gas_Furnace_E5 | F3 | Residential | Single Family Regular Income | Existing | Space Heating | Natural Gas | Furnace | E5 | System - kBTUs of Consumption | 628.795 | 628.795 | 628.795 | 628.795 | 628.795 | 628.795 | 628.795 | 628.795 | 628.795 | 628.795 | 628.795 | 628.795 | 628.795 | 628.795 | 628.795 | 628.795 | 628.795 | 628.795 | 628.795 | 628.795 | 628.795 | 628.795 | 628.795 | 628.795 | 628.795 | 628.795 | 628.795 | 628.795 | 628.795 | 628.795 | 628.795 | 628.795 | 628.795 | 0 | 0 | 0 | 0 | 0 | 0 | 0 | 0 | 0
F3_Residential_Single Family Regular Income_Existing_Space Heating_Natural Gas_Furnace_E6 | F3 | Residential | Single Family Regular Income | Existing | Space Heating | Natural Gas | Furnace | E6 | System - kBTUs of Consumption | 666.0585 | 666.0585 | 666.0585 | 666.0585 | 666.0585 | 666.0585 | 666.0585 | 666.0585 | 666.0585 | 666.0585 | 666.0585 | 666.0585 | 666.0585 | 666.0585 | 666.0585 | 666.0585 | 666.0585 | 666.0585 | 666.0585 | 666.0585 | 666.0585 | 666.0585 | 666.0585 | 666.0585 | 666.0585 | 666.0585 | 666.0585 | 666.0585 | 666.0585 | 666.0585 | 666.0585 | 666.0585 | 666.0585 | 0 | 0 | 0 | 0 | 0 | 0 | 0 | 0 | 0
F3_Residential_Single Family Regular Income_Existing_Space Heating_Natural Gas_Furnace_E7 | F3 | Residential | Single Family Regular Income | Existing | Space Heating | Natural Gas | Furnace | E7 | System - kBTUs of Consumption | 0 | 0 | 0 | 0 | 0 | 0 | 0 | 0 | 0 | 0 | 0 | 0 | 0 | 0 | 0 | 0 | 0 | 0 | 0 | 0 | 0 | 0 | 0 | 0 | 0 | 0 | 0 | 0 | 0 | 0 | 0 | 0 | 0 | 0 | 0 | 0 | 0 | 0 | 0 | 0 | 0 | 0
F3_Residential_Single Family Regular Income_Existing_Space Heating_Natural Gas_Furnace_E8 | F3 | Residential | Single Family Regular Income | Existing | Space Heating | Natural Gas | Furnace | E8 | System - kBTUs of Consumption | 0 | 0 | 0 | 0 | 0 | 0 | 0 | 0 | 0 | 0 | 0 | 0 | 0 | 0 | 0 | 0 | 0 | 0 | 0 | 0 | 0 | 0 | 0 | 0 | 0 | 0 | 0 | 0 | 0 | 0 | 0 | 0 | 0 | 0 | 0 | 0 | 0 | 0 | 0 | 0 | 0 | 0
F3_Residential_Single Family Regular Income_Existing_Space Heating_Natural Gas_Furnace_E9 | F3 | Residential | Single Family Regular Income | Existing | Space Heating | Natural Gas | Furnace | E9 | System - kBTUs of Consumption | 0 | 0 | 0 | 0 | 0 | 0 | 0 | 0 | 0 | 0 | 0 | 0 | 0 | 0 | 0 | 0 | 0 | 0 | 0 | 0 | 0 | 0 | 0 | 0 | 0 | 0 | 0 | 0 | 0 | 0 | 0 | 0 | 0 | 0 | 0 | 0 | 0 | 0 | 0 | 0 | 0 | 0
F3_Residential_Single Family Regular Income_Existing_Space Heating_Natural Gas_Furnace_E10 | F3 | Residential | Single Family Regular Income | Existing | Space Heating | Natural Gas | Furnace | E10 | System - kBTUs of Consumption | 0 | 0 | 0 | 0 | 0 | 0 | 0 | 0 | 0 | 0 | 0 | 0 | 0 | 0 | 0 | 0 | 0 | 0 | 0 | 0 | 0 | 0 | 0 | 0 | 0 | 0 | 0 | 0 | 0 | 0 | 0 | 0 | 0 | 0 | 0 | 0 | 0 | 0 | 0 | 0 | 0 | 0
F4_Residential_Single Family Regular Income_Existing_Space Heating_Natural Gas_Furnace_E1 | F4 | Residential | Single Family Regular Income | Existing | Space Heating | Natural Gas | Furnace | E1 | Utility - Cost of Equipment | 1256.3249 | 1257.39 | 1261.0312 | 1263.6299 | 1259.4413 | 0 | 0 | 0 | 0 | 0 | 0 | 0 | 0 | 0 | 0 | 0 | 0 | 0 | 0 | 0 | 0 | 0 | 0 | 0 | 0 | 0 | 0 | 0 | 0 | 0 | 0 | 0 | 0 | 0 | 0 | 0 | 0 | 0 | 0 | 0 | 0 | 0
F4_Residential_Single Family Regular Income_Existing_Space Heating_Natural Gas_Furnace_E2 | F4 | Residential | Single Family Regular Income | Existing | Space Heating | Natural Gas | Furnace | E2 | Utility - Cost of Equipment | 1064.0186 | 1064.9206 | 1068.0045 | 1070.2054 | 1066.6579 | 0 | 0 | 0 | 0 | 0 | 0 | 0 | 0 | 0 | 0 | 0 | 0 | 0 | 0 | 0 | 0 | 0 | 0 | 0 | 0 | 0 | 0 | 0 | 0 | 0 | 0 | 0 | 0 | 0 | 0 | 0 | 0 | 0 | 0 | 0 | 0 | 0
F4_Residential_Single Family Regular Income_Existing_Space Heating_Natural Gas_Furnace_E3 | F4 | Residential | Single Family Regular Income | Existing | Space Heating | Natural Gas | Furnace | E3 | Utility - Cost of Equipment | 1028.321 | 1029.1927 | 1032.1731 | 1034.3002 | 1030.8718 | 0 | 0 | 0 | 0 | 0 | 0 | 0 | 0 | 0 | 0 | 0 | 0 | 0 | 0 | 0 | 0 | 0 | 0 | 0 | 0 | 0 | 0 | 0 | 0 | 0 | 0 | 0 | 0 | 0 | 0 | 0 | 0 | 0 | 0 | 0 | 0 | 0
F4_Residential_Single Family Regular Income_Existing_Space Heating_Natural Gas_Furnace_E4 | F4 | Residential | Single Family Regular Income | Existing | Space Heating | Natural Gas | Furnace | E4 | Utility - Cost of Equipment | 838.6028 | 839.2946 | 842.2002 | 844.1405 | 840.1428 | 838.8309 | 840.0206 | 840.5817 | 841.9616 | 843.0663 | 844.0337 | 844.7477 | 845.7453 | 846.869 | 847.7935 | 848.1466 | 847.8518 | 847.1051 | 845.5378 | 843.4318 | 840.2478 | 836.1642 | 831.6357 | 827.0839 | 822.0064 | 816.615 | 810.9212 | 805.0496 | 798.5921 | 791.924 | 784.6888 | 777.28 | 769.0682 | 0 | 0 | 0 | 0 | 0 | 0 | 0 | 0 | 0
F4_Residential_Single Family Regular Income_Existing_Space Heating_Natural Gas_Furnace_E5 | F4 | Residential | Single Family Regular Income | Existing | Space Heating | Natural Gas | Furnace | E5 | Utility - Cost of Equipment | 670.6335 | 671.1709 | 673.2483 | 674.6741 | 671.9807 | 671.1914 | 672.1715 | 672.7263 | 673.8576 | 674.804 | 675.6664 | 676.0512 | 676.2777 | 676.2354 | 675.6543 | 674.7017 | 673.327 | 671.6797 | 669.51 | 667.0151 | 664.2451 | 661.3962 | 658.2369 | 655.0613 | 651.519 | 647.7577 | 643.7854 | 639.689 | 635.1839 | 630.5319 | 625.4842 | 620.3155 | 614.5865 | 0 | 0 | 0 | 0 | 0 | 0 | 0 | 0 | 0
F4_Residential_Single Family Regular Income_Existing_Space Heating_Natural Gas_Furnace_E6 | F4 | Residential | Single Family Regular Income | Existing | Space Heating | Natural Gas | Furnace | E6 | Utility - Cost of Equipment | 564.744 | 565.1965 | 566.9459 | 568.1466 | 565.8785 | 565.2138 | 566.0391 | 566.5064 | 567.4591 | 568.256 | 568.9822 | 569.3063 | 569.497 | 569.4614 | 568.972 | 568.1699 | 567.0122 | 565.625 | 563.7979 | 561.6969 | 559.3643 | 556.9652 | 554.3047 | 551.6306 | 548.6476 | 545.4801 | 542.135 | 538.6855 | 534.8917 | 530.9743 | 526.7236 | 522.3709 | 517.5465 | 0 | 0 | 0 | 0 | 0 | 0 | 0 | 0 | 0
F4_Residential_Single Family Regular Income_Existing_Space Heating_Natural Gas_Furnace_E7 | F4 | Residential | Single Family Regular Income | Existing | Space Heating | Natural Gas | Furnace | E7 | Utility - Cost of Equipment | 0 | 0 | 0 | 0 | 0 | 0 | 0 | 0 | 0 | 0 | 0 | 0 | 0 | 0 | 0 | 0 | 0 | 0 | 0 | 0 | 0 | 0 | 0 | 0 | 0 | 0 | 0 | 0 | 0 | 0 | 0 | 0 | 0 | 0 | 0 | 0 | 0 | 0 | 0 | 0 | 0 | 0
F4_Residential_Single Family Regular Income_Existing_Space Heating_Natural Gas_Furnace_E8 | F4 | Residential | Single Family Regular Income | Existing | Space Heating | Natural Gas | Furnace | E8 | Utility - Cost of Equipment | 0 | 0 | 0 | 0 | 0 | 0 | 0 | 0 | 0 | 0 | 0 | 0 | 0 | 0 | 0 | 0 | 0 | 0 | 0 | 0 | 0 | 0 | 0 | 0 | 0 | 0 | 0 | 0 | 0 | 0 | 0 | 0 | 0 | 0 | 0 | 0 | 0 | 0 | 0 | 0 | 0 | 0
F4_Residential_Single Family Regular Income_Existing_Space Heating_Natural Gas_Furnace_E9 | F4 | Residential | Single Family Regular Income | Existing | Space Heating | Natural Gas | Furnace | E9 | Utility - Cost of Equipment | 0 | 0 | 0 | 0 | 0 | 0 | 0 | 0 | 0 | 0 | 0 | 0 | 0 | 0 | 0 | 0 | 0 | 0 | 0 | 0 | 0 | 0 | 0 | 0 | 0 | 0 | 0 | 0 | 0 | 0 | 0 | 0 | 0 | 0 | 0 | 0 | 0 | 0 | 0 | 0 | 0 | 0
F4_Residential_Single Family Regular Income_Existing_Space Heating_Natural Gas_Furnace_E10 | F4 | Residential | Single Family Regular Income | Existing | Space Heating | Natural Gas | Furnace | E10 | Utility - Cost of Equipment | 0 | 0 | 0 | 0 | 0 | 0 | 0 | 0 | 0 | 0 | 0 | 0 | 0 | 0 | 0 | 0 | 0 | 0 | 0 | 0 | 0 | 0 | 0 | 0 | 0 | 0 | 0 | 0 | 0 | 0 | 0 | 0 | 0 | 0 | 0 | 0 | 0 | 0 | 0 | 0 | 0 | 0
F5_Residential_Single Family Regular Income_Existing_Space Heating_Natural Gas_Furnace_E1 | F5 | Residential | Single Family Regular Income | Existing | Space Heating | Natural Gas | Furnace | E1 | Utility - Cost of Operation | 279.9505 | 279.9505 | 279.9505 | 279.9505 | 279.9505 | 0 | 0 | 0 | 0 | 0 | 0 | 0 | 0 | 0 | 0 | 0 | 0 | 0 | 0 | 0 | 0 | 0 | 0 | 0 | 0 | 0 | 0 | 0 | 0 | 0 | 0 | 0 | 0 | 0 | 0 | 0 | 0 | 0 | 0 | 0 | 0 | 0
F5_Residential_Single Family Regular Income_Existing_Space Heating_Natural Gas_Furnace_E2 | F5 | Residential | Single Family Regular Income | Existing | Space Heating | Natural Gas | Furnace | E2 | Utility - Cost of Operation | 338.3398 | 338.3398 | 338.3398 | 338.3398 | 338.3398 | 0 | 0 | 0 | 0 | 0 | 0 | 0 | 0 | 0 | 0 | 0 | 0 | 0 | 0 | 0 | 0 | 0 | 0 | 0 | 0 | 0 | 0 | 0 | 0 | 0 | 0 | 0 | 0 | 0 | 0 | 0 | 0 | 0 | 0 | 0 | 0 | 0
F5_Residential_Single Family Regular Income_Existing_Space Heating_Natural Gas_Furnace_E3 | F5 | Residential | Single Family Regular Income | Existing | Space Heating | Natural Gas | Furnace | E3 | Utility - Cost of Operation | 353.523 | 353.523 | 353.523 | 353.523 | 353.523 | 0 | 0 | 0 | 0 | 0 | 0 | 0 | 0 | 0 | 0 | 0 | 0 | 0 | 0 | 0 | 0 | 0 | 0 | 0 | 0 | 0 | 0 | 0 | 0 | 0 | 0 | 0 | 0 | 0 | 0 | 0 | 0 | 0 | 0 | 0 | 0 | 0
F5_Residential_Single Family Regular Income_Existing_Space Heating_Natural Gas_Furnace_E4 | F5 | Residential | Single Family Regular Income | Existing | Space Heating | Natural Gas | Furnace | E4 | Utility - Cost of Operation | 1317.6459 | 1317.6459 | 1317.6459 | 1317.6459 | 1317.6459 | 1317.6459 | 1317.6459 | 1317.6459 | 1317.6459 | 1317.6459 | 1317.6459 | 1317.6459 | 1317.6459 | 1317.6459 | 1317.6459 | 1317.6459 | 1317.6459 | 1317.6459 | 1317.6459 | 1317.6459 | 1317.6459 | 1317.6459 | 1317.6459 | 1317.6459 | 1317.6459 | 1317.6459 | 1317.6459 | 1317.6459 | 1317.6459 | 1317.6459 | 1317.6459 | 1317.6459 | 1317.6459 | 0 | 0 | 0 | 0 | 0 | 0 | 0 | 0 | 0
F5_Residential_Single Family Regular Income_Existing_Space Heating_Natural Gas_Furnace_E5 | F5 | Residential | Single Family Regular Income | Existing | Space Heating | Natural Gas | Furnace | E5 | Utility - Cost of Operation | 628.795 | 628.795 | 628.795 | 628.795 | 628.795 | 628.795 | 628.795 | 628.795 | 628.795 | 628.795 | 628.795 | 628.795 | 628.795 | 628.795 | 628.795 | 628.795 | 628.795 | 628.795 | 628.795 | 628.795 | 628.795 | 628.795 | 628.795 | 628.795 | 628.795 | 628.795 | 628.795 | 628.795 | 628.795 | 628.795 | 628.795 | 628.795 | 628.795 | 0 | 0 | 0 | 0 | 0 | 0 | 0 | 0 | 0
F5_Residential_Single Family Regular Income_Existing_Space Heating_Natural Gas_Furnace_E6 | F5 | Residential | Single Family Regular Income | Existing | Space Heating | Natural Gas | Furnace | E6 | Utility - Cost of Operation | 666.0585 | 666.0585 | 666.0585 | 666.0585 | 666.0585 | 666.0585 | 666.0585 | 666.0585 | 666.0585 | 666.0585 | 666.0585 | 666.0585 | 666.0585 | 666.0585 | 666.0585 | 666.0585 | 666.0585 | 666.0585 | 666.0585 | 666.0585 | 666.0585 | 666.0585 | 666.0585 | 666.0585 | 666.0585 | 666.0585 | 666.0585 | 666.0585 | 666.0585 | 666.0585 | 666.0585 | 666.0585 | 666.0585 | 0 | 0 | 0 | 0 | 0 | 0 | 0 | 0 | 0
F5_Residential_Single Family Regular Income_Existing_Space Heating_Natural Gas_Furnace_E7 | F5 | Residential | Single Family Regular Income | Existing | Space Heating | Natural Gas | Furnace | E7 | Utility - Cost of Operation | 0 | 0 | 0 | 0 | 0 | 0 | 0 | 0 | 0 | 0 | 0 | 0 | 0 | 0 | 0 | 0 | 0 | 0 | 0 | 0 | 0 | 0 | 0 | 0 | 0 | 0 | 0 | 0 | 0 | 0 | 0 | 0 | 0 | 0 | 0 | 0 | 0 | 0 | 0 | 0 | 0 | 0
F5_Residential_Single Family Regular Income_Existing_Space Heating_Natural Gas_Furnace_E8 | F5 | Residential | Single Family Regular Income | Existing | Space Heating | Natural Gas | Furnace | E8 | Utility - Cost of Operation | 0 | 0 | 0 | 0 | 0 | 0 | 0 | 0 | 0 | 0 | 0 | 0 | 0 | 0 | 0 | 0 | 0 | 0 | 0 | 0 | 0 | 0 | 0 | 0 | 0 | 0 | 0 | 0 | 0 | 0 | 0 | 0 | 0 | 0 | 0 | 0 | 0 | 0 | 0 | 0 | 0 | 0
F5_Residential_Single Family Regular Income_Existing_Space Heating_Natural Gas_Furnace_E9 | F5 | Residential | Single Family Regular Income | Existing | Space Heating | Natural Gas | Furnace | E9 | Utility - Cost of Operation | 0 | 0 | 0 | 0 | 0 | 0 | 0 | 0 | 0 | 0 | 0 | 0 | 0 | 0 | 0 | 0 | 0 | 0 | 0 | 0 | 0 | 0 | 0 | 0 | 0 | 0 | 0 | 0 | 0 | 0 | 0 | 0 | 0 | 0 | 0 | 0 | 0 | 0 | 0 | 0 | 0 | 0
F5_Residential_Single Family Regular Income_Existing_Space Heating_Natural Gas_Furnace_E10 | F5 | Residential | Single Family Regular Income | Existing | Space Heating | Natural Gas | Furnace | E10 | Utility - Cost of Operation | 0 | 0 | 0 | 0 | 0 | 0 | 0 | 0 | 0 | 0 | 0 | 0 | 0 | 0 | 0 | 0 | 0 | 0 | 0 | 0 | 0 | 0 | 0 | 0 | 0 | 0 | 0 | 0 | 0 | 0 | 0 | 0 | 0 | 0 | 0 | 0 | 0 | 0 | 0 | 0 | 0 | 0
F6_Residential_Single Family Regular Income_Existing_Space Heating_Natural Gas_Furnace_E1 | F6 | Residential | Single Family Regular Income | Existing | Space Heating | Natural Gas | Furnace | E1 | Utility - Value of Sales | 625.6267 | 624.5636 | 624.1941 | 623.2335 | 619.7017 | 0 | 0 | 0 | 0 | 0 | 0 | 0 | 0 | 0 | 0 | 0 | 0 | 0 | 0 | 0 | 0 | 0 | 0 | 0 | 0 | 0 | 0 | 0 | 0 | 0 | 0 | 0 | 0 | 0 | 0 | 0 | 0 | 0 | 0 | 0 | 0 | 0
F6_Residential_Single Family Regular Income_Existing_Space Heating_Natural Gas_Furnace_E2 | F6 | Residential | Single Family Regular Income | Existing | Space Heating | Natural Gas | Furnace | E2 | Utility - Value of Sales | 529.8617 | 528.9613 | 528.6484 | 527.8348 | 524.8436 | 0 | 0 | 0 | 0 | 0 | 0 | 0 | 0 | 0 | 0 | 0 | 0 | 0 | 0 | 0 | 0 | 0 | 0 | 0 | 0 | 0 | 0 | 0 | 0 | 0 | 0 | 0 | 0 | 0 | 0 | 0 | 0 | 0 | 0 | 0 | 0 | 0
F6_Residential_Single Family Regular Income_Existing_Space Heating_Natural Gas_Furnace_E3 | F6 | Residential | Single Family Regular Income | Existing | Space Heating | Natural Gas | Furnace | E3 | Utility - Value of Sales | 512.0849 | 511.2147 | 510.9123 | 510.1261 | 507.2352 | 0 | 0 | 0 | 0 | 0 | 0 | 0 | 0 | 0 | 0 | 0 | 0 | 0 | 0 | 0 | 0 | 0 | 0 | 0 | 0 | 0 | 0 | 0 | 0 | 0 | 0 | 0 | 0 | 0 | 0 | 0 | 0 | 0 | 0 | 0 | 0 | 0
F6_Residential_Single Family Regular Income_Existing_Space Heating_Natural Gas_Furnace_E4 | F6 | Residential | Single Family Regular Income | Existing | Space Heating | Natural Gas | Furnace | E4 | Utility - Value of Sales | 422.7065 | 422.7106 | 423.3777 | 423.4797 | 421.1247 | 418.7699 | 416.4149 | 414.0603 | 411.7057 | 409.3513 | 406.9968 | 404.6427 | 402.2887 | 399.9347 | 397.5808 | 395.2495 | 392.9631 | 390.744 | 388.6144 | 386.5972 | 384.7145 | 382.9888 | 381.4196 | 380.0076 | 378.7525 | 377.6544 | 376.7127 | 375.9282 | 375.3006 | 374.8299 | 374.5158 | 374.3589 | 374.3589 | 0 | 0 | 0 | 0 | 0 | 0 | 0 | 0 | 0
F6_Residential_Single Family Regular Income_Existing_Space Heating_Natural Gas_Furnace_E5 | F6 | Residential | Single Family Regular Income | Existing | Space Heating | Natural Gas | Furnace | E5 | Utility - Value of Sales | 336.2867 | 335.9755 | 336.1063 | 335.8604 | 333.9766 | 332.0929 | 330.2092 | 328.3256 | 326.4421 | 324.5588 | 322.6754 | 320.8038 | 318.9555 | 317.1421 | 315.3752 | 313.6666 | 312.0278 | 310.4703 | 309.0058 | 307.646 | 306.3908 | 305.2404 | 304.1943 | 303.2529 | 302.4162 | 301.6841 | 301.0563 | 300.5333 | 300.1149 | 299.8011 | 299.5917 | 299.4871 | 299.4871 | 0 | 0 | 0 | 0 | 0 | 0 | 0 | 0 | 0
F6_Residential_Single Family Regular Income_Existing_Space Heating_Natural Gas_Furnace_E6 | F6 | Residential | Single Family Regular Income | Existing | Space Heating | Natural Gas | Furnace | E6 | Utility - Value of Sales | 283.1888 | 282.9267 | 283.0369 | 282.8298 | 281.2435 | 279.6572 | 278.0709 | 276.4847 | 274.8986 | 273.3126 | 271.7266 | 270.1505 | 268.5941 | 267.0671 | 265.5792 | 264.1403 | 262.7602 | 261.4487 | 260.2154 | 259.0703 | 258.0133 | 257.0445 | 256.1636 | 255.3709 | 254.6663 | 254.0498 | 253.5211 | 253.0807 | 252.7284 | 252.4641 | 252.2878 | 252.1997 | 252.1997 | 0 | 0 | 0 | 0 | 0 | 0 | 0 | 0 | 0
F6_Residential_Single Family Regular Income_Existing_Space Heating_Natural Gas_Furnace_E7 | F6 | Residential | Single Family Regular Income | Existing | Space Heating | Natural Gas | Furnace | E7 | Utility - Value of Sales | 0 | 0 | 0 | 0 | 0 | 0 | 0 | 0 | 0 | 0 | 0 | 0 | 0 | 0 | 0 | 0 | 0 | 0 | 0 | 0 | 0 | 0 | 0 | 0 | 0 | 0 | 0 | 0 | 0 | 0 | 0 | 0 | 0 | 0 | 0 | 0 | 0 | 0 | 0 | 0 | 0 | 0
F6_Residential_Single Family Regular Income_Existing_Space Heating_Natural Gas_Furnace_E8 | F6 | Residential | Single Family Regular Income | Existing | Space Heating | Natural Gas | Furnace | E8 | Utility - Value of Sales | 0 | 0 | 0 | 0 | 0 | 0 | 0 | 0 | 0 | 0 | 0 | 0 | 0 | 0 | 0 | 0 | 0 | 0 | 0 | 0 | 0 | 0 | 0 | 0 | 0 | 0 | 0 | 0 | 0 | 0 | 0 | 0 | 0 | 0 | 0 | 0 | 0 | 0 | 0 | 0 | 0 | 0
F6_Residential_Single Family Regular Income_Existing_Space Heating_Natural Gas_Furnace_E9 | F6 | Residential | Single Family Regular Income | Existing | Space Heating | Natural Gas | Furnace | E9 | Utility - Value of Sales | 0 | 0 | 0 | 0 | 0 | 0 | 0 | 0 | 0 | 0 | 0 | 0 | 0 | 0 | 0 | 0 | 0 | 0 | 0 | 0 | 0 | 0 | 0 | 0 | 0 | 0 | 0 | 0 | 0 | 0 | 0 | 0 | 0 | 0 | 0 | 0 | 0 | 0 | 0 | 0 | 0 | 0
F6_Residential_Single Family Regular Income_Existing_Space Heating_Natural Gas_Furnace_E10 | F6 | Residential | Single Family Regular Income | Existing | Space Heating | Natural Gas | Furnace | E10 | Utility - Value of Sales | 0 | 0 | 0 | 0 | 0 | 0 | 0 | 0 | 0 | 0 | 0 | 0 | 0 | 0 | 0 | 0 | 0 | 0 | 0 | 0 | 0 | 0 | 0 | 0 | 0 | 0 | 0 | 0 | 0 | 0 | 0 | 0 | 0 | 0 | 0 | 0 | 0 | 0 | 0 | 0 | 0 | 0
F1_Residential_Single Family Regular Income_Existing_Space Heating_Natural Gas_Boiler_E1 | F1 | Residential | Single Family Regular Income | Existing | Space Heating | Natural Gas | Boiler | E1 | RVT - Cost of Equipment | 1059.9557 | 1060.9405 | 0 | 0 | 0 | 0 | 0 | 0 | 0 | 0 | 0 | 0 | 0 | 0 | 0 | 0 | 0 | 0 | 0 | 0 | 0 | 0 | 0 | 0 | 0 | 0 | 0 | 0 | 0 | 0 | 0 | 0 | 0 | 0 | 0 | 0 | 0 | 0 | 0 | 0 | 0 | 0
F1_Residential_Single Family Regular Income_Existing_Space Heating_Natural Gas_Boiler_E2 | F1 | Residential | Single Family Regular Income | Existing | Space Heating | Natural Gas | Boiler | E2 | RVT - Cost of Equipment | 1036.488 | 1037.451 | 1040.3586 | 1042.2587 | 1038.8573 | 0 | 0 | 0 | 0 | 0 | 0 | 0 | 0 | 0 | 0 | 0 | 0 | 0 | 0 | 0 | 0 | 0 | 0 | 0 | 0 | 0 | 0 | 0 | 0 | 0 | 0 | 0 | 0 | 0 | 0 | 0 | 0 | 0 | 0 | 0 | 0 | 0
F1_Residential_Single Family Regular Income_Existing_Space Heating_Natural Gas_Boiler_E3 | F1 | Residential | Single Family Regular Income | Existing | Space Heating | Natural Gas | Boiler | E3 | RVT - Cost of Equipment | 1022.7985 | 1023.7488 | 1026.618 | 1028.493 | 1025.1365 | 0 | 0 | 0 | 0 | 0 | 0 | 0 | 0 | 0 | 0 | 0 | 0 | 0 | 0 | 0 | 0 | 0 | 0 | 0 | 0 | 0 | 0 | 0 | 0 | 0 | 0 | 0 | 0 | 0 | 0 | 0 | 0 | 0 | 0 | 0 | 0 | 0
F1_Residential_Single Family Regular Income_Existing_Space Heating_Natural Gas_Boiler_E4 | F1 | Residential | Single Family Regular Income | Existing | Space Heating | Natural Gas | Boiler | E4 | RVT - Cost of Equipment | 959.2403 | 960.1315 | 962.8225 | 964.5809 | 961.433 | 0 | 0 | 0 | 0 | 0 | 0 | 0 | 0 | 0 | 0 | 0 | 0 | 0 | 0 | 0 | 0 | 0 | 0 | 0 | 0 | 0 | 0 | 0 | 0 | 0 | 0 | 0 | 0 | 0 | 0 | 0 | 0 | 0 | 0 | 0 | 0 | 0
F1_Residential_Single Family Regular Income_Existing_Space Heating_Natural Gas_Boiler_E5 | F1 | Residential | Single Family Regular Income | Existing | Space Heating | Natural Gas | Boiler | E5 | RVT - Cost of Equipment | 893.7265 | 894.5568 | 897.064 | 898.7023 | 895.7694 | 0 | 0 | 0 | 0 | 0 | 0 | 0 | 0 | 0 | 0 | 0 | 0 | 0 | 0 | 0 | 0 | 0 | 0 | 0 | 0 | 0 | 0 | 0 | 0 | 0 | 0 | 0 | 0 | 0 | 0 | 0 | 0 | 0 | 0 | 0 | 0 | 0
F1_Residential_Single Family Regular Income_Existing_Space Heating_Natural Gas_Boiler_E6 | F1 | Residential | Single Family Regular Income | Existing | Space Heating | Natural Gas | Boiler | E6 | RVT - Cost of Equipment | 709.9004 | 710.486 | 712.9457 | 714.5882 | 711.204 | 710.0934 | 711.1006 | 711.5756 | 712.7437 | 713.6789 | 714.4978 | 715.1022 | 715.9467 | 716.8979 | 717.6805 | 717.9795 | 717.7299 | 717.0979 | 715.7711 | 713.9883 | 711.2929 | 707.836 | 704.0025 | 700.1493 | 695.8511 | 691.2871 | 686.4672 | 681.4967 | 676.0302 | 670.3855 | 664.2607 | 657.9889 | 651.0375 | 0 | 0 | 0 | 0 | 0 | 0 | 0 | 0 | 0
F1_Residential_Single Family Regular Income_Existing_Space Heating_Natural Gas_Boiler_E7 | F1 | Residential | Single Family Regular Income | Existing | Space Heating | Natural Gas | Boiler | E7 | RVT - Cost of Equipment | 567.7097 | 568.1646 | 569.9232 | 571.1302 | 568.8502 | 568.182 | 569.0117 | 569.4814 | 570.4391 | 571.2402 | 571.9702 | 572.296 | 572.4877 | 572.4519 | 571.96 | 571.1536 | 569.9898 | 568.5954 | 566.7587 | 564.6467 | 562.3018 | 559.8901 | 557.2156 | 554.5275 | 551.5288 | 548.3447 | 544.982 | 541.5144 | 537.7007 | 533.7627 | 529.4896 | 525.1141 | 520.2644 | 0 | 0 | 0 | 0 | 0 | 0 | 0 | 0 | 0
F1_Residential_Single Family Regular Income_Existing_Space Heating_Natural Gas_Boiler_E8 | F1 | Residential | Single Family Regular Income | Existing | Space Heating | Natural Gas | Boiler | E8 | RVT - Cost of Equipment | 478.0714 | 478.4544 | 479.9353 | 480.9518 | 479.0317 | 478.469 | 479.1677 | 479.5633 | 480.3697 | 481.0444 | 481.6592 | 481.9334 | 482.0949 | 482.0648 | 481.6505 | 480.9714 | 479.9914 | 478.8172 | 477.2705 | 475.4919 | 473.5173 | 471.4864 | 469.2342 | 466.9705 | 464.4453 | 461.764 | 458.9323 | 456.0121 | 452.8006 | 449.4843 | 445.886 | 442.2014 | 438.1174 | 0 | 0 | 0 | 0 | 0 | 0 | 0 | 0 | 0
F1_Residential_Single Family Regular Income_Existing_Space Heating_Natural Gas_Boiler_E9 | F1 | Residential | Single Family Regular Income | Existing | Space Heating | Natural Gas | Boiler | E9 | RVT - Cost of Equipment | 0 | 0 | 0 | 0 | 0 | 0 | 0 | 0 | 0 | 0 | 0 | 0 | 0 | 0 | 0 | 0 | 0 | 0 | 0 | 0 | 0 | 0 | 0 | 0 | 0 | 0 | 0 | 0 | 0 | 0 | 0 | 0 | 0 | 0 | 0 | 0 | 0 | 0 | 0 | 0 | 0 | 0
F1_Residential_Single Family Regular Income_Existing_Space Heating_Natural Gas_Boiler_E10 | F1 | Residential | Single Family Regular Income | Existing | Space Heating | Natural Gas | Boiler | E10 | RVT - Cost of Equipment | 0 | 0 | 0 | 0 | 0 | 0 | 0 | 0 | 0 | 0 | 0 | 0 | 0 | 0 | 0 | 0 | 0 | 0 | 0 | 0 | 0 | 0 | 0 | 0 | 0 | 0 | 0 | 0 | 0 | 0 | 0 | 0 | 0 | 0 | 0 | 0 | 0 | 0 | 0 | 0 | 0 | 0
F2_Residential_Single Family Regular Income_Existing_Space Heating_Natural Gas_Boiler_E1 | F2 | Residential | Single Family Regular Income | Existing | Space Heating | Natural Gas | Boiler | E1 | RVT - Cost of Operation | 1058.2466 | 1059.2298 | 0 | 0 | 0 | 0 | 0 | 0 | 0 | 0 | 0 | 0 | 0 | 0 | 0 | 0 | 0 | 0 | 0 | 0 | 0 | 0 | 0 | 0 | 0 | 0 | 0 | 0 | 0 | 0 | 0 | 0 | 0 | 0 | 0 | 0 | 0 | 0 | 0 | 0 | 0 | 0
F2_Residential_Single Family Regular Income_Existing_Space Heating_Natural Gas_Boiler_E2 | F2 | Residential | Single Family Regular Income | Existing | Space Heating | Natural Gas | Boiler | E2 | RVT - Cost of Operation | 1034.8168 | 1035.7782 | 1038.6812 | 1040.5782 | 1037.1823 | 0 | 0 | 0 | 0 | 0 | 0 | 0 | 0 | 0 | 0 | 0 | 0 | 0 | 0 | 0 | 0 | 0 | 0 | 0 | 0 | 0 | 0 | 0 | 0 | 0 | 0 | 0 | 0 | 0 | 0 | 0 | 0 | 0 | 0 | 0 | 0 | 0
F2_Residential_Single Family Regular Income_Existing_Space Heating_Natural Gas_Boiler_E3 | F2 | Residential | Single Family Regular Income | Existing | Space Heating | Natural Gas | Boiler | E3 | RVT - Cost of Operation | 1021.1494 | 1022.0981 | 1024.9627 | 1026.8347 | 1023.4836 | 0 | 0 | 0 | 0 | 0 | 0 | 0 | 0 | 0 | 0 | 0 | 0 | 0 | 0 | 0 | 0 | 0 | 0 | 0 | 0 | 0 | 0 | 0 | 0 | 0 | 0 | 0 | 0 | 0 | 0 | 0 | 0 | 0 | 0 | 0 | 0 | 0
F2_Residential_Single Family Regular Income_Existing_Space Heating_Natural Gas_Boiler_E4 | F2 | Residential | Single Family Regular Income | Existing | Space Heating | Natural Gas | Boiler | E4 | RVT - Cost of Operation | 957.6936 | 958.5834 | 961.27 | 963.0256 | 959.8828 | 0 | 0 | 0 | 0 | 0 | 0 | 0 | 0 | 0 | 0 | 0 | 0 | 0 | 0 | 0 | 0 | 0 | 0 | 0 | 0 | 0 | 0 | 0 | 0 | 0 | 0 | 0 | 0 | 0 | 0 | 0 | 0 | 0 | 0 | 0 | 0 | 0
F2_Residential_Single Family Regular Income_Existing_Space Heating_Natural Gas_Boiler_E5 | F2 | Residential | Single Family Regular Income | Existing | Space Heating | Natural Gas | Boiler | E5 | RVT - Cost of Operation | 892.2854 | 893.1144 | 895.6175 | 897.2532 | 894.3251 | 0 | 0 | 0 | 0 | 0 | 0 | 0 | 0 | 0 | 0 | 0 | 0 | 0 | 0 | 0 | 0 | 0 | 0 | 0 | 0 | 0 | 0 | 0 | 0 | 0 | 0 | 0 | 0 | 0 | 0 | 0 | 0 | 0 | 0 | 0 | 0 | 0
F2_Residential_Single Family Regular Income_Existing_Space Heating_Natural Gas_Boiler_E6 | F2 | Residential | Single Family Regular Income | Existing | Space Heating | Natural Gas | Boiler | E6 | RVT - Cost of Operation | 708.7557 | 709.3405 | 711.7961 | 713.436 | 710.0573 | 708.9485 | 709.954 | 710.4282 | 711.5944 | 712.5281 | 713.3457 | 713.9491 | 714.7923 | 715.742 | 716.5234 | 716.8218 | 716.5727 | 715.9416 | 714.6169 | 712.837 | 710.146 | 706.6947 | 702.8674 | 699.0204 | 694.7291 | 690.1725 | 685.3603 | 680.3978 | 674.9402 | 669.3046 | 663.1896 | 656.928 | 649.9877 | 0 | 0 | 0 | 0 | 0 | 0 | 0 | 0 | 0
F2_Residential_Single Family Regular Income_Existing_Space Heating_Natural Gas_Boiler_E7 | F2 | Residential | Single Family Regular Income | Existing | Space Heating | Natural Gas | Boiler | E7 | RVT - Cost of Operation | 566.7944 | 567.2485 | 569.0043 | 570.2093 | 567.933 | 567.2658 | 568.0942 | 568.5631 | 569.5193 | 570.3191 | 571.048 | 571.3732 | 571.5646 | 571.5289 | 571.0377 | 570.2327 | 569.0708 | 567.6786 | 565.8448 | 563.7362 | 561.3952 | 558.9873 | 556.3172 | 553.6333 | 550.6395 | 547.4606 | 544.1033 | 540.6412 | 536.8337 | 532.902 | 528.6359 | 524.2674 | 519.4256 | 0 | 0 | 0 | 0 | 0 | 0 | 0 | 0 | 0
F2_Residential_Single Family Regular Income_Existing_Space Heating_Natural Gas_Boiler_E8 | F2 | Residential | Single Family Regular Income | Existing | Space Heating | Natural Gas | Boiler | E8 | RVT - Cost of Operation | 477.3005 | 477.683 | 479.1615 | 480.1763 | 478.2594 | 477.6976 | 478.3951 | 478.79 | 479.5952 | 480.2688 | 480.8825 | 481.1564 | 481.3176 | 481.2875 | 480.8739 | 480.1959 | 479.2175 | 478.0451 | 476.5009 | 474.7252 | 472.7538 | 470.7262 | 468.4776 | 466.2175 | 463.6964 | 461.0194 | 458.1923 | 455.2768 | 452.0705 | 448.7596 | 445.1671 | 441.4884 | 437.411 | 0 | 0 | 0 | 0 | 0 | 0 | 0 | 0 | 0
F2_Residential_Single Family Regular Income_Existing_Space Heating_Natural Gas_Boiler_E9 | F2 | Residential | Single Family Regular Income | Existing | Space Heating | Natural Gas | Boiler | E9 | RVT - Cost of Operation | 0 | 0 | 0 | 0 | 0 | 0 | 0 | 0 | 0 | 0 | 0 | 0 | 0 | 0 | 0 | 0 | 0 | 0 | 0 | 0 | 0 | 0 | 0 | 0 | 0 | 0 | 0 | 0 | 0 | 0 | 0 | 0 | 0 | 0 | 0 | 0 | 0 | 0 | 0 | 0 | 0 | 0
F2_Residential_Single Family Regular Income_Existing_Space Heating_Natural Gas_Boiler_E10 | F2 | Residential | Single Family Regular Income | Existing | Space Heating | Natural Gas | Boiler | E10 | RVT - Cost of Operation | 0 | 0 | 0 | 0 | 0 | 0 | 0 | 0 | 0 | 0 | 0 | 0 | 0 | 0 | 0 | 0 | 0 | 0 | 0 | 0 | 0 | 0 | 0 | 0 | 0 | 0 | 0 | 0 | 0 | 0 | 0 | 0 | 0 | 0 | 0 | 0 | 0 | 0 | 0 | 0 | 0 | 0
F3_Residential_Single Family Regular Income_Existing_Space Heating_Natural Gas_Boiler_E1 | F3 | Residential | Single Family Regular Income | Existing | Space Heating | Natural Gas | Boiler | E1 | System - kBTUs of Consumption | 171.371 | 171.371 | 0 | 0 | 0 | 0 | 0 | 0 | 0 | 0 | 0 | 0 | 0 | 0 | 0 | 0 | 0 | 0 | 0 | 0 | 0 | 0 | 0 | 0 | 0 | 0 | 0 | 0 | 0 | 0 | 0 | 0 | 0 | 0 | 0 | 0 | 0 | 0 | 0 | 0 | 0 | 0
F3_Residential_Single Family Regular Income_Existing_Space Heating_Natural Gas_Boiler_E2 | F3 | Residential | Single Family Regular Income | Existing | Space Heating | Natural Gas | Boiler | E2 | System - kBTUs of Consumption | 211.8434 | 211.8434 | 211.8434 | 211.8434 | 211.8434 | 0 | 0 | 0 | 0 | 0 | 0 | 0 | 0 | 0 | 0 | 0 | 0 | 0 | 0 | 0 | 0 | 0 | 0 | 0 | 0 | 0 | 0 | 0 | 0 | 0 | 0 | 0 | 0 | 0 | 0 | 0 | 0 | 0 | 0 | 0 | 0 | 0
F3_Residential_Single Family Regular Income_Existing_Space Heating_Natural Gas_Boiler_E3 | F3 | Residential | Single Family Regular Income | Existing | Space Heating | Natural Gas | Boiler | E3 | System - kBTUs of Consumption | 240.711 | 240.711 | 240.711 | 240.711 | 240.711 | 0 | 0 | 0 | 0 | 0 | 0 | 0 | 0 | 0 | 0 | 0 | 0 | 0 | 0 | 0 | 0 | 0 | 0 | 0 | 0 | 0 | 0 | 0 | 0 | 0 | 0 | 0 | 0 | 0 | 0 | 0 | 0 | 0 | 0 | 0 | 0 | 0
F3_Residential_Single Family Regular Income_Existing_Space Heating_Natural Gas_Boiler_E4 | F3 | Residential | Single Family Regular Income | Existing | Space Heating | Natural Gas | Boiler | E4 | System - kBTUs of Consumption | 251.814 | 251.814 | 251.814 | 251.814 | 251.814 | 0 | 0 | 0 | 0 | 0 | 0 | 0 | 0 | 0 | 0 | 0 | 0 | 0 | 0 | 0 | 0 | 0 | 0 | 0 | 0 | 0 | 0 | 0 | 0 | 0 | 0 | 0 | 0 | 0 | 0 | 0 | 0 | 0 | 0 | 0 | 0 | 0
F3_Residential_Single Family Regular Income_Existing_Space Heating_Natural Gas_Boiler_E5 | F3 | Residential | Single Family Regular Income | Existing | Space Heating | Natural Gas | Boiler | E5 | System - kBTUs of Consumption | 283.4357 | 283.4357 | 283.4357 | 283.4357 | 283.4357 | 0 | 0 | 0 | 0 | 0 | 0 | 0 | 0 | 0 | 0 | 0 | 0 | 0 | 0 | 0 | 0 | 0 | 0 | 0 | 0 | 0 | 0 | 0 | 0 | 0 | 0 | 0 | 0 | 0 | 0 | 0 | 0 | 0 | 0 | 0 | 0 | 0
F3_Residential_Single Family Regular Income_Existing_Space Heating_Natural Gas_Boiler_E6 | F3 | Residential | Single Family Regular Income | Existing | Space Heating | Natural Gas | Boiler | E6 | System - kBTUs of Consumption | 1317.6459 | 1317.6459 | 1317.6459 | 1317.6459 | 1317.6459 | 1317.6459 | 1317.6459 | 1317.6459 | 1317.6459 | 1317.6459 | 1317.6459 | 1317.6459 | 1317.6459 | 1317.6459 | 1317.6459 | 1317.6459 | 1317.6459 | 1317.6459 | 1317.6459 | 1317.6459 | 1317.6459 | 1317.6459 | 1317.6459 | 1317.6459 | 1317.6459 | 1317.6459 | 1317.6459 | 1317.6459 | 1317.6459 | 1317.6459 | 1317.6459 | 1317.6459 | 1317.6459 | 0 | 0 | 0 | 0 | 0 | 0 | 0 | 0 | 0
F3_Residential_Single Family Regular Income_Existing_Space Heating_Natural Gas_Boiler_E7 | F3 | Residential | Single Family Regular Income | Existing | Space Heating | Natural Gas | Boiler | E7 | System - kBTUs of Consumption | 628.795 | 628.795 | 628.795 | 628.795 | 628.795 | 628.795 | 628.795 | 628.795 | 628.795 | 628.795 | 628.795 | 628.795 | 628.795 | 628.795 | 628.795 | 628.795 | 628.795 | 628.795 | 628.795 | 628.795 | 628.795 | 628.795 | 628.795 | 628.795 | 628.795 | 628.795 | 628.795 | 628.795 | 628.795 | 628.795 | 628.795 | 628.795 | 628.795 | 0 | 0 | 0 | 0 | 0 | 0 | 0 | 0 | 0
F3_Residential_Single Family Regular Income_Existing_Space Heating_Natural Gas_Boiler_E8 | F3 | Residential | Single Family Regular Income | Existing | Space Heating | Natural Gas | Boiler | E8 | System - kBTUs of Consumption | 666.0585 | 666.0585 | 666.0585 | 666.0585 | 666.0585 | 666.0585 | 666.0585 | 666.0585 | 666.0585 | 666.0585 | 666.0585 | 666.0585 | 666.0585 | 666.0585 | 666.0585 | 666.0585 | 666.0585 | 666.0585 | 666.0585 | 666.0585 | 666.0585 | 666.0585 | 666.0585 | 666.0585 | 666.0585 | 666.0585 | 666.0585 | 666.0585 | 666.0585 | 666.0585 | 666.0585 | 666.0585 | 666.0585 | 0 | 0 | 0 | 0 | 0 | 0 | 0 | 0 | 0
F3_Residential_Single Family Regular Income_Existing_Space Heating_Natural Gas_Boiler_E9 | F3 | Residential | Single Family Regular Income | Existing | Space Heating | Natural Gas | Boiler | E9 | System - kBTUs of Consumption | 0 | 0 | 0 | 0 | 0 | 0 | 0 | 0 | 0 | 0 | 0 | 0 | 0 | 0 | 0 | 0 | 0 | 0 | 0 | 0 | 0 | 0 | 0 | 0 | 0 | 0 | 0 | 0 | 0 | 0 | 0 | 0 | 0 | 0 | 0 | 0 | 0 | 0 | 0 | 0 | 0 | 0
F3_Residential_Single Family Regular Income_Existing_Space Heating_Natural Gas_Boiler_E10 | F3 | Residential | Single Family Regular Income | Existing | Space Heating | Natural Gas | Boiler | E10 | System - kBTUs of Consumption | 0 | 0 | 0 | 0 | 0 | 0 | 0 | 0 | 0 | 0 | 0 | 0 | 0 | 0 | 0 | 0 | 0 | 0 | 0 | 0 | 0 | 0 | 0 | 0 | 0 | 0 | 0 | 0 | 0 | 0 | 0 | 0 | 0 | 0 | 0 | 0 | 0 | 0 | 0 | 0 | 0 | 0
F4_Residential_Single Family Regular Income_Existing_Space Heating_Natural Gas_Boiler_E1 | F4 | Residential | Single Family Regular Income | Existing | Space Heating | Natural Gas | Boiler | E1 | Utility - Cost of Equipment | 1058.2466 | 1059.2298 | 0 | 0 | 0 | 0 | 0 | 0 | 0 | 0 | 0 | 0 | 0 | 0 | 0 | 0 | 0 | 0 | 0 | 0 | 0 | 0 | 0 | 0 | 0 | 0 | 0 | 0 | 0 | 0 | 0 | 0 | 0 | 0 | 0 | 0 | 0 | 0 | 0 | 0 | 0 | 0
F4_Residential_Single Family Regular Income_Existing_Space Heating_Natural Gas_Boiler_E2 | F4 | Residential | Single Family Regular Income | Existing | Space Heating | Natural Gas | Boiler | E2 | Utility - Cost of Equipment | 1034.8168 | 1035.7782 | 1038.6812 | 1040.5782 | 1037.1823 | 0 | 0 | 0 | 0 | 0 | 0 | 0 | 0 | 0 | 0 | 0 | 0 | 0 | 0 | 0 | 0 | 0 | 0 | 0 | 0 | 0 | 0 | 0 | 0 | 0 | 0 | 0 | 0 | 0 | 0 | 0 | 0 | 0 | 0 | 0 | 0 | 0
F4_Residential_Single Family Regular Income_Existing_Space Heating_Natural Gas_Boiler_E3 | F4 | Residential | Single Family Regular Income | Existing | Space Heating | Natural Gas | Boiler | E3 | Utility - Cost of Equipment | 1021.1494 | 1022.0981 | 1024.9627 | 1026.8347 | 1023.4836 | 0 | 0 | 0 | 0 | 0 | 0 | 0 | 0 | 0 | 0 | 0 | 0 | 0 | 0 | 0 | 0 | 0 | 0 | 0 | 0 | 0 | 0 | 0 | 0 | 0 | 0 | 0 | 0 | 0 | 0 | 0 | 0 | 0 | 0 | 0 | 0 | 0
F4_Residential_Single Family Regular Income_Existing_Space Heating_Natural Gas_Boiler_E4 | F4 | Residential | Single Family Regular Income | Existing | Space Heating | Natural Gas | Boiler | E4 | Utility - Cost of Equipment | 957.6936 | 958.5834 | 961.27 | 963.0256 | 959.8828 | 0 | 0 | 0 | 0 | 0 | 0 | 0 | 0 | 0 | 0 | 0 | 0 | 0 | 0 | 0 | 0 | 0 | 0 | 0 | 0 | 0 | 0 | 0 | 0 | 0 | 0 | 0 | 0 | 0 | 0 | 0 | 0 | 0 | 0 | 0 | 0 | 0
F4_Residential_Single Family Regular Income_Existing_Space Heating_Natural Gas_Boiler_E5 | F4 | Residential | Single Family Regular Income | Existing | Space Heating | Natural Gas | Boiler | E5 | Utility - Cost of Equipment | 892.2854 | 893.1144 | 895.6175 | 897.2532 | 894.3251 | 0 | 0 | 0 | 0 | 0 | 0 | 0 | 0 | 0 | 0 | 0 | 0 | 0 | 0 | 0 | 0 | 0 | 0 | 0 | 0 | 0 | 0 | 0 | 0 | 0 | 0 | 0 | 0 | 0 | 0 | 0 | 0 | 0 | 0 | 0 | 0 | 0
F4_Residential_Single Family Regular Income_Existing_Space Heating_Natural Gas_Boiler_E6 | F4 | Residential | Single Family Regular Income | Existing | Space Heating | Natural Gas | Boiler | E6 | Utility - Cost of Equipment | 708.7557 | 709.3405 | 711.7961 | 713.436 | 710.0573 | 708.9485 | 709.954 | 710.4282 | 711.5944 | 712.5281 | 713.3457 | 713.9491 | 714.7923 | 715.742 | 716.5234 | 716.8218 | 716.5727 | 715.9416 | 714.6169 | 712.837 | 710.146 | 706.6947 | 702.8674 | 699.0204 | 694.7291 | 690.1725 | 685.3603 | 680.3978 | 674.9402 | 669.3046 | 663.1896 | 656.928 | 649.9877 | 0 | 0 | 0 | 0 | 0 | 0 | 0 | 0 | 0
F4_Residential_Single Family Regular Income_Existing_Space Heating_Natural Gas_Boiler_E7 | F4 | Residential | Single Family Regular Income | Existing | Space Heating | Natural Gas | Boiler | E7 | Utility - Cost of Equipment | 566.7944 | 567.2485 | 569.0043 | 570.2093 | 567.933 | 567.2658 | 568.0942 | 568.5631 | 569.5193 | 570.3191 | 571.048 | 571.3732 | 571.5646 | 571.5289 | 571.0377 | 570.2327 | 569.0708 | 567.6786 | 565.8448 | 563.7362 | 561.3952 | 558.9873 | 556.3172 | 553.6333 | 550.6395 | 547.4606 | 544.1033 | 540.6412 | 536.8337 | 532.902 | 528.6359 | 524.2674 | 519.4256 | 0 | 0 | 0 | 0 | 0 | 0 | 0 | 0 | 0
F4_Residential_Single Family Regular Income_Existing_Space Heating_Natural Gas_Boiler_E8 | F4 | Residential | Single Family Regular Income | Existing | Space Heating | Natural Gas | Boiler | E8 | Utility - Cost of Equipment | 477.3005 | 477.683 | 479.1615 | 480.1763 | 478.2594 | 477.6976 | 478.3951 | 478.79 | 479.5952 | 480.2688 | 480.8825 | 481.1564 | 481.3176 | 481.2875 | 480.8739 | 480.1959 | 479.2175 | 478.0451 | 476.5009 | 474.7252 | 472.7538 | 470.7262 | 468.4776 | 466.2175 | 463.6964 | 461.0194 | 458.1923 | 455.2768 | 452.0705 | 448.7596 | 445.1671 | 441.4884 | 437.411 | 0 | 0 | 0 | 0 | 0 | 0 | 0 | 0 | 0
F4_Residential_Single Family Regular Income_Existing_Space Heating_Natural Gas_Boiler_E9 | F4 | Residential | Single Family Regular Income | Existing | Space Heating | Natural Gas | Boiler | E9 | Utility - Cost of Equipment | 0 | 0 | 0 | 0 | 0 | 0 | 0 | 0 | 0 | 0 | 0 | 0 | 0 | 0 | 0 | 0 | 0 | 0 | 0 | 0 | 0 | 0 | 0 | 0 | 0 | 0 | 0 | 0 | 0 | 0 | 0 | 0 | 0 | 0 | 0 | 0 | 0 | 0 | 0 | 0 | 0 | 0
F4_Residential_Single Family Regular Income_Existing_Space Heating_Natural Gas_Boiler_E10 | F4 | Residential | Single Family Regular Income | Existing | Space Heating | Natural Gas | Boiler | E10 | Utility - Cost of Equipment | 0 | 0 | 0 | 0 | 0 | 0 | 0 | 0 | 0 | 0 | 0 | 0 | 0 | 0 | 0 | 0 | 0 | 0 | 0 | 0 | 0 | 0 | 0 | 0 | 0 | 0 | 0 | 0 | 0 | 0 | 0 | 0 | 0 | 0 | 0 | 0 | 0 | 0 | 0 | 0 | 0 | 0
F5_Residential_Single Family Regular Income_Existing_Space Heating_Natural Gas_Boiler_E1 | F5 | Residential | Single Family Regular Income | Existing | Space Heating | Natural Gas | Boiler | E1 | Utility - Cost of Operation | 171.371 | 171.371 | 0 | 0 | 0 | 0 | 0 | 0 | 0 | 0 | 0 | 0 | 0 | 0 | 0 | 0 | 0 | 0 | 0 | 0 | 0 | 0 | 0 | 0 | 0 | 0 | 0 | 0 | 0 | 0 | 0 | 0 | 0 | 0 | 0 | 0 | 0 | 0 | 0 | 0 | 0 | 0
F5_Residential_Single Family Regular Income_Existing_Space Heating_Natural Gas_Boiler_E2 | F5 | Residential | Single Family Regular Income | Existing | Space Heating | Natural Gas | Boiler | E2 | Utility - Cost of Operation | 211.8434 | 211.8434 | 211.8434 | 211.8434 | 211.8434 | 0 | 0 | 0 | 0 | 0 | 0 | 0 | 0 | 0 | 0 | 0 | 0 | 0 | 0 | 0 | 0 | 0 | 0 | 0 | 0 | 0 | 0 | 0 | 0 | 0 | 0 | 0 | 0 | 0 | 0 | 0 | 0 | 0 | 0 | 0 | 0 | 0
F5_Residential_Single Family Regular Income_Existing_Space Heating_Natural Gas_Boiler_E3 | F5 | Residential | Single Family Regular Income | Existing | Space Heating | Natural Gas | Boiler | E3 | Utility - Cost of Operation | 240.711 | 240.711 | 240.711 | 240.711 | 240.711 | 0 | 0 | 0 | 0 | 0 | 0 | 0 | 0 | 0 | 0 | 0 | 0 | 0 | 0 | 0 | 0 | 0 | 0 | 0 | 0 | 0 | 0 | 0 | 0 | 0 | 0 | 0 | 0 | 0 | 0 | 0 | 0 | 0 | 0 | 0 | 0 | 0
F5_Residential_Single Family Regular Income_Existing_Space Heating_Natural Gas_Boiler_E4 | F5 | Residential | Single Family Regular Income | Existing | Space Heating | Natural Gas | Boiler | E4 | Utility - Cost of Operation | 251.814 | 251.814 | 251.814 | 251.814 | 251.814 | 0 | 0 | 0 | 0 | 0 | 0 | 0 | 0 | 0 | 0 | 0 | 0 | 0 | 0 | 0 | 0 | 0 | 0 | 0 | 0 | 0 | 0 | 0 | 0 | 0 | 0 | 0 | 0 | 0 | 0 | 0 | 0 | 0 | 0 | 0 | 0 | 0
F5_Residential_Single Family Regular Income_Existing_Space Heating_Natural Gas_Boiler_E5 | F5 | Residential | Single Family Regular Income | Existing | Space Heating | Natural Gas | Boiler | E5 | Utility - Cost of Operation | 283.4357 | 283.4357 | 283.4357 | 283.4357 | 283.4357 | 0 | 0 | 0 | 0 | 0 | 0 | 0 | 0 | 0 | 0 | 0 | 0 | 0 | 0 | 0 | 0 | 0 | 0 | 0 | 0 | 0 | 0 | 0 | 0 | 0 | 0 | 0 | 0 | 0 | 0 | 0 | 0 | 0 | 0 | 0 | 0 | 0
F5_Residential_Single Family Regular Income_Existing_Space Heating_Natural Gas_Boiler_E6 | F5 | Residential | Single Family Regular Income | Existing | Space Heating | Natural Gas | Boiler | E6 | Utility - Cost of Operation | 1317.6459 | 1317.6459 | 1317.6459 | 1317.6459 | 1317.6459 | 1317.6459 | 1317.6459 | 1317.6459 | 1317.6459 | 1317.6459 | 1317.6459 | 1317.6459 | 1317.6459 | 1317.6459 | 1317.6459 | 1317.6459 | 1317.6459 | 1317.6459 | 1317.6459 | 1317.6459 | 1317.6459 | 1317.6459 | 1317.6459 | 1317.6459 | 1317.6459 | 1317.6459 | 1317.6459 | 1317.6459 | 1317.6459 | 1317.6459 | 1317.6459 | 1317.6459 | 1317.6459 | 0 | 0 | 0 | 0 | 0 | 0 | 0 | 0 | 0
F5_Residential_Single Family Regular Income_Existing_Space Heating_Natural Gas_Boiler_E7 | F5 | Residential | Single Family Regular Income | Existing | Space Heating | Natural Gas | Boiler | E7 | Utility - Cost of Operation | 628.795 | 628.795 | 628.795 | 628.795 | 628.795 | 628.795 | 628.795 | 628.795 | 628.795 | 628.795 | 628.795 | 628.795 | 628.795 | 628.795 | 628.795 | 628.795 | 628.795 | 628.795 | 628.795 | 628.795 | 628.795 | 628.795 | 628.795 | 628.795 | 628.795 | 628.795 | 628.795 | 628.795 | 628.795 | 628.795 | 628.795 | 628.795 | 628.795 | 0 | 0 | 0 | 0 | 0 | 0 | 0 | 0 | 0
F5_Residential_Single Family Regular Income_Existing_Space Heating_Natural Gas_Boiler_E8 | F5 | Residential | Single Family Regular Income | Existing | Space Heating | Natural Gas | Boiler | E8 | Utility - Cost of Operation | 666.0585 | 666.0585 | 666.0585 | 666.0585 | 666.0585 | 666.0585 | 666.0585 | 666.0585 | 666.0585 | 666.0585 | 666.0585 | 666.0585 | 666.0585 | 666.0585 | 666.0585 | 666.0585 | 666.0585 | 666.0585 | 666.0585 | 666.0585 | 666.0585 | 666.0585 | 666.0585 | 666.0585 | 666.0585 | 666.0585 | 666.0585 | 666.0585 | 666.0585 | 666.0585 | 666.0585 | 666.0585 | 666.0585 | 0 | 0 | 0 | 0 | 0 | 0 | 0 | 0 | 0
F5_Residential_Single Family Regular Income_Existing_Space Heating_Natural Gas_Boiler_E9 | F5 | Residential | Single Family Regular Income | Existing | Space Heating | Natural Gas | Boiler | E9 | Utility - Cost of Operation | 0 | 0 | 0 | 0 | 0 | 0 | 0 | 0 | 0 | 0 | 0 | 0 | 0 | 0 | 0 | 0 | 0 | 0 | 0 | 0 | 0 | 0 | 0 | 0 | 0 | 0 | 0 | 0 | 0 | 0 | 0 | 0 | 0 | 0 | 0 | 0 | 0 | 0 | 0 | 0 | 0 | 0
F5_Residential_Single Family Regular Income_Existing_Space Heating_Natural Gas_Boiler_E10 | F5 | Residential | Single Family Regular Income | Existing | Space Heating | Natural Gas | Boiler | E10 | Utility - Cost of Operation | 0 | 0 | 0 | 0 | 0 | 0 | 0 | 0 | 0 | 0 | 0 | 0 | 0 | 0 | 0 | 0 | 0 | 0 | 0 | 0 | 0 | 0 | 0 | 0 | 0 | 0 | 0 | 0 | 0 | 0 | 0 | 0 | 0 | 0 | 0 | 0 | 0 | 0 | 0 | 0 | 0 | 0
F6_Residential_Single Family Regular Income_Existing_Space Heating_Natural Gas_Boiler_E1 | F6 | Residential | Single Family Regular Income | Existing | Space Heating | Natural Gas | Boiler | E1 | Utility - Value of Sales | 521.3669 | 520.1841 | 0 | 0 | 0 | 0 | 0 | 0 | 0 | 0 | 0 | 0 | 0 | 0 | 0 | 0 | 0 | 0 | 0 | 0 | 0 | 0 | 0 | 0 | 0 | 0 | 0 | 0 | 0 | 0 | 0 | 0 | 0 | 0 | 0 | 0 | 0 | 0 | 0 | 0 | 0 | 0
F6_Residential_Single Family Regular Income_Existing_Space Heating_Natural Gas_Boiler_E2 | F6 | Residential | Single Family Regular Income | Existing | Space Heating | Natural Gas | Boiler | E2 | Utility - Value of Sales | 509.8237 | 508.6671 | 508.0004 | 506.9268 | 504.0584 | 0 | 0 | 0 | 0 | 0 | 0 | 0 | 0 | 0 | 0 | 0 | 0 | 0 | 0 | 0 | 0 | 0 | 0 | 0 | 0 | 0 | 0 | 0 | 0 | 0 | 0 | 0 | 0 | 0 | 0 | 0 | 0 | 0 | 0 | 0 | 0 | 0
F6_Residential_Single Family Regular Income_Existing_Space Heating_Natural Gas_Boiler_E3 | F6 | Residential | Single Family Regular Income | Existing | Space Heating | Natural Gas | Boiler | E3 | Utility - Value of Sales | 503.0902 | 501.9489 | 501.291 | 500.2315 | 497.4011 | 0 | 0 | 0 | 0 | 0 | 0 | 0 | 0 | 0 | 0 | 0 | 0 | 0 | 0 | 0 | 0 | 0 | 0 | 0 | 0 | 0 | 0 | 0 | 0 | 0 | 0 | 0 | 0 | 0 | 0 | 0 | 0 | 0 | 0 | 0 | 0 | 0
F6_Residential_Single Family Regular Income_Existing_Space Heating_Natural Gas_Boiler_E4 | F6 | Residential | Single Family Regular Income | Existing | Space Heating | Natural Gas | Boiler | E4 | Utility - Value of Sales | 471.8274 | 470.757 | 470.14 | 469.1464 | 466.4918 | 0 | 0 | 0 | 0 | 0 | 0 | 0 | 0 | 0 | 0 | 0 | 0 | 0 | 0 | 0 | 0 | 0 | 0 | 0 | 0 | 0 | 0 | 0 | 0 | 0 | 0 | 0 | 0 | 0 | 0 | 0 | 0 | 0 | 0 | 0 | 0 | 0
F6_Residential_Single Family Regular Income_Existing_Space Heating_Natural Gas_Boiler_E5 | F6 | Residential | Single Family Regular Income | Existing | Space Heating | Natural Gas | Boiler | E5 | Utility - Value of Sales | 439.6027 | 438.6054 | 438.0305 | 437.1048 | 434.6315 | 0 | 0 | 0 | 0 | 0 | 0 | 0 | 0 | 0 | 0 | 0 | 0 | 0 | 0 | 0 | 0 | 0 | 0 | 0 | 0 | 0 | 0 | 0 | 0 | 0 | 0 | 0 | 0 | 0 | 0 | 0 | 0 | 0 | 0 | 0 | 0 | 0
F6_Residential_Single Family Regular Income_Existing_Space Heating_Natural Gas_Boiler_E6 | F6 | Residential | Single Family Regular Income | Existing | Space Heating | Natural Gas | Boiler | E6 | Utility - Value of Sales | 357.2557 | 357.2592 | 357.823 | 357.9092 | 355.9189 | 353.9286 | 351.9383 | 349.9483 | 347.9583 | 345.9684 | 343.9785 | 341.9889 | 339.9993 | 338.0099 | 336.0204 | 334.0501 | 332.1177 | 330.2422 | 328.4424 | 326.7375 | 325.1463 | 323.6878 | 322.3616 | 321.1682 | 320.1075 | 319.1793 | 318.3835 | 317.7205 | 317.19 | 316.7922 | 316.5268 | 316.3941 | 316.3941 | 0 | 0 | 0 | 0 | 0 | 0 | 0 | 0 | 0
F6_Residential_Single Family Regular Income_Existing_Space Heating_Natural Gas_Boiler_E7 | F6 | Residential | Single Family Regular Income | Existing | Space Heating | Natural Gas | Boiler | E7 | Utility - Value of Sales | 284.2169 | 283.9539 | 284.0645 | 283.8567 | 282.2646 | 280.6725 | 279.0804 | 277.4885 | 275.8967 | 274.3049 | 272.7132 | 271.1314 | 269.5693 | 268.0367 | 266.5434 | 265.0993 | 263.7142 | 262.3979 | 261.1601 | 260.0109 | 258.9501 | 257.9778 | 257.0936 | 256.298 | 255.5909 | 254.9721 | 254.4415 | 253.9996 | 253.6459 | 253.3807 | 253.2037 | 253.1153 | 253.1153 | 0 | 0 | 0 | 0 | 0 | 0 | 0 | 0 | 0
F6_Residential_Single Family Regular Income_Existing_Space Heating_Natural Gas_Boiler_E8 | F6 | Residential | Single Family Regular Income | Existing | Space Heating | Natural Gas | Boiler | E8 | Utility - Value of Sales | 239.3406 | 239.1191 | 239.2122 | 239.0372 | 237.6965 | 236.3558 | 235.0151 | 233.6745 | 232.3341 | 230.9936 | 229.6532 | 228.3211 | 227.0057 | 225.7151 | 224.4576 | 223.2415 | 222.0751 | 220.9667 | 219.9243 | 218.9565 | 218.0632 | 217.2444 | 216.4999 | 215.8299 | 215.2344 | 214.7134 | 214.2666 | 213.8944 | 213.5966 | 213.3732 | 213.2242 | 213.1497 | 213.1497 | 0 | 0 | 0 | 0 | 0 | 0 | 0 | 0 | 0
F6_Residential_Single Family Regular Income_Existing_Space Heating_Natural Gas_Boiler_E9 | F6 | Residential | Single Family Regular Income | Existing | Space Heating | Natural Gas | Boiler | E9 | Utility - Value of Sales | 0 | 0 | 0 | 0 | 0 | 0 | 0 | 0 | 0 | 0 | 0 | 0 | 0 | 0 | 0 | 0 | 0 | 0 | 0 | 0 | 0 | 0 | 0 | 0 | 0 | 0 | 0 | 0 | 0 | 0 | 0 | 0 | 0 | 0 | 0 | 0 | 0 | 0 | 0 | 0 | 0 | 0
F6_Residential_Single Family Regular Income_Existing_Space Heating_Natural Gas_Boiler_E10 | F6 | Residential | Single Family Regular Income | Existing | Space Heating | Natural Gas | Boiler | E10 | Utility - Value of Sales | 0 | 0 | 0 | 0 | 0 | 0 | 0 | 0 | 0 | 0 | 0 | 0 | 0 | 0 | 0 | 0 | 0 | 0 | 0 | 0 | 0 | 0 | 0 | 0 | 0 | 0 | 0 | 0 | 0 | 0 | 0 | 0 | 0 | 0 | 0 | 0 | 0 | 0 | 0 | 0 | 0 | 0
F1_Residential_Single Family Regular Income_Existing_Secondary Heating_Natural Gas_Fireplace_E1 | F1 | Residential | Single Family Regular Income | Existing | Secondary Heating | Natural Gas | Fireplace | E1 | RVT - Cost of Equipment | 185.9946 | 186.6303 | 187.7911 | 188.7741 | 188.5351 | 189.0244 | 190.1905 | 191.1947 | 192.4282 | 193.5987 | 194.7407 | 195.8232 | 196.993 | 198.1016 | 199.0375 | 199.8683 | 200.5715 | 201.2017 | 201.6558 | 202.0117 | 202.1178 | 202.0244 | 201.7699 | 201.4702 | 200.9822 | 200.3632 | 199.6143 | 198.7684 | 197.707 | 196.5346 | 195.1467 | 193.6531 | 191.8701 | 0 | 0 | 0 | 0 | 0 | 0 | 0 | 0 | 0
F1_Residential_Single Family Regular Income_Existing_Secondary Heating_Natural Gas_Fireplace_E2 | F1 | Residential | Single Family Regular Income | Existing | Secondary Heating | Natural Gas | Fireplace | E2 | RVT - Cost of Equipment | 154.6704 | 155.199 | 156.1644 | 156.9818 | 156.7831 | 157.19 | 158.1597 | 158.9948 | 160.0205 | 160.9939 | 161.9436 | 162.8437 | 163.8166 | 164.7384 | 165.5167 | 166.2076 | 166.7924 | 167.3165 | 167.694 | 167.99 | 168.0782 | 168.0006 | 167.789 | 167.5397 | 167.1339 | 166.6192 | 165.9964 | 165.2929 | 164.4103 | 163.4354 | 162.2812 | 161.0392 | 159.5564 | 0 | 0 | 0 | 0 | 0 | 0 | 0 | 0 | 0
F1_Residential_Single Family Regular Income_Existing_Secondary Heating_Natural Gas_Fireplace_E3 | F1 | Residential | Single Family Regular Income | Existing | Secondary Heating | Natural Gas | Fireplace | E3 | RVT - Cost of Equipment | 147.5657 | 148.07 | 148.991 | 149.7709 | 149.5813 | 149.9696 | 150.8947 | 151.6915 | 152.67 | 153.5987 | 154.5048 | 155.3636 | 156.2917 | 157.1713 | 157.9138 | 158.5729 | 159.1308 | 159.6308 | 159.9911 | 160.2735 | 160.3576 | 160.2835 | 160.0817 | 159.8439 | 159.4567 | 158.9656 | 158.3715 | 157.7003 | 156.8582 | 155.9281 | 154.8269 | 153.6419 | 152.2272 | 0 | 0 | 0 | 0 | 0 | 0 | 0 | 0 | 0
F1_Residential_Single Family Regular Income_Existing_Secondary Heating_Natural Gas_Fireplace_E4 | F1 | Residential | Single Family Regular Income | Existing | Secondary Heating | Natural Gas | Fireplace | E4 | RVT - Cost of Equipment | 0 | 0 | 0 | 0 | 0 | 0 | 0 | 0 | 0 | 0 | 0 | 0 | 0 | 0 | 0 | 0 | 0 | 0 | 0 | 0 | 0 | 0 | 0 | 0 | 0 | 0 | 0 | 0 | 0 | 0 | 0 | 0 | 0 | 0 | 0 | 0 | 0 | 0 | 0 | 0 | 0 | 0
F1_Residential_Single Family Regular Income_Existing_Secondary Heating_Natural Gas_Fireplace_E5 | F1 | Residential | Single Family Regular Income | Existing | Secondary Heating | Natural Gas | Fireplace | E5 | RVT - Cost of Equipment | 0 | 0 | 0 | 0 | 0 | 0 | 0 | 0 | 0 | 0 | 0 | 0 | 0 | 0 | 0 | 0 | 0 | 0 | 0 | 0 | 0 | 0 | 0 | 0 | 0 | 0 | 0 | 0 | 0 | 0 | 0 | 0 | 0 | 0 | 0 | 0 | 0 | 0 | 0 | 0 | 0 | 0
F1_Residential_Single Family Regular Income_Existing_Secondary Heating_Natural Gas_Fireplace_E6 | F1 | Residential | Single Family Regular Income | Existing | Secondary Heating | Natural Gas | Fireplace | E6 | RVT - Cost of Equipment | 0 | 0 | 0 | 0 | 0 | 0 | 0 | 0 | 0 | 0 | 0 | 0 | 0 | 0 | 0 | 0 | 0 | 0 | 0 | 0 | 0 | 0 | 0 | 0 | 0 | 0 | 0 | 0 | 0 | 0 | 0 | 0 | 0 | 0 | 0 | 0 | 0 | 0 | 0 | 0 | 0 | 0
F1_Residential_Single Family Regular Income_Existing_Secondary Heating_Natural Gas_Fireplace_E7 | F1 | Residential | Single Family Regular Income | Existing | Secondary Heating | Natural Gas | Fireplace | E7 | RVT - Cost of Equipment | 0 | 0 | 0 | 0 | 0 | 0 | 0 | 0 | 0 | 0 | 0 | 0 | 0 | 0 | 0 | 0 | 0 | 0 | 0 | 0 | 0 | 0 | 0 | 0 | 0 | 0 | 0 | 0 | 0 | 0 | 0 | 0 | 0 | 0 | 0 | 0 | 0 | 0 | 0 | 0 | 0 | 0
F1_Residential_Single Family Regular Income_Existing_Secondary Heating_Natural Gas_Fireplace_E8 | F1 | Residential | Single Family Regular Income | Existing | Secondary Heating | Natural Gas | Fireplace | E8 | RVT - Cost of Equipment | 0 | 0 | 0 | 0 | 0 | 0 | 0 | 0 | 0 | 0 | 0 | 0 | 0 | 0 | 0 | 0 | 0 | 0 | 0 | 0 | 0 | 0 | 0 | 0 | 0 | 0 | 0 | 0 | 0 | 0 | 0 | 0 | 0 | 0 | 0 | 0 | 0 | 0 | 0 | 0 | 0 | 0
F1_Residential_Single Family Regular Income_Existing_Secondary Heating_Natural Gas_Fireplace_E9 | F1 | Residential | Single Family Regular Income | Existing | Secondary Heating | Natural Gas | Fireplace | E9 | RVT - Cost of Equipment | 0 | 0 | 0 | 0 | 0 | 0 | 0 | 0 | 0 | 0 | 0 | 0 | 0 | 0 | 0 | 0 | 0 | 0 | 0 | 0 | 0 | 0 | 0 | 0 | 0 | 0 | 0 | 0 | 0 | 0 | 0 | 0 | 0 | 0 | 0 | 0 | 0 | 0 | 0 | 0 | 0 | 0
F1_Residential_Single Family Regular Income_Existing_Secondary Heating_Natural Gas_Fireplace_E10 | F1 | Residential | Single Family Regular Income | Existing | Secondary Heating | Natural Gas | Fireplace | E10 | RVT - Cost of Equipment | 0 | 0 | 0 | 0 | 0 | 0 | 0 | 0 | 0 | 0 | 0 | 0 | 0 | 0 | 0 | 0 | 0 | 0 | 0 | 0 | 0 | 0 | 0 | 0 | 0 | 0 | 0 | 0 | 0 | 0 | 0 | 0 | 0 | 0 | 0 | 0 | 0 | 0 | 0 | 0 | 0 | 0
F2_Residential_Single Family Regular Income_Existing_Secondary Heating_Natural Gas_Fireplace_E1 | F2 | Residential | Single Family Regular Income | Existing | Secondary Heating | Natural Gas | Fireplace | E1 | RVT - Cost of Operation | 185.6947 | 186.3293 | 187.4883 | 188.4697 | 188.2311 | 188.7197 | 189.8838 | 190.8865 | 192.1179 | 193.2865 | 194.4267 | 195.5074 | 196.6754 | 197.7822 | 198.7166 | 199.546 | 200.2481 | 200.8773 | 201.3306 | 201.686 | 201.7919 | 201.6986 | 201.4446 | 201.1454 | 200.6582 | 200.0401 | 199.2925 | 198.4479 | 197.3882 | 196.2177 | 194.832 | 193.3409 | 191.5607 | 0 | 0 | 0 | 0 | 0 | 0 | 0 | 0 | 0
F2_Residential_Single Family Regular Income_Existing_Secondary Heating_Natural Gas_Fireplace_E2 | F2 | Residential | Single Family Regular Income | Existing | Secondary Heating | Natural Gas | Fireplace | E2 | RVT - Cost of Operation | 154.421 | 154.9488 | 155.9126 | 156.7287 | 156.5303 | 156.9366 | 157.9047 | 158.7384 | 159.7625 | 160.7343 | 161.6825 | 162.5812 | 163.5524 | 164.4728 | 165.2499 | 165.9396 | 166.5234 | 167.0467 | 167.4237 | 167.7192 | 167.8072 | 167.7297 | 167.5184 | 167.2696 | 166.8645 | 166.3505 | 165.7288 | 165.0264 | 164.1452 | 163.1719 | 162.0195 | 160.7795 | 159.2991 | 0 | 0 | 0 | 0 | 0 | 0 | 0 | 0 | 0
F2_Residential_Single Family Regular Income_Existing_Secondary Heating_Natural Gas_Fireplace_E3 | F2 | Residential | Single Family Regular Income | Existing | Secondary Heating | Natural Gas | Fireplace | E3 | RVT - Cost of Operation | 147.3278 | 147.8313 | 148.7508 | 149.5294 | 149.3401 | 149.7278 | 150.6514 | 151.4469 | 152.4239 | 153.351 | 154.2557 | 155.1131 | 156.0397 | 156.9178 | 157.6592 | 158.3172 | 158.8743 | 159.3735 | 159.7331 | 160.0151 | 160.0991 | 160.0251 | 159.8235 | 159.5861 | 159.1996 | 158.7093 | 158.1161 | 157.446 | 156.6053 | 155.6766 | 154.5772 | 153.3942 | 151.9818 | 0 | 0 | 0 | 0 | 0 | 0 | 0 | 0 | 0
F2_Residential_Single Family Regular Income_Existing_Secondary Heating_Natural Gas_Fireplace_E4 | F2 | Residential | Single Family Regular Income | Existing | Secondary Heating | Natural Gas | Fireplace | E4 | RVT - Cost of Operation | 0 | 0 | 0 | 0 | 0 | 0 | 0 | 0 | 0 | 0 | 0 | 0 | 0 | 0 | 0 | 0 | 0 | 0 | 0 | 0 | 0 | 0 | 0 | 0 | 0 | 0 | 0 | 0 | 0 | 0 | 0 | 0 | 0 | 0 | 0 | 0 | 0 | 0 | 0 | 0 | 0 | 0
F2_Residential_Single Family Regular Income_Existing_Secondary Heating_Natural Gas_Fireplace_E5 | F2 | Residential | Single Family Regular Income | Existing | Secondary Heating | Natural Gas | Fireplace | E5 | RVT - Cost of Operation | 0 | 0 | 0 | 0 | 0 | 0 | 0 | 0 | 0 | 0 | 0 | 0 | 0 | 0 | 0 | 0 | 0 | 0 | 0 | 0 | 0 | 0 | 0 | 0 | 0 | 0 | 0 | 0 | 0 | 0 | 0 | 0 | 0 | 0 | 0 | 0 | 0 | 0 | 0 | 0 | 0 | 0
F2_Residential_Single Family Regular Income_Existing_Secondary Heating_Natural Gas_Fireplace_E6 | F2 | Residential | Single Family Regular Income | Existing | Secondary Heating | Natural Gas | Fireplace | E6 | RVT - Cost of Operation | 0 | 0 | 0 | 0 | 0 | 0 | 0 | 0 | 0 | 0 | 0 | 0 | 0 | 0 | 0 | 0 | 0 | 0 | 0 | 0 | 0 | 0 | 0 | 0 | 0 | 0 | 0 | 0 | 0 | 0 | 0 | 0 | 0 | 0 | 0 | 0 | 0 | 0 | 0 | 0 | 0 | 0
F2_Residential_Single Family Regular Income_Existing_Secondary Heating_Natural Gas_Fireplace_E7 | F2 | Residential | Single Family Regular Income | Existing | Secondary Heating | Natural Gas | Fireplace | E7 | RVT - Cost of Operation | 0 | 0 | 0 | 0 | 0 | 0 | 0 | 0 | 0 | 0 | 0 | 0 | 0 | 0 | 0 | 0 | 0 | 0 | 0 | 0 | 0 | 0 | 0 | 0 | 0 | 0 | 0 | 0 | 0 | 0 | 0 | 0 | 0 | 0 | 0 | 0 | 0 | 0 | 0 | 0 | 0 | 0
F2_Residential_Single Family Regular Income_Existing_Secondary Heating_Natural Gas_Fireplace_E8 | F2 | Residential | Single Family Regular Income | Existing | Secondary Heating | Natural Gas | Fireplace | E8 | RVT - Cost of Operation | 0 | 0 | 0 | 0 | 0 | 0 | 0 | 0 | 0 | 0 | 0 | 0 | 0 | 0 | 0 | 0 | 0 | 0 | 0 | 0 | 0 | 0 | 0 | 0 | 0 | 0 | 0 | 0 | 0 | 0 | 0 | 0 | 0 | 0 | 0 | 0 | 0 | 0 | 0 | 0 | 0 | 0
F2_Residential_Single Family Regular Income_Existing_Secondary Heating_Natural Gas_Fireplace_E9 | F2 | Residential | Single Family Regular Income | Existing | Secondary Heating | Natural Gas | Fireplace | E9 | RVT - Cost of Operation | 0 | 0 | 0 | 0 | 0 | 0 | 0 | 0 | 0 | 0 | 0 | 0 | 0 | 0 | 0 | 0 | 0 | 0 | 0 | 0 | 0 | 0 | 0 | 0 | 0 | 0 | 0 | 0 | 0 | 0 | 0 | 0 | 0 | 0 | 0 | 0 | 0 | 0 | 0 | 0 | 0 | 0
F2_Residential_Single Family Regular Income_Existing_Secondary Heating_Natural Gas_Fireplace_E10 | F2 | Residential | Single Family Regular Income | Existing | Secondary Heating | Natural Gas | Fireplace | E10 | RVT - Cost of Operation | 0 | 0 | 0 | 0 | 0 | 0 | 0 | 0 | 0 | 0 | 0 | 0 | 0 | 0 | 0 | 0 | 0 | 0 | 0 | 0 | 0 | 0 | 0 | 0 | 0 | 0 | 0 | 0 | 0 | 0 | 0 | 0 | 0 | 0 | 0 | 0 | 0 | 0 | 0 | 0 | 0 | 0
F3_Residential_Single Family Regular Income_Existing_Secondary Heating_Natural Gas_Fireplace_E1 | F3 | Residential | Single Family Regular Income | Existing | Secondary Heating | Natural Gas | Fireplace | E1 | System - kBTUs of Consumption | 296.7502 | 296.7502 | 296.7502 | 296.7502 | 296.7502 | 296.7502 | 296.7502 | 296.7502 | 296.7502 | 296.7502 | 296.7502 | 296.7502 | 296.7502 | 296.7502 | 296.7502 | 296.7502 | 296.7502 | 296.7502 | 296.7502 | 296.7502 | 296.7502 | 296.7502 | 296.7502 | 296.7502 | 296.7502 | 296.7502 | 296.7502 | 296.7502 | 296.7502 | 296.7502 | 296.7502 | 296.7502 | 296.7502 | 0 | 0 | 0 | 0 | 0 | 0 | 0 | 0 | 0
F3_Residential_Single Family Regular Income_Existing_Secondary Heating_Natural Gas_Fireplace_E2 | F3 | Residential | Single Family Regular Income | Existing | Secondary Heating | Natural Gas | Fireplace | E2 | System - kBTUs of Consumption | 323.0614 | 323.0614 | 323.0614 | 323.0614 | 323.0614 | 323.0614 | 323.0614 | 323.0614 | 323.0614 | 323.0614 | 323.0614 | 323.0614 | 323.0614 | 323.0614 | 323.0614 | 323.0614 | 323.0614 | 323.0614 | 323.0614 | 323.0614 | 323.0614 | 323.0614 | 323.0614 | 323.0614 | 323.0614 | 323.0614 | 323.0614 | 323.0614 | 323.0614 | 323.0614 | 323.0614 | 323.0614 | 323.0614 | 0 | 0 | 0 | 0 | 0 | 0 | 0 | 0 | 0
F3_Residential_Single Family Regular Income_Existing_Secondary Heating_Natural Gas_Fireplace_E3 | F3 | Residential | Single Family Regular Income | Existing | Secondary Heating | Natural Gas | Fireplace | E3 | System - kBTUs of Consumption | 329.2964 | 329.2964 | 329.2964 | 329.2964 | 329.2964 | 329.2964 | 329.2964 | 329.2964 | 329.2964 | 329.2964 | 329.2964 | 329.2964 | 329.2964 | 329.2964 | 329.2964 | 329.2964 | 329.2964 | 329.2964 | 329.2964 | 329.2964 | 329.2964 | 329.2964 | 329.2964 | 329.2964 | 329.2964 | 329.2964 | 329.2964 | 329.2964 | 329.2964 | 329.2964 | 329.2964 | 329.2964 | 329.2964 | 0 | 0 | 0 | 0 | 0 | 0 | 0 | 0 | 0
F3_Residential_Single Family Regular Income_Existing_Secondary Heating_Natural Gas_Fireplace_E4 | F3 | Residential | Single Family Regular Income | Existing | Secondary Heating | Natural Gas | Fireplace | E4 | System - kBTUs of Consumption | 0 | 0 | 0 | 0 | 0 | 0 | 0 | 0 | 0 | 0 | 0 | 0 | 0 | 0 | 0 | 0 | 0 | 0 | 0 | 0 | 0 | 0 | 0 | 0 | 0 | 0 | 0 | 0 | 0 | 0 | 0 | 0 | 0 | 0 | 0 | 0 | 0 | 0 | 0 | 0 | 0 | 0
F3_Residential_Single Family Regular Income_Existing_Secondary Heating_Natural Gas_Fireplace_E5 | F3 | Residential | Single Family Regular Income | Existing | Secondary Heating | Natural Gas | Fireplace | E5 | System - kBTUs of Consumption | 0 | 0 | 0 | 0 | 0 | 0 | 0 | 0 | 0 | 0 | 0 | 0 | 0 | 0 | 0 | 0 | 0 | 0 | 0 | 0 | 0 | 0 | 0 | 0 | 0 | 0 | 0 | 0 | 0 | 0 | 0 | 0 | 0 | 0 | 0 | 0 | 0 | 0 | 0 | 0 | 0 | 0
F3_Residential_Single Family Regular Income_Existing_Secondary Heating_Natural Gas_Fireplace_E6 | F3 | Residential | Single Family Regular Income | Existing | Secondary Heating | Natural Gas | Fireplace | E6 | System - kBTUs of Consumption | 0 | 0 | 0 | 0 | 0 | 0 | 0 | 0 | 0 | 0 | 0 | 0 | 0 | 0 | 0 | 0 | 0 | 0 | 0 | 0 | 0 | 0 | 0 | 0 | 0 | 0 | 0 | 0 | 0 | 0 | 0 | 0 | 0 | 0 | 0 | 0 | 0 | 0 | 0 | 0 | 0 | 0
F3_Residential_Single Family Regular Income_Existing_Secondary Heating_Natural Gas_Fireplace_E7 | F3 | Residential | Single Family Regular Income | Existing | Secondary Heating | Natural Gas | Fireplace | E7 | System - kBTUs of Consumption | 0 | 0 | 0 | 0 | 0 | 0 | 0 | 0 | 0 | 0 | 0 | 0 | 0 | 0 | 0 | 0 | 0 | 0 | 0 | 0 | 0 | 0 | 0 | 0 | 0 | 0 | 0 | 0 | 0 | 0 | 0 | 0 | 0 | 0 | 0 | 0 | 0 | 0 | 0 | 0 | 0 | 0
F3_Residential_Single Family Regular Income_Existing_Secondary Heating_Natural Gas_Fireplace_E8 | F3 | Residential | Single Family Regular Income | Existing | Secondary Heating | Natural Gas | Fireplace | E8 | System - kBTUs of Consumption | 0 | 0 | 0 | 0 | 0 | 0 | 0 | 0 | 0 | 0 | 0 | 0 | 0 | 0 | 0 | 0 | 0 | 0 | 0 | 0 | 0 | 0 | 0 | 0 | 0 | 0 | 0 | 0 | 0 | 0 | 0 | 0 | 0 | 0 | 0 | 0 | 0 | 0 | 0 | 0 | 0 | 0
F3_Residential_Single Family Regular Income_Existing_Secondary Heating_Natural Gas_Fireplace_E9 | F3 | Residential | Single Family Regular Income | Existing | Secondary Heating | Natural Gas | Fireplace | E9 | System - kBTUs of Consumption | 0 | 0 | 0 | 0 | 0 | 0 | 0 | 0 | 0 | 0 | 0 | 0 | 0 | 0 | 0 | 0 | 0 | 0 | 0 | 0 | 0 | 0 | 0 | 0 | 0 | 0 | 0 | 0 | 0 | 0 | 0 | 0 | 0 | 0 | 0 | 0 | 0 | 0 | 0 | 0 | 0 | 0
F3_Residential_Single Family Regular Income_Existing_Secondary Heating_Natural Gas_Fireplace_E10 | F3 | Residential | Single Family Regular Income | Existing | Secondary Heating | Natural Gas | Fireplace | E10 | System - kBTUs of Consumption | 0 | 0 | 0 | 0 | 0 | 0 | 0 | 0 | 0 | 0 | 0 | 0 | 0 | 0 | 0 | 0 | 0 | 0 | 0 | 0 | 0 | 0 | 0 | 0 | 0 | 0 | 0 | 0 | 0 | 0 | 0 | 0 | 0 | 0 | 0 | 0 | 0 | 0 | 0 | 0 | 0 | 0
F4_Residential_Single Family Regular Income_Existing_Secondary Heating_Natural Gas_Fireplace_E1 | F4 | Residential | Single Family Regular Income | Existing | Secondary Heating | Natural Gas | Fireplace | E1 | Utility - Cost of Equipment | 185.6947 | 186.3293 | 187.4883 | 188.4697 | 188.2311 | 188.7197 | 189.8838 | 190.8865 | 192.1179 | 193.2865 | 194.4267 | 195.5074 | 196.6754 | 197.7822 | 198.7166 | 199.546 | 200.2481 | 200.8773 | 201.3306 | 201.686 | 201.7919 | 201.6986 | 201.4446 | 201.1454 | 200.6582 | 200.0401 | 199.2925 | 198.4479 | 197.3882 | 196.2177 | 194.832 | 193.3409 | 191.5607 | 0 | 0 | 0 | 0 | 0 | 0 | 0 | 0 | 0
F4_Residential_Single Family Regular Income_Existing_Secondary Heating_Natural Gas_Fireplace_E2 | F4 | Residential | Single Family Regular Income | Existing | Secondary Heating | Natural Gas | Fireplace | E2 | Utility - Cost of Equipment | 154.421 | 154.9488 | 155.9126 | 156.7287 | 156.5303 | 156.9366 | 157.9047 | 158.7384 | 159.7625 | 160.7343 | 161.6825 | 162.5812 | 163.5524 | 164.4728 | 165.2499 | 165.9396 | 166.5234 | 167.0467 | 167.4237 | 167.7192 | 167.8072 | 167.7297 | 167.5184 | 167.2696 | 166.8645 | 166.3505 | 165.7288 | 165.0264 | 164.1452 | 163.1719 | 162.0195 | 160.7795 | 159.2991 | 0 | 0 | 0 | 0 | 0 | 0 | 0 | 0 | 0
F4_Residential_Single Family Regular Income_Existing_Secondary Heating_Natural Gas_Fireplace_E3 | F4 | Residential | Single Family Regular Income | Existing | Secondary Heating | Natural Gas | Fireplace | E3 | Utility - Cost of Equipment | 147.3278 | 147.8313 | 148.7508 | 149.5294 | 149.3401 | 149.7278 | 150.6514 | 151.4469 | 152.4239 | 153.351 | 154.2557 | 155.1131 | 156.0397 | 156.9178 | 157.6592 | 158.3172 | 158.8743 | 159.3735 | 159.7331 | 160.0151 | 160.0991 | 160.0251 | 159.8235 | 159.5861 | 159.1996 | 158.7093 | 158.1161 | 157.446 | 156.6053 | 155.6766 | 154.5772 | 153.3942 | 151.9818 | 0 | 0 | 0 | 0 | 0 | 0 | 0 | 0 | 0
F4_Residential_Single Family Regular Income_Existing_Secondary Heating_Natural Gas_Fireplace_E4 | F4 | Residential | Single Family Regular Income | Existing | Secondary Heating | Natural Gas | Fireplace | E4 | Utility - Cost of Equipment | 0 | 0 | 0 | 0 | 0 | 0 | 0 | 0 | 0 | 0 | 0 | 0 | 0 | 0 | 0 | 0 | 0 | 0 | 0 | 0 | 0 | 0 | 0 | 0 | 0 | 0 | 0 | 0 | 0 | 0 | 0 | 0 | 0 | 0 | 0 | 0 | 0 | 0 | 0 | 0 | 0 | 0
F4_Residential_Single Family Regular Income_Existing_Secondary Heating_Natural Gas_Fireplace_E5 | F4 | Residential | Single Family Regular Income | Existing | Secondary Heating | Natural Gas | Fireplace | E5 | Utility - Cost of Equipment | 0 | 0 | 0 | 0 | 0 | 0 | 0 | 0 | 0 | 0 | 0 | 0 | 0 | 0 | 0 | 0 | 0 | 0 | 0 | 0 | 0 | 0 | 0 | 0 | 0 | 0 | 0 | 0 | 0 | 0 | 0 | 0 | 0 | 0 | 0 | 0 | 0 | 0 | 0 | 0 | 0 | 0
F4_Residential_Single Family Regular Income_Existing_Secondary Heating_Natural Gas_Fireplace_E6 | F4 | Residential | Single Family Regular Income | Existing | Secondary Heating | Natural Gas | Fireplace | E6 | Utility - Cost of Equipment | 0 | 0 | 0 | 0 | 0 | 0 | 0 | 0 | 0 | 0 | 0 | 0 | 0 | 0 | 0 | 0 | 0 | 0 | 0 | 0 | 0 | 0 | 0 | 0 | 0 | 0 | 0 | 0 | 0 | 0 | 0 | 0 | 0 | 0 | 0 | 0 | 0 | 0 | 0 | 0 | 0 | 0
F4_Residential_Single Family Regular Income_Existing_Secondary Heating_Natural Gas_Fireplace_E7 | F4 | Residential | Single Family Regular Income | Existing | Secondary Heating | Natural Gas | Fireplace | E7 | Utility - Cost of Equipment | 0 | 0 | 0 | 0 | 0 | 0 | 0 | 0 | 0 | 0 | 0 | 0 | 0 | 0 | 0 | 0 | 0 | 0 | 0 | 0 | 0 | 0 | 0 | 0 | 0 | 0 | 0 | 0 | 0 | 0 | 0 | 0 | 0 | 0 | 0 | 0 | 0 | 0 | 0 | 0 | 0 | 0
F4_Residential_Single Family Regular Income_Existing_Secondary Heating_Natural Gas_Fireplace_E8 | F4 | Residential | Single Family Regular Income | Existing | Secondary Heating | Natural Gas | Fireplace | E8 | Utility - Cost of Equipment | 0 | 0 | 0 | 0 | 0 | 0 | 0 | 0 | 0 | 0 | 0 | 0 | 0 | 0 | 0 | 0 | 0 | 0 | 0 | 0 | 0 | 0 | 0 | 0 | 0 | 0 | 0 | 0 | 0 | 0 | 0 | 0 | 0 | 0 | 0 | 0 | 0 | 0 | 0 | 0 | 0 | 0
F4_Residential_Single Family Regular Income_Existing_Secondary Heating_Natural Gas_Fireplace_E9 | F4 | Residential | Single Family Regular Income | Existing | Secondary Heating | Natural Gas | Fireplace | E9 | Utility - Cost of Equipment | 0 | 0 | 0 | 0 | 0 | 0 | 0 | 0 | 0 | 0 | 0 | 0 | 0 | 0 | 0 | 0 | 0 | 0 | 0 | 0 | 0 | 0 | 0 | 0 | 0 | 0 | 0 | 0 | 0 | 0 | 0 | 0 | 0 | 0 | 0 | 0 | 0 | 0 | 0 | 0 | 0 | 0
F4_Residential_Single Family Regular Income_Existing_Secondary Heating_Natural Gas_Fireplace_E10 | F4 | Residential | Single Family Regular Income | Existing | Secondary Heating | Natural Gas | Fireplace | E10 | Utility - Cost of Equipment | 0 | 0 | 0 | 0 | 0 | 0 | 0 | 0 | 0 | 0 | 0 | 0 | 0 | 0 | 0 | 0 | 0 | 0 | 0 | 0 | 0 | 0 | 0 | 0 | 0 | 0 | 0 | 0 | 0 | 0 | 0 | 0 | 0 | 0 | 0 | 0 | 0 | 0 | 0 | 0 | 0 | 0
F5_Residential_Single Family Regular Income_Existing_Secondary Heating_Natural Gas_Fireplace_E1 | F5 | Residential | Single Family Regular Income | Existing | Secondary Heating | Natural Gas | Fireplace | E1 | Utility - Cost of Operation | 296.7502 | 296.7502 | 296.7502 | 296.7502 | 296.7502 | 296.7502 | 296.7502 | 296.7502 | 296.7502 | 296.7502 | 296.7502 | 296.7502 | 296.7502 | 296.7502 | 296.7502 | 296.7502 | 296.7502 | 296.7502 | 296.7502 | 296.7502 | 296.7502 | 296.7502 | 296.7502 | 296.7502 | 296.7502 | 296.7502 | 296.7502 | 296.7502 | 296.7502 | 296.7502 | 296.7502 | 296.7502 | 296.7502 | 0 | 0 | 0 | 0 | 0 | 0 | 0 | 0 | 0
F5_Residential_Single Family Regular Income_Existing_Secondary Heating_Natural Gas_Fireplace_E2 | F5 | Residential | Single Family Regular Income | Existing | Secondary Heating | Natural Gas | Fireplace | E2 | Utility - Cost of Operation | 323.0614 | 323.0614 | 323.0614 | 323.0614 | 323.0614 | 323.0614 | 323.0614 | 323.0614 | 323.0614 | 323.0614 | 323.0614 | 323.0614 | 323.0614 | 323.0614 | 323.0614 | 323.0614 | 323.0614 | 323.0614 | 323.0614 | 323.0614 | 323.0614 | 323.0614 | 323.0614 | 323.0614 | 323.0614 | 323.0614 | 323.0614 | 323.0614 | 323.0614 | 323.0614 | 323.0614 | 323.0614 | 323.0614 | 0 | 0 | 0 | 0 | 0 | 0 | 0 | 0 | 0
F5_Residential_Single Family Regular Income_Existing_Secondary Heating_Natural Gas_Fireplace_E3 | F5 | Residential | Single Family Regular Income | Existing | Secondary Heating | Natural Gas | Fireplace | E3 | Utility - Cost of Operation | 329.2964 | 329.2964 | 329.2964 | 329.2964 | 329.2964 | 329.2964 | 329.2964 | 329.2964 | 329.2964 | 329.2964 | 329.2964 | 329.2964 | 329.2964 | 329.2964 | 329.2964 | 329.2964 | 329.2964 | 329.2964 | 329.2964 | 329.2964 | 329.2964 | 329.2964 | 329.2964 | 329.2964 | 329.2964 | 329.2964 | 329.2964 | 329.2964 | 329.2964 | 329.2964 | 329.2964 | 329.2964 | 329.2964 | 0 | 0 | 0 | 0 | 0 | 0 | 0 | 0 | 0
F5_Residential_Single Family Regular Income_Existing_Secondary Heating_Natural Gas_Fireplace_E4 | F5 | Residential | Single Family Regular Income | Existing | Secondary Heating | Natural Gas | Fireplace | E4 | Utility - Cost of Operation | 0 | 0 | 0 | 0 | 0 | 0 | 0 | 0 | 0 | 0 | 0 | 0 | 0 | 0 | 0 | 0 | 0 | 0 | 0 | 0 | 0 | 0 | 0 | 0 | 0 | 0 | 0 | 0 | 0 | 0 | 0 | 0 | 0 | 0 | 0 | 0 | 0 | 0 | 0 | 0 | 0 | 0
F5_Residential_Single Family Regular Income_Existing_Secondary Heating_Natural Gas_Fireplace_E5 | F5 | Residential | Single Family Regular Income | Existing | Secondary Heating | Natural Gas | Fireplace | E5 | Utility - Cost of Operation | 0 | 0 | 0 | 0 | 0 | 0 | 0 | 0 | 0 | 0 | 0 | 0 | 0 | 0 | 0 | 0 | 0 | 0 | 0 | 0 | 0 | 0 | 0 | 0 | 0 | 0 | 0 | 0 | 0 | 0 | 0 | 0 | 0 | 0 | 0 | 0 | 0 | 0 | 0 | 0 | 0 | 0
F5_Residential_Single Family Regular Income_Existing_Secondary Heating_Natural Gas_Fireplace_E6 | F5 | Residential | Single Family Regular Income | Existing | Secondary Heating | Natural Gas | Fireplace | E6 | Utility - Cost of Operation | 0 | 0 | 0 | 0 | 0 | 0 | 0 | 0 | 0 | 0 | 0 | 0 | 0 | 0 | 0 | 0 | 0 | 0 | 0 | 0 | 0 | 0 | 0 | 0 | 0 | 0 | 0 | 0 | 0 | 0 | 0 | 0 | 0 | 0 | 0 | 0 | 0 | 0 | 0 | 0 | 0 | 0
F5_Residential_Single Family Regular Income_Existing_Secondary Heating_Natural Gas_Fireplace_E7 | F5 | Residential | Single Family Regular Income | Existing | Secondary Heating | Natural Gas | Fireplace | E7 | Utility - Cost of Operation | 0 | 0 | 0 | 0 | 0 | 0 | 0 | 0 | 0 | 0 | 0 | 0 | 0 | 0 | 0 | 0 | 0 | 0 | 0 | 0 | 0 | 0 | 0 | 0 | 0 | 0 | 0 | 0 | 0 | 0 | 0 | 0 | 0 | 0 | 0 | 0 | 0 | 0 | 0 | 0 | 0 | 0
F5_Residential_Single Family Regular Income_Existing_Secondary Heating_Natural Gas_Fireplace_E8 | F5 | Residential | Single Family Regular Income | Existing | Secondary Heating | Natural Gas | Fireplace | E8 | Utility - Cost of Operation | 0 | 0 | 0 | 0 | 0 | 0 | 0 | 0 | 0 | 0 | 0 | 0 | 0 | 0 | 0 | 0 | 0 | 0 | 0 | 0 | 0 | 0 | 0 | 0 | 0 | 0 | 0 | 0 | 0 | 0 | 0 | 0 | 0 | 0 | 0 | 0 | 0 | 0 | 0 | 0 | 0 | 0
F5_Residential_Single Family Regular Income_Existing_Secondary Heating_Natural Gas_Fireplace_E9 | F5 | Residential | Single Family Regular Income | Existing | Secondary Heating | Natural Gas | Fireplace | E9 | Utility - Cost of Operation | 0 | 0 | 0 | 0 | 0 | 0 | 0 | 0 | 0 | 0 | 0 | 0 | 0 | 0 | 0 | 0 | 0 | 0 | 0 | 0 | 0 | 0 | 0 | 0 | 0 | 0 | 0 | 0 | 0 | 0 | 0 | 0 | 0 | 0 | 0 | 0 | 0 | 0 | 0 | 0 | 0 | 0
F5_Residential_Single Family Regular Income_Existing_Secondary Heating_Natural Gas_Fireplace_E10 | F5 | Residential | Single Family Regular Income | Existing | Secondary Heating | Natural Gas | Fireplace | E10 | Utility - Cost of Operation | 0 | 0 | 0 | 0 | 0 | 0 | 0 | 0 | 0 | 0 | 0 | 0 | 0 | 0 | 0 | 0 | 0 | 0 | 0 | 0 | 0 | 0 | 0 | 0 | 0 | 0 | 0 | 0 | 0 | 0 | 0 | 0 | 0 | 0 | 0 | 0 | 0 | 0 | 0 | 0 | 0 | 0
F6_Residential_Single Family Regular Income_Existing_Secondary Heating_Natural Gas_Fireplace_E1 | F6 | Residential | Single Family Regular Income | Existing | Secondary Heating | Natural Gas | Fireplace | E1 | Utility - Value of Sales | 119.2819 | 119.5421 | 119.9943 | 120.3002 | 119.964 | 119.6269 | 119.2889 | 118.9499 | 118.61 | 118.2691 | 117.9273 | 117.5844 | 117.2406 | 116.8983 | 116.5599 | 116.2279 | 115.9049 | 115.5933 | 115.2956 | 115.0144 | 114.7522 | 114.5115 | 114.2922 | 114.0947 | 113.9188 | 113.7647 | 113.6323 | 113.5219 | 113.4334 | 113.3669 | 113.3225 | 113.3003 | 113.3003 | 0 | 0 | 0 | 0 | 0 | 0 | 0 | 0 | 0
F6_Residential_Single Family Regular Income_Existing_Secondary Heating_Natural Gas_Fireplace_E2 | F6 | Residential | Single Family Regular Income | Existing | Secondary Heating | Natural Gas | Fireplace | E2 | Utility - Value of Sales | 99.1931 | 99.4095 | 99.7855 | 100.0399 | 99.7604 | 99.48 | 99.1989 | 98.9171 | 98.6344 | 98.3509 | 98.0666 | 97.7815 | 97.4956 | 97.2109 | 96.9295 | 96.6535 | 96.3849 | 96.1257 | 95.8782 | 95.6443 | 95.4263 | 95.2261 | 95.0438 | 94.8795 | 94.7332 | 94.6051 | 94.495 | 94.4032 | 94.3296 | 94.2743 | 94.2374 | 94.2189 | 94.2189 | 0 | 0 | 0 | 0 | 0 | 0 | 0 | 0 | 0
F6_Residential_Single Family Regular Income_Existing_Secondary Heating_Natural Gas_Fireplace_E3 | F6 | Residential | Single Family Regular Income | Existing | Secondary Heating | Natural Gas | Fireplace | E3 | Utility - Value of Sales | 94.6367 | 94.8431 | 95.2019 | 95.4446 | 95.1779 | 94.9105 | 94.6423 | 94.3733 | 94.1037 | 93.8332 | 93.562 | 93.29 | 93.0172 | 92.7456 | 92.4771 | 92.2137 | 91.9575 | 91.7103 | 91.4741 | 91.251 | 91.0429 | 90.8519 | 90.678 | 90.5212 | 90.3817 | 90.2594 | 90.1544 | 90.0668 | 89.9966 | 89.9439 | 89.9086 | 89.891 | 89.891 | 0 | 0 | 0 | 0 | 0 | 0 | 0 | 0 | 0
F6_Residential_Single Family Regular Income_Existing_Secondary Heating_Natural Gas_Fireplace_E4 | F6 | Residential | Single Family Regular Income | Existing | Secondary Heating | Natural Gas | Fireplace | E4 | Utility - Value of Sales | 0 | 0 | 0 | 0 | 0 | 0 | 0 | 0 | 0 | 0 | 0 | 0 | 0 | 0 | 0 | 0 | 0 | 0 | 0 | 0 | 0 | 0 | 0 | 0 | 0 | 0 | 0 | 0 | 0 | 0 | 0 | 0 | 0 | 0 | 0 | 0 | 0 | 0 | 0 | 0 | 0 | 0
F6_Residential_Single Family Regular Income_Existing_Secondary Heating_Natural Gas_Fireplace_E5 | F6 | Residential | Single Family Regular Income | Existing | Secondary Heating | Natural Gas | Fireplace | E5 | Utility - Value of Sales | 0 | 0 | 0 | 0 | 0 | 0 | 0 | 0 | 0 | 0 | 0 | 0 | 0 | 0 | 0 | 0 | 0 | 0 | 0 | 0 | 0 | 0 | 0 | 0 | 0 | 0 | 0 | 0 | 0 | 0 | 0 | 0 | 0 | 0 | 0 | 0 | 0 | 0 | 0 | 0 | 0 | 0
F6_Residential_Single Family Regular Income_Existing_Secondary Heating_Natural Gas_Fireplace_E6 | F6 | Residential | Single Family Regular Income | Existing | Secondary Heating | Natural Gas | Fireplace | E6 | Utility - Value of Sales | 0 | 0 | 0 | 0 | 0 | 0 | 0 | 0 | 0 | 0 | 0 | 0 | 0 | 0 | 0 | 0 | 0 | 0 | 0 | 0 | 0 | 0 | 0 | 0 | 0 | 0 | 0 | 0 | 0 | 0 | 0 | 0 | 0 | 0 | 0 | 0 | 0 | 0 | 0 | 0 | 0 | 0
F6_Residential_Single Family Regular Income_Existing_Secondary Heating_Natural Gas_Fireplace_E7 | F6 | Residential | Single Family Regular Income | Existing | Secondary Heating | Natural Gas | Fireplace | E7 | Utility - Value of Sales | 0 | 0 | 0 | 0 | 0 | 0 | 0 | 0 | 0 | 0 | 0 | 0 | 0 | 0 | 0 | 0 | 0 | 0 | 0 | 0 | 0 | 0 | 0 | 0 | 0 | 0 | 0 | 0 | 0 | 0 | 0 | 0 | 0 | 0 | 0 | 0 | 0 | 0 | 0 | 0 | 0 | 0
F6_Residential_Single Family Regular Income_Existing_Secondary Heating_Natural Gas_Fireplace_E8 | F6 | Residential | Single Family Regular Income | Existing | Secondary Heating | Natural Gas | Fireplace | E8 | Utility - Value of Sales | 0 | 0 | 0 | 0 | 0 | 0 | 0 | 0 | 0 | 0 | 0 | 0 | 0 | 0 | 0 | 0 | 0 | 0 | 0 | 0 | 0 | 0 | 0 | 0 | 0 | 0 | 0 | 0 | 0 | 0 | 0 | 0 | 0 | 0 | 0 | 0 | 0 | 0 | 0 | 0 | 0 | 0
F6_Residential_Single Family Regular Income_Existing_Secondary Heating_Natural Gas_Fireplace_E9 | F6 | Residential | Single Family Regular Income | Existing | Secondary Heating | Natural Gas | Fireplace | E9 | Utility - Value of Sales | 0 | 0 | 0 | 0 | 0 | 0 | 0 | 0 | 0 | 0 | 0 | 0 | 0 | 0 | 0 | 0 | 0 | 0 | 0 | 0 | 0 | 0 | 0 | 0 | 0 | 0 | 0 | 0 | 0 | 0 | 0 | 0 | 0 | 0 | 0 | 0 | 0 | 0 | 0 | 0 | 0 | 0
F6_Residential_Single Family Regular Income_Existing_Secondary Heating_Natural Gas_Fireplace_E10 | F6 | Residential | Single Family Regular Income | Existing | Secondary Heating | Natural Gas | Fireplace | E10 | Utility - Value of Sales | 0 | 0 | 0 | 0 | 0 | 0 | 0 | 0 | 0 | 0 | 0 | 0 | 0 | 0 | 0 | 0 | 0 | 0 | 0 | 0 | 0 | 0 | 0 | 0 | 0 | 0 | 0 | 0 | 0 | 0 | 0 | 0 | 0 | 0 | 0 | 0 | 0 | 0 | 0 | 0 | 0 | 0
F1_Residential_Single Family Regular Income_Existing_Water Heating_Natural Gas_Water Heater (<= 55 gal)_E1 | F1 | Residential | Single Family Regular Income | Existing | Water Heating | Natural Gas | Water Heater (<= 55 gal) | E1 | RVT - Cost of Equipment | 195.0657 | 195.6369 | 196.9181 | 197.9954 | 197.5572 | 198.6139 | 200.9938 | 202.9691 | 205.3438 | 207.6602 | 209.9953 | 212.2059 | 214.558 | 216.9882 | 219.3568 | 221.7792 | 224.2116 | 226.68 | 229.0535 | 231.3357 | 233.3337 | 235.1645 | 236.5685 | 237.7921 | 238.6785 | 239.2723 | 239.6704 | 239.8248 | 239.645 | 239.2407 | 238.4121 | 237.3803 | 235.9802 | 0 | 0 | 0 | 0 | 0 | 0 | 0 | 0 | 0
F1_Residential_Single Family Regular Income_Existing_Water Heating_Natural Gas_Water Heater (<= 55 gal)_E2 | F1 | Residential | Single Family Regular Income | Existing | Water Heating | Natural Gas | Water Heater (<= 55 gal) | E2 | RVT - Cost of Equipment | 176.7783 | 177.296 | 178.4571 | 179.4333 | 179.0362 | 179.9939 | 182.1507 | 183.9407 | 186.0928 | 188.1921 | 190.3082 | 192.3116 | 194.4432 | 196.6455 | 198.7921 | 200.9874 | 203.1917 | 205.4288 | 207.5798 | 209.6479 | 211.4587 | 213.1178 | 214.3902 | 215.4991 | 216.3024 | 216.8406 | 217.2013 | 217.3412 | 217.1783 | 216.8118 | 216.061 | 215.1259 | 213.8571 | 0 | 0 | 0 | 0 | 0 | 0 | 0 | 0 | 0
F1_Residential_Single Family Regular Income_Existing_Water Heating_Natural Gas_Water Heater (<= 55 gal)_E3 | F1 | Residential | Single Family Regular Income | Existing | Water Heating | Natural Gas | Water Heater (<= 55 gal) | E3 | RVT - Cost of Equipment | 139.6766 | 140.0857 | 141.0031 | 141.7745 | 141.4607 | 142.2174 | 143.9215 | 145.3359 | 147.0363 | 148.695 | 150.367 | 151.9499 | 153.6341 | 155.3742 | 157.0703 | 158.8049 | 160.5466 | 162.3141 | 164.0136 | 165.6478 | 167.0785 | 168.3894 | 169.3947 | 170.2709 | 170.9056 | 171.3308 | 171.6159 | 171.7264 | 171.5976 | 171.3081 | 170.7149 | 169.976 | 168.9735 | 0 | 0 | 0 | 0 | 0 | 0 | 0 | 0 | 0
F1_Residential_Single Family Regular Income_Existing_Water Heating_Natural Gas_Water Heater (<= 55 gal)_E4 | F1 | Residential | Single Family Regular Income | Existing | Water Heating | Natural Gas | Water Heater (<= 55 gal) | E4 | RVT - Cost of Equipment | 132.7225 | 133.405 | 134.4382 | 135.3857 | 135.6107 | 136.5786 | 138.1976 | 139.6475 | 141.2681 | 142.8317 | 144.3614 | 145.782 | 147.2055 | 148.6001 | 149.8718 | 151.0759 | 152.1765 | 153.2433 | 154.214 | 155.144 | 155.9519 | 156.7163 | 157.3237 | 157.9132 | 158.3403 | 158.6264 | 158.8182 | 158.8925 | 158.8059 | 158.6111 | 158.212 | 157.7148 | 157.0403 | 0 | 0 | 0 | 0 | 0 | 0 | 0 | 0 | 0
F1_Residential_Single Family Regular Income_Existing_Water Heating_Natural Gas_Water Heater (<= 55 gal)_E5 | F1 | Residential | Single Family Regular Income | Existing | Water Heating | Natural Gas | Water Heater (<= 55 gal) | E5 | RVT - Cost of Equipment | 126.8885 | 127.541 | 128.5288 | 129.4347 | 129.6498 | 130.5751 | 132.1229 | 133.5091 | 135.0585 | 136.5534 | 138.0159 | 139.374 | 140.7349 | 142.0682 | 143.284 | 144.4352 | 145.4874 | 146.5074 | 147.4354 | 148.3245 | 149.0969 | 149.8277 | 150.4084 | 150.972 | 151.3803 | 151.6538 | 151.8372 | 151.9083 | 151.8254 | 151.6392 | 151.2576 | 150.7823 | 150.1374 | 0 | 0 | 0 | 0 | 0 | 0 | 0 | 0 | 0
F1_Residential_Single Family Regular Income_Existing_Water Heating_Natural Gas_Water Heater (<= 55 gal)_E6 | F1 | Residential | Single Family Regular Income | Existing | Water Heating | Natural Gas | Water Heater (<= 55 gal) | E6 | RVT - Cost of Equipment | 106.734 | 107.0466 | 107.7477 | 108.3371 | 108.0974 | 108.6755 | 109.9778 | 111.0586 | 112.3579 | 113.6254 | 114.9031 | 116.1127 | 117.3997 | 118.7294 | 120.0254 | 121.3509 | 122.6818 | 124.0325 | 125.3312 | 126.5799 | 127.6732 | 128.6749 | 129.4431 | 130.1127 | 130.5977 | 130.9226 | 131.1404 | 131.2249 | 131.1265 | 130.9053 | 130.4519 | 129.8873 | 129.1212 | 0 | 0 | 0 | 0 | 0 | 0 | 0 | 0 | 0
F1_Residential_Single Family Regular Income_Existing_Water Heating_Natural Gas_Water Heater (<= 55 gal)_E7 | F1 | Residential | Single Family Regular Income | Existing | Water Heating | Natural Gas | Water Heater (<= 55 gal) | E7 | RVT - Cost of Equipment | 0 | 0 | 0 | 0 | 87.1494 | 87.6153 | 88.6731 | 89.5618 | 90.632 | 91.6715 | 92.7144 | 93.6985 | 94.7391 | 95.7904 | 96.7729 | 97.7387 | 98.6645 | 99.614 | 100.5396 | 101.4506 | 102.2653 | 103.052 | 103.6998 | 104.3294 | 104.8013 | 105.1243 | 105.336 | 105.4049 | 105.3247 | 105.1443 | 104.7746 | 104.3143 | 103.6896 | 0 | 0 | 0 | 0 | 0 | 0 | 0 | 0 | 0
F1_Residential_Single Family Regular Income_Existing_Water Heating_Natural Gas_Water Heater (<= 55 gal)_E8 | F1 | Residential | Single Family Regular Income | Existing | Water Heating | Natural Gas | Water Heater (<= 55 gal) | E8 | RVT - Cost of Equipment | 0 | 0 | 0 | 0 | 0 | 0 | 0 | 0 | 0 | 0 | 0 | 0 | 0 | 0 | 0 | 0 | 0 | 0 | 0 | 0 | 0 | 0 | 0 | 0 | 0 | 0 | 0 | 0 | 0 | 0 | 0 | 0 | 0 | 0 | 0 | 0 | 0 | 0 | 0 | 0 | 0 | 0
F1_Residential_Single Family Regular Income_Existing_Water Heating_Natural Gas_Water Heater (<= 55 gal)_E9 | F1 | Residential | Single Family Regular Income | Existing | Water Heating | Natural Gas | Water Heater (<= 55 gal) | E9 | RVT - Cost of Equipment | 0 | 0 | 0 | 0 | 0 | 0 | 0 | 0 | 0 | 0 | 0 | 0 | 0 | 0 | 0 | 0 | 0 | 0 | 0 | 0 | 0 | 0 | 0 | 0 | 0 | 0 | 0 | 0 | 0 | 0 | 0 | 0 | 0 | 0 | 0 | 0 | 0 | 0 | 0 | 0 | 0 | 0
F1_Residential_Single Family Regular Income_Existing_Water Heating_Natural Gas_Water Heater (<= 55 gal)_E10 | F1 | Residential | Single Family Regular Income | Existing | Water Heating | Natural Gas | Water Heater (<= 55 gal) | E10 | RVT - Cost of Equipment | 0 | 0 | 0 | 0 | 0 | 0 | 0 | 0 | 0 | 0 | 0 | 0 | 0 | 0 | 0 | 0 | 0 | 0 | 0 | 0 | 0 | 0 | 0 | 0 | 0 | 0 | 0 | 0 | 0 | 0 | 0 | 0 | 0 | 0 | 0 | 0 | 0 | 0 | 0 | 0 | 0 | 0
F2_Residential_Single Family Regular Income_Existing_Water Heating_Natural Gas_Water Heater (<= 55 gal)_E1 | F2 | Residential | Single Family Regular Income | Existing | Water Heating | Natural Gas | Water Heater (<= 55 gal) | E1 | RVT - Cost of Operation | 194.7511 | 195.3215 | 196.6006 | 197.6762 | 197.2387 | 198.2937 | 200.6697 | 202.6418 | 205.0127 | 207.3254 | 209.6567 | 211.8637 | 214.212 | 216.6383 | 219.0031 | 221.4216 | 223.8501 | 226.3145 | 228.6842 | 230.9627 | 232.9575 | 234.7853 | 236.187 | 237.4087 | 238.2937 | 238.8865 | 239.284 | 239.4381 | 239.2586 | 238.8549 | 238.0277 | 236.9975 | 235.5997 | 0 | 0 | 0 | 0 | 0 | 0 | 0 | 0 | 0
F2_Residential_Single Family Regular Income_Existing_Water Heating_Natural Gas_Water Heater (<= 55 gal)_E2 | F2 | Residential | Single Family Regular Income | Existing | Water Heating | Natural Gas | Water Heater (<= 55 gal) | E2 | RVT - Cost of Operation | 176.4932 | 177.0101 | 178.1693 | 179.144 | 178.7476 | 179.7036 | 181.857 | 183.6442 | 185.7928 | 187.8886 | 190.0014 | 192.0015 | 194.1297 | 196.3285 | 198.4715 | 200.6633 | 202.8641 | 205.0975 | 207.245 | 209.3099 | 211.1177 | 212.7742 | 214.0445 | 215.1517 | 215.9536 | 216.4909 | 216.8511 | 216.9908 | 216.8281 | 216.4623 | 215.7126 | 214.779 | 213.5122 | 0 | 0 | 0 | 0 | 0 | 0 | 0 | 0 | 0
F2_Residential_Single Family Regular Income_Existing_Water Heating_Natural Gas_Water Heater (<= 55 gal)_E3 | F2 | Residential | Single Family Regular Income | Existing | Water Heating | Natural Gas | Water Heater (<= 55 gal) | E3 | RVT - Cost of Operation | 139.4514 | 139.8598 | 140.7758 | 141.5459 | 141.2326 | 141.9881 | 143.6894 | 145.1016 | 146.7992 | 148.4552 | 150.1245 | 151.7049 | 153.3864 | 155.1237 | 156.817 | 158.5488 | 160.2877 | 162.0524 | 163.7492 | 165.3807 | 166.8091 | 168.1179 | 169.1216 | 169.9964 | 170.63 | 171.0546 | 171.3391 | 171.4495 | 171.321 | 171.0319 | 170.4396 | 169.7019 | 168.701 | 0 | 0 | 0 | 0 | 0 | 0 | 0 | 0 | 0
F2_Residential_Single Family Regular Income_Existing_Water Heating_Natural Gas_Water Heater (<= 55 gal)_E4 | F2 | Residential | Single Family Regular Income | Existing | Water Heating | Natural Gas | Water Heater (<= 55 gal) | E4 | RVT - Cost of Operation | 132.5085 | 133.1899 | 134.2214 | 135.1674 | 135.392 | 136.3584 | 137.9747 | 139.4223 | 141.0403 | 142.6014 | 144.1287 | 145.5469 | 146.9681 | 148.3605 | 149.6301 | 150.8323 | 151.9311 | 152.9963 | 153.9654 | 154.8938 | 155.7005 | 156.4636 | 157.07 | 157.6586 | 158.085 | 158.3706 | 158.5621 | 158.6364 | 158.5499 | 158.3554 | 157.9569 | 157.4605 | 156.7871 | 0 | 0 | 0 | 0 | 0 | 0 | 0 | 0 | 0
F2_Residential_Single Family Regular Income_Existing_Water Heating_Natural Gas_Water Heater (<= 55 gal)_E5 | F2 | Residential | Single Family Regular Income | Existing | Water Heating | Natural Gas | Water Heater (<= 55 gal) | E5 | RVT - Cost of Operation | 126.6839 | 127.3354 | 128.3216 | 129.226 | 129.4407 | 130.3646 | 131.9099 | 133.2938 | 134.8408 | 136.3332 | 137.7933 | 139.1492 | 140.508 | 141.8391 | 143.053 | 144.2023 | 145.2528 | 146.2711 | 147.1976 | 148.0853 | 148.8565 | 149.5861 | 150.1658 | 150.7286 | 151.1362 | 151.4093 | 151.5923 | 151.6633 | 151.5806 | 151.3947 | 151.0137 | 150.5392 | 149.8953 | 0 | 0 | 0 | 0 | 0 | 0 | 0 | 0 | 0
F2_Residential_Single Family Regular Income_Existing_Water Heating_Natural Gas_Water Heater (<= 55 gal)_E6 | F2 | Residential | Single Family Regular Income | Existing | Water Heating | Natural Gas | Water Heater (<= 55 gal) | E6 | RVT - Cost of Operation | 106.5619 | 106.874 | 107.5739 | 108.1624 | 107.9231 | 108.5003 | 109.8004 | 110.8795 | 112.1768 | 113.4422 | 114.7178 | 115.9254 | 117.2104 | 118.5379 | 119.8319 | 121.1552 | 122.484 | 123.8325 | 125.1291 | 126.3758 | 127.4673 | 128.4674 | 129.2344 | 129.9029 | 130.3871 | 130.7115 | 130.929 | 131.0133 | 130.9151 | 130.6942 | 130.2416 | 129.6779 | 128.9131 | 0 | 0 | 0 | 0 | 0 | 0 | 0 | 0 | 0
F2_Residential_Single Family Regular Income_Existing_Water Heating_Natural Gas_Water Heater (<= 55 gal)_E7 | F2 | Residential | Single Family Regular Income | Existing | Water Heating | Natural Gas | Water Heater (<= 55 gal) | E7 | RVT - Cost of Operation | 0 | 0 | 0 | 0 | 87.0089 | 87.474 | 88.5301 | 89.4174 | 90.4859 | 91.5237 | 92.565 | 93.5474 | 94.5864 | 95.6359 | 96.6168 | 97.5811 | 98.5054 | 99.4534 | 100.3775 | 101.287 | 102.1005 | 102.8858 | 103.5326 | 104.1612 | 104.6323 | 104.9548 | 105.1662 | 105.2349 | 105.1549 | 104.9747 | 104.6057 | 104.1461 | 103.5224 | 0 | 0 | 0 | 0 | 0 | 0 | 0 | 0 | 0
F2_Residential_Single Family Regular Income_Existing_Water Heating_Natural Gas_Water Heater (<= 55 gal)_E8 | F2 | Residential | Single Family Regular Income | Existing | Water Heating | Natural Gas | Water Heater (<= 55 gal) | E8 | RVT - Cost of Operation | 0 | 0 | 0 | 0 | 0 | 0 | 0 | 0 | 0 | 0 | 0 | 0 | 0 | 0 | 0 | 0 | 0 | 0 | 0 | 0 | 0 | 0 | 0 | 0 | 0 | 0 | 0 | 0 | 0 | 0 | 0 | 0 | 0 | 0 | 0 | 0 | 0 | 0 | 0 | 0 | 0 | 0
F2_Residential_Single Family Regular Income_Existing_Water Heating_Natural Gas_Water Heater (<= 55 gal)_E9 | F2 | Residential | Single Family Regular Income | Existing | Water Heating | Natural Gas | Water Heater (<= 55 gal) | E9 | RVT - Cost of Operation | 0 | 0 | 0 | 0 | 0 | 0 | 0 | 0 | 0 | 0 | 0 | 0 | 0 | 0 | 0 | 0 | 0 | 0 | 0 | 0 | 0 | 0 | 0 | 0 | 0 | 0 | 0 | 0 | 0 | 0 | 0 | 0 | 0 | 0 | 0 | 0 | 0 | 0 | 0 | 0 | 0 | 0
F2_Residential_Single Family Regular Income_Existing_Water Heating_Natural Gas_Water Heater (<= 55 gal)_E10 | F2 | Residential | Single Family Regular Income | Existing | Water Heating | Natural Gas | Water Heater (<= 55 gal) | E10 | RVT - Cost of Operation | 0 | 0 | 0 | 0 | 0 | 0 | 0 | 0 | 0 | 0 | 0 | 0 | 0 | 0 | 0 | 0 | 0 | 0 | 0 | 0 | 0 | 0 | 0 | 0 | 0 | 0 | 0 | 0 | 0 | 0 | 0 | 0 | 0 | 0 | 0 | 0 | 0 | 0 | 0 | 0 | 0 | 0
F3_Residential_Single Family Regular Income_Existing_Water Heating_Natural Gas_Water Heater (<= 55 gal)_E1 | F3 | Residential | Single Family Regular Income | Existing | Water Heating | Natural Gas | Water Heater (<= 55 gal) | E1 | System - kBTUs of Consumption | 108.75 | 108.75 | 108.75 | 108.75 | 108.75 | 108.75 | 108.75 | 108.75 | 108.75 | 108.75 | 108.75 | 108.75 | 108.75 | 108.75 | 108.75 | 108.75 | 108.75 | 108.75 | 108.75 | 108.75 | 108.75 | 108.75 | 108.75 | 108.75 | 108.75 | 108.75 | 108.75 | 108.75 | 108.75 | 108.75 | 108.75 | 108.75 | 108.75 | 0 | 0 | 0 | 0 | 0 | 0 | 0 | 0 | 0
F3_Residential_Single Family Regular Income_Existing_Water Heating_Natural Gas_Water Heater (<= 55 gal)_E2 | F3 | Residential | Single Family Regular Income | Existing | Water Heating | Natural Gas | Water Heater (<= 55 gal) | E2 | System - kBTUs of Consumption | 122.6873 | 122.6873 | 122.6873 | 122.6873 | 122.6873 | 122.6873 | 122.6873 | 122.6873 | 122.6873 | 122.6873 | 122.6873 | 122.6873 | 122.6873 | 122.6873 | 122.6873 | 122.6873 | 122.6873 | 122.6873 | 122.6873 | 122.6873 | 122.6873 | 122.6873 | 122.6873 | 122.6873 | 122.6873 | 122.6873 | 122.6873 | 122.6873 | 122.6873 | 122.6873 | 122.6873 | 122.6873 | 122.6873 | 0 | 0 | 0 | 0 | 0 | 0 | 0 | 0 | 0
F3_Residential_Single Family Regular Income_Existing_Water Heating_Natural Gas_Water Heater (<= 55 gal)_E3 | F3 | Residential | Single Family Regular Income | Existing | Water Heating | Natural Gas | Water Heater (<= 55 gal) | E3 | System - kBTUs of Consumption | 346.2727 | 346.2727 | 346.2727 | 346.2727 | 346.2727 | 346.2727 | 346.2727 | 346.2727 | 346.2727 | 346.2727 | 346.2727 | 346.2727 | 346.2727 | 346.2727 | 346.2727 | 346.2727 | 346.2727 | 346.2727 | 346.2727 | 346.2727 | 346.2727 | 346.2727 | 346.2727 | 346.2727 | 346.2727 | 346.2727 | 346.2727 | 346.2727 | 346.2727 | 346.2727 | 346.2727 | 346.2727 | 346.2727 | 0 | 0 | 0 | 0 | 0 | 0 | 0 | 0 | 0
F3_Residential_Single Family Regular Income_Existing_Water Heating_Natural Gas_Water Heater (<= 55 gal)_E4 | F3 | Residential | Single Family Regular Income | Existing | Water Heating | Natural Gas | Water Heater (<= 55 gal) | E4 | System - kBTUs of Consumption | 160.3908 | 160.3908 | 160.3908 | 160.3908 | 160.3908 | 160.3908 | 160.3908 | 160.3908 | 160.3908 | 160.3908 | 160.3908 | 160.3908 | 160.3908 | 160.3908 | 160.3908 | 160.3908 | 160.3908 | 160.3908 | 160.3908 | 160.3908 | 160.3908 | 160.3908 | 160.3908 | 160.3908 | 160.3908 | 160.3908 | 160.3908 | 160.3908 | 160.3908 | 160.3908 | 160.3908 | 160.3908 | 160.3908 | 0 | 0 | 0 | 0 | 0 | 0 | 0 | 0 | 0
F3_Residential_Single Family Regular Income_Existing_Water Heating_Natural Gas_Water Heater (<= 55 gal)_E5 | F3 | Residential | Single Family Regular Income | Existing | Water Heating | Natural Gas | Water Heater (<= 55 gal) | E5 | System - kBTUs of Consumption | 181.9005 | 181.9005 | 181.9005 | 181.9005 | 181.9005 | 181.9005 | 181.9005 | 181.9005 | 181.9005 | 181.9005 | 181.9005 | 181.9005 | 181.9005 | 181.9005 | 181.9005 | 181.9005 | 181.9005 | 181.9005 | 181.9005 | 181.9005 | 181.9005 | 181.9005 | 181.9005 | 181.9005 | 181.9005 | 181.9005 | 181.9005 | 181.9005 | 181.9005 | 181.9005 | 181.9005 | 181.9005 | 181.9005 | 0 | 0 | 0 | 0 | 0 | 0 | 0 | 0 | 0
F3_Residential_Single Family Regular Income_Existing_Water Heating_Natural Gas_Water Heater (<= 55 gal)_E6 | F3 | Residential | Single Family Regular Income | Existing | Water Heating | Natural Gas | Water Heater (<= 55 gal) | E6 | System - kBTUs of Consumption | 501.237 | 501.237 | 501.237 | 501.237 | 501.237 | 501.237 | 501.237 | 501.237 | 501.237 | 501.237 | 501.237 | 501.237 | 501.237 | 501.237 | 501.237 | 501.237 | 501.237 | 501.237 | 501.237 | 501.237 | 501.237 | 501.237 | 501.237 | 501.237 | 501.237 | 501.237 | 501.237 | 501.237 | 501.237 | 501.237 | 501.237 | 501.237 | 501.237 | 0 | 0 | 0 | 0 | 0 | 0 | 0 | 0 | 0
F3_Residential_Single Family Regular Income_Existing_Water Heating_Natural Gas_Water Heater (<= 55 gal)_E7 | F3 | Residential | Single Family Regular Income | Existing | Water Heating | Natural Gas | Water Heater (<= 55 gal) | E7 | System - kBTUs of Consumption | 0 | 0 | 0 | 0 | 593.764 | 593.764 | 593.764 | 593.764 | 593.764 | 593.764 | 593.764 | 593.764 | 593.764 | 593.764 | 593.764 | 593.764 | 593.764 | 593.764 | 593.764 | 593.764 | 593.764 | 593.764 | 593.764 | 593.764 | 593.764 | 593.764 | 593.764 | 593.764 | 593.764 | 593.764 | 593.764 | 593.764 | 593.764 | 0 | 0 | 0 | 0 | 0 | 0 | 0 | 0 | 0
F3_Residential_Single Family Regular Income_Existing_Water Heating_Natural Gas_Water Heater (<= 55 gal)_E8 | F3 | Residential | Single Family Regular Income | Existing | Water Heating | Natural Gas | Water Heater (<= 55 gal) | E8 | System - kBTUs of Consumption | 0 | 0 | 0 | 0 | 0 | 0 | 0 | 0 | 0 | 0 | 0 | 0 | 0 | 0 | 0 | 0 | 0 | 0 | 0 | 0 | 0 | 0 | 0 | 0 | 0 | 0 | 0 | 0 | 0 | 0 | 0 | 0 | 0 | 0 | 0 | 0 | 0 | 0 | 0 | 0 | 0 | 0
F3_Residential_Single Family Regular Income_Existing_Water Heating_Natural Gas_Water Heater (<= 55 gal)_E9 | F3 | Residential | Single Family Regular Income | Existing | Water Heating | Natural Gas | Water Heater (<= 55 gal) | E9 | System - kBTUs of Consumption | 0 | 0 | 0 | 0 | 0 | 0 | 0 | 0 | 0 | 0 | 0 | 0 | 0 | 0 | 0 | 0 | 0 | 0 | 0 | 0 | 0 | 0 | 0 | 0 | 0 | 0 | 0 | 0 | 0 | 0 | 0 | 0 | 0 | 0 | 0 | 0 | 0 | 0 | 0 | 0 | 0 | 0
F3_Residential_Single Family Regular Income_Existing_Water Heating_Natural Gas_Water Heater (<= 55 gal)_E10 | F3 | Residential | Single Family Regular Income | Existing | Water Heating | Natural Gas | Water Heater (<= 55 gal) | E10 | System - kBTUs of Consumption | 0 | 0 | 0 | 0 | 0 | 0 | 0 | 0 | 0 | 0 | 0 | 0 | 0 | 0 | 0 | 0 | 0 | 0 | 0 | 0 | 0 | 0 | 0 | 0 | 0 | 0 | 0 | 0 | 0 | 0 | 0 | 0 | 0 | 0 | 0 | 0 | 0 | 0 | 0 | 0 | 0 | 0
F4_Residential_Single Family Regular Income_Existing_Water Heating_Natural Gas_Water Heater (<= 55 gal)_E1 | F4 | Residential | Single Family Regular Income | Existing | Water Heating | Natural Gas | Water Heater (<= 55 gal) | E1 | Utility - Cost of Equipment | 194.7511 | 195.3215 | 196.6006 | 197.6762 | 197.2387 | 198.2937 | 200.6697 | 202.6418 | 205.0127 | 207.3254 | 209.6567 | 211.8637 | 214.212 | 216.6383 | 219.0031 | 221.4216 | 223.8501 | 226.3145 | 228.6842 | 230.9627 | 232.9575 | 234.7853 | 236.187 | 237.4087 | 238.2937 | 238.8865 | 239.284 | 239.4381 | 239.2586 | 238.8549 | 238.0277 | 236.9975 | 235.5997 | 0 | 0 | 0 | 0 | 0 | 0 | 0 | 0 | 0
F4_Residential_Single Family Regular Income_Existing_Water Heating_Natural Gas_Water Heater (<= 55 gal)_E2 | F4 | Residential | Single Family Regular Income | Existing | Water Heating | Natural Gas | Water Heater (<= 55 gal) | E2 | Utility - Cost of Equipment | 176.4932 | 177.0101 | 178.1693 | 179.144 | 178.7476 | 179.7036 | 181.857 | 183.6442 | 185.7928 | 187.8886 | 190.0014 | 192.0015 | 194.1297 | 196.3285 | 198.4715 | 200.6633 | 202.8641 | 205.0975 | 207.245 | 209.3099 | 211.1177 | 212.7742 | 214.0445 | 215.1517 | 215.9536 | 216.4909 | 216.8511 | 216.9908 | 216.8281 | 216.4623 | 215.7126 | 214.779 | 213.5122 | 0 | 0 | 0 | 0 | 0 | 0 | 0 | 0 | 0
F4_Residential_Single Family Regular Income_Existing_Water Heating_Natural Gas_Water Heater (<= 55 gal)_E3 | F4 | Residential | Single Family Regular Income | Existing | Water Heating | Natural Gas | Water Heater (<= 55 gal) | E3 | Utility - Cost of Equipment | 139.4514 | 139.8598 | 140.7758 | 141.5459 | 141.2326 | 141.9881 | 143.6894 | 145.1016 | 146.7992 | 148.4552 | 150.1245 | 151.7049 | 153.3864 | 155.1237 | 156.817 | 158.5488 | 160.2877 | 162.0524 | 163.7492 | 165.3807 | 166.8091 | 168.1179 | 169.1216 | 169.9964 | 170.63 | 171.0546 | 171.3391 | 171.4495 | 171.321 | 171.0319 | 170.4396 | 169.7019 | 168.701 | 0 | 0 | 0 | 0 | 0 | 0 | 0 | 0 | 0
F4_Residential_Single Family Regular Income_Existing_Water Heating_Natural Gas_Water Heater (<= 55 gal)_E4 | F4 | Residential | Single Family Regular Income | Existing | Water Heating | Natural Gas | Water Heater (<= 55 gal) | E4 | Utility - Cost of Equipment | 132.5085 | 133.1899 | 134.2214 | 135.1674 | 135.392 | 136.3584 | 137.9747 | 139.4223 | 141.0403 | 142.6014 | 144.1287 | 145.5469 | 146.9681 | 148.3605 | 149.6301 | 150.8323 | 151.9311 | 152.9963 | 153.9654 | 154.8938 | 155.7005 | 156.4636 | 157.07 | 157.6586 | 158.085 | 158.3706 | 158.5621 | 158.6364 | 158.5499 | 158.3554 | 157.9569 | 157.4605 | 156.7871 | 0 | 0 | 0 | 0 | 0 | 0 | 0 | 0 | 0
F4_Residential_Single Family Regular Income_Existing_Water Heating_Natural Gas_Water Heater (<= 55 gal)_E5 | F4 | Residential | Single Family Regular Income | Existing | Water Heating | Natural Gas | Water Heater (<= 55 gal) | E5 | Utility - Cost of Equipment | 126.6839 | 127.3354 | 128.3216 | 129.226 | 129.4407 | 130.3646 | 131.9099 | 133.2938 | 134.8408 | 136.3332 | 137.7933 | 139.1492 | 140.508 | 141.8391 | 143.053 | 144.2023 | 145.2528 | 146.2711 | 147.1976 | 148.0853 | 148.8565 | 149.5861 | 150.1658 | 150.7286 | 151.1362 | 151.4093 | 151.5923 | 151.6633 | 151.5806 | 151.3947 | 151.0137 | 150.5392 | 149.8953 | 0 | 0 | 0 | 0 | 0 | 0 | 0 | 0 | 0
F4_Residential_Single Family Regular Income_Existing_Water Heating_Natural Gas_Water Heater (<= 55 gal)_E6 | F4 | Residential | Single Family Regular Income | Existing | Water Heating | Natural Gas | Water Heater (<= 55 gal) | E6 | Utility - Cost of Equipment | 106.5619 | 106.874 | 107.5739 | 108.1624 | 107.9231 | 108.5003 | 109.8004 | 110.8795 | 112.1768 | 113.4422 | 114.7178 | 115.9254 | 117.2104 | 118.5379 | 119.8319 | 121.1552 | 122.484 | 123.8325 | 125.1291 | 126.3758 | 127.4673 | 128.4674 | 129.2344 | 129.9029 | 130.3871 | 130.7115 | 130.929 | 131.0133 | 130.9151 | 130.6942 | 130.2416 | 129.6779 | 128.9131 | 0 | 0 | 0 | 0 | 0 | 0 | 0 | 0 | 0
F4_Residential_Single Family Regular Income_Existing_Water Heating_Natural Gas_Water Heater (<= 55 gal)_E7 | F4 | Residential | Single Family Regular Income | Existing | Water Heating | Natural Gas | Water Heater (<= 55 gal) | E7 | Utility - Cost of Equipment | 0 | 0 | 0 | 0 | 87.0089 | 87.474 | 88.5301 | 89.4174 | 90.4859 | 91.5237 | 92.565 | 93.5474 | 94.5864 | 95.6359 | 96.6168 | 97.5811 | 98.5054 | 99.4534 | 100.3775 | 101.287 | 102.1005 | 102.8858 | 103.5326 | 104.1612 | 104.6323 | 104.9548 | 105.1662 | 105.2349 | 105.1549 | 104.9747 | 104.6057 | 104.1461 | 103.5224 | 0 | 0 | 0 | 0 | 0 | 0 | 0 | 0 | 0
F4_Residential_Single Family Regular Income_Existing_Water Heating_Natural Gas_Water Heater (<= 55 gal)_E8 | F4 | Residential | Single Family Regular Income | Existing | Water Heating | Natural Gas | Water Heater (<= 55 gal) | E8 | Utility - Cost of Equipment | 0 | 0 | 0 | 0 | 0 | 0 | 0 | 0 | 0 | 0 | 0 | 0 | 0 | 0 | 0 | 0 | 0 | 0 | 0 | 0 | 0 | 0 | 0 | 0 | 0 | 0 | 0 | 0 | 0 | 0 | 0 | 0 | 0 | 0 | 0 | 0 | 0 | 0 | 0 | 0 | 0 | 0
F4_Residential_Single Family Regular Income_Existing_Water Heating_Natural Gas_Water Heater (<= 55 gal)_E9 | F4 | Residential | Single Family Regular Income | Existing | Water Heating | Natural Gas | Water Heater (<= 55 gal) | E9 | Utility - Cost of Equipment | 0 | 0 | 0 | 0 | 0 | 0 | 0 | 0 | 0 | 0 | 0 | 0 | 0 | 0 | 0 | 0 | 0 | 0 | 0 | 0 | 0 | 0 | 0 | 0 | 0 | 0 | 0 | 0 | 0 | 0 | 0 | 0 | 0 | 0 | 0 | 0 | 0 | 0 | 0 | 0 | 0 | 0
F4_Residential_Single Family Regular Income_Existing_Water Heating_Natural Gas_Water Heater (<= 55 gal)_E10 | F4 | Residential | Single Family Regular Income | Existing | Water Heating | Natural Gas | Water Heater (<= 55 gal) | E10 | Utility - Cost of Equipment | 0 | 0 | 0 | 0 | 0 | 0 | 0 | 0 | 0 | 0 | 0 | 0 | 0 | 0 | 0 | 0 | 0 | 0 | 0 | 0 | 0 | 0 | 0 | 0 | 0 | 0 | 0 | 0 | 0 | 0 | 0 | 0 | 0 | 0 | 0 | 0 | 0 | 0 | 0 | 0 | 0 | 0
F5_Residential_Single Family Regular Income_Existing_Water Heating_Natural Gas_Water Heater (<= 55 gal)_E1 | F5 | Residential | Single Family Regular Income | Existing | Water Heating | Natural Gas | Water Heater (<= 55 gal) | E1 | Utility - Cost of Operation | 108.75 | 108.75 | 108.75 | 108.75 | 108.75 | 108.75 | 108.75 | 108.75 | 108.75 | 108.75 | 108.75 | 108.75 | 108.75 | 108.75 | 108.75 | 108.75 | 108.75 | 108.75 | 108.75 | 108.75 | 108.75 | 108.75 | 108.75 | 108.75 | 108.75 | 108.75 | 108.75 | 108.75 | 108.75 | 108.75 | 108.75 | 108.75 | 108.75 | 0 | 0 | 0 | 0 | 0 | 0 | 0 | 0 | 0
F5_Residential_Single Family Regular Income_Existing_Water Heating_Natural Gas_Water Heater (<= 55 gal)_E2 | F5 | Residential | Single Family Regular Income | Existing | Water Heating | Natural Gas | Water Heater (<= 55 gal) | E2 | Utility - Cost of Operation | 122.6873 | 122.6873 | 122.6873 | 122.6873 | 122.6873 | 122.6873 | 122.6873 | 122.6873 | 122.6873 | 122.6873 | 122.6873 | 122.6873 | 122.6873 | 122.6873 | 122.6873 | 122.6873 | 122.6873 | 122.6873 | 122.6873 | 122.6873 | 122.6873 | 122.6873 | 122.6873 | 122.6873 | 122.6873 | 122.6873 | 122.6873 | 122.6873 | 122.6873 | 122.6873 | 122.6873 | 122.6873 | 122.6873 | 0 | 0 | 0 | 0 | 0 | 0 | 0 | 0 | 0
F5_Residential_Single Family Regular Income_Existing_Water Heating_Natural Gas_Water Heater (<= 55 gal)_E3 | F5 | Residential | Single Family Regular Income | Existing | Water Heating | Natural Gas | Water Heater (<= 55 gal) | E3 | Utility - Cost of Operation | 346.2727 | 346.2727 | 346.2727 | 346.2727 | 346.2727 | 346.2727 | 346.2727 | 346.2727 | 346.2727 | 346.2727 | 346.2727 | 346.2727 | 346.2727 | 346.2727 | 346.2727 | 346.2727 | 346.2727 | 346.2727 | 346.2727 | 346.2727 | 346.2727 | 346.2727 | 346.2727 | 346.2727 | 346.2727 | 346.2727 | 346.2727 | 346.2727 | 346.2727 | 346.2727 | 346.2727 | 346.2727 | 346.2727 | 0 | 0 | 0 | 0 | 0 | 0 | 0 | 0 | 0
F5_Residential_Single Family Regular Income_Existing_Water Heating_Natural Gas_Water Heater (<= 55 gal)_E4 | F5 | Residential | Single Family Regular Income | Existing | Water Heating | Natural Gas | Water Heater (<= 55 gal) | E4 | Utility - Cost of Operation | 160.3908 | 160.3908 | 160.3908 | 160.3908 | 160.3908 | 160.3908 | 160.3908 | 160.3908 | 160.3908 | 160.3908 | 160.3908 | 160.3908 | 160.3908 | 160.3908 | 160.3908 | 160.3908 | 160.3908 | 160.3908 | 160.3908 | 160.3908 | 160.3908 | 160.3908 | 160.3908 | 160.3908 | 160.3908 | 160.3908 | 160.3908 | 160.3908 | 160.3908 | 160.3908 | 160.3908 | 160.3908 | 160.3908 | 0 | 0 | 0 | 0 | 0 | 0 | 0 | 0 | 0
F5_Residential_Single Family Regular Income_Existing_Water Heating_Natural Gas_Water Heater (<= 55 gal)_E5 | F5 | Residential | Single Family Regular Income | Existing | Water Heating | Natural Gas | Water Heater (<= 55 gal) | E5 | Utility - Cost of Operation | 181.9005 | 181.9005 | 181.9005 | 181.9005 | 181.9005 | 181.9005 | 181.9005 | 181.9005 | 181.9005 | 181.9005 | 181.9005 | 181.9005 | 181.9005 | 181.9005 | 181.9005 | 181.9005 | 181.9005 | 181.9005 | 181.9005 | 181.9005 | 181.9005 | 181.9005 | 181.9005 | 181.9005 | 181.9005 | 181.9005 | 181.9005 | 181.9005 | 181.9005 | 181.9005 | 181.9005 | 181.9005 | 181.9005 | 0 | 0 | 0 | 0 | 0 | 0 | 0 | 0 | 0
F5_Residential_Single Family Regular Income_Existing_Water Heating_Natural Gas_Water Heater (<= 55 gal)_E6 | F5 | Residential | Single Family Regular Income | Existing | Water Heating | Natural Gas | Water Heater (<= 55 gal) | E6 | Utility - Cost of Operation | 501.237 | 501.237 | 501.237 | 501.237 | 501.237 | 501.237 | 501.237 | 501.237 | 501.237 | 501.237 | 501.237 | 501.237 | 501.237 | 501.237 | 501.237 | 501.237 | 501.237 | 501.237 | 501.237 | 501.237 | 501.237 | 501.237 | 501.237 | 501.237 | 501.237 | 501.237 | 501.237 | 501.237 | 501.237 | 501.237 | 501.237 | 501.237 | 501.237 | 0 | 0 | 0 | 0 | 0 | 0 | 0 | 0 | 0
F5_Residential_Single Family Regular Income_Existing_Water Heating_Natural Gas_Water Heater (<= 55 gal)_E7 | F5 | Residential | Single Family Regular Income | Existing | Water Heating | Natural Gas | Water Heater (<= 55 gal) | E7 | Utility - Cost of Operation | 0 | 0 | 0 | 0 | 593.764 | 593.764 | 593.764 | 593.764 | 593.764 | 593.764 | 593.764 | 593.764 | 593.764 | 593.764 | 593.764 | 593.764 | 593.764 | 593.764 | 593.764 | 593.764 | 593.764 | 593.764 | 593.764 | 593.764 | 593.764 | 593.764 | 593.764 | 593.764 | 593.764 | 593.764 | 593.764 | 593.764 | 593.764 | 0 | 0 | 0 | 0 | 0 | 0 | 0 | 0 | 0
F5_Residential_Single Family Regular Income_Existing_Water Heating_Natural Gas_Water Heater (<= 55 gal)_E8 | F5 | Residential | Single Family Regular Income | Existing | Water Heating | Natural Gas | Water Heater (<= 55 gal) | E8 | Utility - Cost of Operation | 0 | 0 | 0 | 0 | 0 | 0 | 0 | 0 | 0 | 0 | 0 | 0 | 0 | 0 | 0 | 0 | 0 | 0 | 0 | 0 | 0 | 0 | 0 | 0 | 0 | 0 | 0 | 0 | 0 | 0 | 0 | 0 | 0 | 0 | 0 | 0 | 0 | 0 | 0 | 0 | 0 | 0
F5_Residential_Single Family Regular Income_Existing_Water Heating_Natural Gas_Water Heater (<= 55 gal)_E9 | F5 | Residential | Single Family Regular Income | Existing | Water Heating | Natural Gas | Water Heater (<= 55 gal) | E9 | Utility - Cost of Operation | 0 | 0 | 0 | 0 | 0 | 0 | 0 | 0 | 0 | 0 | 0 | 0 | 0 | 0 | 0 | 0 | 0 | 0 | 0 | 0 | 0 | 0 | 0 | 0 | 0 | 0 | 0 | 0 | 0 | 0 | 0 | 0 | 0 | 0 | 0 | 0 | 0 | 0 | 0 | 0 | 0 | 0
F5_Residential_Single Family Regular Income_Existing_Water Heating_Natural Gas_Water Heater (<= 55 gal)_E10 | F5 | Residential | Single Family Regular Income | Existing | Water Heating | Natural Gas | Water Heater (<= 55 gal) | E10 | Utility - Cost of Operation | 0 | 0 | 0 | 0 | 0 | 0 | 0 | 0 | 0 | 0 | 0 | 0 | 0 | 0 | 0 | 0 | 0 | 0 | 0 | 0 | 0 | 0 | 0 | 0 | 0 | 0 | 0 | 0 | 0 | 0 | 0 | 0 | 0 | 0 | 0 | 0 | 0 | 0 | 0 | 0 | 0 | 0
F6_Residential_Single Family Regular Income_Existing_Water Heating_Natural Gas_Water Heater (<= 55 gal)_E1 | F6 | Residential | Single Family Regular Income | Existing | Water Heating | Natural Gas | Water Heater (<= 55 gal) | E1 | Utility - Value of Sales | 157.7217 | 158.6408 | 159.9019 | 160.9327 | 160.9327 | 160.9327 | 160.9327 | 160.9327 | 160.9327 | 160.9327 | 160.9327 | 160.9327 | 160.9327 | 160.9327 | 160.9327 | 160.9327 | 160.9327 | 160.9327 | 160.9327 | 160.9327 | 160.9327 | 160.9327 | 160.9327 | 160.9327 | 160.9327 | 160.9327 | 160.9327 | 160.9327 | 160.9327 | 160.9327 | 160.9327 | 160.9327 | 160.9327 | 0 | 0 | 0 | 0 | 0 | 0 | 0 | 0 | 0
F6_Residential_Single Family Regular Income_Existing_Water Heating_Natural Gas_Water Heater (<= 55 gal)_E2 | F6 | Residential | Single Family Regular Income | Existing | Water Heating | Natural Gas | Water Heater (<= 55 gal) | E2 | Utility - Value of Sales | 142.9353 | 143.7682 | 144.9111 | 145.8453 | 145.8453 | 145.8453 | 145.8453 | 145.8453 | 145.8453 | 145.8453 | 145.8453 | 145.8453 | 145.8453 | 145.8453 | 145.8453 | 145.8453 | 145.8453 | 145.8453 | 145.8453 | 145.8453 | 145.8453 | 145.8453 | 145.8453 | 145.8453 | 145.8453 | 145.8453 | 145.8453 | 145.8453 | 145.8453 | 145.8453 | 145.8453 | 145.8453 | 145.8453 | 0 | 0 | 0 | 0 | 0 | 0 | 0 | 0 | 0
F6_Residential_Single Family Regular Income_Existing_Water Heating_Natural Gas_Water Heater (<= 55 gal)_E3 | F6 | Residential | Single Family Regular Income | Existing | Water Heating | Natural Gas | Water Heater (<= 55 gal) | E3 | Utility - Value of Sales | 112.9365 | 113.5946 | 114.4977 | 115.2358 | 115.2358 | 115.2358 | 115.2358 | 115.2358 | 115.2358 | 115.2358 | 115.2358 | 115.2358 | 115.2358 | 115.2358 | 115.2358 | 115.2358 | 115.2358 | 115.2358 | 115.2358 | 115.2358 | 115.2358 | 115.2358 | 115.2358 | 115.2358 | 115.2358 | 115.2358 | 115.2358 | 115.2358 | 115.2358 | 115.2358 | 115.2358 | 115.2358 | 115.2358 | 0 | 0 | 0 | 0 | 0 | 0 | 0 | 0 | 0
F6_Residential_Single Family Regular Income_Existing_Water Heating_Natural Gas_Water Heater (<= 55 gal)_E4 | F6 | Residential | Single Family Regular Income | Existing | Water Heating | Natural Gas | Water Heater (<= 55 gal) | E4 | Utility - Value of Sales | 105.897 | 106.2953 | 106.8418 | 107.2885 | 107.2885 | 107.2885 | 107.2885 | 107.2885 | 107.2885 | 107.2885 | 107.2885 | 107.2885 | 107.2885 | 107.2885 | 107.2885 | 107.2885 | 107.2885 | 107.2885 | 107.2885 | 107.2885 | 107.2885 | 107.2885 | 107.2885 | 107.2885 | 107.2885 | 107.2885 | 107.2885 | 107.2885 | 107.2885 | 107.2885 | 107.2885 | 107.2885 | 107.2885 | 0 | 0 | 0 | 0 | 0 | 0 | 0 | 0 | 0
F6_Residential_Single Family Regular Income_Existing_Water Heating_Natural Gas_Water Heater (<= 55 gal)_E5 | F6 | Residential | Single Family Regular Income | Existing | Water Heating | Natural Gas | Water Heater (<= 55 gal) | E5 | Utility - Value of Sales | 101.2422 | 101.623 | 102.1455 | 102.5725 | 102.5725 | 102.5725 | 102.5725 | 102.5725 | 102.5725 | 102.5725 | 102.5725 | 102.5725 | 102.5725 | 102.5725 | 102.5725 | 102.5725 | 102.5725 | 102.5725 | 102.5725 | 102.5725 | 102.5725 | 102.5725 | 102.5725 | 102.5725 | 102.5725 | 102.5725 | 102.5725 | 102.5725 | 102.5725 | 102.5725 | 102.5725 | 102.5725 | 102.5725 | 0 | 0 | 0 | 0 | 0 | 0 | 0 | 0 | 0
F6_Residential_Single Family Regular Income_Existing_Water Heating_Natural Gas_Water Heater (<= 55 gal)_E6 | F6 | Residential | Single Family Regular Income | Existing | Water Heating | Natural Gas | Water Heater (<= 55 gal) | E6 | Utility - Value of Sales | 86.3006 | 86.8034 | 87.4935 | 88.0575 | 88.0575 | 88.0575 | 88.0575 | 88.0575 | 88.0575 | 88.0575 | 88.0575 | 88.0575 | 88.0575 | 88.0575 | 88.0575 | 88.0575 | 88.0575 | 88.0575 | 88.0575 | 88.0575 | 88.0575 | 88.0575 | 88.0575 | 88.0575 | 88.0575 | 88.0575 | 88.0575 | 88.0575 | 88.0575 | 88.0575 | 88.0575 | 88.0575 | 88.0575 | 0 | 0 | 0 | 0 | 0 | 0 | 0 | 0 | 0
F6_Residential_Single Family Regular Income_Existing_Water Heating_Natural Gas_Water Heater (<= 55 gal)_E7 | F6 | Residential | Single Family Regular Income | Existing | Water Heating | Natural Gas | Water Heater (<= 55 gal) | E7 | Utility - Value of Sales | 0 | 0 | 0 | 0 | 71.8007 | 71.8007 | 71.8007 | 71.8007 | 71.8007 | 71.8007 | 71.8007 | 71.8007 | 71.8007 | 71.8007 | 71.8007 | 71.8007 | 71.8007 | 71.8007 | 71.8007 | 71.8007 | 71.8007 | 71.8007 | 71.8007 | 71.8007 | 71.8007 | 71.8007 | 71.8007 | 71.8007 | 71.8007 | 71.8007 | 71.8007 | 71.8007 | 71.8007 | 0 | 0 | 0 | 0 | 0 | 0 | 0 | 0 | 0
F6_Residential_Single Family Regular Income_Existing_Water Heating_Natural Gas_Water Heater (<= 55 gal)_E8 | F6 | Residential | Single Family Regular Income | Existing | Water Heating | Natural Gas | Water Heater (<= 55 gal) | E8 | Utility - Value of Sales | 0 | 0 | 0 | 0 | 0 | 0 | 0 | 0 | 0 | 0 | 0 | 0 | 0 | 0 | 0 | 0 | 0 | 0 | 0 | 0 | 0 | 0 | 0 | 0 | 0 | 0 | 0 | 0 | 0 | 0 | 0 | 0 | 0 | 0 | 0 | 0 | 0 | 0 | 0 | 0 | 0 | 0
F6_Residential_Single Family Regular Income_Existing_Water Heating_Natural Gas_Water Heater (<= 55 gal)_E9 | F6 | Residential | Single Family Regular Income | Existing | Water Heating | Natural Gas | Water Heater (<= 55 gal) | E9 | Utility - Value of Sales | 0 | 0 | 0 | 0 | 0 | 0 | 0 | 0 | 0 | 0 | 0 | 0 | 0 | 0 | 0 | 0 | 0 | 0 | 0 | 0 | 0 | 0 | 0 | 0 | 0 | 0 | 0 | 0 | 0 | 0 | 0 | 0 | 0 | 0 | 0 | 0 | 0 | 0 | 0 | 0 | 0 | 0
F6_Residential_Single Family Regular Income_Existing_Water Heating_Natural Gas_Water Heater (<= 55 gal)_E10 | F6 | Residential | Single Family Regular Income | Existing | Water Heating | Natural Gas | Water Heater (<= 55 gal) | E10 | Utility - Value of Sales | 0 | 0 | 0 | 0 | 0 | 0 | 0 | 0 | 0 | 0 | 0 | 0 | 0 | 0 | 0 | 0 | 0 | 0 | 0 | 0 | 0 | 0 | 0 | 0 | 0 | 0 | 0 | 0 | 0 | 0 | 0 | 0 | 0 | 0 | 0 | 0 | 0 | 0 | 0 | 0 | 0 | 0
F1_Residential_Single Family Regular Income_Existing_Water Heating_Natural Gas_Water Heater (> 55 gal)_E1 | F1 | Residential | Single Family Regular Income | Existing | Water Heating | Natural Gas | Water Heater (> 55 gal) | E1 | RVT - Cost of Equipment | 195.0657 | 195.6369 | 196.9181 | 197.9954 | 197.5572 | 198.6139 | 200.9938 | 202.9691 | 205.3438 | 207.6602 | 209.9953 | 212.2059 | 214.558 | 216.9882 | 219.3568 | 221.7792 | 224.2116 | 226.68 | 229.0535 | 231.3357 | 233.3337 | 235.1645 | 236.5685 | 237.7921 | 238.6785 | 239.2723 | 239.6704 | 239.8248 | 239.645 | 239.2407 | 238.4121 | 237.3803 | 235.9802 | 0 | 0 | 0 | 0 | 0 | 0 | 0 | 0 | 0
F1_Residential_Single Family Regular Income_Existing_Water Heating_Natural Gas_Water Heater (> 55 gal)_E2 | F1 | Residential | Single Family Regular Income | Existing | Water Heating | Natural Gas | Water Heater (> 55 gal) | E2 | RVT - Cost of Equipment | 190.064 | 190.6206 | 191.869 | 192.9186 | 192.4917 | 193.5213 | 195.8401 | 197.7648 | 200.0786 | 202.3356 | 204.6108 | 206.7647 | 209.0565 | 211.4244 | 213.7322 | 216.0925 | 218.4626 | 220.8677 | 223.1804 | 225.404 | 227.3508 | 229.1346 | 230.5026 | 231.6949 | 232.5586 | 233.1372 | 233.525 | 233.6754 | 233.5002 | 233.1063 | 232.299 | 231.2936 | 229.9294 | 0 | 0 | 0 | 0 | 0 | 0 | 0 | 0 | 0
F1_Residential_Single Family Regular Income_Existing_Water Heating_Natural Gas_Water Heater (> 55 gal)_E3 | F1 | Residential | Single Family Regular Income | Existing | Water Heating | Natural Gas | Water Heater (> 55 gal) | E3 | RVT - Cost of Equipment | 183.0246 | 183.5606 | 184.7627 | 185.7735 | 185.3623 | 186.3538 | 188.5868 | 190.4401 | 192.6683 | 194.8417 | 197.0326 | 199.1068 | 201.3137 | 203.5938 | 205.8162 | 208.0891 | 210.3714 | 212.6874 | 214.9144 | 217.0557 | 218.9304 | 220.6481 | 221.9655 | 223.1136 | 223.9453 | 224.5024 | 224.8759 | 225.0208 | 224.8521 | 224.4727 | 223.6953 | 222.7272 | 221.4135 | 0 | 0 | 0 | 0 | 0 | 0 | 0 | 0 | 0
F1_Residential_Single Family Regular Income_Existing_Water Heating_Natural Gas_Water Heater (> 55 gal)_E4 | F1 | Residential | Single Family Regular Income | Existing | Water Heating | Natural Gas | Water Heater (> 55 gal) | E4 | RVT - Cost of Equipment | 173.9122 | 174.8065 | 176.1604 | 177.402 | 177.6968 | 178.9651 | 181.0865 | 182.9863 | 185.11 | 187.1588 | 189.1633 | 191.0246 | 192.8899 | 194.7173 | 196.3837 | 197.9615 | 199.4036 | 200.8016 | 202.0735 | 203.2921 | 204.3508 | 205.3524 | 206.1483 | 206.9208 | 207.4804 | 207.8553 | 208.1066 | 208.204 | 208.0905 | 207.8353 | 207.3122 | 206.6608 | 205.7769 | 0 | 0 | 0 | 0 | 0 | 0 | 0 | 0 | 0
F1_Residential_Single Family Regular Income_Existing_Water Heating_Natural Gas_Water Heater (> 55 gal)_E5 | F1 | Residential | Single Family Regular Income | Existing | Water Heating | Natural Gas | Water Heater (> 55 gal) | E5 | RVT - Cost of Equipment | 166.2677 | 167.1227 | 168.417 | 169.6041 | 169.8859 | 171.0985 | 173.1266 | 174.943 | 176.9733 | 178.932 | 180.8484 | 182.628 | 184.4113 | 186.1583 | 187.7515 | 189.2599 | 190.6386 | 191.9752 | 193.1912 | 194.3562 | 195.3684 | 196.3259 | 197.0868 | 197.8254 | 198.3604 | 198.7188 | 198.959 | 199.0522 | 198.9437 | 198.6996 | 198.1996 | 197.5768 | 196.7318 | 0 | 0 | 0 | 0 | 0 | 0 | 0 | 0 | 0
F1_Residential_Single Family Regular Income_Existing_Water Heating_Natural Gas_Water Heater (> 55 gal)_E6 | F1 | Residential | Single Family Regular Income | Existing | Water Heating | Natural Gas | Water Heater (> 55 gal) | E6 | RVT - Cost of Equipment | 139.8584 | 140.268 | 141.1866 | 141.959 | 141.6448 | 142.4024 | 144.1088 | 145.525 | 147.2276 | 148.8884 | 150.5626 | 152.1476 | 153.834 | 155.5764 | 157.2747 | 159.0115 | 160.7555 | 162.5253 | 164.2271 | 165.8633 | 167.2959 | 168.6085 | 169.6151 | 170.4925 | 171.128 | 171.5538 | 171.8392 | 171.9498 | 171.8209 | 171.531 | 170.937 | 170.1972 | 169.1934 | 0 | 0 | 0 | 0 | 0 | 0 | 0 | 0 | 0
F1_Residential_Single Family Regular Income_Existing_Water Heating_Natural Gas_Water Heater (> 55 gal)_E7 | F1 | Residential | Single Family Regular Income | Existing | Water Heating | Natural Gas | Water Heater (> 55 gal) | E7 | RVT - Cost of Equipment | 0 | 0 | 0 | 0 | 0 | 114.8063 | 116.1923 | 117.3569 | 118.7592 | 120.1212 | 121.4879 | 122.7773 | 124.1409 | 125.5184 | 126.8058 | 128.0713 | 129.2846 | 130.5287 | 131.7415 | 132.9353 | 134.0029 | 135.0336 | 135.8825 | 136.7075 | 137.3258 | 137.7491 | 138.0265 | 138.1168 | 138.0116 | 137.7753 | 137.2909 | 136.6877 | 135.8692 | 0 | 0 | 0 | 0 | 0 | 0 | 0 | 0 | 0
F1_Residential_Single Family Regular Income_Existing_Water Heating_Natural Gas_Water Heater (> 55 gal)_E8 | F1 | Residential | Single Family Regular Income | Existing | Water Heating | Natural Gas | Water Heater (> 55 gal) | E8 | RVT - Cost of Equipment | 0 | 0 | 0 | 0 | 0 | 0 | 0 | 0 | 0 | 0 | 0 | 0 | 0 | 0 | 0 | 0 | 0 | 0 | 0 | 0 | 0 | 0 | 0 | 0 | 0 | 0 | 0 | 0 | 0 | 0 | 0 | 0 | 0 | 0 | 0 | 0 | 0 | 0 | 0 | 0 | 0 | 0
F1_Residential_Single Family Regular Income_Existing_Water Heating_Natural Gas_Water Heater (> 55 gal)_E9 | F1 | Residential | Single Family Regular Income | Existing | Water Heating | Natural Gas | Water Heater (> 55 gal) | E9 | RVT - Cost of Equipment | 0 | 0 | 0 | 0 | 0 | 0 | 0 | 0 | 0 | 0 | 0 | 0 | 0 | 0 | 0 | 0 | 0 | 0 | 0 | 0 | 0 | 0 | 0 | 0 | 0 | 0 | 0 | 0 | 0 | 0 | 0 | 0 | 0 | 0 | 0 | 0 | 0 | 0 | 0 | 0 | 0 | 0
F1_Residential_Single Family Regular Income_Existing_Water Heating_Natural Gas_Water Heater (> 55 gal)_E10 | F1 | Residential | Single Family Regular Income | Existing | Water Heating | Natural Gas | Water Heater (> 55 gal) | E10 | RVT - Cost of Equipment | 0 | 0 | 0 | 0 | 0 | 0 | 0 | 0 | 0 | 0 | 0 | 0 | 0 | 0 | 0 | 0 | 0 | 0 | 0 | 0 | 0 | 0 | 0 | 0 | 0 | 0 | 0 | 0 | 0 | 0 | 0 | 0 | 0 | 0 | 0 | 0 | 0 | 0 | 0 | 0 | 0 | 0
F2_Residential_Single Family Regular Income_Existing_Water Heating_Natural Gas_Water Heater (> 55 gal)_E1 | F2 | Residential | Single Family Regular Income | Existing | Water Heating | Natural Gas | Water Heater (> 55 gal) | E1 | RVT - Cost of Operation | 194.7511 | 195.3215 | 196.6006 | 197.6762 | 197.2387 | 198.2937 | 200.6697 | 202.6418 | 205.0127 | 207.3254 | 209.6567 | 211.8637 | 214.212 | 216.6383 | 219.0031 | 221.4216 | 223.8501 | 226.3145 | 228.6842 | 230.9627 | 232.9575 | 234.7853 | 236.187 | 237.4087 | 238.2937 | 238.8865 | 239.284 | 239.4381 | 239.2586 | 238.8549 | 238.0277 | 236.9975 | 235.5997 | 0 | 0 | 0 | 0 | 0 | 0 | 0 | 0 | 0
F2_Residential_Single Family Regular Income_Existing_Water Heating_Natural Gas_Water Heater (> 55 gal)_E2 | F2 | Residential | Single Family Regular Income | Existing | Water Heating | Natural Gas | Water Heater (> 55 gal) | E2 | RVT - Cost of Operation | 189.7575 | 190.3132 | 191.5596 | 192.6075 | 192.1813 | 193.2092 | 195.5244 | 197.4459 | 199.756 | 202.0093 | 204.2809 | 206.4313 | 208.7194 | 211.0835 | 213.3876 | 215.7441 | 218.1103 | 220.5116 | 222.8205 | 225.0405 | 226.9842 | 228.7652 | 230.131 | 231.3213 | 232.1836 | 232.7612 | 233.1485 | 233.2986 | 233.1237 | 232.7304 | 231.9245 | 230.9207 | 229.5587 | 0 | 0 | 0 | 0 | 0 | 0 | 0 | 0 | 0
F2_Residential_Single Family Regular Income_Existing_Water Heating_Natural Gas_Water Heater (> 55 gal)_E3 | F2 | Residential | Single Family Regular Income | Existing | Water Heating | Natural Gas | Water Heater (> 55 gal) | E3 | RVT - Cost of Operation | 182.7295 | 183.2646 | 184.4648 | 185.4739 | 185.0635 | 186.0533 | 188.2827 | 190.1331 | 192.3576 | 194.5275 | 196.7149 | 198.7857 | 200.9891 | 203.2656 | 205.4844 | 207.7536 | 210.0322 | 212.3445 | 214.5679 | 216.7057 | 218.5774 | 220.2924 | 221.6076 | 222.7539 | 223.5842 | 224.1405 | 224.5134 | 224.658 | 224.4895 | 224.1108 | 223.3347 | 222.368 | 221.0565 | 0 | 0 | 0 | 0 | 0 | 0 | 0 | 0 | 0
F2_Residential_Single Family Regular Income_Existing_Water Heating_Natural Gas_Water Heater (> 55 gal)_E4 | F2 | Residential | Single Family Regular Income | Existing | Water Heating | Natural Gas | Water Heater (> 55 gal) | E4 | RVT - Cost of Operation | 173.6318 | 174.5246 | 175.8763 | 177.116 | 177.4103 | 178.6765 | 180.7945 | 182.6913 | 184.8115 | 186.857 | 188.8583 | 190.7166 | 192.5789 | 194.4034 | 196.0671 | 197.6423 | 199.0821 | 200.4778 | 201.7477 | 202.9643 | 204.0213 | 205.0213 | 205.8159 | 206.5872 | 207.1458 | 207.5201 | 207.771 | 207.8683 | 207.755 | 207.5001 | 206.9779 | 206.3276 | 205.4451 | 0 | 0 | 0 | 0 | 0 | 0 | 0 | 0 | 0
F2_Residential_Single Family Regular Income_Existing_Water Heating_Natural Gas_Water Heater (> 55 gal)_E5 | F2 | Residential | Single Family Regular Income | Existing | Water Heating | Natural Gas | Water Heater (> 55 gal) | E5 | RVT - Cost of Operation | 165.9996 | 166.8532 | 168.1455 | 169.3306 | 169.612 | 170.8226 | 172.8475 | 174.6609 | 176.6879 | 178.6435 | 180.5568 | 182.3335 | 184.1139 | 185.8582 | 187.4487 | 188.9547 | 190.3313 | 191.6656 | 192.8797 | 194.0428 | 195.0534 | 196.0094 | 196.769 | 197.5064 | 198.0405 | 198.3984 | 198.6382 | 198.7313 | 198.6229 | 198.3793 | 197.88 | 197.2582 | 196.4145 | 0 | 0 | 0 | 0 | 0 | 0 | 0 | 0 | 0
F2_Residential_Single Family Regular Income_Existing_Water Heating_Natural Gas_Water Heater (> 55 gal)_E6 | F2 | Residential | Single Family Regular Income | Existing | Water Heating | Natural Gas | Water Heater (> 55 gal) | E6 | RVT - Cost of Operation | 139.6329 | 140.0418 | 140.9589 | 141.7301 | 141.4164 | 142.1728 | 143.8764 | 145.2904 | 146.9903 | 148.6484 | 150.3199 | 151.9023 | 153.586 | 155.3256 | 157.0211 | 158.7551 | 160.4963 | 162.2632 | 163.9623 | 165.5959 | 167.0261 | 168.3366 | 169.3417 | 170.2176 | 170.8521 | 171.2771 | 171.5621 | 171.6726 | 171.5439 | 171.2545 | 170.6614 | 169.9227 | 168.9206 | 0 | 0 | 0 | 0 | 0 | 0 | 0 | 0 | 0
F2_Residential_Single Family Regular Income_Existing_Water Heating_Natural Gas_Water Heater (> 55 gal)_E7 | F2 | Residential | Single Family Regular Income | Existing | Water Heating | Natural Gas | Water Heater (> 55 gal) | E7 | RVT - Cost of Operation | 0 | 0 | 0 | 0 | 0 | 114.6212 | 116.005 | 117.1676 | 118.5677 | 119.9276 | 121.292 | 122.5794 | 123.9408 | 125.316 | 126.6014 | 127.8648 | 129.0761 | 130.3183 | 131.5291 | 132.7209 | 133.7868 | 134.8159 | 135.6634 | 136.4871 | 137.1044 | 137.527 | 137.804 | 137.8941 | 137.7891 | 137.5531 | 137.0695 | 136.4673 | 135.6501 | 0 | 0 | 0 | 0 | 0 | 0 | 0 | 0 | 0
F2_Residential_Single Family Regular Income_Existing_Water Heating_Natural Gas_Water Heater (> 55 gal)_E8 | F2 | Residential | Single Family Regular Income | Existing | Water Heating | Natural Gas | Water Heater (> 55 gal) | E8 | RVT - Cost of Operation | 0 | 0 | 0 | 0 | 0 | 0 | 0 | 0 | 0 | 0 | 0 | 0 | 0 | 0 | 0 | 0 | 0 | 0 | 0 | 0 | 0 | 0 | 0 | 0 | 0 | 0 | 0 | 0 | 0 | 0 | 0 | 0 | 0 | 0 | 0 | 0 | 0 | 0 | 0 | 0 | 0 | 0
F2_Residential_Single Family Regular Income_Existing_Water Heating_Natural Gas_Water Heater (> 55 gal)_E9 | F2 | Residential | Single Family Regular Income | Existing | Water Heating | Natural Gas | Water Heater (> 55 gal) | E9 | RVT - Cost of Operation | 0 | 0 | 0 | 0 | 0 | 0 | 0 | 0 | 0 | 0 | 0 | 0 | 0 | 0 | 0 | 0 | 0 | 0 | 0 | 0 | 0 | 0 | 0 | 0 | 0 | 0 | 0 | 0 | 0 | 0 | 0 | 0 | 0 | 0 | 0 | 0 | 0 | 0 | 0 | 0 | 0 | 0
F2_Residential_Single Family Regular Income_Existing_Water Heating_Natural Gas_Water Heater (> 55 gal)_E10 | F2 | Residential | Single Family Regular Income | Existing | Water Heating | Natural Gas | Water Heater (> 55 gal) | E10 | RVT - Cost of Operation | 0 | 0 | 0 | 0 | 0 | 0 | 0 | 0 | 0 | 0 | 0 | 0 | 0 | 0 | 0 | 0 | 0 | 0 | 0 | 0 | 0 | 0 | 0 | 0 | 0 | 0 | 0 | 0 | 0 | 0 | 0 | 0 | 0 | 0 | 0 | 0 | 0 | 0 | 0 | 0 | 0 | 0
F3_Residential_Single Family Regular Income_Existing_Water Heating_Natural Gas_Water Heater (> 55 gal)_E1 | F3 | Residential | Single Family Regular Income | Existing | Water Heating | Natural Gas | Water Heater (> 55 gal) | E1 | System - kBTUs of Consumption | 125.0625 | 125.0625 | 125.0625 | 125.0625 | 125.0625 | 125.0625 | 125.0625 | 125.0625 | 125.0625 | 125.0625 | 125.0625 | 125.0625 | 125.0625 | 125.0625 | 125.0625 | 125.0625 | 125.0625 | 125.0625 | 125.0625 | 125.0625 | 125.0625 | 125.0625 | 125.0625 | 125.0625 | 125.0625 | 125.0625 | 125.0625 | 125.0625 | 125.0625 | 125.0625 | 125.0625 | 125.0625 | 125.0625 | 0 | 0 | 0 | 0 | 0 | 0 | 0 | 0 | 0
F3_Residential_Single Family Regular Income_Existing_Water Heating_Natural Gas_Water Heater (> 55 gal)_E2 | F3 | Residential | Single Family Regular Income | Existing | Water Heating | Natural Gas | Water Heater (> 55 gal) | E2 | System - kBTUs of Consumption | 141.0904 | 141.0904 | 141.0904 | 141.0904 | 141.0904 | 141.0904 | 141.0904 | 141.0904 | 141.0904 | 141.0904 | 141.0904 | 141.0904 | 141.0904 | 141.0904 | 141.0904 | 141.0904 | 141.0904 | 141.0904 | 141.0904 | 141.0904 | 141.0904 | 141.0904 | 141.0904 | 141.0904 | 141.0904 | 141.0904 | 141.0904 | 141.0904 | 141.0904 | 141.0904 | 141.0904 | 141.0904 | 141.0904 | 0 | 0 | 0 | 0 | 0 | 0 | 0 | 0 | 0
F3_Residential_Single Family Regular Income_Existing_Water Heating_Natural Gas_Water Heater (> 55 gal)_E3 | F3 | Residential | Single Family Regular Income | Existing | Water Heating | Natural Gas | Water Heater (> 55 gal) | E3 | System - kBTUs of Consumption | 398.2136 | 398.2136 | 398.2136 | 398.2136 | 398.2136 | 398.2136 | 398.2136 | 398.2136 | 398.2136 | 398.2136 | 398.2136 | 398.2136 | 398.2136 | 398.2136 | 398.2136 | 398.2136 | 398.2136 | 398.2136 | 398.2136 | 398.2136 | 398.2136 | 398.2136 | 398.2136 | 398.2136 | 398.2136 | 398.2136 | 398.2136 | 398.2136 | 398.2136 | 398.2136 | 398.2136 | 398.2136 | 398.2136 | 0 | 0 | 0 | 0 | 0 | 0 | 0 | 0 | 0
F3_Residential_Single Family Regular Income_Existing_Water Heating_Natural Gas_Water Heater (> 55 gal)_E4 | F3 | Residential | Single Family Regular Income | Existing | Water Heating | Natural Gas | Water Heater (> 55 gal) | E4 | System - kBTUs of Consumption | 184.4494 | 184.4494 | 184.4494 | 184.4494 | 184.4494 | 184.4494 | 184.4494 | 184.4494 | 184.4494 | 184.4494 | 184.4494 | 184.4494 | 184.4494 | 184.4494 | 184.4494 | 184.4494 | 184.4494 | 184.4494 | 184.4494 | 184.4494 | 184.4494 | 184.4494 | 184.4494 | 184.4494 | 184.4494 | 184.4494 | 184.4494 | 184.4494 | 184.4494 | 184.4494 | 184.4494 | 184.4494 | 184.4494 | 0 | 0 | 0 | 0 | 0 | 0 | 0 | 0 | 0
F3_Residential_Single Family Regular Income_Existing_Water Heating_Natural Gas_Water Heater (> 55 gal)_E5 | F3 | Residential | Single Family Regular Income | Existing | Water Heating | Natural Gas | Water Heater (> 55 gal) | E5 | System - kBTUs of Consumption | 209.1856 | 209.1856 | 209.1856 | 209.1856 | 209.1856 | 209.1856 | 209.1856 | 209.1856 | 209.1856 | 209.1856 | 209.1856 | 209.1856 | 209.1856 | 209.1856 | 209.1856 | 209.1856 | 209.1856 | 209.1856 | 209.1856 | 209.1856 | 209.1856 | 209.1856 | 209.1856 | 209.1856 | 209.1856 | 209.1856 | 209.1856 | 209.1856 | 209.1856 | 209.1856 | 209.1856 | 209.1856 | 209.1856 | 0 | 0 | 0 | 0 | 0 | 0 | 0 | 0 | 0
F3_Residential_Single Family Regular Income_Existing_Water Heating_Natural Gas_Water Heater (> 55 gal)_E6 | F3 | Residential | Single Family Regular Income | Existing | Water Heating | Natural Gas | Water Heater (> 55 gal) | E6 | System - kBTUs of Consumption | 576.4226 | 576.4226 | 576.4226 | 576.4226 | 576.4226 | 576.4226 | 576.4226 | 576.4226 | 576.4226 | 576.4226 | 576.4226 | 576.4226 | 576.4226 | 576.4226 | 576.4226 | 576.4226 | 576.4226 | 576.4226 | 576.4226 | 576.4226 | 576.4226 | 576.4226 | 576.4226 | 576.4226 | 576.4226 | 576.4226 | 576.4226 | 576.4226 | 576.4226 | 576.4226 | 576.4226 | 576.4226 | 576.4226 | 0 | 0 | 0 | 0 | 0 | 0 | 0 | 0 | 0
F3_Residential_Single Family Regular Income_Existing_Water Heating_Natural Gas_Water Heater (> 55 gal)_E7 | F3 | Residential | Single Family Regular Income | Existing | Water Heating | Natural Gas | Water Heater (> 55 gal) | E7 | System - kBTUs of Consumption | 0 | 0 | 0 | 0 | 0 | 682.8286 | 682.8286 | 682.8286 | 682.8286 | 682.8286 | 682.8286 | 682.8286 | 682.8286 | 682.8286 | 682.8286 | 682.8286 | 682.8286 | 682.8286 | 682.8286 | 682.8286 | 682.8286 | 682.8286 | 682.8286 | 682.8286 | 682.8286 | 682.8286 | 682.8286 | 682.8286 | 682.8286 | 682.8286 | 682.8286 | 682.8286 | 682.8286 | 0 | 0 | 0 | 0 | 0 | 0 | 0 | 0 | 0
F3_Residential_Single Family Regular Income_Existing_Water Heating_Natural Gas_Water Heater (> 55 gal)_E8 | F3 | Residential | Single Family Regular Income | Existing | Water Heating | Natural Gas | Water Heater (> 55 gal) | E8 | System - kBTUs of Consumption | 0 | 0 | 0 | 0 | 0 | 0 | 0 | 0 | 0 | 0 | 0 | 0 | 0 | 0 | 0 | 0 | 0 | 0 | 0 | 0 | 0 | 0 | 0 | 0 | 0 | 0 | 0 | 0 | 0 | 0 | 0 | 0 | 0 | 0 | 0 | 0 | 0 | 0 | 0 | 0 | 0 | 0
F3_Residential_Single Family Regular Income_Existing_Water Heating_Natural Gas_Water Heater (> 55 gal)_E9 | F3 | Residential | Single Family Regular Income | Existing | Water Heating | Natural Gas | Water Heater (> 55 gal) | E9 | System - kBTUs of Consumption | 0 | 0 | 0 | 0 | 0 | 0 | 0 | 0 | 0 | 0 | 0 | 0 | 0 | 0 | 0 | 0 | 0 | 0 | 0 | 0 | 0 | 0 | 0 | 0 | 0 | 0 | 0 | 0 | 0 | 0 | 0 | 0 | 0 | 0 | 0 | 0 | 0 | 0 | 0 | 0 | 0 | 0
F3_Residential_Single Family Regular Income_Existing_Water Heating_Natural Gas_Water Heater (> 55 gal)_E10 | F3 | Residential | Single Family Regular Income | Existing | Water Heating | Natural Gas | Water Heater (> 55 gal) | E10 | System - kBTUs of Consumption | 0 | 0 | 0 | 0 | 0 | 0 | 0 | 0 | 0 | 0 | 0 | 0 | 0 | 0 | 0 | 0 | 0 | 0 | 0 | 0 | 0 | 0 | 0 | 0 | 0 | 0 | 0 | 0 | 0 | 0 | 0 | 0 | 0 | 0 | 0 | 0 | 0 | 0 | 0 | 0 | 0 | 0
F4_Residential_Single Family Regular Income_Existing_Water Heating_Natural Gas_Water Heater (> 55 gal)_E1 | F4 | Residential | Single Family Regular Income | Existing | Water Heating | Natural Gas | Water Heater (> 55 gal) | E1 | Utility - Cost of Equipment | 194.7511 | 195.3215 | 196.6006 | 197.6762 | 197.2387 | 198.2937 | 200.6697 | 202.6418 | 205.0127 | 207.3254 | 209.6567 | 211.8637 | 214.212 | 216.6383 | 219.0031 | 221.4216 | 223.8501 | 226.3145 | 228.6842 | 230.9627 | 232.9575 | 234.7853 | 236.187 | 237.4087 | 238.2937 | 238.8865 | 239.284 | 239.4381 | 239.2586 | 238.8549 | 238.0277 | 236.9975 | 235.5997 | 0 | 0 | 0 | 0 | 0 | 0 | 0 | 0 | 0
F4_Residential_Single Family Regular Income_Existing_Water Heating_Natural Gas_Water Heater (> 55 gal)_E2 | F4 | Residential | Single Family Regular Income | Existing | Water Heating | Natural Gas | Water Heater (> 55 gal) | E2 | Utility - Cost of Equipment | 189.7575 | 190.3132 | 191.5596 | 192.6075 | 192.1813 | 193.2092 | 195.5244 | 197.4459 | 199.756 | 202.0093 | 204.2809 | 206.4313 | 208.7194 | 211.0835 | 213.3876 | 215.7441 | 218.1103 | 220.5116 | 222.8205 | 225.0405 | 226.9842 | 228.7652 | 230.131 | 231.3213 | 232.1836 | 232.7612 | 233.1485 | 233.2986 | 233.1237 | 232.7304 | 231.9245 | 230.9207 | 229.5587 | 0 | 0 | 0 | 0 | 0 | 0 | 0 | 0 | 0
F4_Residential_Single Family Regular Income_Existing_Water Heating_Natural Gas_Water Heater (> 55 gal)_E3 | F4 | Residential | Single Family Regular Income | Existing | Water Heating | Natural Gas | Water Heater (> 55 gal) | E3 | Utility - Cost of Equipment | 182.7295 | 183.2646 | 184.4648 | 185.4739 | 185.0635 | 186.0533 | 188.2827 | 190.1331 | 192.3576 | 194.5275 | 196.7149 | 198.7857 | 200.9891 | 203.2656 | 205.4844 | 207.7536 | 210.0322 | 212.3445 | 214.5679 | 216.7057 | 218.5774 | 220.2924 | 221.6076 | 222.7539 | 223.5842 | 224.1405 | 224.5134 | 224.658 | 224.4895 | 224.1108 | 223.3347 | 222.368 | 221.0565 | 0 | 0 | 0 | 0 | 0 | 0 | 0 | 0 | 0
F4_Residential_Single Family Regular Income_Existing_Water Heating_Natural Gas_Water Heater (> 55 gal)_E4 | F4 | Residential | Single Family Regular Income | Existing | Water Heating | Natural Gas | Water Heater (> 55 gal) | E4 | Utility - Cost of Equipment | 173.6318 | 174.5246 | 175.8763 | 177.116 | 177.4103 | 178.6765 | 180.7945 | 182.6913 | 184.8115 | 186.857 | 188.8583 | 190.7166 | 192.5789 | 194.4034 | 196.0671 | 197.6423 | 199.0821 | 200.4778 | 201.7477 | 202.9643 | 204.0213 | 205.0213 | 205.8159 | 206.5872 | 207.1458 | 207.5201 | 207.771 | 207.8683 | 207.755 | 207.5001 | 206.9779 | 206.3276 | 205.4451 | 0 | 0 | 0 | 0 | 0 | 0 | 0 | 0 | 0
F4_Residential_Single Family Regular Income_Existing_Water Heating_Natural Gas_Water Heater (> 55 gal)_E5 | F4 | Residential | Single Family Regular Income | Existing | Water Heating | Natural Gas | Water Heater (> 55 gal) | E5 | Utility - Cost of Equipment | 165.9996 | 166.8532 | 168.1455 | 169.3306 | 169.612 | 170.8226 | 172.8475 | 174.6609 | 176.6879 | 178.6435 | 180.5568 | 182.3335 | 184.1139 | 185.8582 | 187.4487 | 188.9547 | 190.3313 | 191.6656 | 192.8797 | 194.0428 | 195.0534 | 196.0094 | 196.769 | 197.5064 | 198.0405 | 198.3984 | 198.6382 | 198.7313 | 198.6229 | 198.3793 | 197.88 | 197.2582 | 196.4145 | 0 | 0 | 0 | 0 | 0 | 0 | 0 | 0 | 0
F4_Residential_Single Family Regular Income_Existing_Water Heating_Natural Gas_Water Heater (> 55 gal)_E6 | F4 | Residential | Single Family Regular Income | Existing | Water Heating | Natural Gas | Water Heater (> 55 gal) | E6 | Utility - Cost of Equipment | 139.6329 | 140.0418 | 140.9589 | 141.7301 | 141.4164 | 142.1728 | 143.8764 | 145.2904 | 146.9903 | 148.6484 | 150.3199 | 151.9023 | 153.586 | 155.3256 | 157.0211 | 158.7551 | 160.4963 | 162.2632 | 163.9623 | 165.5959 | 167.0261 | 168.3366 | 169.3417 | 170.2176 | 170.8521 | 171.2771 | 171.5621 | 171.6726 | 171.5439 | 171.2545 | 170.6614 | 169.9227 | 168.9206 | 0 | 0 | 0 | 0 | 0 | 0 | 0 | 0 | 0
F4_Residential_Single Family Regular Income_Existing_Water Heating_Natural Gas_Water Heater (> 55 gal)_E7 | F4 | Residential | Single Family Regular Income | Existing | Water Heating | Natural Gas | Water Heater (> 55 gal) | E7 | Utility - Cost of Equipment | 0 | 0 | 0 | 0 | 0 | 114.6212 | 116.005 | 117.1676 | 118.5677 | 119.9276 | 121.292 | 122.5794 | 123.9408 | 125.316 | 126.6014 | 127.8648 | 129.0761 | 130.3183 | 131.5291 | 132.7209 | 133.7868 | 134.8159 | 135.6634 | 136.4871 | 137.1044 | 137.527 | 137.804 | 137.8941 | 137.7891 | 137.5531 | 137.0695 | 136.4673 | 135.6501 | 0 | 0 | 0 | 0 | 0 | 0 | 0 | 0 | 0
F4_Residential_Single Family Regular Income_Existing_Water Heating_Natural Gas_Water Heater (> 55 gal)_E8 | F4 | Residential | Single Family Regular Income | Existing | Water Heating | Natural Gas | Water Heater (> 55 gal) | E8 | Utility - Cost of Equipment | 0 | 0 | 0 | 0 | 0 | 0 | 0 | 0 | 0 | 0 | 0 | 0 | 0 | 0 | 0 | 0 | 0 | 0 | 0 | 0 | 0 | 0 | 0 | 0 | 0 | 0 | 0 | 0 | 0 | 0 | 0 | 0 | 0 | 0 | 0 | 0 | 0 | 0 | 0 | 0 | 0 | 0
F4_Residential_Single Family Regular Income_Existing_Water Heating_Natural Gas_Water Heater (> 55 gal)_E9 | F4 | Residential | Single Family Regular Income | Existing | Water Heating | Natural Gas | Water Heater (> 55 gal) | E9 | Utility - Cost of Equipment | 0 | 0 | 0 | 0 | 0 | 0 | 0 | 0 | 0 | 0 | 0 | 0 | 0 | 0 | 0 | 0 | 0 | 0 | 0 | 0 | 0 | 0 | 0 | 0 | 0 | 0 | 0 | 0 | 0 | 0 | 0 | 0 | 0 | 0 | 0 | 0 | 0 | 0 | 0 | 0 | 0 | 0
F4_Residential_Single Family Regular Income_Existing_Water Heating_Natural Gas_Water Heater (> 55 gal)_E10 | F4 | Residential | Single Family Regular Income | Existing | Water Heating | Natural Gas | Water Heater (> 55 gal) | E10 | Utility - Cost of Equipment | 0 | 0 | 0 | 0 | 0 | 0 | 0 | 0 | 0 | 0 | 0 | 0 | 0 | 0 | 0 | 0 | 0 | 0 | 0 | 0 | 0 | 0 | 0 | 0 | 0 | 0 | 0 | 0 | 0 | 0 | 0 | 0 | 0 | 0 | 0 | 0 | 0 | 0 | 0 | 0 | 0 | 0
F5_Residential_Single Family Regular Income_Existing_Water Heating_Natural Gas_Water Heater (> 55 gal)_E1 | F5 | Residential | Single Family Regular Income | Existing | Water Heating | Natural Gas | Water Heater (> 55 gal) | E1 | Utility - Cost of Operation | 125.0625 | 125.0625 | 125.0625 | 125.0625 | 125.0625 | 125.0625 | 125.0625 | 125.0625 | 125.0625 | 125.0625 | 125.0625 | 125.0625 | 125.0625 | 125.0625 | 125.0625 | 125.0625 | 125.0625 | 125.0625 | 125.0625 | 125.0625 | 125.0625 | 125.0625 | 125.0625 | 125.0625 | 125.0625 | 125.0625 | 125.0625 | 125.0625 | 125.0625 | 125.0625 | 125.0625 | 125.0625 | 125.0625 | 0 | 0 | 0 | 0 | 0 | 0 | 0 | 0 | 0
F5_Residential_Single Family Regular Income_Existing_Water Heating_Natural Gas_Water Heater (> 55 gal)_E2 | F5 | Residential | Single Family Regular Income | Existing | Water Heating | Natural Gas | Water Heater (> 55 gal) | E2 | Utility - Cost of Operation | 141.0904 | 141.0904 | 141.0904 | 141.0904 | 141.0904 | 141.0904 | 141.0904 | 141.0904 | 141.0904 | 141.0904 | 141.0904 | 141.0904 | 141.0904 | 141.0904 | 141.0904 | 141.0904 | 141.0904 | 141.0904 | 141.0904 | 141.0904 | 141.0904 | 141.0904 | 141.0904 | 141.0904 | 141.0904 | 141.0904 | 141.0904 | 141.0904 | 141.0904 | 141.0904 | 141.0904 | 141.0904 | 141.0904 | 0 | 0 | 0 | 0 | 0 | 0 | 0 | 0 | 0
F5_Residential_Single Family Regular Income_Existing_Water Heating_Natural Gas_Water Heater (> 55 gal)_E3 | F5 | Residential | Single Family Regular Income | Existing | Water Heating | Natural Gas | Water Heater (> 55 gal) | E3 | Utility - Cost of Operation | 398.2136 | 398.2136 | 398.2136 | 398.2136 | 398.2136 | 398.2136 | 398.2136 | 398.2136 | 398.2136 | 398.2136 | 398.2136 | 398.2136 | 398.2136 | 398.2136 | 398.2136 | 398.2136 | 398.2136 | 398.2136 | 398.2136 | 398.2136 | 398.2136 | 398.2136 | 398.2136 | 398.2136 | 398.2136 | 398.2136 | 398.2136 | 398.2136 | 398.2136 | 398.2136 | 398.2136 | 398.2136 | 398.2136 | 0 | 0 | 0 | 0 | 0 | 0 | 0 | 0 | 0
F5_Residential_Single Family Regular Income_Existing_Water Heating_Natural Gas_Water Heater (> 55 gal)_E4 | F5 | Residential | Single Family Regular Income | Existing | Water Heating | Natural Gas | Water Heater (> 55 gal) | E4 | Utility - Cost of Operation | 184.4494 | 184.4494 | 184.4494 | 184.4494 | 184.4494 | 184.4494 | 184.4494 | 184.4494 | 184.4494 | 184.4494 | 184.4494 | 184.4494 | 184.4494 | 184.4494 | 184.4494 | 184.4494 | 184.4494 | 184.4494 | 184.4494 | 184.4494 | 184.4494 | 184.4494 | 184.4494 | 184.4494 | 184.4494 | 184.4494 | 184.4494 | 184.4494 | 184.4494 | 184.4494 | 184.4494 | 184.4494 | 184.4494 | 0 | 0 | 0 | 0 | 0 | 0 | 0 | 0 | 0
F5_Residential_Single Family Regular Income_Existing_Water Heating_Natural Gas_Water Heater (> 55 gal)_E5 | F5 | Residential | Single Family Regular Income | Existing | Water Heating | Natural Gas | Water Heater (> 55 gal) | E5 | Utility - Cost of Operation | 209.1856 | 209.1856 | 209.1856 | 209.1856 | 209.1856 | 209.1856 | 209.1856 | 209.1856 | 209.1856 | 209.1856 | 209.1856 | 209.1856 | 209.1856 | 209.1856 | 209.1856 | 209.1856 | 209.1856 | 209.1856 | 209.1856 | 209.1856 | 209.1856 | 209.1856 | 209.1856 | 209.1856 | 209.1856 | 209.1856 | 209.1856 | 209.1856 | 209.1856 | 209.1856 | 209.1856 | 209.1856 | 209.1856 | 0 | 0 | 0 | 0 | 0 | 0 | 0 | 0 | 0
F5_Residential_Single Family Regular Income_Existing_Water Heating_Natural Gas_Water Heater (> 55 gal)_E6 | F5 | Residential | Single Family Regular Income | Existing | Water Heating | Natural Gas | Water Heater (> 55 gal) | E6 | Utility - Cost of Operation | 576.4226 | 576.4226 | 576.4226 | 576.4226 | 576.4226 | 576.4226 | 576.4226 | 576.4226 | 576.4226 | 576.4226 | 576.4226 | 576.4226 | 576.4226 | 576.4226 | 576.4226 | 576.4226 | 576.4226 | 576.4226 | 576.4226 | 576.4226 | 576.4226 | 576.4226 | 576.4226 | 576.4226 | 576.4226 | 576.4226 | 576.4226 | 576.4226 | 576.4226 | 576.4226 | 576.4226 | 576.4226 | 576.4226 | 0 | 0 | 0 | 0 | 0 | 0 | 0 | 0 | 0
F5_Residential_Single Family Regular Income_Existing_Water Heating_Natural Gas_Water Heater (> 55 gal)_E7 | F5 | Residential | Single Family Regular Income | Existing | Water Heating | Natural Gas | Water Heater (> 55 gal) | E7 | Utility - Cost of Operation | 0 | 0 | 0 | 0 | 0 | 682.8286 | 682.8286 | 682.8286 | 682.8286 | 682.8286 | 682.8286 | 682.8286 | 682.8286 | 682.8286 | 682.8286 | 682.8286 | 682.8286 | 682.8286 | 682.8286 | 682.8286 | 682.8286 | 682.8286 | 682.8286 | 682.8286 | 682.8286 | 682.8286 | 682.8286 | 682.8286 | 682.8286 | 682.8286 | 682.8286 | 682.8286 | 682.8286 | 0 | 0 | 0 | 0 | 0 | 0 | 0 | 0 | 0
F5_Residential_Single Family Regular Income_Existing_Water Heating_Natural Gas_Water Heater (> 55 gal)_E8 | F5 | Residential | Single Family Regular Income | Existing | Water Heating | Natural Gas | Water Heater (> 55 gal) | E8 | Utility - Cost of Operation | 0 | 0 | 0 | 0 | 0 | 0 | 0 | 0 | 0 | 0 | 0 | 0 | 0 | 0 | 0 | 0 | 0 | 0 | 0 | 0 | 0 | 0 | 0 | 0 | 0 | 0 | 0 | 0 | 0 | 0 | 0 | 0 | 0 | 0 | 0 | 0 | 0 | 0 | 0 | 0 | 0 | 0
F5_Residential_Single Family Regular Income_Existing_Water Heating_Natural Gas_Water Heater (> 55 gal)_E9 | F5 | Residential | Single Family Regular Income | Existing | Water Heating | Natural Gas | Water Heater (> 55 gal) | E9 | Utility - Cost of Operation | 0 | 0 | 0 | 0 | 0 | 0 | 0 | 0 | 0 | 0 | 0 | 0 | 0 | 0 | 0 | 0 | 0 | 0 | 0 | 0 | 0 | 0 | 0 | 0 | 0 | 0 | 0 | 0 | 0 | 0 | 0 | 0 | 0 | 0 | 0 | 0 | 0 | 0 | 0 | 0 | 0 | 0
F5_Residential_Single Family Regular Income_Existing_Water Heating_Natural Gas_Water Heater (> 55 gal)_E10 | F5 | Residential | Single Family Regular Income | Existing | Water Heating | Natural Gas | Water Heater (> 55 gal) | E10 | Utility - Cost of Operation | 0 | 0 | 0 | 0 | 0 | 0 | 0 | 0 | 0 | 0 | 0 | 0 | 0 | 0 | 0 | 0 | 0 | 0 | 0 | 0 | 0 | 0 | 0 | 0 | 0 | 0 | 0 | 0 | 0 | 0 | 0 | 0 | 0 | 0 | 0 | 0 | 0 | 0 | 0 | 0 | 0 | 0
F6_Residential_Single Family Regular Income_Existing_Water Heating_Natural Gas_Water Heater (> 55 gal)_E1 | F6 | Residential | Single Family Regular Income | Existing | Water Heating | Natural Gas | Water Heater (> 55 gal) | E1 | Utility - Value of Sales | 157.7217 | 158.6408 | 159.9019 | 160.9327 | 160.9327 | 160.9327 | 160.9327 | 160.9327 | 160.9327 | 160.9327 | 160.9327 | 160.9327 | 160.9327 | 160.9327 | 160.9327 | 160.9327 | 160.9327 | 160.9327 | 160.9327 | 160.9327 | 160.9327 | 160.9327 | 160.9327 | 160.9327 | 160.9327 | 160.9327 | 160.9327 | 160.9327 | 160.9327 | 160.9327 | 160.9327 | 160.9327 | 160.9327 | 0 | 0 | 0 | 0 | 0 | 0 | 0 | 0 | 0
F6_Residential_Single Family Regular Income_Existing_Water Heating_Natural Gas_Water Heater (> 55 gal)_E2 | F6 | Residential | Single Family Regular Income | Existing | Water Heating | Natural Gas | Water Heater (> 55 gal) | E2 | Utility - Value of Sales | 153.6776 | 154.5731 | 155.8019 | 156.8062 | 156.8062 | 156.8062 | 156.8062 | 156.8062 | 156.8062 | 156.8062 | 156.8062 | 156.8062 | 156.8062 | 156.8062 | 156.8062 | 156.8062 | 156.8062 | 156.8062 | 156.8062 | 156.8062 | 156.8062 | 156.8062 | 156.8062 | 156.8062 | 156.8062 | 156.8062 | 156.8062 | 156.8062 | 156.8062 | 156.8062 | 156.8062 | 156.8062 | 156.8062 | 0 | 0 | 0 | 0 | 0 | 0 | 0 | 0 | 0
F6_Residential_Single Family Regular Income_Existing_Water Heating_Natural Gas_Water Heater (> 55 gal)_E3 | F6 | Residential | Single Family Regular Income | Existing | Water Heating | Natural Gas | Water Heater (> 55 gal) | E3 | Utility - Value of Sales | 147.9858 | 148.8481 | 150.0314 | 150.9986 | 150.9986 | 150.9986 | 150.9986 | 150.9986 | 150.9986 | 150.9986 | 150.9986 | 150.9986 | 150.9986 | 150.9986 | 150.9986 | 150.9986 | 150.9986 | 150.9986 | 150.9986 | 150.9986 | 150.9986 | 150.9986 | 150.9986 | 150.9986 | 150.9986 | 150.9986 | 150.9986 | 150.9986 | 150.9986 | 150.9986 | 150.9986 | 150.9986 | 150.9986 | 0 | 0 | 0 | 0 | 0 | 0 | 0 | 0 | 0
F6_Residential_Single Family Regular Income_Existing_Water Heating_Natural Gas_Water Heater (> 55 gal)_E4 | F6 | Residential | Single Family Regular Income | Existing | Water Heating | Natural Gas | Water Heater (> 55 gal) | E4 | Utility - Value of Sales | 138.7616 | 139.2835 | 139.9996 | 140.5849 | 140.5849 | 140.5849 | 140.5849 | 140.5849 | 140.5849 | 140.5849 | 140.5849 | 140.5849 | 140.5849 | 140.5849 | 140.5849 | 140.5849 | 140.5849 | 140.5849 | 140.5849 | 140.5849 | 140.5849 | 140.5849 | 140.5849 | 140.5849 | 140.5849 | 140.5849 | 140.5849 | 140.5849 | 140.5849 | 140.5849 | 140.5849 | 140.5849 | 140.5849 | 0 | 0 | 0 | 0 | 0 | 0 | 0 | 0 | 0
F6_Residential_Single Family Regular Income_Existing_Water Heating_Natural Gas_Water Heater (> 55 gal)_E5 | F6 | Residential | Single Family Regular Income | Existing | Water Heating | Natural Gas | Water Heater (> 55 gal) | E5 | Utility - Value of Sales | 132.6622 | 133.1611 | 133.8458 | 134.4053 | 134.4053 | 134.4053 | 134.4053 | 134.4053 | 134.4053 | 134.4053 | 134.4053 | 134.4053 | 134.4053 | 134.4053 | 134.4053 | 134.4053 | 134.4053 | 134.4053 | 134.4053 | 134.4053 | 134.4053 | 134.4053 | 134.4053 | 134.4053 | 134.4053 | 134.4053 | 134.4053 | 134.4053 | 134.4053 | 134.4053 | 134.4053 | 134.4053 | 134.4053 | 0 | 0 | 0 | 0 | 0 | 0 | 0 | 0 | 0
F6_Residential_Single Family Regular Income_Existing_Water Heating_Natural Gas_Water Heater (> 55 gal)_E6 | F6 | Residential | Single Family Regular Income | Existing | Water Heating | Natural Gas | Water Heater (> 55 gal) | E6 | Utility - Value of Sales | 113.0835 | 113.7424 | 114.6467 | 115.3857 | 115.3857 | 115.3857 | 115.3857 | 115.3857 | 115.3857 | 115.3857 | 115.3857 | 115.3857 | 115.3857 | 115.3857 | 115.3857 | 115.3857 | 115.3857 | 115.3857 | 115.3857 | 115.3857 | 115.3857 | 115.3857 | 115.3857 | 115.3857 | 115.3857 | 115.3857 | 115.3857 | 115.3857 | 115.3857 | 115.3857 | 115.3857 | 115.3857 | 115.3857 | 0 | 0 | 0 | 0 | 0 | 0 | 0 | 0 | 0
F6_Residential_Single Family Regular Income_Existing_Water Heating_Natural Gas_Water Heater (> 55 gal)_E7 | F6 | Residential | Single Family Regular Income | Existing | Water Heating | Natural Gas | Water Heater (> 55 gal) | E7 | Utility - Value of Sales | 0 | 0 | 0 | 0 | 0 | 94.0837 | 94.0837 | 94.0837 | 94.0837 | 94.0837 | 94.0837 | 94.0837 | 94.0837 | 94.0837 | 94.0837 | 94.0837 | 94.0837 | 94.0837 | 94.0837 | 94.0837 | 94.0837 | 94.0837 | 94.0837 | 94.0837 | 94.0837 | 94.0837 | 94.0837 | 94.0837 | 94.0837 | 94.0837 | 94.0837 | 94.0837 | 94.0837 | 0 | 0 | 0 | 0 | 0 | 0 | 0 | 0 | 0
F6_Residential_Single Family Regular Income_Existing_Water Heating_Natural Gas_Water Heater (> 55 gal)_E8 | F6 | Residential | Single Family Regular Income | Existing | Water Heating | Natural Gas | Water Heater (> 55 gal) | E8 | Utility - Value of Sales | 0 | 0 | 0 | 0 | 0 | 0 | 0 | 0 | 0 | 0 | 0 | 0 | 0 | 0 | 0 | 0 | 0 | 0 | 0 | 0 | 0 | 0 | 0 | 0 | 0 | 0 | 0 | 0 | 0 | 0 | 0 | 0 | 0 | 0 | 0 | 0 | 0 | 0 | 0 | 0 | 0 | 0
F6_Residential_Single Family Regular Income_Existing_Water Heating_Natural Gas_Water Heater (> 55 gal)_E9 | F6 | Residential | Single Family Regular Income | Existing | Water Heating | Natural Gas | Water Heater (> 55 gal) | E9 | Utility - Value of Sales | 0 | 0 | 0 | 0 | 0 | 0 | 0 | 0 | 0 | 0 | 0 | 0 | 0 | 0 | 0 | 0 | 0 | 0 | 0 | 0 | 0 | 0 | 0 | 0 | 0 | 0 | 0 | 0 | 0 | 0 | 0 | 0 | 0 | 0 | 0 | 0 | 0 | 0 | 0 | 0 | 0 | 0
F6_Residential_Single Family Regular Income_Existing_Water Heating_Natural Gas_Water Heater (> 55 gal)_E10 | F6 | Residential | Single Family Regular Income | Existing | Water Heating | Natural Gas | Water Heater (> 55 gal) | E10 | Utility - Value of Sales | 0 | 0 | 0 | 0 | 0 | 0 | 0 | 0 | 0 | 0 | 0 | 0 | 0 | 0 | 0 | 0 | 0 | 0 | 0 | 0 | 0 | 0 | 0 | 0 | 0 | 0 | 0 | 0 | 0 | 0 | 0 | 0 | 0 | 0 | 0 | 0 | 0 | 0 | 0 | 0 | 0 | 0
F1_Residential_Single Family Regular Income_Existing_Appliances_Natural Gas_Clothes Dryer_E1 | F1 | Residential | Single Family Regular Income | Existing | Appliances | Natural Gas | Clothes Dryer | E1 | RVT - Cost of Equipment | 25.9274 | 26.0082 | 26.188 | 26.3352 | 26.2638 | 26.3686 | 26.6201 | 26.8274 | 27.0767 | 27.318 | 27.5616 | 27.7918 | 28.0353 | 28.2897 | 28.533 | 28.7844 | 29.0373 | 29.3086 | 29.571 | 29.8238 | 30.0447 | 30.2499 | 30.4053 | 30.5427 | 30.6226 | 30.6681 | 30.6918 | 30.6869 | 30.6447 | 30.5761 | 30.4587 | 30.3184 | 30.1374 | 0 | 0 | 0 | 0 | 0 | 0 | 0 | 0 | 0
F1_Residential_Single Family Regular Income_Existing_Appliances_Natural Gas_Clothes Dryer_E2 | F1 | Residential | Single Family Regular Income | Existing | Appliances | Natural Gas | Clothes Dryer | E2 | RVT - Cost of Equipment | 24.4827 | 24.559 | 24.7287 | 24.8677 | 24.8003 | 24.8993 | 25.1368 | 25.3326 | 25.568 | 25.7958 | 26.0258 | 26.2432 | 26.4731 | 26.7133 | 26.9431 | 27.1805 | 27.4193 | 27.6755 | 27.9233 | 28.162 | 28.3706 | 28.5643 | 28.7111 | 28.8408 | 28.9162 | 28.9592 | 28.9816 | 28.977 | 28.9371 | 28.8724 | 28.7614 | 28.629 | 28.4581 | 0 | 0 | 0 | 0 | 0 | 0 | 0 | 0 | 0
F1_Residential_Single Family Regular Income_Existing_Appliances_Natural Gas_Clothes Dryer_E3 | F1 | Residential | Single Family Regular Income | Existing | Appliances | Natural Gas | Clothes Dryer | E3 | RVT - Cost of Equipment | 0 | 0 | 0 | 0 | 0 | 0 | 0 | 0 | 0 | 0 | 0 | 0 | 0 | 0 | 0 | 0 | 0 | 0 | 0 | 0 | 0 | 0 | 0 | 0 | 0 | 0 | 0 | 0 | 0 | 0 | 0 | 0 | 0 | 0 | 0 | 0 | 0 | 0 | 0 | 0 | 0 | 0
F1_Residential_Single Family Regular Income_Existing_Appliances_Natural Gas_Clothes Dryer_E4 | F1 | Residential | Single Family Regular Income | Existing | Appliances | Natural Gas | Clothes Dryer | E4 | RVT - Cost of Equipment | 0 | 0 | 0 | 0 | 0 | 0 | 0 | 0 | 0 | 0 | 0 | 0 | 0 | 0 | 0 | 0 | 0 | 0 | 0 | 0 | 0 | 0 | 0 | 0 | 0 | 0 | 0 | 0 | 0 | 0 | 0 | 0 | 0 | 0 | 0 | 0 | 0 | 0 | 0 | 0 | 0 | 0
F1_Residential_Single Family Regular Income_Existing_Appliances_Natural Gas_Clothes Dryer_E5 | F1 | Residential | Single Family Regular Income | Existing | Appliances | Natural Gas | Clothes Dryer | E5 | RVT - Cost of Equipment | 0 | 0 | 0 | 0 | 0 | 0 | 0 | 0 | 0 | 0 | 0 | 0 | 0 | 0 | 0 | 0 | 0 | 0 | 0 | 0 | 0 | 0 | 0 | 0 | 0 | 0 | 0 | 0 | 0 | 0 | 0 | 0 | 0 | 0 | 0 | 0 | 0 | 0 | 0 | 0 | 0 | 0
F1_Residential_Single Family Regular Income_Existing_Appliances_Natural Gas_Clothes Dryer_E6 | F1 | Residential | Single Family Regular Income | Existing | Appliances | Natural Gas | Clothes Dryer | E6 | RVT - Cost of Equipment | 0 | 0 | 0 | 0 | 0 | 0 | 0 | 0 | 0 | 0 | 0 | 0 | 0 | 0 | 0 | 0 | 0 | 0 | 0 | 0 | 0 | 0 | 0 | 0 | 0 | 0 | 0 | 0 | 0 | 0 | 0 | 0 | 0 | 0 | 0 | 0 | 0 | 0 | 0 | 0 | 0 | 0
F1_Residential_Single Family Regular Income_Existing_Appliances_Natural Gas_Clothes Dryer_E7 | F1 | Residential | Single Family Regular Income | Existing | Appliances | Natural Gas | Clothes Dryer | E7 | RVT - Cost of Equipment | 0 | 0 | 0 | 0 | 0 | 0 | 0 | 0 | 0 | 0 | 0 | 0 | 0 | 0 | 0 | 0 | 0 | 0 | 0 | 0 | 0 | 0 | 0 | 0 | 0 | 0 | 0 | 0 | 0 | 0 | 0 | 0 | 0 | 0 | 0 | 0 | 0 | 0 | 0 | 0 | 0 | 0
F1_Residential_Single Family Regular Income_Existing_Appliances_Natural Gas_Clothes Dryer_E8 | F1 | Residential | Single Family Regular Income | Existing | Appliances | Natural Gas | Clothes Dryer | E8 | RVT - Cost of Equipment | 0 | 0 | 0 | 0 | 0 | 0 | 0 | 0 | 0 | 0 | 0 | 0 | 0 | 0 | 0 | 0 | 0 | 0 | 0 | 0 | 0 | 0 | 0 | 0 | 0 | 0 | 0 | 0 | 0 | 0 | 0 | 0 | 0 | 0 | 0 | 0 | 0 | 0 | 0 | 0 | 0 | 0
F1_Residential_Single Family Regular Income_Existing_Appliances_Natural Gas_Clothes Dryer_E9 | F1 | Residential | Single Family Regular Income | Existing | Appliances | Natural Gas | Clothes Dryer | E9 | RVT - Cost of Equipment | 0 | 0 | 0 | 0 | 0 | 0 | 0 | 0 | 0 | 0 | 0 | 0 | 0 | 0 | 0 | 0 | 0 | 0 | 0 | 0 | 0 | 0 | 0 | 0 | 0 | 0 | 0 | 0 | 0 | 0 | 0 | 0 | 0 | 0 | 0 | 0 | 0 | 0 | 0 | 0 | 0 | 0
F1_Residential_Single Family Regular Income_Existing_Appliances_Natural Gas_Clothes Dryer_E10 | F1 | Residential | Single Family Regular Income | Existing | Appliances | Natural Gas | Clothes Dryer | E10 | RVT - Cost of Equipment | 0 | 0 | 0 | 0 | 0 | 0 | 0 | 0 | 0 | 0 | 0 | 0 | 0 | 0 | 0 | 0 | 0 | 0 | 0 | 0 | 0 | 0 | 0 | 0 | 0 | 0 | 0 | 0 | 0 | 0 | 0 | 0 | 0 | 0 | 0 | 0 | 0 | 0 | 0 | 0 | 0 | 0
F2_Residential_Single Family Regular Income_Existing_Appliances_Natural Gas_Clothes Dryer_E1 | F2 | Residential | Single Family Regular Income | Existing | Appliances | Natural Gas | Clothes Dryer | E1 | RVT - Cost of Operation | 18.5136 | 18.5427 | 18.6473 | 18.7314 | 18.6601 | 18.7648 | 19.0158 | 19.2228 | 19.4717 | 19.7126 | 19.9558 | 20.1857 | 20.4288 | 20.6827 | 20.9257 | 21.1767 | 21.4291 | 21.7 | 21.9652 | 22.2242 | 22.455 | 22.674 | 22.8474 | 23.0071 | 23.1143 | 23.1879 | 23.2408 | 23.2661 | 23.2551 | 23.219 | 23.135 | 23.0295 | 22.8844 | 0 | 0 | 0 | 0 | 0 | 0 | 0 | 0 | 0
F2_Residential_Single Family Regular Income_Existing_Appliances_Natural Gas_Clothes Dryer_E2 | F2 | Residential | Single Family Regular Income | Existing | Appliances | Natural Gas | Clothes Dryer | E2 | RVT - Cost of Operation | 17.482 | 17.5095 | 17.6082 | 17.6876 | 17.6203 | 17.7192 | 17.9562 | 18.1517 | 18.3867 | 18.6142 | 18.8438 | 19.0609 | 19.2904 | 19.5302 | 19.7596 | 19.9967 | 20.2351 | 20.4908 | 20.7413 | 20.9858 | 21.2037 | 21.4105 | 21.5743 | 21.7251 | 21.8263 | 21.8959 | 21.9458 | 21.9697 | 21.9593 | 21.9251 | 21.8459 | 21.7462 | 21.6093 | 0 | 0 | 0 | 0 | 0 | 0 | 0 | 0 | 0
F2_Residential_Single Family Regular Income_Existing_Appliances_Natural Gas_Clothes Dryer_E3 | F2 | Residential | Single Family Regular Income | Existing | Appliances | Natural Gas | Clothes Dryer | E3 | RVT - Cost of Operation | 0 | 0 | 0 | 0 | 0 | 0 | 0 | 0 | 0 | 0 | 0 | 0 | 0 | 0 | 0 | 0 | 0 | 0 | 0 | 0 | 0 | 0 | 0 | 0 | 0 | 0 | 0 | 0 | 0 | 0 | 0 | 0 | 0 | 0 | 0 | 0 | 0 | 0 | 0 | 0 | 0 | 0
F2_Residential_Single Family Regular Income_Existing_Appliances_Natural Gas_Clothes Dryer_E4 | F2 | Residential | Single Family Regular Income | Existing | Appliances | Natural Gas | Clothes Dryer | E4 | RVT - Cost of Operation | 0 | 0 | 0 | 0 | 0 | 0 | 0 | 0 | 0 | 0 | 0 | 0 | 0 | 0 | 0 | 0 | 0 | 0 | 0 | 0 | 0 | 0 | 0 | 0 | 0 | 0 | 0 | 0 | 0 | 0 | 0 | 0 | 0 | 0 | 0 | 0 | 0 | 0 | 0 | 0 | 0 | 0
F2_Residential_Single Family Regular Income_Existing_Appliances_Natural Gas_Clothes Dryer_E5 | F2 | Residential | Single Family Regular Income | Existing | Appliances | Natural Gas | Clothes Dryer | E5 | RVT - Cost of Operation | 0 | 0 | 0 | 0 | 0 | 0 | 0 | 0 | 0 | 0 | 0 | 0 | 0 | 0 | 0 | 0 | 0 | 0 | 0 | 0 | 0 | 0 | 0 | 0 | 0 | 0 | 0 | 0 | 0 | 0 | 0 | 0 | 0 | 0 | 0 | 0 | 0 | 0 | 0 | 0 | 0 | 0
F2_Residential_Single Family Regular Income_Existing_Appliances_Natural Gas_Clothes Dryer_E6 | F2 | Residential | Single Family Regular Income | Existing | Appliances | Natural Gas | Clothes Dryer | E6 | RVT - Cost of Operation | 0 | 0 | 0 | 0 | 0 | 0 | 0 | 0 | 0 | 0 | 0 | 0 | 0 | 0 | 0 | 0 | 0 | 0 | 0 | 0 | 0 | 0 | 0 | 0 | 0 | 0 | 0 | 0 | 0 | 0 | 0 | 0 | 0 | 0 | 0 | 0 | 0 | 0 | 0 | 0 | 0 | 0
F2_Residential_Single Family Regular Income_Existing_Appliances_Natural Gas_Clothes Dryer_E7 | F2 | Residential | Single Family Regular Income | Existing | Appliances | Natural Gas | Clothes Dryer | E7 | RVT - Cost of Operation | 0 | 0 | 0 | 0 | 0 | 0 | 0 | 0 | 0 | 0 | 0 | 0 | 0 | 0 | 0 | 0 | 0 | 0 | 0 | 0 | 0 | 0 | 0 | 0 | 0 | 0 | 0 | 0 | 0 | 0 | 0 | 0 | 0 | 0 | 0 | 0 | 0 | 0 | 0 | 0 | 0 | 0
F2_Residential_Single Family Regular Income_Existing_Appliances_Natural Gas_Clothes Dryer_E8 | F2 | Residential | Single Family Regular Income | Existing | Appliances | Natural Gas | Clothes Dryer | E8 | RVT - Cost of Operation | 0 | 0 | 0 | 0 | 0 | 0 | 0 | 0 | 0 | 0 | 0 | 0 | 0 | 0 | 0 | 0 | 0 | 0 | 0 | 0 | 0 | 0 | 0 | 0 | 0 | 0 | 0 | 0 | 0 | 0 | 0 | 0 | 0 | 0 | 0 | 0 | 0 | 0 | 0 | 0 | 0 | 0
F2_Residential_Single Family Regular Income_Existing_Appliances_Natural Gas_Clothes Dryer_E9 | F2 | Residential | Single Family Regular Income | Existing | Appliances | Natural Gas | Clothes Dryer | E9 | RVT - Cost of Operation | 0 | 0 | 0 | 0 | 0 | 0 | 0 | 0 | 0 | 0 | 0 | 0 | 0 | 0 | 0 | 0 | 0 | 0 | 0 | 0 | 0 | 0 | 0 | 0 | 0 | 0 | 0 | 0 | 0 | 0 | 0 | 0 | 0 | 0 | 0 | 0 | 0 | 0 | 0 | 0 | 0 | 0
F2_Residential_Single Family Regular Income_Existing_Appliances_Natural Gas_Clothes Dryer_E10 | F2 | Residential | Single Family Regular Income | Existing | Appliances | Natural Gas | Clothes Dryer | E10 | RVT - Cost of Operation | 0 | 0 | 0 | 0 | 0 | 0 | 0 | 0 | 0 | 0 | 0 | 0 | 0 | 0 | 0 | 0 | 0 | 0 | 0 | 0 | 0 | 0 | 0 | 0 | 0 | 0 | 0 | 0 | 0 | 0 | 0 | 0 | 0 | 0 | 0 | 0 | 0 | 0 | 0 | 0 | 0 | 0
F3_Residential_Single Family Regular Income_Existing_Appliances_Natural Gas_Clothes Dryer_E1 | F3 | Residential | Single Family Regular Income | Existing | Appliances | Natural Gas | Clothes Dryer | E1 | System - kBTUs of Consumption | 71.2482 | 71.2482 | 71.2482 | 71.2482 | 71.2482 | 71.2482 | 71.2482 | 71.2482 | 71.2482 | 71.2482 | 71.2482 | 71.2482 | 71.2482 | 71.2482 | 71.2482 | 71.2482 | 71.2482 | 71.2482 | 71.2482 | 71.2482 | 71.2482 | 71.2482 | 71.2482 | 71.2482 | 71.2482 | 71.2482 | 71.2482 | 71.2482 | 71.2482 | 71.2482 | 71.2482 | 71.2482 | 71.2482 | 0 | 0 | 0 | 0 | 0 | 0 | 0 | 0 | 0
F3_Residential_Single Family Regular Income_Existing_Appliances_Natural Gas_Clothes Dryer_E2 | F3 | Residential | Single Family Regular Income | Existing | Appliances | Natural Gas | Clothes Dryer | E2 | System - kBTUs of Consumption | 76.5063 | 76.5063 | 76.5063 | 76.5063 | 76.5063 | 76.5063 | 76.5063 | 76.5063 | 76.5063 | 76.5063 | 76.5063 | 76.5063 | 76.5063 | 76.5063 | 76.5063 | 76.5063 | 76.5063 | 76.5063 | 76.5063 | 76.5063 | 76.5063 | 76.5063 | 76.5063 | 76.5063 | 76.5063 | 76.5063 | 76.5063 | 76.5063 | 76.5063 | 76.5063 | 76.5063 | 76.5063 | 76.5063 | 0 | 0 | 0 | 0 | 0 | 0 | 0 | 0 | 0
F3_Residential_Single Family Regular Income_Existing_Appliances_Natural Gas_Clothes Dryer_E3 | F3 | Residential | Single Family Regular Income | Existing | Appliances | Natural Gas | Clothes Dryer | E3 | System - kBTUs of Consumption | 0 | 0 | 0 | 0 | 0 | 0 | 0 | 0 | 0 | 0 | 0 | 0 | 0 | 0 | 0 | 0 | 0 | 0 | 0 | 0 | 0 | 0 | 0 | 0 | 0 | 0 | 0 | 0 | 0 | 0 | 0 | 0 | 0 | 0 | 0 | 0 | 0 | 0 | 0 | 0 | 0 | 0
F3_Residential_Single Family Regular Income_Existing_Appliances_Natural Gas_Clothes Dryer_E4 | F3 | Residential | Single Family Regular Income | Existing | Appliances | Natural Gas | Clothes Dryer | E4 | System - kBTUs of Consumption | 0 | 0 | 0 | 0 | 0 | 0 | 0 | 0 | 0 | 0 | 0 | 0 | 0 | 0 | 0 | 0 | 0 | 0 | 0 | 0 | 0 | 0 | 0 | 0 | 0 | 0 | 0 | 0 | 0 | 0 | 0 | 0 | 0 | 0 | 0 | 0 | 0 | 0 | 0 | 0 | 0 | 0
F3_Residential_Single Family Regular Income_Existing_Appliances_Natural Gas_Clothes Dryer_E5 | F3 | Residential | Single Family Regular Income | Existing | Appliances | Natural Gas | Clothes Dryer | E5 | System - kBTUs of Consumption | 0 | 0 | 0 | 0 | 0 | 0 | 0 | 0 | 0 | 0 | 0 | 0 | 0 | 0 | 0 | 0 | 0 | 0 | 0 | 0 | 0 | 0 | 0 | 0 | 0 | 0 | 0 | 0 | 0 | 0 | 0 | 0 | 0 | 0 | 0 | 0 | 0 | 0 | 0 | 0 | 0 | 0
F3_Residential_Single Family Regular Income_Existing_Appliances_Natural Gas_Clothes Dryer_E6 | F3 | Residential | Single Family Regular Income | Existing | Appliances | Natural Gas | Clothes Dryer | E6 | System - kBTUs of Consumption | 0 | 0 | 0 | 0 | 0 | 0 | 0 | 0 | 0 | 0 | 0 | 0 | 0 | 0 | 0 | 0 | 0 | 0 | 0 | 0 | 0 | 0 | 0 | 0 | 0 | 0 | 0 | 0 | 0 | 0 | 0 | 0 | 0 | 0 | 0 | 0 | 0 | 0 | 0 | 0 | 0 | 0
F3_Residential_Single Family Regular Income_Existing_Appliances_Natural Gas_Clothes Dryer_E7 | F3 | Residential | Single Family Regular Income | Existing | Appliances | Natural Gas | Clothes Dryer | E7 | System - kBTUs of Consumption | 0 | 0 | 0 | 0 | 0 | 0 | 0 | 0 | 0 | 0 | 0 | 0 | 0 | 0 | 0 | 0 | 0 | 0 | 0 | 0 | 0 | 0 | 0 | 0 | 0 | 0 | 0 | 0 | 0 | 0 | 0 | 0 | 0 | 0 | 0 | 0 | 0 | 0 | 0 | 0 | 0 | 0
F3_Residential_Single Family Regular Income_Existing_Appliances_Natural Gas_Clothes Dryer_E8 | F3 | Residential | Single Family Regular Income | Existing | Appliances | Natural Gas | Clothes Dryer | E8 | System - kBTUs of Consumption | 0 | 0 | 0 | 0 | 0 | 0 | 0 | 0 | 0 | 0 | 0 | 0 | 0 | 0 | 0 | 0 | 0 | 0 | 0 | 0 | 0 | 0 | 0 | 0 | 0 | 0 | 0 | 0 | 0 | 0 | 0 | 0 | 0 | 0 | 0 | 0 | 0 | 0 | 0 | 0 | 0 | 0
F3_Residential_Single Family Regular Income_Existing_Appliances_Natural Gas_Clothes Dryer_E9 | F3 | Residential | Single Family Regular Income | Existing | Appliances | Natural Gas | Clothes Dryer | E9 | System - kBTUs of Consumption | 0 | 0 | 0 | 0 | 0 | 0 | 0 | 0 | 0 | 0 | 0 | 0 | 0 | 0 | 0 | 0 | 0 | 0 | 0 | 0 | 0 | 0 | 0 | 0 | 0 | 0 | 0 | 0 | 0 | 0 | 0 | 0 | 0 | 0 | 0 | 0 | 0 | 0 | 0 | 0 | 0 | 0
F3_Residential_Single Family Regular Income_Existing_Appliances_Natural Gas_Clothes Dryer_E10 | F3 | Residential | Single Family Regular Income | Existing | Appliances | Natural Gas | Clothes Dryer | E10 | System - kBTUs of Consumption | 0 | 0 | 0 | 0 | 0 | 0 | 0 | 0 | 0 | 0 | 0 | 0 | 0 | 0 | 0 | 0 | 0 | 0 | 0 | 0 | 0 | 0 | 0 | 0 | 0 | 0 | 0 | 0 | 0 | 0 | 0 | 0 | 0 | 0 | 0 | 0 | 0 | 0 | 0 | 0 | 0 | 0
F4_Residential_Single Family Regular Income_Existing_Appliances_Natural Gas_Clothes Dryer_E1 | F4 | Residential | Single Family Regular Income | Existing | Appliances | Natural Gas | Clothes Dryer | E1 | Utility - Cost of Equipment | 18.5136 | 18.5427 | 18.6473 | 18.7314 | 18.6601 | 18.7648 | 19.0158 | 19.2228 | 19.4717 | 19.7126 | 19.9558 | 20.1857 | 20.4288 | 20.6827 | 20.9257 | 21.1767 | 21.4291 | 21.7 | 21.9652 | 22.2242 | 22.455 | 22.674 | 22.8474 | 23.0071 | 23.1143 | 23.1879 | 23.2408 | 23.2661 | 23.2551 | 23.219 | 23.135 | 23.0295 | 22.8844 | 0 | 0 | 0 | 0 | 0 | 0 | 0 | 0 | 0
F4_Residential_Single Family Regular Income_Existing_Appliances_Natural Gas_Clothes Dryer_E2 | F4 | Residential | Single Family Regular Income | Existing | Appliances | Natural Gas | Clothes Dryer | E2 | Utility - Cost of Equipment | 17.482 | 17.5095 | 17.6082 | 17.6876 | 17.6203 | 17.7192 | 17.9562 | 18.1517 | 18.3867 | 18.6142 | 18.8438 | 19.0609 | 19.2904 | 19.5302 | 19.7596 | 19.9967 | 20.2351 | 20.4908 | 20.7413 | 20.9858 | 21.2037 | 21.4105 | 21.5743 | 21.7251 | 21.8263 | 21.8959 | 21.9458 | 21.9697 | 21.9593 | 21.9251 | 21.8459 | 21.7462 | 21.6093 | 0 | 0 | 0 | 0 | 0 | 0 | 0 | 0 | 0
F4_Residential_Single Family Regular Income_Existing_Appliances_Natural Gas_Clothes Dryer_E3 | F4 | Residential | Single Family Regular Income | Existing | Appliances | Natural Gas | Clothes Dryer | E3 | Utility - Cost of Equipment | 0 | 0 | 0 | 0 | 0 | 0 | 0 | 0 | 0 | 0 | 0 | 0 | 0 | 0 | 0 | 0 | 0 | 0 | 0 | 0 | 0 | 0 | 0 | 0 | 0 | 0 | 0 | 0 | 0 | 0 | 0 | 0 | 0 | 0 | 0 | 0 | 0 | 0 | 0 | 0 | 0 | 0
F4_Residential_Single Family Regular Income_Existing_Appliances_Natural Gas_Clothes Dryer_E4 | F4 | Residential | Single Family Regular Income | Existing | Appliances | Natural Gas | Clothes Dryer | E4 | Utility - Cost of Equipment | 0 | 0 | 0 | 0 | 0 | 0 | 0 | 0 | 0 | 0 | 0 | 0 | 0 | 0 | 0 | 0 | 0 | 0 | 0 | 0 | 0 | 0 | 0 | 0 | 0 | 0 | 0 | 0 | 0 | 0 | 0 | 0 | 0 | 0 | 0 | 0 | 0 | 0 | 0 | 0 | 0 | 0
F4_Residential_Single Family Regular Income_Existing_Appliances_Natural Gas_Clothes Dryer_E5 | F4 | Residential | Single Family Regular Income | Existing | Appliances | Natural Gas | Clothes Dryer | E5 | Utility - Cost of Equipment | 0 | 0 | 0 | 0 | 0 | 0 | 0 | 0 | 0 | 0 | 0 | 0 | 0 | 0 | 0 | 0 | 0 | 0 | 0 | 0 | 0 | 0 | 0 | 0 | 0 | 0 | 0 | 0 | 0 | 0 | 0 | 0 | 0 | 0 | 0 | 0 | 0 | 0 | 0 | 0 | 0 | 0
F4_Residential_Single Family Regular Income_Existing_Appliances_Natural Gas_Clothes Dryer_E6 | F4 | Residential | Single Family Regular Income | Existing | Appliances | Natural Gas | Clothes Dryer | E6 | Utility - Cost of Equipment | 0 | 0 | 0 | 0 | 0 | 0 | 0 | 0 | 0 | 0 | 0 | 0 | 0 | 0 | 0 | 0 | 0 | 0 | 0 | 0 | 0 | 0 | 0 | 0 | 0 | 0 | 0 | 0 | 0 | 0 | 0 | 0 | 0 | 0 | 0 | 0 | 0 | 0 | 0 | 0 | 0 | 0
F4_Residential_Single Family Regular Income_Existing_Appliances_Natural Gas_Clothes Dryer_E7 | F4 | Residential | Single Family Regular Income | Existing | Appliances | Natural Gas | Clothes Dryer | E7 | Utility - Cost of Equipment | 0 | 0 | 0 | 0 | 0 | 0 | 0 | 0 | 0 | 0 | 0 | 0 | 0 | 0 | 0 | 0 | 0 | 0 | 0 | 0 | 0 | 0 | 0 | 0 | 0 | 0 | 0 | 0 | 0 | 0 | 0 | 0 | 0 | 0 | 0 | 0 | 0 | 0 | 0 | 0 | 0 | 0
F4_Residential_Single Family Regular Income_Existing_Appliances_Natural Gas_Clothes Dryer_E8 | F4 | Residential | Single Family Regular Income | Existing | Appliances | Natural Gas | Clothes Dryer | E8 | Utility - Cost of Equipment | 0 | 0 | 0 | 0 | 0 | 0 | 0 | 0 | 0 | 0 | 0 | 0 | 0 | 0 | 0 | 0 | 0 | 0 | 0 | 0 | 0 | 0 | 0 | 0 | 0 | 0 | 0 | 0 | 0 | 0 | 0 | 0 | 0 | 0 | 0 | 0 | 0 | 0 | 0 | 0 | 0 | 0
F4_Residential_Single Family Regular Income_Existing_Appliances_Natural Gas_Clothes Dryer_E9 | F4 | Residential | Single Family Regular Income | Existing | Appliances | Natural Gas | Clothes Dryer | E9 | Utility - Cost of Equipment | 0 | 0 | 0 | 0 | 0 | 0 | 0 | 0 | 0 | 0 | 0 | 0 | 0 | 0 | 0 | 0 | 0 | 0 | 0 | 0 | 0 | 0 | 0 | 0 | 0 | 0 | 0 | 0 | 0 | 0 | 0 | 0 | 0 | 0 | 0 | 0 | 0 | 0 | 0 | 0 | 0 | 0
F4_Residential_Single Family Regular Income_Existing_Appliances_Natural Gas_Clothes Dryer_E10 | F4 | Residential | Single Family Regular Income | Existing | Appliances | Natural Gas | Clothes Dryer | E10 | Utility - Cost of Equipment | 0 | 0 | 0 | 0 | 0 | 0 | 0 | 0 | 0 | 0 | 0 | 0 | 0 | 0 | 0 | 0 | 0 | 0 | 0 | 0 | 0 | 0 | 0 | 0 | 0 | 0 | 0 | 0 | 0 | 0 | 0 | 0 | 0 | 0 | 0 | 0 | 0 | 0 | 0 | 0 | 0 | 0
F5_Residential_Single Family Regular Income_Existing_Appliances_Natural Gas_Clothes Dryer_E1 | F5 | Residential | Single Family Regular Income | Existing | Appliances | Natural Gas | Clothes Dryer | E1 | Utility - Cost of Operation | 71.2482 | 71.2482 | 71.2482 | 71.2482 | 71.2482 | 71.2482 | 71.2482 | 71.2482 | 71.2482 | 71.2482 | 71.2482 | 71.2482 | 71.2482 | 71.2482 | 71.2482 | 71.2482 | 71.2482 | 71.2482 | 71.2482 | 71.2482 | 71.2482 | 71.2482 | 71.2482 | 71.2482 | 71.2482 | 71.2482 | 71.2482 | 71.2482 | 71.2482 | 71.2482 | 71.2482 | 71.2482 | 71.2482 | 0 | 0 | 0 | 0 | 0 | 0 | 0 | 0 | 0
F5_Residential_Single Family Regular Income_Existing_Appliances_Natural Gas_Clothes Dryer_E2 | F5 | Residential | Single Family Regular Income | Existing | Appliances | Natural Gas | Clothes Dryer | E2 | Utility - Cost of Operation | 76.5063 | 76.5063 | 76.5063 | 76.5063 | 76.5063 | 76.5063 | 76.5063 | 76.5063 | 76.5063 | 76.5063 | 76.5063 | 76.5063 | 76.5063 | 76.5063 | 76.5063 | 76.5063 | 76.5063 | 76.5063 | 76.5063 | 76.5063 | 76.5063 | 76.5063 | 76.5063 | 76.5063 | 76.5063 | 76.5063 | 76.5063 | 76.5063 | 76.5063 | 76.5063 | 76.5063 | 76.5063 | 76.5063 | 0 | 0 | 0 | 0 | 0 | 0 | 0 | 0 | 0
F5_Residential_Single Family Regular Income_Existing_Appliances_Natural Gas_Clothes Dryer_E3 | F5 | Residential | Single Family Regular Income | Existing | Appliances | Natural Gas | Clothes Dryer | E3 | Utility - Cost of Operation | 0 | 0 | 0 | 0 | 0 | 0 | 0 | 0 | 0 | 0 | 0 | 0 | 0 | 0 | 0 | 0 | 0 | 0 | 0 | 0 | 0 | 0 | 0 | 0 | 0 | 0 | 0 | 0 | 0 | 0 | 0 | 0 | 0 | 0 | 0 | 0 | 0 | 0 | 0 | 0 | 0 | 0
F5_Residential_Single Family Regular Income_Existing_Appliances_Natural Gas_Clothes Dryer_E4 | F5 | Residential | Single Family Regular Income | Existing | Appliances | Natural Gas | Clothes Dryer | E4 | Utility - Cost of Operation | 0 | 0 | 0 | 0 | 0 | 0 | 0 | 0 | 0 | 0 | 0 | 0 | 0 | 0 | 0 | 0 | 0 | 0 | 0 | 0 | 0 | 0 | 0 | 0 | 0 | 0 | 0 | 0 | 0 | 0 | 0 | 0 | 0 | 0 | 0 | 0 | 0 | 0 | 0 | 0 | 0 | 0
F5_Residential_Single Family Regular Income_Existing_Appliances_Natural Gas_Clothes Dryer_E5 | F5 | Residential | Single Family Regular Income | Existing | Appliances | Natural Gas | Clothes Dryer | E5 | Utility - Cost of Operation | 0 | 0 | 0 | 0 | 0 | 0 | 0 | 0 | 0 | 0 | 0 | 0 | 0 | 0 | 0 | 0 | 0 | 0 | 0 | 0 | 0 | 0 | 0 | 0 | 0 | 0 | 0 | 0 | 0 | 0 | 0 | 0 | 0 | 0 | 0 | 0 | 0 | 0 | 0 | 0 | 0 | 0
F5_Residential_Single Family Regular Income_Existing_Appliances_Natural Gas_Clothes Dryer_E6 | F5 | Residential | Single Family Regular Income | Existing | Appliances | Natural Gas | Clothes Dryer | E6 | Utility - Cost of Operation | 0 | 0 | 0 | 0 | 0 | 0 | 0 | 0 | 0 | 0 | 0 | 0 | 0 | 0 | 0 | 0 | 0 | 0 | 0 | 0 | 0 | 0 | 0 | 0 | 0 | 0 | 0 | 0 | 0 | 0 | 0 | 0 | 0 | 0 | 0 | 0 | 0 | 0 | 0 | 0 | 0 | 0
F5_Residential_Single Family Regular Income_Existing_Appliances_Natural Gas_Clothes Dryer_E7 | F5 | Residential | Single Family Regular Income | Existing | Appliances | Natural Gas | Clothes Dryer | E7 | Utility - Cost of Operation | 0 | 0 | 0 | 0 | 0 | 0 | 0 | 0 | 0 | 0 | 0 | 0 | 0 | 0 | 0 | 0 | 0 | 0 | 0 | 0 | 0 | 0 | 0 | 0 | 0 | 0 | 0 | 0 | 0 | 0 | 0 | 0 | 0 | 0 | 0 | 0 | 0 | 0 | 0 | 0 | 0 | 0
F5_Residential_Single Family Regular Income_Existing_Appliances_Natural Gas_Clothes Dryer_E8 | F5 | Residential | Single Family Regular Income | Existing | Appliances | Natural Gas | Clothes Dryer | E8 | Utility - Cost of Operation | 0 | 0 | 0 | 0 | 0 | 0 | 0 | 0 | 0 | 0 | 0 | 0 | 0 | 0 | 0 | 0 | 0 | 0 | 0 | 0 | 0 | 0 | 0 | 0 | 0 | 0 | 0 | 0 | 0 | 0 | 0 | 0 | 0 | 0 | 0 | 0 | 0 | 0 | 0 | 0 | 0 | 0
F5_Residential_Single Family Regular Income_Existing_Appliances_Natural Gas_Clothes Dryer_E9 | F5 | Residential | Single Family Regular Income | Existing | Appliances | Natural Gas | Clothes Dryer | E9 | Utility - Cost of Operation | 0 | 0 | 0 | 0 | 0 | 0 | 0 | 0 | 0 | 0 | 0 | 0 | 0 | 0 | 0 | 0 | 0 | 0 | 0 | 0 | 0 | 0 | 0 | 0 | 0 | 0 | 0 | 0 | 0 | 0 | 0 | 0 | 0 | 0 | 0 | 0 | 0 | 0 | 0 | 0 | 0 | 0
F5_Residential_Single Family Regular Income_Existing_Appliances_Natural Gas_Clothes Dryer_E10 | F5 | Residential | Single Family Regular Income | Existing | Appliances | Natural Gas | Clothes Dryer | E10 | Utility - Cost of Operation | 0 | 0 | 0 | 0 | 0 | 0 | 0 | 0 | 0 | 0 | 0 | 0 | 0 | 0 | 0 | 0 | 0 | 0 | 0 | 0 | 0 | 0 | 0 | 0 | 0 | 0 | 0 | 0 | 0 | 0 | 0 | 0 | 0 | 0 | 0 | 0 | 0 | 0 | 0 | 0 | 0 | 0
F6_Residential_Single Family Regular Income_Existing_Appliances_Natural Gas_Clothes Dryer_E1 | F6 | Residential | Single Family Regular Income | Existing | Appliances | Natural Gas | Clothes Dryer | E1 | Utility - Value of Sales | 16.5068 | 16.6112 | 16.7544 | 16.8715 | 16.8715 | 16.8715 | 16.8715 | 16.8715 | 16.8715 | 16.8715 | 16.8715 | 16.8715 | 16.8715 | 16.8715 | 16.8715 | 16.8715 | 16.8715 | 16.8715 | 16.8715 | 16.8715 | 16.8715 | 16.8715 | 16.8715 | 16.8715 | 16.8715 | 16.8715 | 16.8715 | 16.8715 | 16.8715 | 16.8715 | 16.8715 | 16.8715 | 16.8715 | 0 | 0 | 0 | 0 | 0 | 0 | 0 | 0 | 0
F6_Residential_Single Family Regular Income_Existing_Appliances_Natural Gas_Clothes Dryer_E2 | F6 | Residential | Single Family Regular Income | Existing | Appliances | Natural Gas | Clothes Dryer | E2 | Utility - Value of Sales | 15.587 | 15.6856 | 15.8208 | 15.9314 | 15.9314 | 15.9314 | 15.9314 | 15.9314 | 15.9314 | 15.9314 | 15.9314 | 15.9314 | 15.9314 | 15.9314 | 15.9314 | 15.9314 | 15.9314 | 15.9314 | 15.9314 | 15.9314 | 15.9314 | 15.9314 | 15.9314 | 15.9314 | 15.9314 | 15.9314 | 15.9314 | 15.9314 | 15.9314 | 15.9314 | 15.9314 | 15.9314 | 15.9314 | 0 | 0 | 0 | 0 | 0 | 0 | 0 | 0 | 0
F6_Residential_Single Family Regular Income_Existing_Appliances_Natural Gas_Clothes Dryer_E3 | F6 | Residential | Single Family Regular Income | Existing | Appliances | Natural Gas | Clothes Dryer | E3 | Utility - Value of Sales | 0 | 0 | 0 | 0 | 0 | 0 | 0 | 0 | 0 | 0 | 0 | 0 | 0 | 0 | 0 | 0 | 0 | 0 | 0 | 0 | 0 | 0 | 0 | 0 | 0 | 0 | 0 | 0 | 0 | 0 | 0 | 0 | 0 | 0 | 0 | 0 | 0 | 0 | 0 | 0 | 0 | 0
F6_Residential_Single Family Regular Income_Existing_Appliances_Natural Gas_Clothes Dryer_E4 | F6 | Residential | Single Family Regular Income | Existing | Appliances | Natural Gas | Clothes Dryer | E4 | Utility - Value of Sales | 0 | 0 | 0 | 0 | 0 | 0 | 0 | 0 | 0 | 0 | 0 | 0 | 0 | 0 | 0 | 0 | 0 | 0 | 0 | 0 | 0 | 0 | 0 | 0 | 0 | 0 | 0 | 0 | 0 | 0 | 0 | 0 | 0 | 0 | 0 | 0 | 0 | 0 | 0 | 0 | 0 | 0
F6_Residential_Single Family Regular Income_Existing_Appliances_Natural Gas_Clothes Dryer_E5 | F6 | Residential | Single Family Regular Income | Existing | Appliances | Natural Gas | Clothes Dryer | E5 | Utility - Value of Sales | 0 | 0 | 0 | 0 | 0 | 0 | 0 | 0 | 0 | 0 | 0 | 0 | 0 | 0 | 0 | 0 | 0 | 0 | 0 | 0 | 0 | 0 | 0 | 0 | 0 | 0 | 0 | 0 | 0 | 0 | 0 | 0 | 0 | 0 | 0 | 0 | 0 | 0 | 0 | 0 | 0 | 0
F6_Residential_Single Family Regular Income_Existing_Appliances_Natural Gas_Clothes Dryer_E6 | F6 | Residential | Single Family Regular Income | Existing | Appliances | Natural Gas | Clothes Dryer | E6 | Utility - Value of Sales | 0 | 0 | 0 | 0 | 0 | 0 | 0 | 0 | 0 | 0 | 0 | 0 | 0 | 0 | 0 | 0 | 0 | 0 | 0 | 0 | 0 | 0 | 0 | 0 | 0 | 0 | 0 | 0 | 0 | 0 | 0 | 0 | 0 | 0 | 0 | 0 | 0 | 0 | 0 | 0 | 0 | 0
F6_Residential_Single Family Regular Income_Existing_Appliances_Natural Gas_Clothes Dryer_E7 | F6 | Residential | Single Family Regular Income | Existing | Appliances | Natural Gas | Clothes Dryer | E7 | Utility - Value of Sales | 0 | 0 | 0 | 0 | 0 | 0 | 0 | 0 | 0 | 0 | 0 | 0 | 0 | 0 | 0 | 0 | 0 | 0 | 0 | 0 | 0 | 0 | 0 | 0 | 0 | 0 | 0 | 0 | 0 | 0 | 0 | 0 | 0 | 0 | 0 | 0 | 0 | 0 | 0 | 0 | 0 | 0
F6_Residential_Single Family Regular Income_Existing_Appliances_Natural Gas_Clothes Dryer_E8 | F6 | Residential | Single Family Regular Income | Existing | Appliances | Natural Gas | Clothes Dryer | E8 | Utility - Value of Sales | 0 | 0 | 0 | 0 | 0 | 0 | 0 | 0 | 0 | 0 | 0 | 0 | 0 | 0 | 0 | 0 | 0 | 0 | 0 | 0 | 0 | 0 | 0 | 0 | 0 | 0 | 0 | 0 | 0 | 0 | 0 | 0 | 0 | 0 | 0 | 0 | 0 | 0 | 0 | 0 | 0 | 0
F6_Residential_Single Family Regular Income_Existing_Appliances_Natural Gas_Clothes Dryer_E9 | F6 | Residential | Single Family Regular Income | Existing | Appliances | Natural Gas | Clothes Dryer | E9 | Utility - Value of Sales | 0 | 0 | 0 | 0 | 0 | 0 | 0 | 0 | 0 | 0 | 0 | 0 | 0 | 0 | 0 | 0 | 0 | 0 | 0 | 0 | 0 | 0 | 0 | 0 | 0 | 0 | 0 | 0 | 0 | 0 | 0 | 0 | 0 | 0 | 0 | 0 | 0 | 0 | 0 | 0 | 0 | 0
F6_Residential_Single Family Regular Income_Existing_Appliances_Natural Gas_Clothes Dryer_E10 | F6 | Residential | Single Family Regular Income | Existing | Appliances | Natural Gas | Clothes Dryer | E10 | Utility - Value of Sales | 0 | 0 | 0 | 0 | 0 | 0 | 0 | 0 | 0 | 0 | 0 | 0 | 0 | 0 | 0 | 0 | 0 | 0 | 0 | 0 | 0 | 0 | 0 | 0 | 0 | 0 | 0 | 0 | 0 | 0 | 0 | 0 | 0 | 0 | 0 | 0 | 0 | 0 | 0 | 0 | 0 | 0
F1_Residential_Single Family Regular Income_Existing_Appliances_Natural Gas_Stove/Oven_E1 | F1 | Residential | Single Family Regular Income | Existing | Appliances | Natural Gas | Stove/Oven | E1 | RVT - Cost of Equipment | 29.5908 | 29.683 | 29.8881 | 30.0562 | 29.9746 | 30.0943 | 30.3813 | 30.618 | 30.9025 | 31.1778 | 31.4558 | 31.7186 | 31.9965 | 32.2868 | 32.5645 | 32.8515 | 33.14 | 33.4497 | 33.7492 | 34.0377 | 34.2898 | 34.524 | 34.7014 | 34.8581 | 34.9493 | 35.0013 | 35.0284 | 35.0227 | 34.9745 | 34.8963 | 34.7623 | 34.6021 | 34.3956 | 0 | 0 | 0 | 0 | 0 | 0 | 0 | 0 | 0
F1_Residential_Single Family Regular Income_Existing_Appliances_Natural Gas_Stove/Oven_E2 | F1 | Residential | Single Family Regular Income | Existing | Appliances | Natural Gas | Stove/Oven | E2 | RVT - Cost of Equipment | 22.2257 | 22.2949 | 22.449 | 22.5752 | 22.514 | 22.6039 | 22.8194 | 22.9971 | 23.2108 | 23.4176 | 23.6265 | 23.8238 | 24.0326 | 24.2506 | 24.4592 | 24.6747 | 24.8915 | 25.1241 | 25.349 | 25.5657 | 25.7551 | 25.931 | 26.0642 | 26.1819 | 26.2505 | 26.2895 | 26.3098 | 26.3056 | 26.2694 | 26.2106 | 26.1099 | 25.9897 | 25.8345 | 0 | 0 | 0 | 0 | 0 | 0 | 0 | 0 | 0
F1_Residential_Single Family Regular Income_Existing_Appliances_Natural Gas_Stove/Oven_E3 | F1 | Residential | Single Family Regular Income | Existing | Appliances | Natural Gas | Stove/Oven | E3 | RVT - Cost of Equipment | 0 | 0 | 0 | 0 | 0 | 0 | 0 | 0 | 0 | 0 | 0 | 0 | 0 | 0 | 0 | 0 | 0 | 0 | 0 | 0 | 0 | 0 | 0 | 0 | 0 | 0 | 0 | 0 | 0 | 0 | 0 | 0 | 0 | 0 | 0 | 0 | 0 | 0 | 0 | 0 | 0 | 0
F1_Residential_Single Family Regular Income_Existing_Appliances_Natural Gas_Stove/Oven_E4 | F1 | Residential | Single Family Regular Income | Existing | Appliances | Natural Gas | Stove/Oven | E4 | RVT - Cost of Equipment | 0 | 0 | 0 | 0 | 0 | 0 | 0 | 0 | 0 | 0 | 0 | 0 | 0 | 0 | 0 | 0 | 0 | 0 | 0 | 0 | 0 | 0 | 0 | 0 | 0 | 0 | 0 | 0 | 0 | 0 | 0 | 0 | 0 | 0 | 0 | 0 | 0 | 0 | 0 | 0 | 0 | 0
F1_Residential_Single Family Regular Income_Existing_Appliances_Natural Gas_Stove/Oven_E5 | F1 | Residential | Single Family Regular Income | Existing | Appliances | Natural Gas | Stove/Oven | E5 | RVT - Cost of Equipment | 0 | 0 | 0 | 0 | 0 | 0 | 0 | 0 | 0 | 0 | 0 | 0 | 0 | 0 | 0 | 0 | 0 | 0 | 0 | 0 | 0 | 0 | 0 | 0 | 0 | 0 | 0 | 0 | 0 | 0 | 0 | 0 | 0 | 0 | 0 | 0 | 0 | 0 | 0 | 0 | 0 | 0
F1_Residential_Single Family Regular Income_Existing_Appliances_Natural Gas_Stove/Oven_E6 | F1 | Residential | Single Family Regular Income | Existing | Appliances | Natural Gas | Stove/Oven | E6 | RVT - Cost of Equipment | 0 | 0 | 0 | 0 | 0 | 0 | 0 | 0 | 0 | 0 | 0 | 0 | 0 | 0 | 0 | 0 | 0 | 0 | 0 | 0 | 0 | 0 | 0 | 0 | 0 | 0 | 0 | 0 | 0 | 0 | 0 | 0 | 0 | 0 | 0 | 0 | 0 | 0 | 0 | 0 | 0 | 0
F1_Residential_Single Family Regular Income_Existing_Appliances_Natural Gas_Stove/Oven_E7 | F1 | Residential | Single Family Regular Income | Existing | Appliances | Natural Gas | Stove/Oven | E7 | RVT - Cost of Equipment | 0 | 0 | 0 | 0 | 0 | 0 | 0 | 0 | 0 | 0 | 0 | 0 | 0 | 0 | 0 | 0 | 0 | 0 | 0 | 0 | 0 | 0 | 0 | 0 | 0 | 0 | 0 | 0 | 0 | 0 | 0 | 0 | 0 | 0 | 0 | 0 | 0 | 0 | 0 | 0 | 0 | 0
F1_Residential_Single Family Regular Income_Existing_Appliances_Natural Gas_Stove/Oven_E8 | F1 | Residential | Single Family Regular Income | Existing | Appliances | Natural Gas | Stove/Oven | E8 | RVT - Cost of Equipment | 0 | 0 | 0 | 0 | 0 | 0 | 0 | 0 | 0 | 0 | 0 | 0 | 0 | 0 | 0 | 0 | 0 | 0 | 0 | 0 | 0 | 0 | 0 | 0 | 0 | 0 | 0 | 0 | 0 | 0 | 0 | 0 | 0 | 0 | 0 | 0 | 0 | 0 | 0 | 0 | 0 | 0
F1_Residential_Single Family Regular Income_Existing_Appliances_Natural Gas_Stove/Oven_E9 | F1 | Residential | Single Family Regular Income | Existing | Appliances | Natural Gas | Stove/Oven | E9 | RVT - Cost of Equipment | 0 | 0 | 0 | 0 | 0 | 0 | 0 | 0 | 0 | 0 | 0 | 0 | 0 | 0 | 0 | 0 | 0 | 0 | 0 | 0 | 0 | 0 | 0 | 0 | 0 | 0 | 0 | 0 | 0 | 0 | 0 | 0 | 0 | 0 | 0 | 0 | 0 | 0 | 0 | 0 | 0 | 0
F1_Residential_Single Family Regular Income_Existing_Appliances_Natural Gas_Stove/Oven_E10 | F1 | Residential | Single Family Regular Income | Existing | Appliances | Natural Gas | Stove/Oven | E10 | RVT - Cost of Equipment | 0 | 0 | 0 | 0 | 0 | 0 | 0 | 0 | 0 | 0 | 0 | 0 | 0 | 0 | 0 | 0 | 0 | 0 | 0 | 0 | 0 | 0 | 0 | 0 | 0 | 0 | 0 | 0 | 0 | 0 | 0 | 0 | 0 | 0 | 0 | 0 | 0 | 0 | 0 | 0 | 0 | 0
F2_Residential_Single Family Regular Income_Existing_Appliances_Natural Gas_Stove/Oven_E1 | F2 | Residential | Single Family Regular Income | Existing | Appliances | Natural Gas | Stove/Oven | E1 | RVT - Cost of Operation | 21.1295 | 21.1627 | 21.282 | 21.378 | 21.2966 | 21.4161 | 21.7026 | 21.9389 | 22.223 | 22.4978 | 22.7754 | 23.0377 | 23.3152 | 23.605 | 23.8823 | 24.1688 | 24.4569 | 24.7661 | 25.0687 | 25.3643 | 25.6277 | 25.8776 | 26.0755 | 26.2579 | 26.3801 | 26.4642 | 26.5246 | 26.5534 | 26.5409 | 26.4996 | 26.4039 | 26.2834 | 26.1178 | 0 | 0 | 0 | 0 | 0 | 0 | 0 | 0 | 0
F2_Residential_Single Family Regular Income_Existing_Appliances_Natural Gas_Stove/Oven_E2 | F2 | Residential | Single Family Regular Income | Existing | Appliances | Natural Gas | Stove/Oven | E2 | RVT - Cost of Operation | 15.8704 | 15.8953 | 15.9849 | 16.057 | 15.9959 | 16.0857 | 16.3008 | 16.4783 | 16.6917 | 16.8981 | 17.1066 | 17.3036 | 17.512 | 17.7297 | 17.938 | 18.1532 | 18.3696 | 18.6018 | 18.8291 | 19.0511 | 19.249 | 19.4367 | 19.5853 | 19.7223 | 19.8141 | 19.8773 | 19.9226 | 19.9443 | 19.9349 | 19.9039 | 19.8319 | 19.7414 | 19.6171 | 0 | 0 | 0 | 0 | 0 | 0 | 0 | 0 | 0
F2_Residential_Single Family Regular Income_Existing_Appliances_Natural Gas_Stove/Oven_E3 | F2 | Residential | Single Family Regular Income | Existing | Appliances | Natural Gas | Stove/Oven | E3 | RVT - Cost of Operation | 0 | 0 | 0 | 0 | 0 | 0 | 0 | 0 | 0 | 0 | 0 | 0 | 0 | 0 | 0 | 0 | 0 | 0 | 0 | 0 | 0 | 0 | 0 | 0 | 0 | 0 | 0 | 0 | 0 | 0 | 0 | 0 | 0 | 0 | 0 | 0 | 0 | 0 | 0 | 0 | 0 | 0
F2_Residential_Single Family Regular Income_Existing_Appliances_Natural Gas_Stove/Oven_E4 | F2 | Residential | Single Family Regular Income | Existing | Appliances | Natural Gas | Stove/Oven | E4 | RVT - Cost of Operation | 0 | 0 | 0 | 0 | 0 | 0 | 0 | 0 | 0 | 0 | 0 | 0 | 0 | 0 | 0 | 0 | 0 | 0 | 0 | 0 | 0 | 0 | 0 | 0 | 0 | 0 | 0 | 0 | 0 | 0 | 0 | 0 | 0 | 0 | 0 | 0 | 0 | 0 | 0 | 0 | 0 | 0
F2_Residential_Single Family Regular Income_Existing_Appliances_Natural Gas_Stove/Oven_E5 | F2 | Residential | Single Family Regular Income | Existing | Appliances | Natural Gas | Stove/Oven | E5 | RVT - Cost of Operation | 0 | 0 | 0 | 0 | 0 | 0 | 0 | 0 | 0 | 0 | 0 | 0 | 0 | 0 | 0 | 0 | 0 | 0 | 0 | 0 | 0 | 0 | 0 | 0 | 0 | 0 | 0 | 0 | 0 | 0 | 0 | 0 | 0 | 0 | 0 | 0 | 0 | 0 | 0 | 0 | 0 | 0
F2_Residential_Single Family Regular Income_Existing_Appliances_Natural Gas_Stove/Oven_E6 | F2 | Residential | Single Family Regular Income | Existing | Appliances | Natural Gas | Stove/Oven | E6 | RVT - Cost of Operation | 0 | 0 | 0 | 0 | 0 | 0 | 0 | 0 | 0 | 0 | 0 | 0 | 0 | 0 | 0 | 0 | 0 | 0 | 0 | 0 | 0 | 0 | 0 | 0 | 0 | 0 | 0 | 0 | 0 | 0 | 0 | 0 | 0 | 0 | 0 | 0 | 0 | 0 | 0 | 0 | 0 | 0
F2_Residential_Single Family Regular Income_Existing_Appliances_Natural Gas_Stove/Oven_E7 | F2 | Residential | Single Family Regular Income | Existing | Appliances | Natural Gas | Stove/Oven | E7 | RVT - Cost of Operation | 0 | 0 | 0 | 0 | 0 | 0 | 0 | 0 | 0 | 0 | 0 | 0 | 0 | 0 | 0 | 0 | 0 | 0 | 0 | 0 | 0 | 0 | 0 | 0 | 0 | 0 | 0 | 0 | 0 | 0 | 0 | 0 | 0 | 0 | 0 | 0 | 0 | 0 | 0 | 0 | 0 | 0
F2_Residential_Single Family Regular Income_Existing_Appliances_Natural Gas_Stove/Oven_E8 | F2 | Residential | Single Family Regular Income | Existing | Appliances | Natural Gas | Stove/Oven | E8 | RVT - Cost of Operation | 0 | 0 | 0 | 0 | 0 | 0 | 0 | 0 | 0 | 0 | 0 | 0 | 0 | 0 | 0 | 0 | 0 | 0 | 0 | 0 | 0 | 0 | 0 | 0 | 0 | 0 | 0 | 0 | 0 | 0 | 0 | 0 | 0 | 0 | 0 | 0 | 0 | 0 | 0 | 0 | 0 | 0
F2_Residential_Single Family Regular Income_Existing_Appliances_Natural Gas_Stove/Oven_E9 | F2 | Residential | Single Family Regular Income | Existing | Appliances | Natural Gas | Stove/Oven | E9 | RVT - Cost of Operation | 0 | 0 | 0 | 0 | 0 | 0 | 0 | 0 | 0 | 0 | 0 | 0 | 0 | 0 | 0 | 0 | 0 | 0 | 0 | 0 | 0 | 0 | 0 | 0 | 0 | 0 | 0 | 0 | 0 | 0 | 0 | 0 | 0 | 0 | 0 | 0 | 0 | 0 | 0 | 0 | 0 | 0
F2_Residential_Single Family Regular Income_Existing_Appliances_Natural Gas_Stove/Oven_E10 | F2 | Residential | Single Family Regular Income | Existing | Appliances | Natural Gas | Stove/Oven | E10 | RVT - Cost of Operation | 0 | 0 | 0 | 0 | 0 | 0 | 0 | 0 | 0 | 0 | 0 | 0 | 0 | 0 | 0 | 0 | 0 | 0 | 0 | 0 | 0 | 0 | 0 | 0 | 0 | 0 | 0 | 0 | 0 | 0 | 0 | 0 | 0 | 0 | 0 | 0 | 0 | 0 | 0 | 0 | 0 | 0
F3_Residential_Single Family Regular Income_Existing_Appliances_Natural Gas_Stove/Oven_E1 | F3 | Residential | Single Family Regular Income | Existing | Appliances | Natural Gas | Stove/Oven | E1 | System - kBTUs of Consumption | 100.3952 | 100.3952 | 100.3952 | 100.3952 | 100.3952 | 100.3952 | 100.3952 | 100.3952 | 100.3952 | 100.3952 | 100.3952 | 100.3952 | 100.3952 | 100.3952 | 100.3952 | 100.3952 | 100.3952 | 100.3952 | 100.3952 | 100.3952 | 100.3952 | 100.3952 | 100.3952 | 100.3952 | 100.3952 | 100.3952 | 100.3952 | 100.3952 | 100.3952 | 100.3952 | 100.3952 | 100.3952 | 100.3952 | 0 | 0 | 0 | 0 | 0 | 0 | 0 | 0 | 0
F3_Residential_Single Family Regular Income_Existing_Appliances_Natural Gas_Stove/Oven_E2 | F3 | Residential | Single Family Regular Income | Existing | Appliances | Natural Gas | Stove/Oven | E2 | System - kBTUs of Consumption | 105.7927 | 105.7927 | 105.7927 | 105.7927 | 105.7927 | 105.7927 | 105.7927 | 105.7927 | 105.7927 | 105.7927 | 105.7927 | 105.7927 | 105.7927 | 105.7927 | 105.7927 | 105.7927 | 105.7927 | 105.7927 | 105.7927 | 105.7927 | 105.7927 | 105.7927 | 105.7927 | 105.7927 | 105.7927 | 105.7927 | 105.7927 | 105.7927 | 105.7927 | 105.7927 | 105.7927 | 105.7927 | 105.7927 | 0 | 0 | 0 | 0 | 0 | 0 | 0 | 0 | 0
F3_Residential_Single Family Regular Income_Existing_Appliances_Natural Gas_Stove/Oven_E3 | F3 | Residential | Single Family Regular Income | Existing | Appliances | Natural Gas | Stove/Oven | E3 | System - kBTUs of Consumption | 0 | 0 | 0 | 0 | 0 | 0 | 0 | 0 | 0 | 0 | 0 | 0 | 0 | 0 | 0 | 0 | 0 | 0 | 0 | 0 | 0 | 0 | 0 | 0 | 0 | 0 | 0 | 0 | 0 | 0 | 0 | 0 | 0 | 0 | 0 | 0 | 0 | 0 | 0 | 0 | 0 | 0
F3_Residential_Single Family Regular Income_Existing_Appliances_Natural Gas_Stove/Oven_E4 | F3 | Residential | Single Family Regular Income | Existing | Appliances | Natural Gas | Stove/Oven | E4 | System - kBTUs of Consumption | 0 | 0 | 0 | 0 | 0 | 0 | 0 | 0 | 0 | 0 | 0 | 0 | 0 | 0 | 0 | 0 | 0 | 0 | 0 | 0 | 0 | 0 | 0 | 0 | 0 | 0 | 0 | 0 | 0 | 0 | 0 | 0 | 0 | 0 | 0 | 0 | 0 | 0 | 0 | 0 | 0 | 0
F3_Residential_Single Family Regular Income_Existing_Appliances_Natural Gas_Stove/Oven_E5 | F3 | Residential | Single Family Regular Income | Existing | Appliances | Natural Gas | Stove/Oven | E5 | System - kBTUs of Consumption | 0 | 0 | 0 | 0 | 0 | 0 | 0 | 0 | 0 | 0 | 0 | 0 | 0 | 0 | 0 | 0 | 0 | 0 | 0 | 0 | 0 | 0 | 0 | 0 | 0 | 0 | 0 | 0 | 0 | 0 | 0 | 0 | 0 | 0 | 0 | 0 | 0 | 0 | 0 | 0 | 0 | 0
F3_Residential_Single Family Regular Income_Existing_Appliances_Natural Gas_Stove/Oven_E6 | F3 | Residential | Single Family Regular Income | Existing | Appliances | Natural Gas | Stove/Oven | E6 | System - kBTUs of Consumption | 0 | 0 | 0 | 0 | 0 | 0 | 0 | 0 | 0 | 0 | 0 | 0 | 0 | 0 | 0 | 0 | 0 | 0 | 0 | 0 | 0 | 0 | 0 | 0 | 0 | 0 | 0 | 0 | 0 | 0 | 0 | 0 | 0 | 0 | 0 | 0 | 0 | 0 | 0 | 0 | 0 | 0
F3_Residential_Single Family Regular Income_Existing_Appliances_Natural Gas_Stove/Oven_E7 | F3 | Residential | Single Family Regular Income | Existing | Appliances | Natural Gas | Stove/Oven | E7 | System - kBTUs of Consumption | 0 | 0 | 0 | 0 | 0 | 0 | 0 | 0 | 0 | 0 | 0 | 0 | 0 | 0 | 0 | 0 | 0 | 0 | 0 | 0 | 0 | 0 | 0 | 0 | 0 | 0 | 0 | 0 | 0 | 0 | 0 | 0 | 0 | 0 | 0 | 0 | 0 | 0 | 0 | 0 | 0 | 0
F3_Residential_Single Family Regular Income_Existing_Appliances_Natural Gas_Stove/Oven_E8 | F3 | Residential | Single Family Regular Income | Existing | Appliances | Natural Gas | Stove/Oven | E8 | System - kBTUs of Consumption | 0 | 0 | 0 | 0 | 0 | 0 | 0 | 0 | 0 | 0 | 0 | 0 | 0 | 0 | 0 | 0 | 0 | 0 | 0 | 0 | 0 | 0 | 0 | 0 | 0 | 0 | 0 | 0 | 0 | 0 | 0 | 0 | 0 | 0 | 0 | 0 | 0 | 0 | 0 | 0 | 0 | 0
F3_Residential_Single Family Regular Income_Existing_Appliances_Natural Gas_Stove/Oven_E9 | F3 | Residential | Single Family Regular Income | Existing | Appliances | Natural Gas | Stove/Oven | E9 | System - kBTUs of Consumption | 0 | 0 | 0 | 0 | 0 | 0 | 0 | 0 | 0 | 0 | 0 | 0 | 0 | 0 | 0 | 0 | 0 | 0 | 0 | 0 | 0 | 0 | 0 | 0 | 0 | 0 | 0 | 0 | 0 | 0 | 0 | 0 | 0 | 0 | 0 | 0 | 0 | 0 | 0 | 0 | 0 | 0
F3_Residential_Single Family Regular Income_Existing_Appliances_Natural Gas_Stove/Oven_E10 | F3 | Residential | Single Family Regular Income | Existing | Appliances | Natural Gas | Stove/Oven | E10 | System - kBTUs of Consumption | 0 | 0 | 0 | 0 | 0 | 0 | 0 | 0 | 0 | 0 | 0 | 0 | 0 | 0 | 0 | 0 | 0 | 0 | 0 | 0 | 0 | 0 | 0 | 0 | 0 | 0 | 0 | 0 | 0 | 0 | 0 | 0 | 0 | 0 | 0 | 0 | 0 | 0 | 0 | 0 | 0 | 0
F4_Residential_Single Family Regular Income_Existing_Appliances_Natural Gas_Stove/Oven_E1 | F4 | Residential | Single Family Regular Income | Existing | Appliances | Natural Gas | Stove/Oven | E1 | Utility - Cost of Equipment | 21.1295 | 21.1627 | 21.282 | 21.378 | 21.2966 | 21.4161 | 21.7026 | 21.9389 | 22.223 | 22.4978 | 22.7754 | 23.0377 | 23.3152 | 23.605 | 23.8823 | 24.1688 | 24.4569 | 24.7661 | 25.0687 | 25.3643 | 25.6277 | 25.8776 | 26.0755 | 26.2579 | 26.3801 | 26.4642 | 26.5246 | 26.5534 | 26.5409 | 26.4996 | 26.4039 | 26.2834 | 26.1178 | 0 | 0 | 0 | 0 | 0 | 0 | 0 | 0 | 0
F4_Residential_Single Family Regular Income_Existing_Appliances_Natural Gas_Stove/Oven_E2 | F4 | Residential | Single Family Regular Income | Existing | Appliances | Natural Gas | Stove/Oven | E2 | Utility - Cost of Equipment | 15.8704 | 15.8953 | 15.9849 | 16.057 | 15.9959 | 16.0857 | 16.3008 | 16.4783 | 16.6917 | 16.8981 | 17.1066 | 17.3036 | 17.512 | 17.7297 | 17.938 | 18.1532 | 18.3696 | 18.6018 | 18.8291 | 19.0511 | 19.249 | 19.4367 | 19.5853 | 19.7223 | 19.8141 | 19.8773 | 19.9226 | 19.9443 | 19.9349 | 19.9039 | 19.8319 | 19.7414 | 19.6171 | 0 | 0 | 0 | 0 | 0 | 0 | 0 | 0 | 0
F4_Residential_Single Family Regular Income_Existing_Appliances_Natural Gas_Stove/Oven_E3 | F4 | Residential | Single Family Regular Income | Existing | Appliances | Natural Gas | Stove/Oven | E3 | Utility - Cost of Equipment | 0 | 0 | 0 | 0 | 0 | 0 | 0 | 0 | 0 | 0 | 0 | 0 | 0 | 0 | 0 | 0 | 0 | 0 | 0 | 0 | 0 | 0 | 0 | 0 | 0 | 0 | 0 | 0 | 0 | 0 | 0 | 0 | 0 | 0 | 0 | 0 | 0 | 0 | 0 | 0 | 0 | 0
F4_Residential_Single Family Regular Income_Existing_Appliances_Natural Gas_Stove/Oven_E4 | F4 | Residential | Single Family Regular Income | Existing | Appliances | Natural Gas | Stove/Oven | E4 | Utility - Cost of Equipment | 0 | 0 | 0 | 0 | 0 | 0 | 0 | 0 | 0 | 0 | 0 | 0 | 0 | 0 | 0 | 0 | 0 | 0 | 0 | 0 | 0 | 0 | 0 | 0 | 0 | 0 | 0 | 0 | 0 | 0 | 0 | 0 | 0 | 0 | 0 | 0 | 0 | 0 | 0 | 0 | 0 | 0
F4_Residential_Single Family Regular Income_Existing_Appliances_Natural Gas_Stove/Oven_E5 | F4 | Residential | Single Family Regular Income | Existing | Appliances | Natural Gas | Stove/Oven | E5 | Utility - Cost of Equipment | 0 | 0 | 0 | 0 | 0 | 0 | 0 | 0 | 0 | 0 | 0 | 0 | 0 | 0 | 0 | 0 | 0 | 0 | 0 | 0 | 0 | 0 | 0 | 0 | 0 | 0 | 0 | 0 | 0 | 0 | 0 | 0 | 0 | 0 | 0 | 0 | 0 | 0 | 0 | 0 | 0 | 0
F4_Residential_Single Family Regular Income_Existing_Appliances_Natural Gas_Stove/Oven_E6 | F4 | Residential | Single Family Regular Income | Existing | Appliances | Natural Gas | Stove/Oven | E6 | Utility - Cost of Equipment | 0 | 0 | 0 | 0 | 0 | 0 | 0 | 0 | 0 | 0 | 0 | 0 | 0 | 0 | 0 | 0 | 0 | 0 | 0 | 0 | 0 | 0 | 0 | 0 | 0 | 0 | 0 | 0 | 0 | 0 | 0 | 0 | 0 | 0 | 0 | 0 | 0 | 0 | 0 | 0 | 0 | 0
F4_Residential_Single Family Regular Income_Existing_Appliances_Natural Gas_Stove/Oven_E7 | F4 | Residential | Single Family Regular Income | Existing | Appliances | Natural Gas | Stove/Oven | E7 | Utility - Cost of Equipment | 0 | 0 | 0 | 0 | 0 | 0 | 0 | 0 | 0 | 0 | 0 | 0 | 0 | 0 | 0 | 0 | 0 | 0 | 0 | 0 | 0 | 0 | 0 | 0 | 0 | 0 | 0 | 0 | 0 | 0 | 0 | 0 | 0 | 0 | 0 | 0 | 0 | 0 | 0 | 0 | 0 | 0
F4_Residential_Single Family Regular Income_Existing_Appliances_Natural Gas_Stove/Oven_E8 | F4 | Residential | Single Family Regular Income | Existing | Appliances | Natural Gas | Stove/Oven | E8 | Utility - Cost of Equipment | 0 | 0 | 0 | 0 | 0 | 0 | 0 | 0 | 0 | 0 | 0 | 0 | 0 | 0 | 0 | 0 | 0 | 0 | 0 | 0 | 0 | 0 | 0 | 0 | 0 | 0 | 0 | 0 | 0 | 0 | 0 | 0 | 0 | 0 | 0 | 0 | 0 | 0 | 0 | 0 | 0 | 0
F4_Residential_Single Family Regular Income_Existing_Appliances_Natural Gas_Stove/Oven_E9 | F4 | Residential | Single Family Regular Income | Existing | Appliances | Natural Gas | Stove/Oven | E9 | Utility - Cost of Equipment | 0 | 0 | 0 | 0 | 0 | 0 | 0 | 0 | 0 | 0 | 0 | 0 | 0 | 0 | 0 | 0 | 0 | 0 | 0 | 0 | 0 | 0 | 0 | 0 | 0 | 0 | 0 | 0 | 0 | 0 | 0 | 0 | 0 | 0 | 0 | 0 | 0 | 0 | 0 | 0 | 0 | 0
F4_Residential_Single Family Regular Income_Existing_Appliances_Natural Gas_Stove/Oven_E10 | F4 | Residential | Single Family Regular Income | Existing | Appliances | Natural Gas | Stove/Oven | E10 | Utility - Cost of Equipment | 0 | 0 | 0 | 0 | 0 | 0 | 0 | 0 | 0 | 0 | 0 | 0 | 0 | 0 | 0 | 0 | 0 | 0 | 0 | 0 | 0 | 0 | 0 | 0 | 0 | 0 | 0 | 0 | 0 | 0 | 0 | 0 | 0 | 0 | 0 | 0 | 0 | 0 | 0 | 0 | 0 | 0
F5_Residential_Single Family Regular Income_Existing_Appliances_Natural Gas_Stove/Oven_E1 | F5 | Residential | Single Family Regular Income | Existing | Appliances | Natural Gas | Stove/Oven | E1 | Utility - Cost of Operation | 100.3952 | 100.3952 | 100.3952 | 100.3952 | 100.3952 | 100.3952 | 100.3952 | 100.3952 | 100.3952 | 100.3952 | 100.3952 | 100.3952 | 100.3952 | 100.3952 | 100.3952 | 100.3952 | 100.3952 | 100.3952 | 100.3952 | 100.3952 | 100.3952 | 100.3952 | 100.3952 | 100.3952 | 100.3952 | 100.3952 | 100.3952 | 100.3952 | 100.3952 | 100.3952 | 100.3952 | 100.3952 | 100.3952 | 0 | 0 | 0 | 0 | 0 | 0 | 0 | 0 | 0
F5_Residential_Single Family Regular Income_Existing_Appliances_Natural Gas_Stove/Oven_E2 | F5 | Residential | Single Family Regular Income | Existing | Appliances | Natural Gas | Stove/Oven | E2 | Utility - Cost of Operation | 105.7927 | 105.7927 | 105.7927 | 105.7927 | 105.7927 | 105.7927 | 105.7927 | 105.7927 | 105.7927 | 105.7927 | 105.7927 | 105.7927 | 105.7927 | 105.7927 | 105.7927 | 105.7927 | 105.7927 | 105.7927 | 105.7927 | 105.7927 | 105.7927 | 105.7927 | 105.7927 | 105.7927 | 105.7927 | 105.7927 | 105.7927 | 105.7927 | 105.7927 | 105.7927 | 105.7927 | 105.7927 | 105.7927 | 0 | 0 | 0 | 0 | 0 | 0 | 0 | 0 | 0
F5_Residential_Single Family Regular Income_Existing_Appliances_Natural Gas_Stove/Oven_E3 | F5 | Residential | Single Family Regular Income | Existing | Appliances | Natural Gas | Stove/Oven | E3 | Utility - Cost of Operation | 0 | 0 | 0 | 0 | 0 | 0 | 0 | 0 | 0 | 0 | 0 | 0 | 0 | 0 | 0 | 0 | 0 | 0 | 0 | 0 | 0 | 0 | 0 | 0 | 0 | 0 | 0 | 0 | 0 | 0 | 0 | 0 | 0 | 0 | 0 | 0 | 0 | 0 | 0 | 0 | 0 | 0
F5_Residential_Single Family Regular Income_Existing_Appliances_Natural Gas_Stove/Oven_E4 | F5 | Residential | Single Family Regular Income | Existing | Appliances | Natural Gas | Stove/Oven | E4 | Utility - Cost of Operation | 0 | 0 | 0 | 0 | 0 | 0 | 0 | 0 | 0 | 0 | 0 | 0 | 0 | 0 | 0 | 0 | 0 | 0 | 0 | 0 | 0 | 0 | 0 | 0 | 0 | 0 | 0 | 0 | 0 | 0 | 0 | 0 | 0 | 0 | 0 | 0 | 0 | 0 | 0 | 0 | 0 | 0
F5_Residential_Single Family Regular Income_Existing_Appliances_Natural Gas_Stove/Oven_E5 | F5 | Residential | Single Family Regular Income | Existing | Appliances | Natural Gas | Stove/Oven | E5 | Utility - Cost of Operation | 0 | 0 | 0 | 0 | 0 | 0 | 0 | 0 | 0 | 0 | 0 | 0 | 0 | 0 | 0 | 0 | 0 | 0 | 0 | 0 | 0 | 0 | 0 | 0 | 0 | 0 | 0 | 0 | 0 | 0 | 0 | 0 | 0 | 0 | 0 | 0 | 0 | 0 | 0 | 0 | 0 | 0
F5_Residential_Single Family Regular Income_Existing_Appliances_Natural Gas_Stove/Oven_E6 | F5 | Residential | Single Family Regular Income | Existing | Appliances | Natural Gas | Stove/Oven | E6 | Utility - Cost of Operation | 0 | 0 | 0 | 0 | 0 | 0 | 0 | 0 | 0 | 0 | 0 | 0 | 0 | 0 | 0 | 0 | 0 | 0 | 0 | 0 | 0 | 0 | 0 | 0 | 0 | 0 | 0 | 0 | 0 | 0 | 0 | 0 | 0 | 0 | 0 | 0 | 0 | 0 | 0 | 0 | 0 | 0
F5_Residential_Single Family Regular Income_Existing_Appliances_Natural Gas_Stove/Oven_E7 | F5 | Residential | Single Family Regular Income | Existing | Appliances | Natural Gas | Stove/Oven | E7 | Utility - Cost of Operation | 0 | 0 | 0 | 0 | 0 | 0 | 0 | 0 | 0 | 0 | 0 | 0 | 0 | 0 | 0 | 0 | 0 | 0 | 0 | 0 | 0 | 0 | 0 | 0 | 0 | 0 | 0 | 0 | 0 | 0 | 0 | 0 | 0 | 0 | 0 | 0 | 0 | 0 | 0 | 0 | 0 | 0
F5_Residential_Single Family Regular Income_Existing_Appliances_Natural Gas_Stove/Oven_E8 | F5 | Residential | Single Family Regular Income | Existing | Appliances | Natural Gas | Stove/Oven | E8 | Utility - Cost of Operation | 0 | 0 | 0 | 0 | 0 | 0 | 0 | 0 | 0 | 0 | 0 | 0 | 0 | 0 | 0 | 0 | 0 | 0 | 0 | 0 | 0 | 0 | 0 | 0 | 0 | 0 | 0 | 0 | 0 | 0 | 0 | 0 | 0 | 0 | 0 | 0 | 0 | 0 | 0 | 0 | 0 | 0
F5_Residential_Single Family Regular Income_Existing_Appliances_Natural Gas_Stove/Oven_E9 | F5 | Residential | Single Family Regular Income | Existing | Appliances | Natural Gas | Stove/Oven | E9 | Utility - Cost of Operation | 0 | 0 | 0 | 0 | 0 | 0 | 0 | 0 | 0 | 0 | 0 | 0 | 0 | 0 | 0 | 0 | 0 | 0 | 0 | 0 | 0 | 0 | 0 | 0 | 0 | 0 | 0 | 0 | 0 | 0 | 0 | 0 | 0 | 0 | 0 | 0 | 0 | 0 | 0 | 0 | 0 | 0
F5_Residential_Single Family Regular Income_Existing_Appliances_Natural Gas_Stove/Oven_E10 | F5 | Residential | Single Family Regular Income | Existing | Appliances | Natural Gas | Stove/Oven | E10 | Utility - Cost of Operation | 0 | 0 | 0 | 0 | 0 | 0 | 0 | 0 | 0 | 0 | 0 | 0 | 0 | 0 | 0 | 0 | 0 | 0 | 0 | 0 | 0 | 0 | 0 | 0 | 0 | 0 | 0 | 0 | 0 | 0 | 0 | 0 | 0 | 0 | 0 | 0 | 0 | 0 | 0 | 0 | 0 | 0
F6_Residential_Single Family Regular Income_Existing_Appliances_Natural Gas_Stove/Oven_E1 | F6 | Residential | Single Family Regular Income | Existing | Appliances | Natural Gas | Stove/Oven | E1 | Utility - Value of Sales | 18.8391 | 18.9582 | 19.1217 | 19.2553 | 19.2553 | 19.2553 | 19.2553 | 19.2553 | 19.2553 | 19.2553 | 19.2553 | 19.2553 | 19.2553 | 19.2553 | 19.2553 | 19.2553 | 19.2553 | 19.2553 | 19.2553 | 19.2553 | 19.2553 | 19.2553 | 19.2553 | 19.2553 | 19.2553 | 19.2553 | 19.2553 | 19.2553 | 19.2553 | 19.2553 | 19.2553 | 19.2553 | 19.2553 | 0 | 0 | 0 | 0 | 0 | 0 | 0 | 0 | 0
F6_Residential_Single Family Regular Income_Existing_Appliances_Natural Gas_Stove/Oven_E2 | F6 | Residential | Single Family Regular Income | Existing | Appliances | Natural Gas | Stove/Oven | E2 | Utility - Value of Sales | 14.1501 | 14.2395 | 14.3623 | 14.4627 | 14.4627 | 14.4627 | 14.4627 | 14.4627 | 14.4627 | 14.4627 | 14.4627 | 14.4627 | 14.4627 | 14.4627 | 14.4627 | 14.4627 | 14.4627 | 14.4627 | 14.4627 | 14.4627 | 14.4627 | 14.4627 | 14.4627 | 14.4627 | 14.4627 | 14.4627 | 14.4627 | 14.4627 | 14.4627 | 14.4627 | 14.4627 | 14.4627 | 14.4627 | 0 | 0 | 0 | 0 | 0 | 0 | 0 | 0 | 0
F6_Residential_Single Family Regular Income_Existing_Appliances_Natural Gas_Stove/Oven_E3 | F6 | Residential | Single Family Regular Income | Existing | Appliances | Natural Gas | Stove/Oven | E3 | Utility - Value of Sales | 0 | 0 | 0 | 0 | 0 | 0 | 0 | 0 | 0 | 0 | 0 | 0 | 0 | 0 | 0 | 0 | 0 | 0 | 0 | 0 | 0 | 0 | 0 | 0 | 0 | 0 | 0 | 0 | 0 | 0 | 0 | 0 | 0 | 0 | 0 | 0 | 0 | 0 | 0 | 0 | 0 | 0
F6_Residential_Single Family Regular Income_Existing_Appliances_Natural Gas_Stove/Oven_E4 | F6 | Residential | Single Family Regular Income | Existing | Appliances | Natural Gas | Stove/Oven | E4 | Utility - Value of Sales | 0 | 0 | 0 | 0 | 0 | 0 | 0 | 0 | 0 | 0 | 0 | 0 | 0 | 0 | 0 | 0 | 0 | 0 | 0 | 0 | 0 | 0 | 0 | 0 | 0 | 0 | 0 | 0 | 0 | 0 | 0 | 0 | 0 | 0 | 0 | 0 | 0 | 0 | 0 | 0 | 0 | 0
F6_Residential_Single Family Regular Income_Existing_Appliances_Natural Gas_Stove/Oven_E5 | F6 | Residential | Single Family Regular Income | Existing | Appliances | Natural Gas | Stove/Oven | E5 | Utility - Value of Sales | 0 | 0 | 0 | 0 | 0 | 0 | 0 | 0 | 0 | 0 | 0 | 0 | 0 | 0 | 0 | 0 | 0 | 0 | 0 | 0 | 0 | 0 | 0 | 0 | 0 | 0 | 0 | 0 | 0 | 0 | 0 | 0 | 0 | 0 | 0 | 0 | 0 | 0 | 0 | 0 | 0 | 0
F6_Residential_Single Family Regular Income_Existing_Appliances_Natural Gas_Stove/Oven_E6 | F6 | Residential | Single Family Regular Income | Existing | Appliances | Natural Gas | Stove/Oven | E6 | Utility - Value of Sales | 0 | 0 | 0 | 0 | 0 | 0 | 0 | 0 | 0 | 0 | 0 | 0 | 0 | 0 | 0 | 0 | 0 | 0 | 0 | 0 | 0 | 0 | 0 | 0 | 0 | 0 | 0 | 0 | 0 | 0 | 0 | 0 | 0 | 0 | 0 | 0 | 0 | 0 | 0 | 0 | 0 | 0
F6_Residential_Single Family Regular Income_Existing_Appliances_Natural Gas_Stove/Oven_E7 | F6 | Residential | Single Family Regular Income | Existing | Appliances | Natural Gas | Stove/Oven | E7 | Utility - Value of Sales | 0 | 0 | 0 | 0 | 0 | 0 | 0 | 0 | 0 | 0 | 0 | 0 | 0 | 0 | 0 | 0 | 0 | 0 | 0 | 0 | 0 | 0 | 0 | 0 | 0 | 0 | 0 | 0 | 0 | 0 | 0 | 0 | 0 | 0 | 0 | 0 | 0 | 0 | 0 | 0 | 0 | 0
F6_Residential_Single Family Regular Income_Existing_Appliances_Natural Gas_Stove/Oven_E8 | F6 | Residential | Single Family Regular Income | Existing | Appliances | Natural Gas | Stove/Oven | E8 | Utility - Value of Sales | 0 | 0 | 0 | 0 | 0 | 0 | 0 | 0 | 0 | 0 | 0 | 0 | 0 | 0 | 0 | 0 | 0 | 0 | 0 | 0 | 0 | 0 | 0 | 0 | 0 | 0 | 0 | 0 | 0 | 0 | 0 | 0 | 0 | 0 | 0 | 0 | 0 | 0 | 0 | 0 | 0 | 0
F6_Residential_Single Family Regular Income_Existing_Appliances_Natural Gas_Stove/Oven_E9 | F6 | Residential | Single Family Regular Income | Existing | Appliances | Natural Gas | Stove/Oven | E9 | Utility - Value of Sales | 0 | 0 | 0 | 0 | 0 | 0 | 0 | 0 | 0 | 0 | 0 | 0 | 0 | 0 | 0 | 0 | 0 | 0 | 0 | 0 | 0 | 0 | 0 | 0 | 0 | 0 | 0 | 0 | 0 | 0 | 0 | 0 | 0 | 0 | 0 | 0 | 0 | 0 | 0 | 0 | 0 | 0
F6_Residential_Single Family Regular Income_Existing_Appliances_Natural Gas_Stove/Oven_E10 | F6 | Residential | Single Family Regular Income | Existing | Appliances | Natural Gas | Stove/Oven | E10 | Utility - Value of Sales | 0 | 0 | 0 | 0 | 0 | 0 | 0 | 0 | 0 | 0 | 0 | 0 | 0 | 0 | 0 | 0 | 0 | 0 | 0 | 0 | 0 | 0 | 0 | 0 | 0 | 0 | 0 | 0 | 0 | 0 | 0 | 0 | 0 | 0 | 0 | 0 | 0 | 0 | 0 | 0 | 0 | 0
F1_Residential_Single Family Regular Income_Existing_Miscellaneous_Natural Gas_Pool Heater_E1 | F1 | Residential | Single Family Regular Income | Existing | Miscellaneous | Natural Gas | Pool Heater | E1 | RVT - Cost of Equipment | 0 | 0 | 0 | 0 | 0 | 0 | 0 | 0 | 0 | 0 | 0 | 0 | 0 | 0 | 0 | 0 | 0 | 0 | 0 | 0 | 0 | 0 | 0 | 0 | 0 | 0 | 0 | 0 | 0 | 0 | 0 | 0 | 0 | 0 | 0 | 0 | 0 | 0 | 0 | 0 | 0 | 0
F1_Residential_Single Family Regular Income_Existing_Miscellaneous_Natural Gas_Pool Heater_E2 | F1 | Residential | Single Family Regular Income | Existing | Miscellaneous | Natural Gas | Pool Heater | E2 | RVT - Cost of Equipment | 0 | 0 | 0 | 0 | 0 | 0 | 0 | 0 | 0 | 0 | 0 | 0 | 0 | 0 | 0 | 0 | 0 | 0 | 0 | 0 | 0 | 0 | 0 | 0 | 0 | 0 | 0 | 0 | 0 | 0 | 0 | 0 | 0 | 0 | 0 | 0 | 0 | 0 | 0 | 0 | 0 | 0
F1_Residential_Single Family Regular Income_Existing_Miscellaneous_Natural Gas_Pool Heater_E3 | F1 | Residential | Single Family Regular Income | Existing | Miscellaneous | Natural Gas | Pool Heater | E3 | RVT - Cost of Equipment | 0 | 0 | 0 | 0 | 0 | 0 | 0 | 0 | 0 | 0 | 0 | 0 | 0 | 0 | 0 | 0 | 0 | 0 | 0 | 0 | 0 | 0 | 0 | 0 | 0 | 0 | 0 | 0 | 0 | 0 | 0 | 0 | 0 | 0 | 0 | 0 | 0 | 0 | 0 | 0 | 0 | 0
F1_Residential_Single Family Regular Income_Existing_Miscellaneous_Natural Gas_Pool Heater_E4 | F1 | Residential | Single Family Regular Income | Existing | Miscellaneous | Natural Gas | Pool Heater | E4 | RVT - Cost of Equipment | 0 | 0 | 0 | 0 | 0 | 0 | 0 | 0 | 0 | 0 | 0 | 0 | 0 | 0 | 0 | 0 | 0 | 0 | 0 | 0 | 0 | 0 | 0 | 0 | 0 | 0 | 0 | 0 | 0 | 0 | 0 | 0 | 0 | 0 | 0 | 0 | 0 | 0 | 0 | 0 | 0 | 0
F1_Residential_Single Family Regular Income_Existing_Miscellaneous_Natural Gas_Pool Heater_E5 | F1 | Residential | Single Family Regular Income | Existing | Miscellaneous | Natural Gas | Pool Heater | E5 | RVT - Cost of Equipment | 0 | 0 | 0 | 0 | 0 | 0 | 0 | 0 | 0 | 0 | 0 | 0 | 0 | 0 | 0 | 0 | 0 | 0 | 0 | 0 | 0 | 0 | 0 | 0 | 0 | 0 | 0 | 0 | 0 | 0 | 0 | 0 | 0 | 0 | 0 | 0 | 0 | 0 | 0 | 0 | 0 | 0
F1_Residential_Single Family Regular Income_Existing_Miscellaneous_Natural Gas_Pool Heater_E6 | F1 | Residential | Single Family Regular Income | Existing | Miscellaneous | Natural Gas | Pool Heater | E6 | RVT - Cost of Equipment | 0 | 0 | 0 | 0 | 0 | 0 | 0 | 0 | 0 | 0 | 0 | 0 | 0 | 0 | 0 | 0 | 0 | 0 | 0 | 0 | 0 | 0 | 0 | 0 | 0 | 0 | 0 | 0 | 0 | 0 | 0 | 0 | 0 | 0 | 0 | 0 | 0 | 0 | 0 | 0 | 0 | 0
F1_Residential_Single Family Regular Income_Existing_Miscellaneous_Natural Gas_Pool Heater_E7 | F1 | Residential | Single Family Regular Income | Existing | Miscellaneous | Natural Gas | Pool Heater | E7 | RVT - Cost of Equipment | 0 | 0 | 0 | 0 | 0 | 0 | 0 | 0 | 0 | 0 | 0 | 0 | 0 | 0 | 0 | 0 | 0 | 0 | 0 | 0 | 0 | 0 | 0 | 0 | 0 | 0 | 0 | 0 | 0 | 0 | 0 | 0 | 0 | 0 | 0 | 0 | 0 | 0 | 0 | 0 | 0 | 0
F1_Residential_Single Family Regular Income_Existing_Miscellaneous_Natural Gas_Pool Heater_E8 | F1 | Residential | Single Family Regular Income | Existing | Miscellaneous | Natural Gas | Pool Heater | E8 | RVT - Cost of Equipment | 0 | 0 | 0 | 0 | 0 | 0 | 0 | 0 | 0 | 0 | 0 | 0 | 0 | 0 | 0 | 0 | 0 | 0 | 0 | 0 | 0 | 0 | 0 | 0 | 0 | 0 | 0 | 0 | 0 | 0 | 0 | 0 | 0 | 0 | 0 | 0 | 0 | 0 | 0 | 0 | 0 | 0
F1_Residential_Single Family Regular Income_Existing_Miscellaneous_Natural Gas_Pool Heater_E9 | F1 | Residential | Single Family Regular Income | Existing | Miscellaneous | Natural Gas | Pool Heater | E9 | RVT - Cost of Equipment | 0 | 0 | 0 | 0 | 0 | 0 | 0 | 0 | 0 | 0 | 0 | 0 | 0 | 0 | 0 | 0 | 0 | 0 | 0 | 0 | 0 | 0 | 0 | 0 | 0 | 0 | 0 | 0 | 0 | 0 | 0 | 0 | 0 | 0 | 0 | 0 | 0 | 0 | 0 | 0 | 0 | 0
F1_Residential_Single Family Regular Income_Existing_Miscellaneous_Natural Gas_Pool Heater_E10 | F1 | Residential | Single Family Regular Income | Existing | Miscellaneous | Natural Gas | Pool Heater | E10 | RVT - Cost of Equipment | 0 | 0 | 0 | 0 | 0 | 0 | 0 | 0 | 0 | 0 | 0 | 0 | 0 | 0 | 0 | 0 | 0 | 0 | 0 | 0 | 0 | 0 | 0 | 0 | 0 | 0 | 0 | 0 | 0 | 0 | 0 | 0 | 0 | 0 | 0 | 0 | 0 | 0 | 0 | 0 | 0 | 0
F2_Residential_Single Family Regular Income_Existing_Miscellaneous_Natural Gas_Pool Heater_E1 | F2 | Residential | Single Family Regular Income | Existing | Miscellaneous | Natural Gas | Pool Heater | E1 | RVT - Cost of Operation | 0 | 0 | 0 | 0 | 0 | 0 | 0 | 0 | 0 | 0 | 0 | 0 | 0 | 0 | 0 | 0 | 0 | 0 | 0 | 0 | 0 | 0 | 0 | 0 | 0 | 0 | 0 | 0 | 0 | 0 | 0 | 0 | 0 | 0 | 0 | 0 | 0 | 0 | 0 | 0 | 0 | 0
F2_Residential_Single Family Regular Income_Existing_Miscellaneous_Natural Gas_Pool Heater_E2 | F2 | Residential | Single Family Regular Income | Existing | Miscellaneous | Natural Gas | Pool Heater | E2 | RVT - Cost of Operation | 0 | 0 | 0 | 0 | 0 | 0 | 0 | 0 | 0 | 0 | 0 | 0 | 0 | 0 | 0 | 0 | 0 | 0 | 0 | 0 | 0 | 0 | 0 | 0 | 0 | 0 | 0 | 0 | 0 | 0 | 0 | 0 | 0 | 0 | 0 | 0 | 0 | 0 | 0 | 0 | 0 | 0
F2_Residential_Single Family Regular Income_Existing_Miscellaneous_Natural Gas_Pool Heater_E3 | F2 | Residential | Single Family Regular Income | Existing | Miscellaneous | Natural Gas | Pool Heater | E3 | RVT - Cost of Operation | 0 | 0 | 0 | 0 | 0 | 0 | 0 | 0 | 0 | 0 | 0 | 0 | 0 | 0 | 0 | 0 | 0 | 0 | 0 | 0 | 0 | 0 | 0 | 0 | 0 | 0 | 0 | 0 | 0 | 0 | 0 | 0 | 0 | 0 | 0 | 0 | 0 | 0 | 0 | 0 | 0 | 0
F2_Residential_Single Family Regular Income_Existing_Miscellaneous_Natural Gas_Pool Heater_E4 | F2 | Residential | Single Family Regular Income | Existing | Miscellaneous | Natural Gas | Pool Heater | E4 | RVT - Cost of Operation | 0 | 0 | 0 | 0 | 0 | 0 | 0 | 0 | 0 | 0 | 0 | 0 | 0 | 0 | 0 | 0 | 0 | 0 | 0 | 0 | 0 | 0 | 0 | 0 | 0 | 0 | 0 | 0 | 0 | 0 | 0 | 0 | 0 | 0 | 0 | 0 | 0 | 0 | 0 | 0 | 0 | 0
F2_Residential_Single Family Regular Income_Existing_Miscellaneous_Natural Gas_Pool Heater_E5 | F2 | Residential | Single Family Regular Income | Existing | Miscellaneous | Natural Gas | Pool Heater | E5 | RVT - Cost of Operation | 0 | 0 | 0 | 0 | 0 | 0 | 0 | 0 | 0 | 0 | 0 | 0 | 0 | 0 | 0 | 0 | 0 | 0 | 0 | 0 | 0 | 0 | 0 | 0 | 0 | 0 | 0 | 0 | 0 | 0 | 0 | 0 | 0 | 0 | 0 | 0 | 0 | 0 | 0 | 0 | 0 | 0
F2_Residential_Single Family Regular Income_Existing_Miscellaneous_Natural Gas_Pool Heater_E6 | F2 | Residential | Single Family Regular Income | Existing | Miscellaneous | Natural Gas | Pool Heater | E6 | RVT - Cost of Operation | 0 | 0 | 0 | 0 | 0 | 0 | 0 | 0 | 0 | 0 | 0 | 0 | 0 | 0 | 0 | 0 | 0 | 0 | 0 | 0 | 0 | 0 | 0 | 0 | 0 | 0 | 0 | 0 | 0 | 0 | 0 | 0 | 0 | 0 | 0 | 0 | 0 | 0 | 0 | 0 | 0 | 0
F2_Residential_Single Family Regular Income_Existing_Miscellaneous_Natural Gas_Pool Heater_E7 | F2 | Residential | Single Family Regular Income | Existing | Miscellaneous | Natural Gas | Pool Heater | E7 | RVT - Cost of Operation | 0 | 0 | 0 | 0 | 0 | 0 | 0 | 0 | 0 | 0 | 0 | 0 | 0 | 0 | 0 | 0 | 0 | 0 | 0 | 0 | 0 | 0 | 0 | 0 | 0 | 0 | 0 | 0 | 0 | 0 | 0 | 0 | 0 | 0 | 0 | 0 | 0 | 0 | 0 | 0 | 0 | 0
F2_Residential_Single Family Regular Income_Existing_Miscellaneous_Natural Gas_Pool Heater_E8 | F2 | Residential | Single Family Regular Income | Existing | Miscellaneous | Natural Gas | Pool Heater | E8 | RVT - Cost of Operation | 0 | 0 | 0 | 0 | 0 | 0 | 0 | 0 | 0 | 0 | 0 | 0 | 0 | 0 | 0 | 0 | 0 | 0 | 0 | 0 | 0 | 0 | 0 | 0 | 0 | 0 | 0 | 0 | 0 | 0 | 0 | 0 | 0 | 0 | 0 | 0 | 0 | 0 | 0 | 0 | 0 | 0
F2_Residential_Single Family Regular Income_Existing_Miscellaneous_Natural Gas_Pool Heater_E9 | F2 | Residential | Single Family Regular Income | Existing | Miscellaneous | Natural Gas | Pool Heater | E9 | RVT - Cost of Operation | 0 | 0 | 0 | 0 | 0 | 0 | 0 | 0 | 0 | 0 | 0 | 0 | 0 | 0 | 0 | 0 | 0 | 0 | 0 | 0 | 0 | 0 | 0 | 0 | 0 | 0 | 0 | 0 | 0 | 0 | 0 | 0 | 0 | 0 | 0 | 0 | 0 | 0 | 0 | 0 | 0 | 0
F2_Residential_Single Family Regular Income_Existing_Miscellaneous_Natural Gas_Pool Heater_E10 | F2 | Residential | Single Family Regular Income | Existing | Miscellaneous | Natural Gas | Pool Heater | E10 | RVT - Cost of Operation | 0 | 0 | 0 | 0 | 0 | 0 | 0 | 0 | 0 | 0 | 0 | 0 | 0 | 0 | 0 | 0 | 0 | 0 | 0 | 0 | 0 | 0 | 0 | 0 | 0 | 0 | 0 | 0 | 0 | 0 | 0 | 0 | 0 | 0 | 0 | 0 | 0 | 0 | 0 | 0 | 0 | 0
F3_Residential_Single Family Regular Income_Existing_Miscellaneous_Natural Gas_Pool Heater_E1 | F3 | Residential | Single Family Regular Income | Existing | Miscellaneous | Natural Gas | Pool Heater | E1 | System - kBTUs of Consumption | 351.766 | 351.766 | 351.766 | 351.766 | 351.766 | 351.766 | 351.766 | 351.766 | 351.766 | 351.766 | 351.766 | 351.766 | 351.766 | 351.766 | 351.766 | 351.766 | 351.766 | 351.766 | 351.766 | 351.766 | 351.766 | 351.766 | 351.766 | 351.766 | 351.766 | 351.766 | 351.766 | 351.766 | 351.766 | 351.766 | 351.766 | 351.766 | 351.766 | 0 | 0 | 0 | 0 | 0 | 0 | 0 | 0 | 0
F3_Residential_Single Family Regular Income_Existing_Miscellaneous_Natural Gas_Pool Heater_E2 | F3 | Residential | Single Family Regular Income | Existing | Miscellaneous | Natural Gas | Pool Heater | E2 | System - kBTUs of Consumption | 427.2575 | 427.2575 | 427.2575 | 427.2575 | 427.2575 | 427.2575 | 427.2575 | 427.2575 | 427.2575 | 427.2575 | 427.2575 | 427.2575 | 427.2575 | 427.2575 | 427.2575 | 427.2575 | 427.2575 | 427.2575 | 427.2575 | 427.2575 | 427.2575 | 427.2575 | 427.2575 | 427.2575 | 427.2575 | 427.2575 | 427.2575 | 427.2575 | 427.2575 | 427.2575 | 427.2575 | 427.2575 | 427.2575 | 0 | 0 | 0 | 0 | 0 | 0 | 0 | 0 | 0
F3_Residential_Single Family Regular Income_Existing_Miscellaneous_Natural Gas_Pool Heater_E3 | F3 | Residential | Single Family Regular Income | Existing | Miscellaneous | Natural Gas | Pool Heater | E3 | System - kBTUs of Consumption | 710.8377 | 710.8377 | 710.8377 | 710.8377 | 710.8377 | 710.8377 | 710.8377 | 710.8377 | 710.8377 | 710.8377 | 710.8377 | 710.8377 | 710.8377 | 710.8377 | 710.8377 | 710.8377 | 710.8377 | 710.8377 | 710.8377 | 710.8377 | 710.8377 | 710.8377 | 710.8377 | 710.8377 | 710.8377 | 710.8377 | 710.8377 | 710.8377 | 710.8377 | 710.8377 | 710.8377 | 710.8377 | 710.8377 | 0 | 0 | 0 | 0 | 0 | 0 | 0 | 0 | 0
F3_Residential_Single Family Regular Income_Existing_Miscellaneous_Natural Gas_Pool Heater_E4 | F3 | Residential | Single Family Regular Income | Existing | Miscellaneous | Natural Gas | Pool Heater | E4 | System - kBTUs of Consumption | 717.234 | 717.234 | 717.234 | 717.234 | 717.234 | 717.234 | 717.234 | 717.234 | 717.234 | 717.234 | 717.234 | 717.234 | 717.234 | 717.234 | 717.234 | 717.234 | 717.234 | 717.234 | 717.234 | 717.234 | 717.234 | 717.234 | 717.234 | 717.234 | 717.234 | 717.234 | 717.234 | 717.234 | 717.234 | 717.234 | 717.234 | 717.234 | 717.234 | 0 | 0 | 0 | 0 | 0 | 0 | 0 | 0 | 0
F3_Residential_Single Family Regular Income_Existing_Miscellaneous_Natural Gas_Pool Heater_E5 | F3 | Residential | Single Family Regular Income | Existing | Miscellaneous | Natural Gas | Pool Heater | E5 | System - kBTUs of Consumption | 0 | 0 | 0 | 0 | 0 | 0 | 0 | 0 | 0 | 0 | 0 | 0 | 0 | 0 | 0 | 0 | 0 | 0 | 0 | 0 | 0 | 0 | 0 | 0 | 0 | 0 | 0 | 0 | 0 | 0 | 0 | 0 | 0 | 0 | 0 | 0 | 0 | 0 | 0 | 0 | 0 | 0
F3_Residential_Single Family Regular Income_Existing_Miscellaneous_Natural Gas_Pool Heater_E6 | F3 | Residential | Single Family Regular Income | Existing | Miscellaneous | Natural Gas | Pool Heater | E6 | System - kBTUs of Consumption | 0 | 0 | 0 | 0 | 0 | 0 | 0 | 0 | 0 | 0 | 0 | 0 | 0 | 0 | 0 | 0 | 0 | 0 | 0 | 0 | 0 | 0 | 0 | 0 | 0 | 0 | 0 | 0 | 0 | 0 | 0 | 0 | 0 | 0 | 0 | 0 | 0 | 0 | 0 | 0 | 0 | 0
F3_Residential_Single Family Regular Income_Existing_Miscellaneous_Natural Gas_Pool Heater_E7 | F3 | Residential | Single Family Regular Income | Existing | Miscellaneous | Natural Gas | Pool Heater | E7 | System - kBTUs of Consumption | 0 | 0 | 0 | 0 | 0 | 0 | 0 | 0 | 0 | 0 | 0 | 0 | 0 | 0 | 0 | 0 | 0 | 0 | 0 | 0 | 0 | 0 | 0 | 0 | 0 | 0 | 0 | 0 | 0 | 0 | 0 | 0 | 0 | 0 | 0 | 0 | 0 | 0 | 0 | 0 | 0 | 0
F3_Residential_Single Family Regular Income_Existing_Miscellaneous_Natural Gas_Pool Heater_E8 | F3 | Residential | Single Family Regular Income | Existing | Miscellaneous | Natural Gas | Pool Heater | E8 | System - kBTUs of Consumption | 0 | 0 | 0 | 0 | 0 | 0 | 0 | 0 | 0 | 0 | 0 | 0 | 0 | 0 | 0 | 0 | 0 | 0 | 0 | 0 | 0 | 0 | 0 | 0 | 0 | 0 | 0 | 0 | 0 | 0 | 0 | 0 | 0 | 0 | 0 | 0 | 0 | 0 | 0 | 0 | 0 | 0
F3_Residential_Single Family Regular Income_Existing_Miscellaneous_Natural Gas_Pool Heater_E9 | F3 | Residential | Single Family Regular Income | Existing | Miscellaneous | Natural Gas | Pool Heater | E9 | System - kBTUs of Consumption | 0 | 0 | 0 | 0 | 0 | 0 | 0 | 0 | 0 | 0 | 0 | 0 | 0 | 0 | 0 | 0 | 0 | 0 | 0 | 0 | 0 | 0 | 0 | 0 | 0 | 0 | 0 | 0 | 0 | 0 | 0 | 0 | 0 | 0 | 0 | 0 | 0 | 0 | 0 | 0 | 0 | 0
F3_Residential_Single Family Regular Income_Existing_Miscellaneous_Natural Gas_Pool Heater_E10 | F3 | Residential | Single Family Regular Income | Existing | Miscellaneous | Natural Gas | Pool Heater | E10 | System - kBTUs of Consumption | 0 | 0 | 0 | 0 | 0 | 0 | 0 | 0 | 0 | 0 | 0 | 0 | 0 | 0 | 0 | 0 | 0 | 0 | 0 | 0 | 0 | 0 | 0 | 0 | 0 | 0 | 0 | 0 | 0 | 0 | 0 | 0 | 0 | 0 | 0 | 0 | 0 | 0 | 0 | 0 | 0 | 0
F4_Residential_Single Family Regular Income_Existing_Miscellaneous_Natural Gas_Pool Heater_E1 | F4 | Residential | Single Family Regular Income | Existing | Miscellaneous | Natural Gas | Pool Heater | E1 | Utility - Cost of Equipment | 0 | 0 | 0 | 0 | 0 | 0 | 0 | 0 | 0 | 0 | 0 | 0 | 0 | 0 | 0 | 0 | 0 | 0 | 0 | 0 | 0 | 0 | 0 | 0 | 0 | 0 | 0 | 0 | 0 | 0 | 0 | 0 | 0 | 0 | 0 | 0 | 0 | 0 | 0 | 0 | 0 | 0
F4_Residential_Single Family Regular Income_Existing_Miscellaneous_Natural Gas_Pool Heater_E2 | F4 | Residential | Single Family Regular Income | Existing | Miscellaneous | Natural Gas | Pool Heater | E2 | Utility - Cost of Equipment | 0 | 0 | 0 | 0 | 0 | 0 | 0 | 0 | 0 | 0 | 0 | 0 | 0 | 0 | 0 | 0 | 0 | 0 | 0 | 0 | 0 | 0 | 0 | 0 | 0 | 0 | 0 | 0 | 0 | 0 | 0 | 0 | 0 | 0 | 0 | 0 | 0 | 0 | 0 | 0 | 0 | 0
F4_Residential_Single Family Regular Income_Existing_Miscellaneous_Natural Gas_Pool Heater_E3 | F4 | Residential | Single Family Regular Income | Existing | Miscellaneous | Natural Gas | Pool Heater | E3 | Utility - Cost of Equipment | 0 | 0 | 0 | 0 | 0 | 0 | 0 | 0 | 0 | 0 | 0 | 0 | 0 | 0 | 0 | 0 | 0 | 0 | 0 | 0 | 0 | 0 | 0 | 0 | 0 | 0 | 0 | 0 | 0 | 0 | 0 | 0 | 0 | 0 | 0 | 0 | 0 | 0 | 0 | 0 | 0 | 0
F4_Residential_Single Family Regular Income_Existing_Miscellaneous_Natural Gas_Pool Heater_E4 | F4 | Residential | Single Family Regular Income | Existing | Miscellaneous | Natural Gas | Pool Heater | E4 | Utility - Cost of Equipment | 0 | 0 | 0 | 0 | 0 | 0 | 0 | 0 | 0 | 0 | 0 | 0 | 0 | 0 | 0 | 0 | 0 | 0 | 0 | 0 | 0 | 0 | 0 | 0 | 0 | 0 | 0 | 0 | 0 | 0 | 0 | 0 | 0 | 0 | 0 | 0 | 0 | 0 | 0 | 0 | 0 | 0
F4_Residential_Single Family Regular Income_Existing_Miscellaneous_Natural Gas_Pool Heater_E5 | F4 | Residential | Single Family Regular Income | Existing | Miscellaneous | Natural Gas | Pool Heater | E5 | Utility - Cost of Equipment | 0 | 0 | 0 | 0 | 0 | 0 | 0 | 0 | 0 | 0 | 0 | 0 | 0 | 0 | 0 | 0 | 0 | 0 | 0 | 0 | 0 | 0 | 0 | 0 | 0 | 0 | 0 | 0 | 0 | 0 | 0 | 0 | 0 | 0 | 0 | 0 | 0 | 0 | 0 | 0 | 0 | 0
F4_Residential_Single Family Regular Income_Existing_Miscellaneous_Natural Gas_Pool Heater_E6 | F4 | Residential | Single Family Regular Income | Existing | Miscellaneous | Natural Gas | Pool Heater | E6 | Utility - Cost of Equipment | 0 | 0 | 0 | 0 | 0 | 0 | 0 | 0 | 0 | 0 | 0 | 0 | 0 | 0 | 0 | 0 | 0 | 0 | 0 | 0 | 0 | 0 | 0 | 0 | 0 | 0 | 0 | 0 | 0 | 0 | 0 | 0 | 0 | 0 | 0 | 0 | 0 | 0 | 0 | 0 | 0 | 0
F4_Residential_Single Family Regular Income_Existing_Miscellaneous_Natural Gas_Pool Heater_E7 | F4 | Residential | Single Family Regular Income | Existing | Miscellaneous | Natural Gas | Pool Heater | E7 | Utility - Cost of Equipment | 0 | 0 | 0 | 0 | 0 | 0 | 0 | 0 | 0 | 0 | 0 | 0 | 0 | 0 | 0 | 0 | 0 | 0 | 0 | 0 | 0 | 0 | 0 | 0 | 0 | 0 | 0 | 0 | 0 | 0 | 0 | 0 | 0 | 0 | 0 | 0 | 0 | 0 | 0 | 0 | 0 | 0
F4_Residential_Single Family Regular Income_Existing_Miscellaneous_Natural Gas_Pool Heater_E8 | F4 | Residential | Single Family Regular Income | Existing | Miscellaneous | Natural Gas | Pool Heater | E8 | Utility - Cost of Equipment | 0 | 0 | 0 | 0 | 0 | 0 | 0 | 0 | 0 | 0 | 0 | 0 | 0 | 0 | 0 | 0 | 0 | 0 | 0 | 0 | 0 | 0 | 0 | 0 | 0 | 0 | 0 | 0 | 0 | 0 | 0 | 0 | 0 | 0 | 0 | 0 | 0 | 0 | 0 | 0 | 0 | 0
F4_Residential_Single Family Regular Income_Existing_Miscellaneous_Natural Gas_Pool Heater_E9 | F4 | Residential | Single Family Regular Income | Existing | Miscellaneous | Natural Gas | Pool Heater | E9 | Utility - Cost of Equipment | 0 | 0 | 0 | 0 | 0 | 0 | 0 | 0 | 0 | 0 | 0 | 0 | 0 | 0 | 0 | 0 | 0 | 0 | 0 | 0 | 0 | 0 | 0 | 0 | 0 | 0 | 0 | 0 | 0 | 0 | 0 | 0 | 0 | 0 | 0 | 0 | 0 | 0 | 0 | 0 | 0 | 0
F4_Residential_Single Family Regular Income_Existing_Miscellaneous_Natural Gas_Pool Heater_E10 | F4 | Residential | Single Family Regular Income | Existing | Miscellaneous | Natural Gas | Pool Heater | E10 | Utility - Cost of Equipment | 0 | 0 | 0 | 0 | 0 | 0 | 0 | 0 | 0 | 0 | 0 | 0 | 0 | 0 | 0 | 0 | 0 | 0 | 0 | 0 | 0 | 0 | 0 | 0 | 0 | 0 | 0 | 0 | 0 | 0 | 0 | 0 | 0 | 0 | 0 | 0 | 0 | 0 | 0 | 0 | 0 | 0
F5_Residential_Single Family Regular Income_Existing_Miscellaneous_Natural Gas_Pool Heater_E1 | F5 | Residential | Single Family Regular Income | Existing | Miscellaneous | Natural Gas | Pool Heater | E1 | Utility - Cost of Operation | 351.766 | 351.766 | 351.766 | 351.766 | 351.766 | 351.766 | 351.766 | 351.766 | 351.766 | 351.766 | 351.766 | 351.766 | 351.766 | 351.766 | 351.766 | 351.766 | 351.766 | 351.766 | 351.766 | 351.766 | 351.766 | 351.766 | 351.766 | 351.766 | 351.766 | 351.766 | 351.766 | 351.766 | 351.766 | 351.766 | 351.766 | 351.766 | 351.766 | 0 | 0 | 0 | 0 | 0 | 0 | 0 | 0 | 0
F5_Residential_Single Family Regular Income_Existing_Miscellaneous_Natural Gas_Pool Heater_E2 | F5 | Residential | Single Family Regular Income | Existing | Miscellaneous | Natural Gas | Pool Heater | E2 | Utility - Cost of Operation | 427.2575 | 427.2575 | 427.2575 | 427.2575 | 427.2575 | 427.2575 | 427.2575 | 427.2575 | 427.2575 | 427.2575 | 427.2575 | 427.2575 | 427.2575 | 427.2575 | 427.2575 | 427.2575 | 427.2575 | 427.2575 | 427.2575 | 427.2575 | 427.2575 | 427.2575 | 427.2575 | 427.2575 | 427.2575 | 427.2575 | 427.2575 | 427.2575 | 427.2575 | 427.2575 | 427.2575 | 427.2575 | 427.2575 | 0 | 0 | 0 | 0 | 0 | 0 | 0 | 0 | 0
F5_Residential_Single Family Regular Income_Existing_Miscellaneous_Natural Gas_Pool Heater_E3 | F5 | Residential | Single Family Regular Income | Existing | Miscellaneous | Natural Gas | Pool Heater | E3 | Utility - Cost of Operation | 710.8377 | 710.8377 | 710.8377 | 710.8377 | 710.8377 | 710.8377 | 710.8377 | 710.8377 | 710.8377 | 710.8377 | 710.8377 | 710.8377 | 710.8377 | 710.8377 | 710.8377 | 710.8377 | 710.8377 | 710.8377 | 710.8377 | 710.8377 | 710.8377 | 710.8377 | 710.8377 | 710.8377 | 710.8377 | 710.8377 | 710.8377 | 710.8377 | 710.8377 | 710.8377 | 710.8377 | 710.8377 | 710.8377 | 0 | 0 | 0 | 0 | 0 | 0 | 0 | 0 | 0
F5_Residential_Single Family Regular Income_Existing_Miscellaneous_Natural Gas_Pool Heater_E4 | F5 | Residential | Single Family Regular Income | Existing | Miscellaneous | Natural Gas | Pool Heater | E4 | Utility - Cost of Operation | 717.234 | 717.234 | 717.234 | 717.234 | 717.234 | 717.234 | 717.234 | 717.234 | 717.234 | 717.234 | 717.234 | 717.234 | 717.234 | 717.234 | 717.234 | 717.234 | 717.234 | 717.234 | 717.234 | 717.234 | 717.234 | 717.234 | 717.234 | 717.234 | 717.234 | 717.234 | 717.234 | 717.234 | 717.234 | 717.234 | 717.234 | 717.234 | 717.234 | 0 | 0 | 0 | 0 | 0 | 0 | 0 | 0 | 0
F5_Residential_Single Family Regular Income_Existing_Miscellaneous_Natural Gas_Pool Heater_E5 | F5 | Residential | Single Family Regular Income | Existing | Miscellaneous | Natural Gas | Pool Heater | E5 | Utility - Cost of Operation | 0 | 0 | 0 | 0 | 0 | 0 | 0 | 0 | 0 | 0 | 0 | 0 | 0 | 0 | 0 | 0 | 0 | 0 | 0 | 0 | 0 | 0 | 0 | 0 | 0 | 0 | 0 | 0 | 0 | 0 | 0 | 0 | 0 | 0 | 0 | 0 | 0 | 0 | 0 | 0 | 0 | 0
F5_Residential_Single Family Regular Income_Existing_Miscellaneous_Natural Gas_Pool Heater_E6 | F5 | Residential | Single Family Regular Income | Existing | Miscellaneous | Natural Gas | Pool Heater | E6 | Utility - Cost of Operation | 0 | 0 | 0 | 0 | 0 | 0 | 0 | 0 | 0 | 0 | 0 | 0 | 0 | 0 | 0 | 0 | 0 | 0 | 0 | 0 | 0 | 0 | 0 | 0 | 0 | 0 | 0 | 0 | 0 | 0 | 0 | 0 | 0 | 0 | 0 | 0 | 0 | 0 | 0 | 0 | 0 | 0
F5_Residential_Single Family Regular Income_Existing_Miscellaneous_Natural Gas_Pool Heater_E7 | F5 | Residential | Single Family Regular Income | Existing | Miscellaneous | Natural Gas | Pool Heater | E7 | Utility - Cost of Operation | 0 | 0 | 0 | 0 | 0 | 0 | 0 | 0 | 0 | 0 | 0 | 0 | 0 | 0 | 0 | 0 | 0 | 0 | 0 | 0 | 0 | 0 | 0 | 0 | 0 | 0 | 0 | 0 | 0 | 0 | 0 | 0 | 0 | 0 | 0 | 0 | 0 | 0 | 0 | 0 | 0 | 0
F5_Residential_Single Family Regular Income_Existing_Miscellaneous_Natural Gas_Pool Heater_E8 | F5 | Residential | Single Family Regular Income | Existing | Miscellaneous | Natural Gas | Pool Heater | E8 | Utility - Cost of Operation | 0 | 0 | 0 | 0 | 0 | 0 | 0 | 0 | 0 | 0 | 0 | 0 | 0 | 0 | 0 | 0 | 0 | 0 | 0 | 0 | 0 | 0 | 0 | 0 | 0 | 0 | 0 | 0 | 0 | 0 | 0 | 0 | 0 | 0 | 0 | 0 | 0 | 0 | 0 | 0 | 0 | 0
F5_Residential_Single Family Regular Income_Existing_Miscellaneous_Natural Gas_Pool Heater_E9 | F5 | Residential | Single Family Regular Income | Existing | Miscellaneous | Natural Gas | Pool Heater | E9 | Utility - Cost of Operation | 0 | 0 | 0 | 0 | 0 | 0 | 0 | 0 | 0 | 0 | 0 | 0 | 0 | 0 | 0 | 0 | 0 | 0 | 0 | 0 | 0 | 0 | 0 | 0 | 0 | 0 | 0 | 0 | 0 | 0 | 0 | 0 | 0 | 0 | 0 | 0 | 0 | 0 | 0 | 0 | 0 | 0
F5_Residential_Single Family Regular Income_Existing_Miscellaneous_Natural Gas_Pool Heater_E10 | F5 | Residential | Single Family Regular Income | Existing | Miscellaneous | Natural Gas | Pool Heater | E10 | Utility - Cost of Operation | 0 | 0 | 0 | 0 | 0 | 0 | 0 | 0 | 0 | 0 | 0 | 0 | 0 | 0 | 0 | 0 | 0 | 0 | 0 | 0 | 0 | 0 | 0 | 0 | 0 | 0 | 0 | 0 | 0 | 0 | 0 | 0 | 0 | 0 | 0 | 0 | 0 | 0 | 0 | 0 | 0 | 0
F6_Residential_Single Family Regular Income_Existing_Miscellaneous_Natural Gas_Pool Heater_E1 | F6 | Residential | Single Family Regular Income | Existing | Miscellaneous | Natural Gas | Pool Heater | E1 | Utility - Value of Sales | 80.6457 | 81.2604 | 82.1039 | 82.7932 | 82.7932 | 82.7932 | 82.7932 | 82.7932 | 82.7932 | 82.7932 | 82.7932 | 82.7932 | 82.7932 | 82.7932 | 82.7932 | 82.7932 | 82.7932 | 82.7932 | 82.7932 | 82.7932 | 82.7932 | 82.7932 | 82.7932 | 82.7932 | 82.7932 | 82.7932 | 82.7932 | 82.7932 | 82.7932 | 82.7932 | 82.7932 | 82.7932 | 82.7932 | 0 | 0 | 0 | 0 | 0 | 0 | 0 | 0 | 0
F6_Residential_Single Family Regular Income_Existing_Miscellaneous_Natural Gas_Pool Heater_E2 | F6 | Residential | Single Family Regular Income | Existing | Miscellaneous | Natural Gas | Pool Heater | E2 | Utility - Value of Sales | 77.7541 | 78.3467 | 79.1599 | 79.8245 | 79.8245 | 79.8245 | 79.8245 | 79.8245 | 79.8245 | 79.8245 | 79.8245 | 79.8245 | 79.8245 | 79.8245 | 79.8245 | 79.8245 | 79.8245 | 79.8245 | 79.8245 | 79.8245 | 79.8245 | 79.8245 | 79.8245 | 79.8245 | 79.8245 | 79.8245 | 79.8245 | 79.8245 | 79.8245 | 79.8245 | 79.8245 | 79.8245 | 79.8245 | 0 | 0 | 0 | 0 | 0 | 0 | 0 | 0 | 0
F6_Residential_Single Family Regular Income_Existing_Miscellaneous_Natural Gas_Pool Heater_E3 | F6 | Residential | Single Family Regular Income | Existing | Miscellaneous | Natural Gas | Pool Heater | E3 | Utility - Value of Sales | 68.9184 | 69.4436 | 70.1644 | 70.7536 | 70.7536 | 70.7536 | 70.7536 | 70.7536 | 70.7536 | 70.7536 | 70.7536 | 70.7536 | 70.7536 | 70.7536 | 70.7536 | 70.7536 | 70.7536 | 70.7536 | 70.7536 | 70.7536 | 70.7536 | 70.7536 | 70.7536 | 70.7536 | 70.7536 | 70.7536 | 70.7536 | 70.7536 | 70.7536 | 70.7536 | 70.7536 | 70.7536 | 70.7536 | 0 | 0 | 0 | 0 | 0 | 0 | 0 | 0 | 0
F6_Residential_Single Family Regular Income_Existing_Miscellaneous_Natural Gas_Pool Heater_E4 | F6 | Residential | Single Family Regular Income | Existing | Miscellaneous | Natural Gas | Pool Heater | E4 | Utility - Value of Sales | 68.2292 | 68.7492 | 69.4628 | 70.046 | 70.046 | 70.046 | 70.046 | 70.046 | 70.046 | 70.046 | 70.046 | 70.046 | 70.046 | 70.046 | 70.046 | 70.046 | 70.046 | 70.046 | 70.046 | 70.046 | 70.046 | 70.046 | 70.046 | 70.046 | 70.046 | 70.046 | 70.046 | 70.046 | 70.046 | 70.046 | 70.046 | 70.046 | 70.046 | 0 | 0 | 0 | 0 | 0 | 0 | 0 | 0 | 0
F6_Residential_Single Family Regular Income_Existing_Miscellaneous_Natural Gas_Pool Heater_E5 | F6 | Residential | Single Family Regular Income | Existing | Miscellaneous | Natural Gas | Pool Heater | E5 | Utility - Value of Sales | 0 | 0 | 0 | 0 | 0 | 0 | 0 | 0 | 0 | 0 | 0 | 0 | 0 | 0 | 0 | 0 | 0 | 0 | 0 | 0 | 0 | 0 | 0 | 0 | 0 | 0 | 0 | 0 | 0 | 0 | 0 | 0 | 0 | 0 | 0 | 0 | 0 | 0 | 0 | 0 | 0 | 0
F6_Residential_Single Family Regular Income_Existing_Miscellaneous_Natural Gas_Pool Heater_E6 | F6 | Residential | Single Family Regular Income | Existing | Miscellaneous | Natural Gas | Pool Heater | E6 | Utility - Value of Sales | 0 | 0 | 0 | 0 | 0 | 0 | 0 | 0 | 0 | 0 | 0 | 0 | 0 | 0 | 0 | 0 | 0 | 0 | 0 | 0 | 0 | 0 | 0 | 0 | 0 | 0 | 0 | 0 | 0 | 0 | 0 | 0 | 0 | 0 | 0 | 0 | 0 | 0 | 0 | 0 | 0 | 0
F6_Residential_Single Family Regular Income_Existing_Miscellaneous_Natural Gas_Pool Heater_E7 | F6 | Residential | Single Family Regular Income | Existing | Miscellaneous | Natural Gas | Pool Heater | E7 | Utility - Value of Sales | 0 | 0 | 0 | 0 | 0 | 0 | 0 | 0 | 0 | 0 | 0 | 0 | 0 | 0 | 0 | 0 | 0 | 0 | 0 | 0 | 0 | 0 | 0 | 0 | 0 | 0 | 0 | 0 | 0 | 0 | 0 | 0 | 0 | 0 | 0 | 0 | 0 | 0 | 0 | 0 | 0 | 0
F6_Residential_Single Family Regular Income_Existing_Miscellaneous_Natural Gas_Pool Heater_E8 | F6 | Residential | Single Family Regular Income | Existing | Miscellaneous | Natural Gas | Pool Heater | E8 | Utility - Value of Sales | 0 | 0 | 0 | 0 | 0 | 0 | 0 | 0 | 0 | 0 | 0 | 0 | 0 | 0 | 0 | 0 | 0 | 0 | 0 | 0 | 0 | 0 | 0 | 0 | 0 | 0 | 0 | 0 | 0 | 0 | 0 | 0 | 0 | 0 | 0 | 0 | 0 | 0 | 0 | 0 | 0 | 0
F6_Residential_Single Family Regular Income_Existing_Miscellaneous_Natural Gas_Pool Heater_E9 | F6 | Residential | Single Family Regular Income | Existing | Miscellaneous | Natural Gas | Pool Heater | E9 | Utility - Value of Sales | 0 | 0 | 0 | 0 | 0 | 0 | 0 | 0 | 0 | 0 | 0 | 0 | 0 | 0 | 0 | 0 | 0 | 0 | 0 | 0 | 0 | 0 | 0 | 0 | 0 | 0 | 0 | 0 | 0 | 0 | 0 | 0 | 0 | 0 | 0 | 0 | 0 | 0 | 0 | 0 | 0 | 0
F6_Residential_Single Family Regular Income_Existing_Miscellaneous_Natural Gas_Pool Heater_E10 | F6 | Residential | Single Family Regular Income | Existing | Miscellaneous | Natural Gas | Pool Heater | E10 | Utility - Value of Sales | 0 | 0 | 0 | 0 | 0 | 0 | 0 | 0 | 0 | 0 | 0 | 0 | 0 | 0 | 0 | 0 | 0 | 0 | 0 | 0 | 0 | 0 | 0 | 0 | 0 | 0 | 0 | 0 | 0 | 0 | 0 | 0 | 0 | 0 | 0 | 0 | 0 | 0 | 0 | 0 | 0 | 0
F1_Residential_Single Family Regular Income_Existing_Miscellaneous_Natural Gas_Miscellaneous_E1 | F1 | Residential | Single Family Regular Income | Existing | Miscellaneous | Natural Gas | Miscellaneous | E1 | RVT - Cost of Equipment | 0 | 0 | 0 | 0 | 0 | 0 | 0 | 0 | 0 | 0 | 0 | 0 | 0 | 0 | 0 | 0 | 0 | 0 | 0 | 0 | 0 | 0 | 0 | 0 | 0 | 0 | 0 | 0 | 0 | 0 | 0 | 0 | 0 | 0 | 0 | 0 | 0 | 0 | 0 | 0 | 0 | 0
F1_Residential_Single Family Regular Income_Existing_Miscellaneous_Natural Gas_Miscellaneous_E2 | F1 | Residential | Single Family Regular Income | Existing | Miscellaneous | Natural Gas | Miscellaneous | E2 | RVT - Cost of Equipment | 0 | 0 | 0 | 0 | 0 | 0 | 0 | 0 | 0 | 0 | 0 | 0 | 0 | 0 | 0 | 0 | 0 | 0 | 0 | 0 | 0 | 0 | 0 | 0 | 0 | 0 | 0 | 0 | 0 | 0 | 0 | 0 | 0 | 0 | 0 | 0 | 0 | 0 | 0 | 0 | 0 | 0
F1_Residential_Single Family Regular Income_Existing_Miscellaneous_Natural Gas_Miscellaneous_E3 | F1 | Residential | Single Family Regular Income | Existing | Miscellaneous | Natural Gas | Miscellaneous | E3 | RVT - Cost of Equipment | 0 | 0 | 0 | 0 | 0 | 0 | 0 | 0 | 0 | 0 | 0 | 0 | 0 | 0 | 0 | 0 | 0 | 0 | 0 | 0 | 0 | 0 | 0 | 0 | 0 | 0 | 0 | 0 | 0 | 0 | 0 | 0 | 0 | 0 | 0 | 0 | 0 | 0 | 0 | 0 | 0 | 0
F1_Residential_Single Family Regular Income_Existing_Miscellaneous_Natural Gas_Miscellaneous_E4 | F1 | Residential | Single Family Regular Income | Existing | Miscellaneous | Natural Gas | Miscellaneous | E4 | RVT - Cost of Equipment | 0 | 0 | 0 | 0 | 0 | 0 | 0 | 0 | 0 | 0 | 0 | 0 | 0 | 0 | 0 | 0 | 0 | 0 | 0 | 0 | 0 | 0 | 0 | 0 | 0 | 0 | 0 | 0 | 0 | 0 | 0 | 0 | 0 | 0 | 0 | 0 | 0 | 0 | 0 | 0 | 0 | 0
F1_Residential_Single Family Regular Income_Existing_Miscellaneous_Natural Gas_Miscellaneous_E5 | F1 | Residential | Single Family Regular Income | Existing | Miscellaneous | Natural Gas | Miscellaneous | E5 | RVT - Cost of Equipment | 0 | 0 | 0 | 0 | 0 | 0 | 0 | 0 | 0 | 0 | 0 | 0 | 0 | 0 | 0 | 0 | 0 | 0 | 0 | 0 | 0 | 0 | 0 | 0 | 0 | 0 | 0 | 0 | 0 | 0 | 0 | 0 | 0 | 0 | 0 | 0 | 0 | 0 | 0 | 0 | 0 | 0
F1_Residential_Single Family Regular Income_Existing_Miscellaneous_Natural Gas_Miscellaneous_E6 | F1 | Residential | Single Family Regular Income | Existing | Miscellaneous | Natural Gas | Miscellaneous | E6 | RVT - Cost of Equipment | 0 | 0 | 0 | 0 | 0 | 0 | 0 | 0 | 0 | 0 | 0 | 0 | 0 | 0 | 0 | 0 | 0 | 0 | 0 | 0 | 0 | 0 | 0 | 0 | 0 | 0 | 0 | 0 | 0 | 0 | 0 | 0 | 0 | 0 | 0 | 0 | 0 | 0 | 0 | 0 | 0 | 0
F1_Residential_Single Family Regular Income_Existing_Miscellaneous_Natural Gas_Miscellaneous_E7 | F1 | Residential | Single Family Regular Income | Existing | Miscellaneous | Natural Gas | Miscellaneous | E7 | RVT - Cost of Equipment | 0 | 0 | 0 | 0 | 0 | 0 | 0 | 0 | 0 | 0 | 0 | 0 | 0 | 0 | 0 | 0 | 0 | 0 | 0 | 0 | 0 | 0 | 0 | 0 | 0 | 0 | 0 | 0 | 0 | 0 | 0 | 0 | 0 | 0 | 0 | 0 | 0 | 0 | 0 | 0 | 0 | 0
F1_Residential_Single Family Regular Income_Existing_Miscellaneous_Natural Gas_Miscellaneous_E8 | F1 | Residential | Single Family Regular Income | Existing | Miscellaneous | Natural Gas | Miscellaneous | E8 | RVT - Cost of Equipment | 0 | 0 | 0 | 0 | 0 | 0 | 0 | 0 | 0 | 0 | 0 | 0 | 0 | 0 | 0 | 0 | 0 | 0 | 0 | 0 | 0 | 0 | 0 | 0 | 0 | 0 | 0 | 0 | 0 | 0 | 0 | 0 | 0 | 0 | 0 | 0 | 0 | 0 | 0 | 0 | 0 | 0
F1_Residential_Single Family Regular Income_Existing_Miscellaneous_Natural Gas_Miscellaneous_E9 | F1 | Residential | Single Family Regular Income | Existing | Miscellaneous | Natural Gas | Miscellaneous | E9 | RVT - Cost of Equipment | 0 | 0 | 0 | 0 | 0 | 0 | 0 | 0 | 0 | 0 | 0 | 0 | 0 | 0 | 0 | 0 | 0 | 0 | 0 | 0 | 0 | 0 | 0 | 0 | 0 | 0 | 0 | 0 | 0 | 0 | 0 | 0 | 0 | 0 | 0 | 0 | 0 | 0 | 0 | 0 | 0 | 0
F1_Residential_Single Family Regular Income_Existing_Miscellaneous_Natural Gas_Miscellaneous_E10 | F1 | Residential | Single Family Regular Income | Existing | Miscellaneous | Natural Gas | Miscellaneous | E10 | RVT - Cost of Equipment | 0 | 0 | 0 | 0 | 0 | 0 | 0 | 0 | 0 | 0 | 0 | 0 | 0 | 0 | 0 | 0 | 0 | 0 | 0 | 0 | 0 | 0 | 0 | 0 | 0 | 0 | 0 | 0 | 0 | 0 | 0 | 0 | 0 | 0 | 0 | 0 | 0 | 0 | 0 | 0 | 0 | 0
F2_Residential_Single Family Regular Income_Existing_Miscellaneous_Natural Gas_Miscellaneous_E1 | F2 | Residential | Single Family Regular Income | Existing | Miscellaneous | Natural Gas | Miscellaneous | E1 | RVT - Cost of Operation | 0 | 0 | 0 | 0 | 0 | 0 | 0 | 0 | 0 | 0 | 0 | 0 | 0 | 0 | 0 | 0 | 0 | 0 | 0 | 0 | 0 | 0 | 0 | 0 | 0 | 0 | 0 | 0 | 0 | 0 | 0 | 0 | 0 | 0 | 0 | 0 | 0 | 0 | 0 | 0 | 0 | 0
F2_Residential_Single Family Regular Income_Existing_Miscellaneous_Natural Gas_Miscellaneous_E2 | F2 | Residential | Single Family Regular Income | Existing | Miscellaneous | Natural Gas | Miscellaneous | E2 | RVT - Cost of Operation | 0 | 0 | 0 | 0 | 0 | 0 | 0 | 0 | 0 | 0 | 0 | 0 | 0 | 0 | 0 | 0 | 0 | 0 | 0 | 0 | 0 | 0 | 0 | 0 | 0 | 0 | 0 | 0 | 0 | 0 | 0 | 0 | 0 | 0 | 0 | 0 | 0 | 0 | 0 | 0 | 0 | 0
F2_Residential_Single Family Regular Income_Existing_Miscellaneous_Natural Gas_Miscellaneous_E3 | F2 | Residential | Single Family Regular Income | Existing | Miscellaneous | Natural Gas | Miscellaneous | E3 | RVT - Cost of Operation | 0 | 0 | 0 | 0 | 0 | 0 | 0 | 0 | 0 | 0 | 0 | 0 | 0 | 0 | 0 | 0 | 0 | 0 | 0 | 0 | 0 | 0 | 0 | 0 | 0 | 0 | 0 | 0 | 0 | 0 | 0 | 0 | 0 | 0 | 0 | 0 | 0 | 0 | 0 | 0 | 0 | 0
F2_Residential_Single Family Regular Income_Existing_Miscellaneous_Natural Gas_Miscellaneous_E4 | F2 | Residential | Single Family Regular Income | Existing | Miscellaneous | Natural Gas | Miscellaneous | E4 | RVT - Cost of Operation | 0 | 0 | 0 | 0 | 0 | 0 | 0 | 0 | 0 | 0 | 0 | 0 | 0 | 0 | 0 | 0 | 0 | 0 | 0 | 0 | 0 | 0 | 0 | 0 | 0 | 0 | 0 | 0 | 0 | 0 | 0 | 0 | 0 | 0 | 0 | 0 | 0 | 0 | 0 | 0 | 0 | 0
F2_Residential_Single Family Regular Income_Existing_Miscellaneous_Natural Gas_Miscellaneous_E5 | F2 | Residential | Single Family Regular Income | Existing | Miscellaneous | Natural Gas | Miscellaneous | E5 | RVT - Cost of Operation | 0 | 0 | 0 | 0 | 0 | 0 | 0 | 0 | 0 | 0 | 0 | 0 | 0 | 0 | 0 | 0 | 0 | 0 | 0 | 0 | 0 | 0 | 0 | 0 | 0 | 0 | 0 | 0 | 0 | 0 | 0 | 0 | 0 | 0 | 0 | 0 | 0 | 0 | 0 | 0 | 0 | 0
F2_Residential_Single Family Regular Income_Existing_Miscellaneous_Natural Gas_Miscellaneous_E6 | F2 | Residential | Single Family Regular Income | Existing | Miscellaneous | Natural Gas | Miscellaneous | E6 | RVT - Cost of Operation | 0 | 0 | 0 | 0 | 0 | 0 | 0 | 0 | 0 | 0 | 0 | 0 | 0 | 0 | 0 | 0 | 0 | 0 | 0 | 0 | 0 | 0 | 0 | 0 | 0 | 0 | 0 | 0 | 0 | 0 | 0 | 0 | 0 | 0 | 0 | 0 | 0 | 0 | 0 | 0 | 0 | 0
F2_Residential_Single Family Regular Income_Existing_Miscellaneous_Natural Gas_Miscellaneous_E7 | F2 | Residential | Single Family Regular Income | Existing | Miscellaneous | Natural Gas | Miscellaneous | E7 | RVT - Cost of Operation | 0 | 0 | 0 | 0 | 0 | 0 | 0 | 0 | 0 | 0 | 0 | 0 | 0 | 0 | 0 | 0 | 0 | 0 | 0 | 0 | 0 | 0 | 0 | 0 | 0 | 0 | 0 | 0 | 0 | 0 | 0 | 0 | 0 | 0 | 0 | 0 | 0 | 0 | 0 | 0 | 0 | 0
F2_Residential_Single Family Regular Income_Existing_Miscellaneous_Natural Gas_Miscellaneous_E8 | F2 | Residential | Single Family Regular Income | Existing | Miscellaneous | Natural Gas | Miscellaneous | E8 | RVT - Cost of Operation | 0 | 0 | 0 | 0 | 0 | 0 | 0 | 0 | 0 | 0 | 0 | 0 | 0 | 0 | 0 | 0 | 0 | 0 | 0 | 0 | 0 | 0 | 0 | 0 | 0 | 0 | 0 | 0 | 0 | 0 | 0 | 0 | 0 | 0 | 0 | 0 | 0 | 0 | 0 | 0 | 0 | 0
F2_Residential_Single Family Regular Income_Existing_Miscellaneous_Natural Gas_Miscellaneous_E9 | F2 | Residential | Single Family Regular Income | Existing | Miscellaneous | Natural Gas | Miscellaneous | E9 | RVT - Cost of Operation | 0 | 0 | 0 | 0 | 0 | 0 | 0 | 0 | 0 | 0 | 0 | 0 | 0 | 0 | 0 | 0 | 0 | 0 | 0 | 0 | 0 | 0 | 0 | 0 | 0 | 0 | 0 | 0 | 0 | 0 | 0 | 0 | 0 | 0 | 0 | 0 | 0 | 0 | 0 | 0 | 0 | 0
F2_Residential_Single Family Regular Income_Existing_Miscellaneous_Natural Gas_Miscellaneous_E10 | F2 | Residential | Single Family Regular Income | Existing | Miscellaneous | Natural Gas | Miscellaneous | E10 | RVT - Cost of Operation | 0 | 0 | 0 | 0 | 0 | 0 | 0 | 0 | 0 | 0 | 0 | 0 | 0 | 0 | 0 | 0 | 0 | 0 | 0 | 0 | 0 | 0 | 0 | 0 | 0 | 0 | 0 | 0 | 0 | 0 | 0 | 0 | 0 | 0 | 0 | 0 | 0 | 0 | 0 | 0 | 0 | 0
F3_Residential_Single Family Regular Income_Existing_Miscellaneous_Natural Gas_Miscellaneous_E1 | F3 | Residential | Single Family Regular Income | Existing | Miscellaneous | Natural Gas | Miscellaneous | E1 | System - kBTUs of Consumption | 16.4611 | 16.4611 | 16.4611 | 16.4611 | 16.4611 | 16.4611 | 16.4611 | 16.4611 | 16.4611 | 16.4611 | 16.4611 | 16.4611 | 16.4611 | 16.4611 | 16.4611 | 16.4611 | 16.4611 | 16.4611 | 16.4611 | 16.4611 | 16.4611 | 16.4611 | 16.4611 | 16.4611 | 16.4611 | 16.4611 | 16.4611 | 16.4611 | 16.4611 | 16.4611 | 16.4611 | 16.4611 | 16.4611 | 0 | 0 | 0 | 0 | 0 | 0 | 0 | 0 | 0
F3_Residential_Single Family Regular Income_Existing_Miscellaneous_Natural Gas_Miscellaneous_E2 | F3 | Residential | Single Family Regular Income | Existing | Miscellaneous | Natural Gas | Miscellaneous | E2 | System - kBTUs of Consumption | 0 | 0 | 0 | 0 | 0 | 0 | 0 | 0 | 0 | 0 | 0 | 0 | 0 | 0 | 0 | 0 | 0 | 0 | 0 | 0 | 0 | 0 | 0 | 0 | 0 | 0 | 0 | 0 | 0 | 0 | 0 | 0 | 0 | 0 | 0 | 0 | 0 | 0 | 0 | 0 | 0 | 0
F3_Residential_Single Family Regular Income_Existing_Miscellaneous_Natural Gas_Miscellaneous_E3 | F3 | Residential | Single Family Regular Income | Existing | Miscellaneous | Natural Gas | Miscellaneous | E3 | System - kBTUs of Consumption | 0 | 0 | 0 | 0 | 0 | 0 | 0 | 0 | 0 | 0 | 0 | 0 | 0 | 0 | 0 | 0 | 0 | 0 | 0 | 0 | 0 | 0 | 0 | 0 | 0 | 0 | 0 | 0 | 0 | 0 | 0 | 0 | 0 | 0 | 0 | 0 | 0 | 0 | 0 | 0 | 0 | 0
F3_Residential_Single Family Regular Income_Existing_Miscellaneous_Natural Gas_Miscellaneous_E4 | F3 | Residential | Single Family Regular Income | Existing | Miscellaneous | Natural Gas | Miscellaneous | E4 | System - kBTUs of Consumption | 0 | 0 | 0 | 0 | 0 | 0 | 0 | 0 | 0 | 0 | 0 | 0 | 0 | 0 | 0 | 0 | 0 | 0 | 0 | 0 | 0 | 0 | 0 | 0 | 0 | 0 | 0 | 0 | 0 | 0 | 0 | 0 | 0 | 0 | 0 | 0 | 0 | 0 | 0 | 0 | 0 | 0
F3_Residential_Single Family Regular Income_Existing_Miscellaneous_Natural Gas_Miscellaneous_E5 | F3 | Residential | Single Family Regular Income | Existing | Miscellaneous | Natural Gas | Miscellaneous | E5 | System - kBTUs of Consumption | 0 | 0 | 0 | 0 | 0 | 0 | 0 | 0 | 0 | 0 | 0 | 0 | 0 | 0 | 0 | 0 | 0 | 0 | 0 | 0 | 0 | 0 | 0 | 0 | 0 | 0 | 0 | 0 | 0 | 0 | 0 | 0 | 0 | 0 | 0 | 0 | 0 | 0 | 0 | 0 | 0 | 0
F3_Residential_Single Family Regular Income_Existing_Miscellaneous_Natural Gas_Miscellaneous_E6 | F3 | Residential | Single Family Regular Income | Existing | Miscellaneous | Natural Gas | Miscellaneous | E6 | System - kBTUs of Consumption | 0 | 0 | 0 | 0 | 0 | 0 | 0 | 0 | 0 | 0 | 0 | 0 | 0 | 0 | 0 | 0 | 0 | 0 | 0 | 0 | 0 | 0 | 0 | 0 | 0 | 0 | 0 | 0 | 0 | 0 | 0 | 0 | 0 | 0 | 0 | 0 | 0 | 0 | 0 | 0 | 0 | 0
F3_Residential_Single Family Regular Income_Existing_Miscellaneous_Natural Gas_Miscellaneous_E7 | F3 | Residential | Single Family Regular Income | Existing | Miscellaneous | Natural Gas | Miscellaneous | E7 | System - kBTUs of Consumption | 0 | 0 | 0 | 0 | 0 | 0 | 0 | 0 | 0 | 0 | 0 | 0 | 0 | 0 | 0 | 0 | 0 | 0 | 0 | 0 | 0 | 0 | 0 | 0 | 0 | 0 | 0 | 0 | 0 | 0 | 0 | 0 | 0 | 0 | 0 | 0 | 0 | 0 | 0 | 0 | 0 | 0
F3_Residential_Single Family Regular Income_Existing_Miscellaneous_Natural Gas_Miscellaneous_E8 | F3 | Residential | Single Family Regular Income | Existing | Miscellaneous | Natural Gas | Miscellaneous | E8 | System - kBTUs of Consumption | 0 | 0 | 0 | 0 | 0 | 0 | 0 | 0 | 0 | 0 | 0 | 0 | 0 | 0 | 0 | 0 | 0 | 0 | 0 | 0 | 0 | 0 | 0 | 0 | 0 | 0 | 0 | 0 | 0 | 0 | 0 | 0 | 0 | 0 | 0 | 0 | 0 | 0 | 0 | 0 | 0 | 0
F3_Residential_Single Family Regular Income_Existing_Miscellaneous_Natural Gas_Miscellaneous_E9 | F3 | Residential | Single Family Regular Income | Existing | Miscellaneous | Natural Gas | Miscellaneous | E9 | System - kBTUs of Consumption | 0 | 0 | 0 | 0 | 0 | 0 | 0 | 0 | 0 | 0 | 0 | 0 | 0 | 0 | 0 | 0 | 0 | 0 | 0 | 0 | 0 | 0 | 0 | 0 | 0 | 0 | 0 | 0 | 0 | 0 | 0 | 0 | 0 | 0 | 0 | 0 | 0 | 0 | 0 | 0 | 0 | 0
F3_Residential_Single Family Regular Income_Existing_Miscellaneous_Natural Gas_Miscellaneous_E10 | F3 | Residential | Single Family Regular Income | Existing | Miscellaneous | Natural Gas | Miscellaneous | E10 | System - kBTUs of Consumption | 0 | 0 | 0 | 0 | 0 | 0 | 0 | 0 | 0 | 0 | 0 | 0 | 0 | 0 | 0 | 0 | 0 | 0 | 0 | 0 | 0 | 0 | 0 | 0 | 0 | 0 | 0 | 0 | 0 | 0 | 0 | 0 | 0 | 0 | 0 | 0 | 0 | 0 | 0 | 0 | 0 | 0
F4_Residential_Single Family Regular Income_Existing_Miscellaneous_Natural Gas_Miscellaneous_E1 | F4 | Residential | Single Family Regular Income | Existing | Miscellaneous | Natural Gas | Miscellaneous | E1 | Utility - Cost of Equipment | 0 | 0 | 0 | 0 | 0 | 0 | 0 | 0 | 0 | 0 | 0 | 0 | 0 | 0 | 0 | 0 | 0 | 0 | 0 | 0 | 0 | 0 | 0 | 0 | 0 | 0 | 0 | 0 | 0 | 0 | 0 | 0 | 0 | 0 | 0 | 0 | 0 | 0 | 0 | 0 | 0 | 0
F4_Residential_Single Family Regular Income_Existing_Miscellaneous_Natural Gas_Miscellaneous_E2 | F4 | Residential | Single Family Regular Income | Existing | Miscellaneous | Natural Gas | Miscellaneous | E2 | Utility - Cost of Equipment | 0 | 0 | 0 | 0 | 0 | 0 | 0 | 0 | 0 | 0 | 0 | 0 | 0 | 0 | 0 | 0 | 0 | 0 | 0 | 0 | 0 | 0 | 0 | 0 | 0 | 0 | 0 | 0 | 0 | 0 | 0 | 0 | 0 | 0 | 0 | 0 | 0 | 0 | 0 | 0 | 0 | 0
F4_Residential_Single Family Regular Income_Existing_Miscellaneous_Natural Gas_Miscellaneous_E3 | F4 | Residential | Single Family Regular Income | Existing | Miscellaneous | Natural Gas | Miscellaneous | E3 | Utility - Cost of Equipment | 0 | 0 | 0 | 0 | 0 | 0 | 0 | 0 | 0 | 0 | 0 | 0 | 0 | 0 | 0 | 0 | 0 | 0 | 0 | 0 | 0 | 0 | 0 | 0 | 0 | 0 | 0 | 0 | 0 | 0 | 0 | 0 | 0 | 0 | 0 | 0 | 0 | 0 | 0 | 0 | 0 | 0
F4_Residential_Single Family Regular Income_Existing_Miscellaneous_Natural Gas_Miscellaneous_E4 | F4 | Residential | Single Family Regular Income | Existing | Miscellaneous | Natural Gas | Miscellaneous | E4 | Utility - Cost of Equipment | 0 | 0 | 0 | 0 | 0 | 0 | 0 | 0 | 0 | 0 | 0 | 0 | 0 | 0 | 0 | 0 | 0 | 0 | 0 | 0 | 0 | 0 | 0 | 0 | 0 | 0 | 0 | 0 | 0 | 0 | 0 | 0 | 0 | 0 | 0 | 0 | 0 | 0 | 0 | 0 | 0 | 0
F4_Residential_Single Family Regular Income_Existing_Miscellaneous_Natural Gas_Miscellaneous_E5 | F4 | Residential | Single Family Regular Income | Existing | Miscellaneous | Natural Gas | Miscellaneous | E5 | Utility - Cost of Equipment | 0 | 0 | 0 | 0 | 0 | 0 | 0 | 0 | 0 | 0 | 0 | 0 | 0 | 0 | 0 | 0 | 0 | 0 | 0 | 0 | 0 | 0 | 0 | 0 | 0 | 0 | 0 | 0 | 0 | 0 | 0 | 0 | 0 | 0 | 0 | 0 | 0 | 0 | 0 | 0 | 0 | 0
F4_Residential_Single Family Regular Income_Existing_Miscellaneous_Natural Gas_Miscellaneous_E6 | F4 | Residential | Single Family Regular Income | Existing | Miscellaneous | Natural Gas | Miscellaneous | E6 | Utility - Cost of Equipment | 0 | 0 | 0 | 0 | 0 | 0 | 0 | 0 | 0 | 0 | 0 | 0 | 0 | 0 | 0 | 0 | 0 | 0 | 0 | 0 | 0 | 0 | 0 | 0 | 0 | 0 | 0 | 0 | 0 | 0 | 0 | 0 | 0 | 0 | 0 | 0 | 0 | 0 | 0 | 0 | 0 | 0
F4_Residential_Single Family Regular Income_Existing_Miscellaneous_Natural Gas_Miscellaneous_E7 | F4 | Residential | Single Family Regular Income | Existing | Miscellaneous | Natural Gas | Miscellaneous | E7 | Utility - Cost of Equipment | 0 | 0 | 0 | 0 | 0 | 0 | 0 | 0 | 0 | 0 | 0 | 0 | 0 | 0 | 0 | 0 | 0 | 0 | 0 | 0 | 0 | 0 | 0 | 0 | 0 | 0 | 0 | 0 | 0 | 0 | 0 | 0 | 0 | 0 | 0 | 0 | 0 | 0 | 0 | 0 | 0 | 0
F4_Residential_Single Family Regular Income_Existing_Miscellaneous_Natural Gas_Miscellaneous_E8 | F4 | Residential | Single Family Regular Income | Existing | Miscellaneous | Natural Gas | Miscellaneous | E8 | Utility - Cost of Equipment | 0 | 0 | 0 | 0 | 0 | 0 | 0 | 0 | 0 | 0 | 0 | 0 | 0 | 0 | 0 | 0 | 0 | 0 | 0 | 0 | 0 | 0 | 0 | 0 | 0 | 0 | 0 | 0 | 0 | 0 | 0 | 0 | 0 | 0 | 0 | 0 | 0 | 0 | 0 | 0 | 0 | 0
F4_Residential_Single Family Regular Income_Existing_Miscellaneous_Natural Gas_Miscellaneous_E9 | F4 | Residential | Single Family Regular Income | Existing | Miscellaneous | Natural Gas | Miscellaneous | E9 | Utility - Cost of Equipment | 0 | 0 | 0 | 0 | 0 | 0 | 0 | 0 | 0 | 0 | 0 | 0 | 0 | 0 | 0 | 0 | 0 | 0 | 0 | 0 | 0 | 0 | 0 | 0 | 0 | 0 | 0 | 0 | 0 | 0 | 0 | 0 | 0 | 0 | 0 | 0 | 0 | 0 | 0 | 0 | 0 | 0
F4_Residential_Single Family Regular Income_Existing_Miscellaneous_Natural Gas_Miscellaneous_E10 | F4 | Residential | Single Family Regular Income | Existing | Miscellaneous | Natural Gas | Miscellaneous | E10 | Utility - Cost of Equipment | 0 | 0 | 0 | 0 | 0 | 0 | 0 | 0 | 0 | 0 | 0 | 0 | 0 | 0 | 0 | 0 | 0 | 0 | 0 | 0 | 0 | 0 | 0 | 0 | 0 | 0 | 0 | 0 | 0 | 0 | 0 | 0 | 0 | 0 | 0 | 0 | 0 | 0 | 0 | 0 | 0 | 0
F5_Residential_Single Family Regular Income_Existing_Miscellaneous_Natural Gas_Miscellaneous_E1 | F5 | Residential | Single Family Regular Income | Existing | Miscellaneous | Natural Gas | Miscellaneous | E1 | Utility - Cost of Operation | 16.4611 | 16.4611 | 16.4611 | 16.4611 | 16.4611 | 16.4611 | 16.4611 | 16.4611 | 16.4611 | 16.4611 | 16.4611 | 16.4611 | 16.4611 | 16.4611 | 16.4611 | 16.4611 | 16.4611 | 16.4611 | 16.4611 | 16.4611 | 16.4611 | 16.4611 | 16.4611 | 16.4611 | 16.4611 | 16.4611 | 16.4611 | 16.4611 | 16.4611 | 16.4611 | 16.4611 | 16.4611 | 16.4611 | 0 | 0 | 0 | 0 | 0 | 0 | 0 | 0 | 0
F5_Residential_Single Family Regular Income_Existing_Miscellaneous_Natural Gas_Miscellaneous_E2 | F5 | Residential | Single Family Regular Income | Existing | Miscellaneous | Natural Gas | Miscellaneous | E2 | Utility - Cost of Operation | 0 | 0 | 0 | 0 | 0 | 0 | 0 | 0 | 0 | 0 | 0 | 0 | 0 | 0 | 0 | 0 | 0 | 0 | 0 | 0 | 0 | 0 | 0 | 0 | 0 | 0 | 0 | 0 | 0 | 0 | 0 | 0 | 0 | 0 | 0 | 0 | 0 | 0 | 0 | 0 | 0 | 0
F5_Residential_Single Family Regular Income_Existing_Miscellaneous_Natural Gas_Miscellaneous_E3 | F5 | Residential | Single Family Regular Income | Existing | Miscellaneous | Natural Gas | Miscellaneous | E3 | Utility - Cost of Operation | 0 | 0 | 0 | 0 | 0 | 0 | 0 | 0 | 0 | 0 | 0 | 0 | 0 | 0 | 0 | 0 | 0 | 0 | 0 | 0 | 0 | 0 | 0 | 0 | 0 | 0 | 0 | 0 | 0 | 0 | 0 | 0 | 0 | 0 | 0 | 0 | 0 | 0 | 0 | 0 | 0 | 0
F5_Residential_Single Family Regular Income_Existing_Miscellaneous_Natural Gas_Miscellaneous_E4 | F5 | Residential | Single Family Regular Income | Existing | Miscellaneous | Natural Gas | Miscellaneous | E4 | Utility - Cost of Operation | 0 | 0 | 0 | 0 | 0 | 0 | 0 | 0 | 0 | 0 | 0 | 0 | 0 | 0 | 0 | 0 | 0 | 0 | 0 | 0 | 0 | 0 | 0 | 0 | 0 | 0 | 0 | 0 | 0 | 0 | 0 | 0 | 0 | 0 | 0 | 0 | 0 | 0 | 0 | 0 | 0 | 0
F5_Residential_Single Family Regular Income_Existing_Miscellaneous_Natural Gas_Miscellaneous_E5 | F5 | Residential | Single Family Regular Income | Existing | Miscellaneous | Natural Gas | Miscellaneous | E5 | Utility - Cost of Operation | 0 | 0 | 0 | 0 | 0 | 0 | 0 | 0 | 0 | 0 | 0 | 0 | 0 | 0 | 0 | 0 | 0 | 0 | 0 | 0 | 0 | 0 | 0 | 0 | 0 | 0 | 0 | 0 | 0 | 0 | 0 | 0 | 0 | 0 | 0 | 0 | 0 | 0 | 0 | 0 | 0 | 0
F5_Residential_Single Family Regular Income_Existing_Miscellaneous_Natural Gas_Miscellaneous_E6 | F5 | Residential | Single Family Regular Income | Existing | Miscellaneous | Natural Gas | Miscellaneous | E6 | Utility - Cost of Operation | 0 | 0 | 0 | 0 | 0 | 0 | 0 | 0 | 0 | 0 | 0 | 0 | 0 | 0 | 0 | 0 | 0 | 0 | 0 | 0 | 0 | 0 | 0 | 0 | 0 | 0 | 0 | 0 | 0 | 0 | 0 | 0 | 0 | 0 | 0 | 0 | 0 | 0 | 0 | 0 | 0 | 0
F5_Residential_Single Family Regular Income_Existing_Miscellaneous_Natural Gas_Miscellaneous_E7 | F5 | Residential | Single Family Regular Income | Existing | Miscellaneous | Natural Gas | Miscellaneous | E7 | Utility - Cost of Operation | 0 | 0 | 0 | 0 | 0 | 0 | 0 | 0 | 0 | 0 | 0 | 0 | 0 | 0 | 0 | 0 | 0 | 0 | 0 | 0 | 0 | 0 | 0 | 0 | 0 | 0 | 0 | 0 | 0 | 0 | 0 | 0 | 0 | 0 | 0 | 0 | 0 | 0 | 0 | 0 | 0 | 0
F5_Residential_Single Family Regular Income_Existing_Miscellaneous_Natural Gas_Miscellaneous_E8 | F5 | Residential | Single Family Regular Income | Existing | Miscellaneous | Natural Gas | Miscellaneous | E8 | Utility - Cost of Operation | 0 | 0 | 0 | 0 | 0 | 0 | 0 | 0 | 0 | 0 | 0 | 0 | 0 | 0 | 0 | 0 | 0 | 0 | 0 | 0 | 0 | 0 | 0 | 0 | 0 | 0 | 0 | 0 | 0 | 0 | 0 | 0 | 0 | 0 | 0 | 0 | 0 | 0 | 0 | 0 | 0 | 0
F5_Residential_Single Family Regular Income_Existing_Miscellaneous_Natural Gas_Miscellaneous_E9 | F5 | Residential | Single Family Regular Income | Existing | Miscellaneous | Natural Gas | Miscellaneous | E9 | Utility - Cost of Operation | 0 | 0 | 0 | 0 | 0 | 0 | 0 | 0 | 0 | 0 | 0 | 0 | 0 | 0 | 0 | 0 | 0 | 0 | 0 | 0 | 0 | 0 | 0 | 0 | 0 | 0 | 0 | 0 | 0 | 0 | 0 | 0 | 0 | 0 | 0 | 0 | 0 | 0 | 0 | 0 | 0 | 0
F5_Residential_Single Family Regular Income_Existing_Miscellaneous_Natural Gas_Miscellaneous_E10 | F5 | Residential | Single Family Regular Income | Existing | Miscellaneous | Natural Gas | Miscellaneous | E10 | Utility - Cost of Operation | 0 | 0 | 0 | 0 | 0 | 0 | 0 | 0 | 0 | 0 | 0 | 0 | 0 | 0 | 0 | 0 | 0 | 0 | 0 | 0 | 0 | 0 | 0 | 0 | 0 | 0 | 0 | 0 | 0 | 0 | 0 | 0 | 0 | 0 | 0 | 0 | 0 | 0 | 0 | 0 | 0 | 0
F6_Residential_Single Family Regular Income_Existing_Miscellaneous_Natural Gas_Miscellaneous_E1 | F6 | Residential | Single Family Regular Income | Existing | Miscellaneous | Natural Gas | Miscellaneous | E1 | Utility - Value of Sales | 2.9151 | 2.945 | 2.986 | 3.0195 | 3.0195 | 3.0195 | 3.0195 | 3.0195 | 3.0195 | 3.0195 | 3.0195 | 3.0195 | 3.0195 | 3.0195 | 3.0195 | 3.0195 | 3.0195 | 3.0195 | 3.0195 | 3.0195 | 3.0195 | 3.0195 | 3.0195 | 3.0195 | 3.0195 | 3.0195 | 3.0195 | 3.0195 | 3.0195 | 3.0195 | 3.0195 | 3.0195 | 3.0195 | 0 | 0 | 0 | 0 | 0 | 0 | 0 | 0 | 0
F6_Residential_Single Family Regular Income_Existing_Miscellaneous_Natural Gas_Miscellaneous_E2 | F6 | Residential | Single Family Regular Income | Existing | Miscellaneous | Natural Gas | Miscellaneous | E2 | Utility - Value of Sales | 0 | 0 | 0 | 0 | 0 | 0 | 0 | 0 | 0 | 0 | 0 | 0 | 0 | 0 | 0 | 0 | 0 | 0 | 0 | 0 | 0 | 0 | 0 | 0 | 0 | 0 | 0 | 0 | 0 | 0 | 0 | 0 | 0 | 0 | 0 | 0 | 0 | 0 | 0 | 0 | 0 | 0
F6_Residential_Single Family Regular Income_Existing_Miscellaneous_Natural Gas_Miscellaneous_E3 | F6 | Residential | Single Family Regular Income | Existing | Miscellaneous | Natural Gas | Miscellaneous | E3 | Utility - Value of Sales | 0 | 0 | 0 | 0 | 0 | 0 | 0 | 0 | 0 | 0 | 0 | 0 | 0 | 0 | 0 | 0 | 0 | 0 | 0 | 0 | 0 | 0 | 0 | 0 | 0 | 0 | 0 | 0 | 0 | 0 | 0 | 0 | 0 | 0 | 0 | 0 | 0 | 0 | 0 | 0 | 0 | 0
F6_Residential_Single Family Regular Income_Existing_Miscellaneous_Natural Gas_Miscellaneous_E4 | F6 | Residential | Single Family Regular Income | Existing | Miscellaneous | Natural Gas | Miscellaneous | E4 | Utility - Value of Sales | 0 | 0 | 0 | 0 | 0 | 0 | 0 | 0 | 0 | 0 | 0 | 0 | 0 | 0 | 0 | 0 | 0 | 0 | 0 | 0 | 0 | 0 | 0 | 0 | 0 | 0 | 0 | 0 | 0 | 0 | 0 | 0 | 0 | 0 | 0 | 0 | 0 | 0 | 0 | 0 | 0 | 0
F6_Residential_Single Family Regular Income_Existing_Miscellaneous_Natural Gas_Miscellaneous_E5 | F6 | Residential | Single Family Regular Income | Existing | Miscellaneous | Natural Gas | Miscellaneous | E5 | Utility - Value of Sales | 0 | 0 | 0 | 0 | 0 | 0 | 0 | 0 | 0 | 0 | 0 | 0 | 0 | 0 | 0 | 0 | 0 | 0 | 0 | 0 | 0 | 0 | 0 | 0 | 0 | 0 | 0 | 0 | 0 | 0 | 0 | 0 | 0 | 0 | 0 | 0 | 0 | 0 | 0 | 0 | 0 | 0
F6_Residential_Single Family Regular Income_Existing_Miscellaneous_Natural Gas_Miscellaneous_E6 | F6 | Residential | Single Family Regular Income | Existing | Miscellaneous | Natural Gas | Miscellaneous | E6 | Utility - Value of Sales | 0 | 0 | 0 | 0 | 0 | 0 | 0 | 0 | 0 | 0 | 0 | 0 | 0 | 0 | 0 | 0 | 0 | 0 | 0 | 0 | 0 | 0 | 0 | 0 | 0 | 0 | 0 | 0 | 0 | 0 | 0 | 0 | 0 | 0 | 0 | 0 | 0 | 0 | 0 | 0 | 0 | 0
F6_Residential_Single Family Regular Income_Existing_Miscellaneous_Natural Gas_Miscellaneous_E7 | F6 | Residential | Single Family Regular Income | Existing | Miscellaneous | Natural Gas | Miscellaneous | E7 | Utility - Value of Sales | 0 | 0 | 0 | 0 | 0 | 0 | 0 | 0 | 0 | 0 | 0 | 0 | 0 | 0 | 0 | 0 | 0 | 0 | 0 | 0 | 0 | 0 | 0 | 0 | 0 | 0 | 0 | 0 | 0 | 0 | 0 | 0 | 0 | 0 | 0 | 0 | 0 | 0 | 0 | 0 | 0 | 0
F6_Residential_Single Family Regular Income_Existing_Miscellaneous_Natural Gas_Miscellaneous_E8 | F6 | Residential | Single Family Regular Income | Existing | Miscellaneous | Natural Gas | Miscellaneous | E8 | Utility - Value of Sales | 0 | 0 | 0 | 0 | 0 | 0 | 0 | 0 | 0 | 0 | 0 | 0 | 0 | 0 | 0 | 0 | 0 | 0 | 0 | 0 | 0 | 0 | 0 | 0 | 0 | 0 | 0 | 0 | 0 | 0 | 0 | 0 | 0 | 0 | 0 | 0 | 0 | 0 | 0 | 0 | 0 | 0
F6_Residential_Single Family Regular Income_Existing_Miscellaneous_Natural Gas_Miscellaneous_E9 | F6 | Residential | Single Family Regular Income | Existing | Miscellaneous | Natural Gas | Miscellaneous | E9 | Utility - Value of Sales | 0 | 0 | 0 | 0 | 0 | 0 | 0 | 0 | 0 | 0 | 0 | 0 | 0 | 0 | 0 | 0 | 0 | 0 | 0 | 0 | 0 | 0 | 0 | 0 | 0 | 0 | 0 | 0 | 0 | 0 | 0 | 0 | 0 | 0 | 0 | 0 | 0 | 0 | 0 | 0 | 0 | 0
F6_Residential_Single Family Regular Income_Existing_Miscellaneous_Natural Gas_Miscellaneous_E10 | F6 | Residential | Single Family Regular Income | Existing | Miscellaneous | Natural Gas | Miscellaneous | E10 | Utility - Value of Sales | 0 | 0 | 0 | 0 | 0 | 0 | 0 | 0 | 0 | 0 | 0 | 0 | 0 | 0 | 0 | 0 | 0 | 0 | 0 | 0 | 0 | 0 | 0 | 0 | 0 | 0 | 0 | 0 | 0 | 0 | 0 | 0 | 0 | 0 | 0 | 0 | 0 | 0 | 0 | 0 | 0 | 0
F1_Residential_Single Family Regular Income_New_Space Heating_Natural Gas_Furnace_E1 | F1 | Residential | Single Family Regular Income | New | Space Heating | Natural Gas | Furnace | E1 | RVT - Cost of Equipment | 1075.5133 | 1076.425 | 1079.5423 | 1081.7669 | 1078.1812 | 0 | 0 | 0 | 0 | 0 | 0 | 0 | 0 | 0 | 0 | 0 | 0 | 0 | 0 | 0 | 0 | 0 | 0 | 0 | 0 | 0 | 0 | 0 | 0 | 0 | 0 | 0 | 0 | 0 | 0 | 0 | 0 | 0 | 0 | 0 | 0 | 0
F1_Residential_Single Family Regular Income_New_Space Heating_Natural Gas_Furnace_E2 | F1 | Residential | Single Family Regular Income | New | Space Heating | Natural Gas | Furnace | E2 | RVT - Cost of Equipment | 910.4593 | 911.2311 | 913.8699 | 915.7532 | 912.7177 | 0 | 0 | 0 | 0 | 0 | 0 | 0 | 0 | 0 | 0 | 0 | 0 | 0 | 0 | 0 | 0 | 0 | 0 | 0 | 0 | 0 | 0 | 0 | 0 | 0 | 0 | 0 | 0 | 0 | 0 | 0 | 0 | 0 | 0 | 0 | 0 | 0
F1_Residential_Single Family Regular Income_New_Space Heating_Natural Gas_Furnace_E3 | F1 | Residential | Single Family Regular Income | New | Space Heating | Natural Gas | Furnace | E3 | RVT - Cost of Equipment | 880.2881 | 881.0344 | 883.5857 | 885.4066 | 882.4717 | 0 | 0 | 0 | 0 | 0 | 0 | 0 | 0 | 0 | 0 | 0 | 0 | 0 | 0 | 0 | 0 | 0 | 0 | 0 | 0 | 0 | 0 | 0 | 0 | 0 | 0 | 0 | 0 | 0 | 0 | 0 | 0 | 0 | 0 | 0 | 0 | 0
F1_Residential_Single Family Regular Income_New_Space Heating_Natural Gas_Furnace_E4 | F1 | Residential | Single Family Regular Income | New | Space Heating | Natural Gas | Furnace | E4 | RVT - Cost of Equipment | 717.9102 | 718.5024 | 720.9898 | 722.6509 | 719.2285 | 718.1054 | 719.1239 | 719.6043 | 720.7855 | 721.7313 | 722.5595 | 723.1707 | 724.0247 | 724.9867 | 725.7781 | 726.0804 | 725.8281 | 725.1889 | 723.8471 | 722.0442 | 719.3184 | 715.8225 | 711.9458 | 708.0491 | 703.7024 | 699.0869 | 694.2126 | 689.186 | 683.6579 | 677.9495 | 671.7555 | 665.413 | 658.3831 | 0 | 0 | 0 | 0 | 0 | 0 | 0 | 0 | 0
F1_Residential_Single Family Regular Income_New_Space Heating_Natural Gas_Furnace_E5 | F1 | Residential | Single Family Regular Income | New | Space Heating | Natural Gas | Furnace | E5 | RVT - Cost of Equipment | 574.1152 | 574.5752 | 576.3536 | 577.5743 | 575.2685 | 574.5928 | 575.4318 | 575.9068 | 576.8753 | 577.6855 | 578.4238 | 578.7532 | 578.947 | 578.9109 | 578.4134 | 577.5979 | 576.421 | 575.0109 | 573.1534 | 571.0175 | 568.6462 | 566.2073 | 563.5027 | 560.7842 | 557.7517 | 554.5317 | 551.1311 | 547.6243 | 543.7676 | 539.7851 | 535.4639 | 531.039 | 526.1346 | 0 | 0 | 0 | 0 | 0 | 0 | 0 | 0 | 0
F1_Residential_Single Family Regular Income_New_Space Heating_Natural Gas_Furnace_E6 | F1 | Residential | Single Family Regular Income | New | Space Heating | Natural Gas | Furnace | E6 | RVT - Cost of Equipment | 483.4654 | 483.8528 | 485.3504 | 486.3783 | 484.4366 | 483.8676 | 484.5742 | 484.9742 | 485.7897 | 486.472 | 487.0937 | 487.3711 | 487.5344 | 487.5039 | 487.0849 | 486.3982 | 485.4072 | 484.2197 | 482.6555 | 480.8569 | 478.86 | 476.8062 | 474.5286 | 472.2393 | 469.6856 | 466.974 | 464.1104 | 461.1573 | 457.9095 | 454.5559 | 450.9169 | 447.1907 | 443.0607 | 0 | 0 | 0 | 0 | 0 | 0 | 0 | 0 | 0
F1_Residential_Single Family Regular Income_New_Space Heating_Natural Gas_Furnace_E7 | F1 | Residential | Single Family Regular Income | New | Space Heating | Natural Gas | Furnace | E7 | RVT - Cost of Equipment | 0 | 0 | 0 | 0 | 0 | 0 | 0 | 0 | 0 | 0 | 0 | 0 | 0 | 0 | 0 | 0 | 0 | 0 | 0 | 0 | 0 | 0 | 0 | 0 | 0 | 0 | 0 | 0 | 0 | 0 | 0 | 0 | 0 | 0 | 0 | 0 | 0 | 0 | 0 | 0 | 0 | 0
F1_Residential_Single Family Regular Income_New_Space Heating_Natural Gas_Furnace_E8 | F1 | Residential | Single Family Regular Income | New | Space Heating | Natural Gas | Furnace | E8 | RVT - Cost of Equipment | 0 | 0 | 0 | 0 | 0 | 0 | 0 | 0 | 0 | 0 | 0 | 0 | 0 | 0 | 0 | 0 | 0 | 0 | 0 | 0 | 0 | 0 | 0 | 0 | 0 | 0 | 0 | 0 | 0 | 0 | 0 | 0 | 0 | 0 | 0 | 0 | 0 | 0 | 0 | 0 | 0 | 0
F1_Residential_Single Family Regular Income_New_Space Heating_Natural Gas_Furnace_E9 | F1 | Residential | Single Family Regular Income | New | Space Heating | Natural Gas | Furnace | E9 | RVT - Cost of Equipment | 0 | 0 | 0 | 0 | 0 | 0 | 0 | 0 | 0 | 0 | 0 | 0 | 0 | 0 | 0 | 0 | 0 | 0 | 0 | 0 | 0 | 0 | 0 | 0 | 0 | 0 | 0 | 0 | 0 | 0 | 0 | 0 | 0 | 0 | 0 | 0 | 0 | 0 | 0 | 0 | 0 | 0
F1_Residential_Single Family Regular Income_New_Space Heating_Natural Gas_Furnace_E10 | F1 | Residential | Single Family Regular Income | New | Space Heating | Natural Gas | Furnace | E10 | RVT - Cost of Equipment | 0 | 0 | 0 | 0 | 0 | 0 | 0 | 0 | 0 | 0 | 0 | 0 | 0 | 0 | 0 | 0 | 0 | 0 | 0 | 0 | 0 | 0 | 0 | 0 | 0 | 0 | 0 | 0 | 0 | 0 | 0 | 0 | 0 | 0 | 0 | 0 | 0 | 0 | 0 | 0 | 0 | 0
F2_Residential_Single Family Regular Income_New_Space Heating_Natural Gas_Furnace_E1 | F2 | Residential | Single Family Regular Income | New | Space Heating | Natural Gas | Furnace | E1 | RVT - Cost of Operation | 1073.7791 | 1074.6894 | 1077.8016 | 1080.0227 | 1076.4427 | 0 | 0 | 0 | 0 | 0 | 0 | 0 | 0 | 0 | 0 | 0 | 0 | 0 | 0 | 0 | 0 | 0 | 0 | 0 | 0 | 0 | 0 | 0 | 0 | 0 | 0 | 0 | 0 | 0 | 0 | 0 | 0 | 0 | 0 | 0 | 0 | 0
F2_Residential_Single Family Regular Income_New_Space Heating_Natural Gas_Furnace_E2 | F2 | Residential | Single Family Regular Income | New | Space Heating | Natural Gas | Furnace | E2 | RVT - Cost of Operation | 908.9912 | 909.7618 | 912.3964 | 914.2766 | 911.246 | 0 | 0 | 0 | 0 | 0 | 0 | 0 | 0 | 0 | 0 | 0 | 0 | 0 | 0 | 0 | 0 | 0 | 0 | 0 | 0 | 0 | 0 | 0 | 0 | 0 | 0 | 0 | 0 | 0 | 0 | 0 | 0 | 0 | 0 | 0 | 0 | 0
F2_Residential_Single Family Regular Income_New_Space Heating_Natural Gas_Furnace_E3 | F2 | Residential | Single Family Regular Income | New | Space Heating | Natural Gas | Furnace | E3 | RVT - Cost of Operation | 878.8687 | 879.6138 | 882.161 | 883.979 | 881.0488 | 0 | 0 | 0 | 0 | 0 | 0 | 0 | 0 | 0 | 0 | 0 | 0 | 0 | 0 | 0 | 0 | 0 | 0 | 0 | 0 | 0 | 0 | 0 | 0 | 0 | 0 | 0 | 0 | 0 | 0 | 0 | 0 | 0 | 0 | 0 | 0 | 0
F2_Residential_Single Family Regular Income_New_Space Heating_Natural Gas_Furnace_E4 | F2 | Residential | Single Family Regular Income | New | Space Heating | Natural Gas | Furnace | E4 | RVT - Cost of Operation | 716.7526 | 717.3439 | 719.8273 | 721.4857 | 718.0688 | 716.9475 | 717.9644 | 718.444 | 719.6233 | 720.5676 | 721.3944 | 722.0046 | 722.8573 | 723.8177 | 724.6079 | 724.9097 | 724.6577 | 724.0196 | 722.6799 | 720.8799 | 718.1586 | 714.6684 | 710.7978 | 706.9075 | 702.5677 | 697.9597 | 693.0932 | 688.0747 | 682.5555 | 676.8564 | 670.6724 | 664.3401 | 657.3215 | 0 | 0 | 0 | 0 | 0 | 0 | 0 | 0 | 0
F2_Residential_Single Family Regular Income_New_Space Heating_Natural Gas_Furnace_E5 | F2 | Residential | Single Family Regular Income | New | Space Heating | Natural Gas | Furnace | E5 | RVT - Cost of Operation | 573.1895 | 573.6488 | 575.4243 | 576.643 | 574.341 | 573.6663 | 574.504 | 574.9782 | 575.9452 | 576.754 | 577.4911 | 577.82 | 578.0136 | 577.9774 | 577.4807 | 576.6666 | 575.4916 | 574.0837 | 572.2293 | 570.0968 | 567.7294 | 565.2944 | 562.5941 | 559.88 | 556.8523 | 553.6375 | 550.2424 | 546.7413 | 542.8908 | 538.9147 | 534.6005 | 530.1827 | 525.2862 | 0 | 0 | 0 | 0 | 0 | 0 | 0 | 0 | 0
F2_Residential_Single Family Regular Income_New_Space Heating_Natural Gas_Furnace_E6 | F2 | Residential | Single Family Regular Income | New | Space Heating | Natural Gas | Furnace | E6 | RVT - Cost of Operation | 482.6859 | 483.0726 | 484.5679 | 485.5941 | 483.6555 | 483.0874 | 483.7928 | 484.1922 | 485.0064 | 485.6876 | 486.3083 | 486.5852 | 486.7483 | 486.7178 | 486.2996 | 485.614 | 484.6245 | 483.4389 | 481.8773 | 480.0816 | 478.0879 | 476.0374 | 473.7635 | 471.4779 | 468.9283 | 466.2211 | 463.362 | 460.4137 | 457.1712 | 453.8229 | 450.1899 | 446.4697 | 442.3463 | 0 | 0 | 0 | 0 | 0 | 0 | 0 | 0 | 0
F2_Residential_Single Family Regular Income_New_Space Heating_Natural Gas_Furnace_E7 | F2 | Residential | Single Family Regular Income | New | Space Heating | Natural Gas | Furnace | E7 | RVT - Cost of Operation | 0 | 0 | 0 | 0 | 0 | 0 | 0 | 0 | 0 | 0 | 0 | 0 | 0 | 0 | 0 | 0 | 0 | 0 | 0 | 0 | 0 | 0 | 0 | 0 | 0 | 0 | 0 | 0 | 0 | 0 | 0 | 0 | 0 | 0 | 0 | 0 | 0 | 0 | 0 | 0 | 0 | 0
F2_Residential_Single Family Regular Income_New_Space Heating_Natural Gas_Furnace_E8 | F2 | Residential | Single Family Regular Income | New | Space Heating | Natural Gas | Furnace | E8 | RVT - Cost of Operation | 0 | 0 | 0 | 0 | 0 | 0 | 0 | 0 | 0 | 0 | 0 | 0 | 0 | 0 | 0 | 0 | 0 | 0 | 0 | 0 | 0 | 0 | 0 | 0 | 0 | 0 | 0 | 0 | 0 | 0 | 0 | 0 | 0 | 0 | 0 | 0 | 0 | 0 | 0 | 0 | 0 | 0
F2_Residential_Single Family Regular Income_New_Space Heating_Natural Gas_Furnace_E9 | F2 | Residential | Single Family Regular Income | New | Space Heating | Natural Gas | Furnace | E9 | RVT - Cost of Operation | 0 | 0 | 0 | 0 | 0 | 0 | 0 | 0 | 0 | 0 | 0 | 0 | 0 | 0 | 0 | 0 | 0 | 0 | 0 | 0 | 0 | 0 | 0 | 0 | 0 | 0 | 0 | 0 | 0 | 0 | 0 | 0 | 0 | 0 | 0 | 0 | 0 | 0 | 0 | 0 | 0 | 0
F2_Residential_Single Family Regular Income_New_Space Heating_Natural Gas_Furnace_E10 | F2 | Residential | Single Family Regular Income | New | Space Heating | Natural Gas | Furnace | E10 | RVT - Cost of Operation | 0 | 0 | 0 | 0 | 0 | 0 | 0 | 0 | 0 | 0 | 0 | 0 | 0 | 0 | 0 | 0 | 0 | 0 | 0 | 0 | 0 | 0 | 0 | 0 | 0 | 0 | 0 | 0 | 0 | 0 | 0 | 0 | 0 | 0 | 0 | 0 | 0 | 0 | 0 | 0 | 0 | 0
F3_Residential_Single Family Regular Income_New_Space Heating_Natural Gas_Furnace_E1 | F3 | Residential | Single Family Regular Income | New | Space Heating | Natural Gas | Furnace | E1 | System - kBTUs of Consumption | 279.9505 | 279.9505 | 279.9505 | 279.9505 | 279.9505 | 0 | 0 | 0 | 0 | 0 | 0 | 0 | 0 | 0 | 0 | 0 | 0 | 0 | 0 | 0 | 0 | 0 | 0 | 0 | 0 | 0 | 0 | 0 | 0 | 0 | 0 | 0 | 0 | 0 | 0 | 0 | 0 | 0 | 0 | 0 | 0 | 0
F3_Residential_Single Family Regular Income_New_Space Heating_Natural Gas_Furnace_E2 | F3 | Residential | Single Family Regular Income | New | Space Heating | Natural Gas | Furnace | E2 | System - kBTUs of Consumption | 338.3398 | 338.3398 | 338.3398 | 338.3398 | 338.3398 | 0 | 0 | 0 | 0 | 0 | 0 | 0 | 0 | 0 | 0 | 0 | 0 | 0 | 0 | 0 | 0 | 0 | 0 | 0 | 0 | 0 | 0 | 0 | 0 | 0 | 0 | 0 | 0 | 0 | 0 | 0 | 0 | 0 | 0 | 0 | 0 | 0
F3_Residential_Single Family Regular Income_New_Space Heating_Natural Gas_Furnace_E3 | F3 | Residential | Single Family Regular Income | New | Space Heating | Natural Gas | Furnace | E3 | System - kBTUs of Consumption | 353.523 | 353.523 | 353.523 | 353.523 | 353.523 | 0 | 0 | 0 | 0 | 0 | 0 | 0 | 0 | 0 | 0 | 0 | 0 | 0 | 0 | 0 | 0 | 0 | 0 | 0 | 0 | 0 | 0 | 0 | 0 | 0 | 0 | 0 | 0 | 0 | 0 | 0 | 0 | 0 | 0 | 0 | 0 | 0
F3_Residential_Single Family Regular Income_New_Space Heating_Natural Gas_Furnace_E4 | F3 | Residential | Single Family Regular Income | New | Space Heating | Natural Gas | Furnace | E4 | System - kBTUs of Consumption | 1317.6459 | 1317.6459 | 1317.6459 | 1317.6459 | 1317.6459 | 1317.6459 | 1317.6459 | 1317.6459 | 1317.6459 | 1317.6459 | 1317.6459 | 1317.6459 | 1317.6459 | 1317.6459 | 1317.6459 | 1317.6459 | 1317.6459 | 1317.6459 | 1317.6459 | 1317.6459 | 1317.6459 | 1317.6459 | 1317.6459 | 1317.6459 | 1317.6459 | 1317.6459 | 1317.6459 | 1317.6459 | 1317.6459 | 1317.6459 | 1317.6459 | 1317.6459 | 1317.6459 | 0 | 0 | 0 | 0 | 0 | 0 | 0 | 0 | 0
F3_Residential_Single Family Regular Income_New_Space Heating_Natural Gas_Furnace_E5 | F3 | Residential | Single Family Regular Income | New | Space Heating | Natural Gas | Furnace | E5 | System - kBTUs of Consumption | 628.795 | 628.795 | 628.795 | 628.795 | 628.795 | 628.795 | 628.795 | 628.795 | 628.795 | 628.795 | 628.795 | 628.795 | 628.795 | 628.795 | 628.795 | 628.795 | 628.795 | 628.795 | 628.795 | 628.795 | 628.795 | 628.795 | 628.795 | 628.795 | 628.795 | 628.795 | 628.795 | 628.795 | 628.795 | 628.795 | 628.795 | 628.795 | 628.795 | 0 | 0 | 0 | 0 | 0 | 0 | 0 | 0 | 0
F3_Residential_Single Family Regular Income_New_Space Heating_Natural Gas_Furnace_E6 | F3 | Residential | Single Family Regular Income | New | Space Heating | Natural Gas | Furnace | E6 | System - kBTUs of Consumption | 666.0585 | 666.0585 | 666.0585 | 666.0585 | 666.0585 | 666.0585 | 666.0585 | 666.0585 | 666.0585 | 666.0585 | 666.0585 | 666.0585 | 666.0585 | 666.0585 | 666.0585 | 666.0585 | 666.0585 | 666.0585 | 666.0585 | 666.0585 | 666.0585 | 666.0585 | 666.0585 | 666.0585 | 666.0585 | 666.0585 | 666.0585 | 666.0585 | 666.0585 | 666.0585 | 666.0585 | 666.0585 | 666.0585 | 0 | 0 | 0 | 0 | 0 | 0 | 0 | 0 | 0
F3_Residential_Single Family Regular Income_New_Space Heating_Natural Gas_Furnace_E7 | F3 | Residential | Single Family Regular Income | New | Space Heating | Natural Gas | Furnace | E7 | System - kBTUs of Consumption | 0 | 0 | 0 | 0 | 0 | 0 | 0 | 0 | 0 | 0 | 0 | 0 | 0 | 0 | 0 | 0 | 0 | 0 | 0 | 0 | 0 | 0 | 0 | 0 | 0 | 0 | 0 | 0 | 0 | 0 | 0 | 0 | 0 | 0 | 0 | 0 | 0 | 0 | 0 | 0 | 0 | 0
F3_Residential_Single Family Regular Income_New_Space Heating_Natural Gas_Furnace_E8 | F3 | Residential | Single Family Regular Income | New | Space Heating | Natural Gas | Furnace | E8 | System - kBTUs of Consumption | 0 | 0 | 0 | 0 | 0 | 0 | 0 | 0 | 0 | 0 | 0 | 0 | 0 | 0 | 0 | 0 | 0 | 0 | 0 | 0 | 0 | 0 | 0 | 0 | 0 | 0 | 0 | 0 | 0 | 0 | 0 | 0 | 0 | 0 | 0 | 0 | 0 | 0 | 0 | 0 | 0 | 0
F3_Residential_Single Family Regular Income_New_Space Heating_Natural Gas_Furnace_E9 | F3 | Residential | Single Family Regular Income | New | Space Heating | Natural Gas | Furnace | E9 | System - kBTUs of Consumption | 0 | 0 | 0 | 0 | 0 | 0 | 0 | 0 | 0 | 0 | 0 | 0 | 0 | 0 | 0 | 0 | 0 | 0 | 0 | 0 | 0 | 0 | 0 | 0 | 0 | 0 | 0 | 0 | 0 | 0 | 0 | 0 | 0 | 0 | 0 | 0 | 0 | 0 | 0 | 0 | 0 | 0
F3_Residential_Single Family Regular Income_New_Space Heating_Natural Gas_Furnace_E10 | F3 | Residential | Single Family Regular Income | New | Space Heating | Natural Gas | Furnace | E10 | System - kBTUs of Consumption | 0 | 0 | 0 | 0 | 0 | 0 | 0 | 0 | 0 | 0 | 0 | 0 | 0 | 0 | 0 | 0 | 0 | 0 | 0 | 0 | 0 | 0 | 0 | 0 | 0 | 0 | 0 | 0 | 0 | 0 | 0 | 0 | 0 | 0 | 0 | 0 | 0 | 0 | 0 | 0 | 0 | 0
F4_Residential_Single Family Regular Income_New_Space Heating_Natural Gas_Furnace_E1 | F4 | Residential | Single Family Regular Income | New | Space Heating | Natural Gas | Furnace | E1 | Utility - Cost of Equipment | 1073.7791 | 1074.6894 | 1077.8016 | 1080.0227 | 1076.4427 | 0 | 0 | 0 | 0 | 0 | 0 | 0 | 0 | 0 | 0 | 0 | 0 | 0 | 0 | 0 | 0 | 0 | 0 | 0 | 0 | 0 | 0 | 0 | 0 | 0 | 0 | 0 | 0 | 0 | 0 | 0 | 0 | 0 | 0 | 0 | 0 | 0
F4_Residential_Single Family Regular Income_New_Space Heating_Natural Gas_Furnace_E2 | F4 | Residential | Single Family Regular Income | New | Space Heating | Natural Gas | Furnace | E2 | Utility - Cost of Equipment | 908.9912 | 909.7618 | 912.3964 | 914.2766 | 911.246 | 0 | 0 | 0 | 0 | 0 | 0 | 0 | 0 | 0 | 0 | 0 | 0 | 0 | 0 | 0 | 0 | 0 | 0 | 0 | 0 | 0 | 0 | 0 | 0 | 0 | 0 | 0 | 0 | 0 | 0 | 0 | 0 | 0 | 0 | 0 | 0 | 0
F4_Residential_Single Family Regular Income_New_Space Heating_Natural Gas_Furnace_E3 | F4 | Residential | Single Family Regular Income | New | Space Heating | Natural Gas | Furnace | E3 | Utility - Cost of Equipment | 878.8687 | 879.6138 | 882.161 | 883.979 | 881.0488 | 0 | 0 | 0 | 0 | 0 | 0 | 0 | 0 | 0 | 0 | 0 | 0 | 0 | 0 | 0 | 0 | 0 | 0 | 0 | 0 | 0 | 0 | 0 | 0 | 0 | 0 | 0 | 0 | 0 | 0 | 0 | 0 | 0 | 0 | 0 | 0 | 0
F4_Residential_Single Family Regular Income_New_Space Heating_Natural Gas_Furnace_E4 | F4 | Residential | Single Family Regular Income | New | Space Heating | Natural Gas | Furnace | E4 | Utility - Cost of Equipment | 716.7526 | 717.3439 | 719.8273 | 721.4857 | 718.0688 | 716.9475 | 717.9644 | 718.444 | 719.6233 | 720.5676 | 721.3944 | 722.0046 | 722.8573 | 723.8177 | 724.6079 | 724.9097 | 724.6577 | 724.0196 | 722.6799 | 720.8799 | 718.1586 | 714.6684 | 710.7978 | 706.9075 | 702.5677 | 697.9597 | 693.0932 | 688.0747 | 682.5555 | 676.8564 | 670.6724 | 664.3401 | 657.3215 | 0 | 0 | 0 | 0 | 0 | 0 | 0 | 0 | 0
F4_Residential_Single Family Regular Income_New_Space Heating_Natural Gas_Furnace_E5 | F4 | Residential | Single Family Regular Income | New | Space Heating | Natural Gas | Furnace | E5 | Utility - Cost of Equipment | 573.1895 | 573.6488 | 575.4243 | 576.643 | 574.341 | 573.6663 | 574.504 | 574.9782 | 575.9452 | 576.754 | 577.4911 | 577.82 | 578.0136 | 577.9774 | 577.4807 | 576.6666 | 575.4916 | 574.0837 | 572.2293 | 570.0968 | 567.7294 | 565.2944 | 562.5941 | 559.88 | 556.8523 | 553.6375 | 550.2424 | 546.7413 | 542.8908 | 538.9147 | 534.6005 | 530.1827 | 525.2862 | 0 | 0 | 0 | 0 | 0 | 0 | 0 | 0 | 0
F4_Residential_Single Family Regular Income_New_Space Heating_Natural Gas_Furnace_E6 | F4 | Residential | Single Family Regular Income | New | Space Heating | Natural Gas | Furnace | E6 | Utility - Cost of Equipment | 482.6859 | 483.0726 | 484.5679 | 485.5941 | 483.6555 | 483.0874 | 483.7928 | 484.1922 | 485.0064 | 485.6876 | 486.3083 | 486.5852 | 486.7483 | 486.7178 | 486.2996 | 485.614 | 484.6245 | 483.4389 | 481.8773 | 480.0816 | 478.0879 | 476.0374 | 473.7635 | 471.4779 | 468.9283 | 466.2211 | 463.362 | 460.4137 | 457.1712 | 453.8229 | 450.1899 | 446.4697 | 442.3463 | 0 | 0 | 0 | 0 | 0 | 0 | 0 | 0 | 0
F4_Residential_Single Family Regular Income_New_Space Heating_Natural Gas_Furnace_E7 | F4 | Residential | Single Family Regular Income | New | Space Heating | Natural Gas | Furnace | E7 | Utility - Cost of Equipment | 0 | 0 | 0 | 0 | 0 | 0 | 0 | 0 | 0 | 0 | 0 | 0 | 0 | 0 | 0 | 0 | 0 | 0 | 0 | 0 | 0 | 0 | 0 | 0 | 0 | 0 | 0 | 0 | 0 | 0 | 0 | 0 | 0 | 0 | 0 | 0 | 0 | 0 | 0 | 0 | 0 | 0
F4_Residential_Single Family Regular Income_New_Space Heating_Natural Gas_Furnace_E8 | F4 | Residential | Single Family Regular Income | New | Space Heating | Natural Gas | Furnace | E8 | Utility - Cost of Equipment | 0 | 0 | 0 | 0 | 0 | 0 | 0 | 0 | 0 | 0 | 0 | 0 | 0 | 0 | 0 | 0 | 0 | 0 | 0 | 0 | 0 | 0 | 0 | 0 | 0 | 0 | 0 | 0 | 0 | 0 | 0 | 0 | 0 | 0 | 0 | 0 | 0 | 0 | 0 | 0 | 0 | 0
F4_Residential_Single Family Regular Income_New_Space Heating_Natural Gas_Furnace_E9 | F4 | Residential | Single Family Regular Income | New | Space Heating | Natural Gas | Furnace | E9 | Utility - Cost of Equipment | 0 | 0 | 0 | 0 | 0 | 0 | 0 | 0 | 0 | 0 | 0 | 0 | 0 | 0 | 0 | 0 | 0 | 0 | 0 | 0 | 0 | 0 | 0 | 0 | 0 | 0 | 0 | 0 | 0 | 0 | 0 | 0 | 0 | 0 | 0 | 0 | 0 | 0 | 0 | 0 | 0 | 0
F4_Residential_Single Family Regular Income_New_Space Heating_Natural Gas_Furnace_E10 | F4 | Residential | Single Family Regular Income | New | Space Heating | Natural Gas | Furnace | E10 | Utility - Cost of Equipment | 0 | 0 | 0 | 0 | 0 | 0 | 0 | 0 | 0 | 0 | 0 | 0 | 0 | 0 | 0 | 0 | 0 | 0 | 0 | 0 | 0 | 0 | 0 | 0 | 0 | 0 | 0 | 0 | 0 | 0 | 0 | 0 | 0 | 0 | 0 | 0 | 0 | 0 | 0 | 0 | 0 | 0
F5_Residential_Single Family Regular Income_New_Space Heating_Natural Gas_Furnace_E1 | F5 | Residential | Single Family Regular Income | New | Space Heating | Natural Gas | Furnace | E1 | Utility - Cost of Operation | 279.9505 | 279.9505 | 279.9505 | 279.9505 | 279.9505 | 0 | 0 | 0 | 0 | 0 | 0 | 0 | 0 | 0 | 0 | 0 | 0 | 0 | 0 | 0 | 0 | 0 | 0 | 0 | 0 | 0 | 0 | 0 | 0 | 0 | 0 | 0 | 0 | 0 | 0 | 0 | 0 | 0 | 0 | 0 | 0 | 0
F5_Residential_Single Family Regular Income_New_Space Heating_Natural Gas_Furnace_E2 | F5 | Residential | Single Family Regular Income | New | Space Heating | Natural Gas | Furnace | E2 | Utility - Cost of Operation | 338.3398 | 338.3398 | 338.3398 | 338.3398 | 338.3398 | 0 | 0 | 0 | 0 | 0 | 0 | 0 | 0 | 0 | 0 | 0 | 0 | 0 | 0 | 0 | 0 | 0 | 0 | 0 | 0 | 0 | 0 | 0 | 0 | 0 | 0 | 0 | 0 | 0 | 0 | 0 | 0 | 0 | 0 | 0 | 0 | 0
F5_Residential_Single Family Regular Income_New_Space Heating_Natural Gas_Furnace_E3 | F5 | Residential | Single Family Regular Income | New | Space Heating | Natural Gas | Furnace | E3 | Utility - Cost of Operation | 353.523 | 353.523 | 353.523 | 353.523 | 353.523 | 0 | 0 | 0 | 0 | 0 | 0 | 0 | 0 | 0 | 0 | 0 | 0 | 0 | 0 | 0 | 0 | 0 | 0 | 0 | 0 | 0 | 0 | 0 | 0 | 0 | 0 | 0 | 0 | 0 | 0 | 0 | 0 | 0 | 0 | 0 | 0 | 0
F5_Residential_Single Family Regular Income_New_Space Heating_Natural Gas_Furnace_E4 | F5 | Residential | Single Family Regular Income | New | Space Heating | Natural Gas | Furnace | E4 | Utility - Cost of Operation | 1317.6459 | 1317.6459 | 1317.6459 | 1317.6459 | 1317.6459 | 1317.6459 | 1317.6459 | 1317.6459 | 1317.6459 | 1317.6459 | 1317.6459 | 1317.6459 | 1317.6459 | 1317.6459 | 1317.6459 | 1317.6459 | 1317.6459 | 1317.6459 | 1317.6459 | 1317.6459 | 1317.6459 | 1317.6459 | 1317.6459 | 1317.6459 | 1317.6459 | 1317.6459 | 1317.6459 | 1317.6459 | 1317.6459 | 1317.6459 | 1317.6459 | 1317.6459 | 1317.6459 | 0 | 0 | 0 | 0 | 0 | 0 | 0 | 0 | 0
F5_Residential_Single Family Regular Income_New_Space Heating_Natural Gas_Furnace_E5 | F5 | Residential | Single Family Regular Income | New | Space Heating | Natural Gas | Furnace | E5 | Utility - Cost of Operation | 628.795 | 628.795 | 628.795 | 628.795 | 628.795 | 628.795 | 628.795 | 628.795 | 628.795 | 628.795 | 628.795 | 628.795 | 628.795 | 628.795 | 628.795 | 628.795 | 628.795 | 628.795 | 628.795 | 628.795 | 628.795 | 628.795 | 628.795 | 628.795 | 628.795 | 628.795 | 628.795 | 628.795 | 628.795 | 628.795 | 628.795 | 628.795 | 628.795 | 0 | 0 | 0 | 0 | 0 | 0 | 0 | 0 | 0
F5_Residential_Single Family Regular Income_New_Space Heating_Natural Gas_Furnace_E6 | F5 | Residential | Single Family Regular Income | New | Space Heating | Natural Gas | Furnace | E6 | Utility - Cost of Operation | 666.0585 | 666.0585 | 666.0585 | 666.0585 | 666.0585 | 666.0585 | 666.0585 | 666.0585 | 666.0585 | 666.0585 | 666.0585 | 666.0585 | 666.0585 | 666.0585 | 666.0585 | 666.0585 | 666.0585 | 666.0585 | 666.0585 | 666.0585 | 666.0585 | 666.0585 | 666.0585 | 666.0585 | 666.0585 | 666.0585 | 666.0585 | 666.0585 | 666.0585 | 666.0585 | 666.0585 | 666.0585 | 666.0585 | 0 | 0 | 0 | 0 | 0 | 0 | 0 | 0 | 0
F5_Residential_Single Family Regular Income_New_Space Heating_Natural Gas_Furnace_E7 | F5 | Residential | Single Family Regular Income | New | Space Heating | Natural Gas | Furnace | E7 | Utility - Cost of Operation | 0 | 0 | 0 | 0 | 0 | 0 | 0 | 0 | 0 | 0 | 0 | 0 | 0 | 0 | 0 | 0 | 0 | 0 | 0 | 0 | 0 | 0 | 0 | 0 | 0 | 0 | 0 | 0 | 0 | 0 | 0 | 0 | 0 | 0 | 0 | 0 | 0 | 0 | 0 | 0 | 0 | 0
F5_Residential_Single Family Regular Income_New_Space Heating_Natural Gas_Furnace_E8 | F5 | Residential | Single Family Regular Income | New | Space Heating | Natural Gas | Furnace | E8 | Utility - Cost of Operation | 0 | 0 | 0 | 0 | 0 | 0 | 0 | 0 | 0 | 0 | 0 | 0 | 0 | 0 | 0 | 0 | 0 | 0 | 0 | 0 | 0 | 0 | 0 | 0 | 0 | 0 | 0 | 0 | 0 | 0 | 0 | 0 | 0 | 0 | 0 | 0 | 0 | 0 | 0 | 0 | 0 | 0
F5_Residential_Single Family Regular Income_New_Space Heating_Natural Gas_Furnace_E9 | F5 | Residential | Single Family Regular Income | New | Space Heating | Natural Gas | Furnace | E9 | Utility - Cost of Operation | 0 | 0 | 0 | 0 | 0 | 0 | 0 | 0 | 0 | 0 | 0 | 0 | 0 | 0 | 0 | 0 | 0 | 0 | 0 | 0 | 0 | 0 | 0 | 0 | 0 | 0 | 0 | 0 | 0 | 0 | 0 | 0 | 0 | 0 | 0 | 0 | 0 | 0 | 0 | 0 | 0 | 0
F5_Residential_Single Family Regular Income_New_Space Heating_Natural Gas_Furnace_E10 | F5 | Residential | Single Family Regular Income | New | Space Heating | Natural Gas | Furnace | E10 | Utility - Cost of Operation | 0 | 0 | 0 | 0 | 0 | 0 | 0 | 0 | 0 | 0 | 0 | 0 | 0 | 0 | 0 | 0 | 0 | 0 | 0 | 0 | 0 | 0 | 0 | 0 | 0 | 0 | 0 | 0 | 0 | 0 | 0 | 0 | 0 | 0 | 0 | 0 | 0 | 0 | 0 | 0 | 0 | 0
F6_Residential_Single Family Regular Income_New_Space Heating_Natural Gas_Furnace_E1 | F6 | Residential | Single Family Regular Income | New | Space Heating | Natural Gas | Furnace | E1 | Utility - Value of Sales | 534.7223 | 533.8136 | 533.4978 | 532.6768 | 529.6582 | 0 | 0 | 0 | 0 | 0 | 0 | 0 | 0 | 0 | 0 | 0 | 0 | 0 | 0 | 0 | 0 | 0 | 0 | 0 | 0 | 0 | 0 | 0 | 0 | 0 | 0 | 0 | 0 | 0 | 0 | 0 | 0 | 0 | 0 | 0 | 0 | 0
F6_Residential_Single Family Regular Income_New_Space Heating_Natural Gas_Furnace_E2 | F6 | Residential | Single Family Regular Income | New | Space Heating | Natural Gas | Furnace | E2 | Utility - Value of Sales | 452.6609 | 451.8917 | 451.6244 | 450.9294 | 448.374 | 0 | 0 | 0 | 0 | 0 | 0 | 0 | 0 | 0 | 0 | 0 | 0 | 0 | 0 | 0 | 0 | 0 | 0 | 0 | 0 | 0 | 0 | 0 | 0 | 0 | 0 | 0 | 0 | 0 | 0 | 0 | 0 | 0 | 0 | 0 | 0 | 0
F6_Residential_Single Family Regular Income_New_Space Heating_Natural Gas_Furnace_E3 | F6 | Residential | Single Family Regular Income | New | Space Heating | Natural Gas | Furnace | E3 | Utility - Value of Sales | 437.6605 | 436.9167 | 436.6583 | 435.9863 | 433.5156 | 0 | 0 | 0 | 0 | 0 | 0 | 0 | 0 | 0 | 0 | 0 | 0 | 0 | 0 | 0 | 0 | 0 | 0 | 0 | 0 | 0 | 0 | 0 | 0 | 0 | 0 | 0 | 0 | 0 | 0 | 0 | 0 | 0 | 0 | 0 | 0 | 0
F6_Residential_Single Family Regular Income_New_Space Heating_Natural Gas_Furnace_E4 | F6 | Residential | Single Family Regular Income | New | Space Heating | Natural Gas | Furnace | E4 | Utility - Value of Sales | 361.2866 | 361.2902 | 361.8603 | 361.9475 | 359.9347 | 357.922 | 355.9093 | 353.8967 | 351.8843 | 349.8719 | 347.8596 | 345.8475 | 343.8355 | 341.8237 | 339.8117 | 337.8192 | 335.865 | 333.9683 | 332.1482 | 330.4241 | 328.8149 | 327.34 | 325.9988 | 324.792 | 323.7192 | 322.7806 | 321.9758 | 321.3053 | 320.7689 | 320.3665 | 320.0981 | 319.964 | 319.964 | 0 | 0 | 0 | 0 | 0 | 0 | 0 | 0 | 0
F6_Residential_Single Family Regular Income_New_Space Heating_Natural Gas_Furnace_E5 | F6 | Residential | Single Family Regular Income | New | Space Heating | Natural Gas | Furnace | E5 | Utility - Value of Sales | 287.4237 | 287.1578 | 287.2696 | 287.0594 | 285.4494 | 283.8393 | 282.2293 | 280.6194 | 279.0096 | 277.3999 | 275.7902 | 274.1905 | 272.6108 | 271.0609 | 269.5508 | 268.0904 | 266.6897 | 265.3585 | 264.1068 | 262.9446 | 261.8718 | 260.8885 | 259.9944 | 259.1899 | 258.4747 | 257.849 | 257.3124 | 256.8654 | 256.5078 | 256.2396 | 256.0606 | 255.9712 | 255.9712 | 0 | 0 | 0 | 0 | 0 | 0 | 0 | 0 | 0
F6_Residential_Single Family Regular Income_New_Space Heating_Natural Gas_Furnace_E6 | F6 | Residential | Single Family Regular Income | New | Space Heating | Natural Gas | Furnace | E6 | Utility - Value of Sales | 242.041 | 241.8171 | 241.9112 | 241.7343 | 240.3784 | 239.0226 | 237.6668 | 236.3111 | 234.9555 | 233.5999 | 232.2444 | 230.8973 | 229.567 | 228.2618 | 226.9901 | 225.7604 | 224.5808 | 223.4598 | 222.4057 | 221.427 | 220.5236 | 219.6956 | 218.9427 | 218.2651 | 217.6629 | 217.136 | 216.6841 | 216.3077 | 216.0066 | 215.7807 | 215.63 | 215.5547 | 215.5547 | 0 | 0 | 0 | 0 | 0 | 0 | 0 | 0 | 0
F6_Residential_Single Family Regular Income_New_Space Heating_Natural Gas_Furnace_E7 | F6 | Residential | Single Family Regular Income | New | Space Heating | Natural Gas | Furnace | E7 | Utility - Value of Sales | 0 | 0 | 0 | 0 | 0 | 0 | 0 | 0 | 0 | 0 | 0 | 0 | 0 | 0 | 0 | 0 | 0 | 0 | 0 | 0 | 0 | 0 | 0 | 0 | 0 | 0 | 0 | 0 | 0 | 0 | 0 | 0 | 0 | 0 | 0 | 0 | 0 | 0 | 0 | 0 | 0 | 0
F6_Residential_Single Family Regular Income_New_Space Heating_Natural Gas_Furnace_E8 | F6 | Residential | Single Family Regular Income | New | Space Heating | Natural Gas | Furnace | E8 | Utility - Value of Sales | 0 | 0 | 0 | 0 | 0 | 0 | 0 | 0 | 0 | 0 | 0 | 0 | 0 | 0 | 0 | 0 | 0 | 0 | 0 | 0 | 0 | 0 | 0 | 0 | 0 | 0 | 0 | 0 | 0 | 0 | 0 | 0 | 0 | 0 | 0 | 0 | 0 | 0 | 0 | 0 | 0 | 0
F6_Residential_Single Family Regular Income_New_Space Heating_Natural Gas_Furnace_E9 | F6 | Residential | Single Family Regular Income | New | Space Heating | Natural Gas | Furnace | E9 | Utility - Value of Sales | 0 | 0 | 0 | 0 | 0 | 0 | 0 | 0 | 0 | 0 | 0 | 0 | 0 | 0 | 0 | 0 | 0 | 0 | 0 | 0 | 0 | 0 | 0 | 0 | 0 | 0 | 0 | 0 | 0 | 0 | 0 | 0 | 0 | 0 | 0 | 0 | 0 | 0 | 0 | 0 | 0 | 0
F6_Residential_Single Family Regular Income_New_Space Heating_Natural Gas_Furnace_E10 | F6 | Residential | Single Family Regular Income | New | Space Heating | Natural Gas | Furnace | E10 | Utility - Value of Sales | 0 | 0 | 0 | 0 | 0 | 0 | 0 | 0 | 0 | 0 | 0 | 0 | 0 | 0 | 0 | 0 | 0 | 0 | 0 | 0 | 0 | 0 | 0 | 0 | 0 | 0 | 0 | 0 | 0 | 0 | 0 | 0 | 0 | 0 | 0 | 0 | 0 | 0 | 0 | 0 | 0 | 0
F1_Residential_Single Family Regular Income_New_Space Heating_Natural Gas_Boiler_E1 | F1 | Residential | Single Family Regular Income | New | Space Heating | Natural Gas | Boiler | E1 | RVT - Cost of Equipment | 705.203 | 705.8582 | 0 | 0 | 0 | 0 | 0 | 0 | 0 | 0 | 0 | 0 | 0 | 0 | 0 | 0 | 0 | 0 | 0 | 0 | 0 | 0 | 0 | 0 | 0 | 0 | 0 | 0 | 0 | 0 | 0 | 0 | 0 | 0 | 0 | 0 | 0 | 0 | 0 | 0 | 0 | 0
F1_Residential_Single Family Regular Income_New_Space Heating_Natural Gas_Boiler_E2 | F1 | Residential | Single Family Regular Income | New | Space Heating | Natural Gas | Boiler | E2 | RVT - Cost of Equipment | 689.949 | 690.59 | 692.5255 | 693.7903 | 691.5261 | 0 | 0 | 0 | 0 | 0 | 0 | 0 | 0 | 0 | 0 | 0 | 0 | 0 | 0 | 0 | 0 | 0 | 0 | 0 | 0 | 0 | 0 | 0 | 0 | 0 | 0 | 0 | 0 | 0 | 0 | 0 | 0 | 0 | 0 | 0 | 0 | 0
F1_Residential_Single Family Regular Income_New_Space Heating_Natural Gas_Boiler_E3 | F1 | Residential | Single Family Regular Income | New | Space Heating | Natural Gas | Boiler | E3 | RVT - Cost of Equipment | 680.5619 | 681.1942 | 683.1034 | 684.351 | 682.1176 | 0 | 0 | 0 | 0 | 0 | 0 | 0 | 0 | 0 | 0 | 0 | 0 | 0 | 0 | 0 | 0 | 0 | 0 | 0 | 0 | 0 | 0 | 0 | 0 | 0 | 0 | 0 | 0 | 0 | 0 | 0 | 0 | 0 | 0 | 0 | 0 | 0
F1_Residential_Single Family Regular Income_New_Space Heating_Natural Gas_Boiler_E4 | F1 | Residential | Single Family Regular Income | New | Space Heating | Natural Gas | Boiler | E4 | RVT - Cost of Equipment | 639.4935 | 640.0877 | 641.8816 | 643.0539 | 640.9554 | 0 | 0 | 0 | 0 | 0 | 0 | 0 | 0 | 0 | 0 | 0 | 0 | 0 | 0 | 0 | 0 | 0 | 0 | 0 | 0 | 0 | 0 | 0 | 0 | 0 | 0 | 0 | 0 | 0 | 0 | 0 | 0 | 0 | 0 | 0 | 0 | 0
F1_Residential_Single Family Regular Income_New_Space Heating_Natural Gas_Boiler_E5 | F1 | Residential | Single Family Regular Income | New | Space Heating | Natural Gas | Boiler | E5 | RVT - Cost of Equipment | 594.905 | 595.4577 | 597.1266 | 598.2172 | 596.2649 | 0 | 0 | 0 | 0 | 0 | 0 | 0 | 0 | 0 | 0 | 0 | 0 | 0 | 0 | 0 | 0 | 0 | 0 | 0 | 0 | 0 | 0 | 0 | 0 | 0 | 0 | 0 | 0 | 0 | 0 | 0 | 0 | 0 | 0 | 0 | 0 | 0
F1_Residential_Single Family Regular Income_New_Space Heating_Natural Gas_Boiler_E6 | F1 | Residential | Single Family Regular Income | New | Space Heating | Natural Gas | Boiler | E6 | RVT - Cost of Equipment | 473.1802 | 473.5705 | 475.21 | 476.3048 | 474.0491 | 473.3088 | 473.9801 | 474.2968 | 475.0753 | 475.6987 | 476.2445 | 476.6474 | 477.2103 | 477.8443 | 478.366 | 478.5652 | 478.3989 | 477.9776 | 477.0932 | 475.9049 | 474.1084 | 471.8042 | 469.249 | 466.6807 | 463.8157 | 460.7736 | 457.5609 | 454.2478 | 450.6042 | 446.8418 | 442.7593 | 438.5789 | 433.9454 | 0 | 0 | 0 | 0 | 0 | 0 | 0 | 0 | 0
F1_Residential_Single Family Regular Income_New_Space Heating_Natural Gas_Boiler_E7 | F1 | Residential | Single Family Regular Income | New | Space Heating | Natural Gas | Boiler | E7 | RVT - Cost of Equipment | 378.4038 | 378.707 | 379.8792 | 380.6837 | 379.1639 | 378.7186 | 379.2716 | 379.5847 | 380.223 | 380.757 | 381.2436 | 381.4607 | 381.5885 | 381.5646 | 381.2367 | 380.6993 | 379.9236 | 378.9941 | 377.7699 | 376.3621 | 374.7991 | 373.1916 | 371.409 | 369.6172 | 367.6184 | 365.4961 | 363.2548 | 360.9434 | 358.4014 | 355.7765 | 352.9284 | 350.0119 | 346.7794 | 0 | 0 | 0 | 0 | 0 | 0 | 0 | 0 | 0
F1_Residential_Single Family Regular Income_New_Space Heating_Natural Gas_Boiler_E8 | F1 | Residential | Single Family Regular Income | New | Space Heating | Natural Gas | Boiler | E8 | RVT - Cost of Equipment | 318.6558 | 318.9111 | 319.8982 | 320.5757 | 319.2959 | 318.9209 | 319.3866 | 319.6502 | 320.1878 | 320.6375 | 321.0472 | 321.2301 | 321.3377 | 321.3176 | 321.0415 | 320.5888 | 319.9356 | 319.1529 | 318.122 | 316.9365 | 315.6203 | 314.2666 | 312.7655 | 311.2566 | 309.5734 | 307.7862 | 305.8987 | 303.9523 | 301.8117 | 299.6013 | 297.2028 | 294.7469 | 292.0247 | 0 | 0 | 0 | 0 | 0 | 0 | 0 | 0 | 0
F1_Residential_Single Family Regular Income_New_Space Heating_Natural Gas_Boiler_E9 | F1 | Residential | Single Family Regular Income | New | Space Heating | Natural Gas | Boiler | E9 | RVT - Cost of Equipment | 0 | 0 | 0 | 0 | 0 | 0 | 0 | 0 | 0 | 0 | 0 | 0 | 0 | 0 | 0 | 0 | 0 | 0 | 0 | 0 | 0 | 0 | 0 | 0 | 0 | 0 | 0 | 0 | 0 | 0 | 0 | 0 | 0 | 0 | 0 | 0 | 0 | 0 | 0 | 0 | 0 | 0
F1_Residential_Single Family Regular Income_New_Space Heating_Natural Gas_Boiler_E10 | F1 | Residential | Single Family Regular Income | New | Space Heating | Natural Gas | Boiler | E10 | RVT - Cost of Equipment | 0 | 0 | 0 | 0 | 0 | 0 | 0 | 0 | 0 | 0 | 0 | 0 | 0 | 0 | 0 | 0 | 0 | 0 | 0 | 0 | 0 | 0 | 0 | 0 | 0 | 0 | 0 | 0 | 0 | 0 | 0 | 0 | 0 | 0 | 0 | 0 | 0 | 0 | 0 | 0 | 0 | 0
F2_Residential_Single Family Regular Income_New_Space Heating_Natural Gas_Boiler_E1 | F2 | Residential | Single Family Regular Income | New | Space Heating | Natural Gas | Boiler | E1 | RVT - Cost of Operation | 704.0659 | 704.7201 | 0 | 0 | 0 | 0 | 0 | 0 | 0 | 0 | 0 | 0 | 0 | 0 | 0 | 0 | 0 | 0 | 0 | 0 | 0 | 0 | 0 | 0 | 0 | 0 | 0 | 0 | 0 | 0 | 0 | 0 | 0 | 0 | 0 | 0 | 0 | 0 | 0 | 0 | 0 | 0
F2_Residential_Single Family Regular Income_New_Space Heating_Natural Gas_Boiler_E2 | F2 | Residential | Single Family Regular Income | New | Space Heating | Natural Gas | Boiler | E2 | RVT - Cost of Operation | 688.8365 | 689.4765 | 691.4089 | 692.6717 | 690.4111 | 0 | 0 | 0 | 0 | 0 | 0 | 0 | 0 | 0 | 0 | 0 | 0 | 0 | 0 | 0 | 0 | 0 | 0 | 0 | 0 | 0 | 0 | 0 | 0 | 0 | 0 | 0 | 0 | 0 | 0 | 0 | 0 | 0 | 0 | 0 | 0 | 0
F2_Residential_Single Family Regular Income_New_Space Heating_Natural Gas_Boiler_E3 | F2 | Residential | Single Family Regular Income | New | Space Heating | Natural Gas | Boiler | E3 | RVT - Cost of Operation | 679.4646 | 680.0959 | 682.002 | 683.2475 | 681.0178 | 0 | 0 | 0 | 0 | 0 | 0 | 0 | 0 | 0 | 0 | 0 | 0 | 0 | 0 | 0 | 0 | 0 | 0 | 0 | 0 | 0 | 0 | 0 | 0 | 0 | 0 | 0 | 0 | 0 | 0 | 0 | 0 | 0 | 0 | 0 | 0 | 0
F2_Residential_Single Family Regular Income_New_Space Heating_Natural Gas_Boiler_E4 | F2 | Residential | Single Family Regular Income | New | Space Heating | Natural Gas | Boiler | E4 | RVT - Cost of Operation | 638.4624 | 639.0556 | 640.8467 | 642.0171 | 639.9219 | 0 | 0 | 0 | 0 | 0 | 0 | 0 | 0 | 0 | 0 | 0 | 0 | 0 | 0 | 0 | 0 | 0 | 0 | 0 | 0 | 0 | 0 | 0 | 0 | 0 | 0 | 0 | 0 | 0 | 0 | 0 | 0 | 0 | 0 | 0 | 0 | 0
F2_Residential_Single Family Regular Income_New_Space Heating_Natural Gas_Boiler_E5 | F2 | Residential | Single Family Regular Income | New | Space Heating | Natural Gas | Boiler | E5 | RVT - Cost of Operation | 593.9458 | 594.4976 | 596.1638 | 597.2526 | 595.3035 | 0 | 0 | 0 | 0 | 0 | 0 | 0 | 0 | 0 | 0 | 0 | 0 | 0 | 0 | 0 | 0 | 0 | 0 | 0 | 0 | 0 | 0 | 0 | 0 | 0 | 0 | 0 | 0 | 0 | 0 | 0 | 0 | 0 | 0 | 0 | 0 | 0
F2_Residential_Single Family Regular Income_New_Space Heating_Natural Gas_Boiler_E6 | F2 | Residential | Single Family Regular Income | New | Space Heating | Natural Gas | Boiler | E6 | RVT - Cost of Operation | 472.4172 | 472.8069 | 474.4438 | 475.5368 | 473.2847 | 472.5457 | 473.2159 | 473.532 | 474.3093 | 474.9317 | 475.4766 | 475.8788 | 476.4409 | 477.0739 | 477.5947 | 477.7936 | 477.6275 | 477.2069 | 476.324 | 475.1376 | 473.3439 | 471.0435 | 468.4924 | 465.9282 | 463.0678 | 460.0306 | 456.8231 | 453.5154 | 449.8776 | 446.1213 | 442.0454 | 437.8717 | 433.2457 | 0 | 0 | 0 | 0 | 0 | 0 | 0 | 0 | 0
F2_Residential_Single Family Regular Income_New_Space Heating_Natural Gas_Boiler_E7 | F2 | Residential | Single Family Regular Income | New | Space Heating | Natural Gas | Boiler | E7 | RVT - Cost of Operation | 377.7936 | 378.0964 | 379.2666 | 380.0699 | 378.5526 | 378.1079 | 378.66 | 378.9726 | 379.6099 | 380.1431 | 380.6289 | 380.8456 | 380.9732 | 380.9494 | 380.622 | 380.0854 | 379.311 | 378.383 | 377.1607 | 375.7553 | 374.1948 | 372.5899 | 370.8101 | 369.0212 | 367.0257 | 364.9068 | 362.6691 | 360.3614 | 357.8235 | 355.2029 | 352.3593 | 349.4476 | 346.2202 | 0 | 0 | 0 | 0 | 0 | 0 | 0 | 0 | 0
F2_Residential_Single Family Regular Income_New_Space Heating_Natural Gas_Boiler_E8 | F2 | Residential | Single Family Regular Income | New | Space Heating | Natural Gas | Boiler | E8 | RVT - Cost of Operation | 318.142 | 318.3969 | 319.3824 | 320.0588 | 318.7811 | 318.4067 | 318.8716 | 319.1348 | 319.6715 | 320.1205 | 320.5296 | 320.7121 | 320.8196 | 320.7995 | 320.5238 | 320.0719 | 319.4198 | 318.6383 | 317.609 | 316.4255 | 315.1114 | 313.7599 | 312.2612 | 310.7547 | 309.0743 | 307.2899 | 305.4055 | 303.4622 | 301.3251 | 299.1182 | 296.7236 | 294.2716 | 291.5539 | 0 | 0 | 0 | 0 | 0 | 0 | 0 | 0 | 0
F2_Residential_Single Family Regular Income_New_Space Heating_Natural Gas_Boiler_E9 | F2 | Residential | Single Family Regular Income | New | Space Heating | Natural Gas | Boiler | E9 | RVT - Cost of Operation | 0 | 0 | 0 | 0 | 0 | 0 | 0 | 0 | 0 | 0 | 0 | 0 | 0 | 0 | 0 | 0 | 0 | 0 | 0 | 0 | 0 | 0 | 0 | 0 | 0 | 0 | 0 | 0 | 0 | 0 | 0 | 0 | 0 | 0 | 0 | 0 | 0 | 0 | 0 | 0 | 0 | 0
F2_Residential_Single Family Regular Income_New_Space Heating_Natural Gas_Boiler_E10 | F2 | Residential | Single Family Regular Income | New | Space Heating | Natural Gas | Boiler | E10 | RVT - Cost of Operation | 0 | 0 | 0 | 0 | 0 | 0 | 0 | 0 | 0 | 0 | 0 | 0 | 0 | 0 | 0 | 0 | 0 | 0 | 0 | 0 | 0 | 0 | 0 | 0 | 0 | 0 | 0 | 0 | 0 | 0 | 0 | 0 | 0 | 0 | 0 | 0 | 0 | 0 | 0 | 0 | 0 | 0
F3_Residential_Single Family Regular Income_New_Space Heating_Natural Gas_Boiler_E1 | F3 | Residential | Single Family Regular Income | New | Space Heating | Natural Gas | Boiler | E1 | System - kBTUs of Consumption | 171.371 | 171.371 | 0 | 0 | 0 | 0 | 0 | 0 | 0 | 0 | 0 | 0 | 0 | 0 | 0 | 0 | 0 | 0 | 0 | 0 | 0 | 0 | 0 | 0 | 0 | 0 | 0 | 0 | 0 | 0 | 0 | 0 | 0 | 0 | 0 | 0 | 0 | 0 | 0 | 0 | 0 | 0
F3_Residential_Single Family Regular Income_New_Space Heating_Natural Gas_Boiler_E2 | F3 | Residential | Single Family Regular Income | New | Space Heating | Natural Gas | Boiler | E2 | System - kBTUs of Consumption | 211.8434 | 211.8434 | 211.8434 | 211.8434 | 211.8434 | 0 | 0 | 0 | 0 | 0 | 0 | 0 | 0 | 0 | 0 | 0 | 0 | 0 | 0 | 0 | 0 | 0 | 0 | 0 | 0 | 0 | 0 | 0 | 0 | 0 | 0 | 0 | 0 | 0 | 0 | 0 | 0 | 0 | 0 | 0 | 0 | 0
F3_Residential_Single Family Regular Income_New_Space Heating_Natural Gas_Boiler_E3 | F3 | Residential | Single Family Regular Income | New | Space Heating | Natural Gas | Boiler | E3 | System - kBTUs of Consumption | 240.711 | 240.711 | 240.711 | 240.711 | 240.711 | 0 | 0 | 0 | 0 | 0 | 0 | 0 | 0 | 0 | 0 | 0 | 0 | 0 | 0 | 0 | 0 | 0 | 0 | 0 | 0 | 0 | 0 | 0 | 0 | 0 | 0 | 0 | 0 | 0 | 0 | 0 | 0 | 0 | 0 | 0 | 0 | 0
F3_Residential_Single Family Regular Income_New_Space Heating_Natural Gas_Boiler_E4 | F3 | Residential | Single Family Regular Income | New | Space Heating | Natural Gas | Boiler | E4 | System - kBTUs of Consumption | 251.814 | 251.814 | 251.814 | 251.814 | 251.814 | 0 | 0 | 0 | 0 | 0 | 0 | 0 | 0 | 0 | 0 | 0 | 0 | 0 | 0 | 0 | 0 | 0 | 0 | 0 | 0 | 0 | 0 | 0 | 0 | 0 | 0 | 0 | 0 | 0 | 0 | 0 | 0 | 0 | 0 | 0 | 0 | 0
F3_Residential_Single Family Regular Income_New_Space Heating_Natural Gas_Boiler_E5 | F3 | Residential | Single Family Regular Income | New | Space Heating | Natural Gas | Boiler | E5 | System - kBTUs of Consumption | 283.4357 | 283.4357 | 283.4357 | 283.4357 | 283.4357 | 0 | 0 | 0 | 0 | 0 | 0 | 0 | 0 | 0 | 0 | 0 | 0 | 0 | 0 | 0 | 0 | 0 | 0 | 0 | 0 | 0 | 0 | 0 | 0 | 0 | 0 | 0 | 0 | 0 | 0 | 0 | 0 | 0 | 0 | 0 | 0 | 0
F3_Residential_Single Family Regular Income_New_Space Heating_Natural Gas_Boiler_E6 | F3 | Residential | Single Family Regular Income | New | Space Heating | Natural Gas | Boiler | E6 | System - kBTUs of Consumption | 1317.6459 | 1317.6459 | 1317.6459 | 1317.6459 | 1317.6459 | 1317.6459 | 1317.6459 | 1317.6459 | 1317.6459 | 1317.6459 | 1317.6459 | 1317.6459 | 1317.6459 | 1317.6459 | 1317.6459 | 1317.6459 | 1317.6459 | 1317.6459 | 1317.6459 | 1317.6459 | 1317.6459 | 1317.6459 | 1317.6459 | 1317.6459 | 1317.6459 | 1317.6459 | 1317.6459 | 1317.6459 | 1317.6459 | 1317.6459 | 1317.6459 | 1317.6459 | 1317.6459 | 0 | 0 | 0 | 0 | 0 | 0 | 0 | 0 | 0
F3_Residential_Single Family Regular Income_New_Space Heating_Natural Gas_Boiler_E7 | F3 | Residential | Single Family Regular Income | New | Space Heating | Natural Gas | Boiler | E7 | System - kBTUs of Consumption | 628.795 | 628.795 | 628.795 | 628.795 | 628.795 | 628.795 | 628.795 | 628.795 | 628.795 | 628.795 | 628.795 | 628.795 | 628.795 | 628.795 | 628.795 | 628.795 | 628.795 | 628.795 | 628.795 | 628.795 | 628.795 | 628.795 | 628.795 | 628.795 | 628.795 | 628.795 | 628.795 | 628.795 | 628.795 | 628.795 | 628.795 | 628.795 | 628.795 | 0 | 0 | 0 | 0 | 0 | 0 | 0 | 0 | 0
F3_Residential_Single Family Regular Income_New_Space Heating_Natural Gas_Boiler_E8 | F3 | Residential | Single Family Regular Income | New | Space Heating | Natural Gas | Boiler | E8 | System - kBTUs of Consumption | 666.0585 | 666.0585 | 666.0585 | 666.0585 | 666.0585 | 666.0585 | 666.0585 | 666.0585 | 666.0585 | 666.0585 | 666.0585 | 666.0585 | 666.0585 | 666.0585 | 666.0585 | 666.0585 | 666.0585 | 666.0585 | 666.0585 | 666.0585 | 666.0585 | 666.0585 | 666.0585 | 666.0585 | 666.0585 | 666.0585 | 666.0585 | 666.0585 | 666.0585 | 666.0585 | 666.0585 | 666.0585 | 666.0585 | 0 | 0 | 0 | 0 | 0 | 0 | 0 | 0 | 0
F3_Residential_Single Family Regular Income_New_Space Heating_Natural Gas_Boiler_E9 | F3 | Residential | Single Family Regular Income | New | Space Heating | Natural Gas | Boiler | E9 | System - kBTUs of Consumption | 0 | 0 | 0 | 0 | 0 | 0 | 0 | 0 | 0 | 0 | 0 | 0 | 0 | 0 | 0 | 0 | 0 | 0 | 0 | 0 | 0 | 0 | 0 | 0 | 0 | 0 | 0 | 0 | 0 | 0 | 0 | 0 | 0 | 0 | 0 | 0 | 0 | 0 | 0 | 0 | 0 | 0
F3_Residential_Single Family Regular Income_New_Space Heating_Natural Gas_Boiler_E10 | F3 | Residential | Single Family Regular Income | New | Space Heating | Natural Gas | Boiler | E10 | System - kBTUs of Consumption | 0 | 0 | 0 | 0 | 0 | 0 | 0 | 0 | 0 | 0 | 0 | 0 | 0 | 0 | 0 | 0 | 0 | 0 | 0 | 0 | 0 | 0 | 0 | 0 | 0 | 0 | 0 | 0 | 0 | 0 | 0 | 0 | 0 | 0 | 0 | 0 | 0 | 0 | 0 | 0 | 0 | 0
F4_Residential_Single Family Regular Income_New_Space Heating_Natural Gas_Boiler_E1 | F4 | Residential | Single Family Regular Income | New | Space Heating | Natural Gas | Boiler | E1 | Utility - Cost of Equipment | 704.0659 | 704.7201 | 0 | 0 | 0 | 0 | 0 | 0 | 0 | 0 | 0 | 0 | 0 | 0 | 0 | 0 | 0 | 0 | 0 | 0 | 0 | 0 | 0 | 0 | 0 | 0 | 0 | 0 | 0 | 0 | 0 | 0 | 0 | 0 | 0 | 0 | 0 | 0 | 0 | 0 | 0 | 0
F4_Residential_Single Family Regular Income_New_Space Heating_Natural Gas_Boiler_E2 | F4 | Residential | Single Family Regular Income | New | Space Heating | Natural Gas | Boiler | E2 | Utility - Cost of Equipment | 688.8365 | 689.4765 | 691.4089 | 692.6717 | 690.4111 | 0 | 0 | 0 | 0 | 0 | 0 | 0 | 0 | 0 | 0 | 0 | 0 | 0 | 0 | 0 | 0 | 0 | 0 | 0 | 0 | 0 | 0 | 0 | 0 | 0 | 0 | 0 | 0 | 0 | 0 | 0 | 0 | 0 | 0 | 0 | 0 | 0
F4_Residential_Single Family Regular Income_New_Space Heating_Natural Gas_Boiler_E3 | F4 | Residential | Single Family Regular Income | New | Space Heating | Natural Gas | Boiler | E3 | Utility - Cost of Equipment | 679.4646 | 680.0959 | 682.002 | 683.2475 | 681.0178 | 0 | 0 | 0 | 0 | 0 | 0 | 0 | 0 | 0 | 0 | 0 | 0 | 0 | 0 | 0 | 0 | 0 | 0 | 0 | 0 | 0 | 0 | 0 | 0 | 0 | 0 | 0 | 0 | 0 | 0 | 0 | 0 | 0 | 0 | 0 | 0 | 0
F4_Residential_Single Family Regular Income_New_Space Heating_Natural Gas_Boiler_E4 | F4 | Residential | Single Family Regular Income | New | Space Heating | Natural Gas | Boiler | E4 | Utility - Cost of Equipment | 638.4624 | 639.0556 | 640.8467 | 642.0171 | 639.9219 | 0 | 0 | 0 | 0 | 0 | 0 | 0 | 0 | 0 | 0 | 0 | 0 | 0 | 0 | 0 | 0 | 0 | 0 | 0 | 0 | 0 | 0 | 0 | 0 | 0 | 0 | 0 | 0 | 0 | 0 | 0 | 0 | 0 | 0 | 0 | 0 | 0
F4_Residential_Single Family Regular Income_New_Space Heating_Natural Gas_Boiler_E5 | F4 | Residential | Single Family Regular Income | New | Space Heating | Natural Gas | Boiler | E5 | Utility - Cost of Equipment | 593.9458 | 594.4976 | 596.1638 | 597.2526 | 595.3035 | 0 | 0 | 0 | 0 | 0 | 0 | 0 | 0 | 0 | 0 | 0 | 0 | 0 | 0 | 0 | 0 | 0 | 0 | 0 | 0 | 0 | 0 | 0 | 0 | 0 | 0 | 0 | 0 | 0 | 0 | 0 | 0 | 0 | 0 | 0 | 0 | 0
F4_Residential_Single Family Regular Income_New_Space Heating_Natural Gas_Boiler_E6 | F4 | Residential | Single Family Regular Income | New | Space Heating | Natural Gas | Boiler | E6 | Utility - Cost of Equipment | 472.4172 | 472.8069 | 474.4438 | 475.5368 | 473.2847 | 472.5457 | 473.2159 | 473.532 | 474.3093 | 474.9317 | 475.4766 | 475.8788 | 476.4409 | 477.0739 | 477.5947 | 477.7936 | 477.6275 | 477.2069 | 476.324 | 475.1376 | 473.3439 | 471.0435 | 468.4924 | 465.9282 | 463.0678 | 460.0306 | 456.8231 | 453.5154 | 449.8776 | 446.1213 | 442.0454 | 437.8717 | 433.2457 | 0 | 0 | 0 | 0 | 0 | 0 | 0 | 0 | 0
F4_Residential_Single Family Regular Income_New_Space Heating_Natural Gas_Boiler_E7 | F4 | Residential | Single Family Regular Income | New | Space Heating | Natural Gas | Boiler | E7 | Utility - Cost of Equipment | 377.7936 | 378.0964 | 379.2666 | 380.0699 | 378.5526 | 378.1079 | 378.66 | 378.9726 | 379.6099 | 380.1431 | 380.6289 | 380.8456 | 380.9732 | 380.9494 | 380.622 | 380.0854 | 379.311 | 378.383 | 377.1607 | 375.7553 | 374.1948 | 372.5899 | 370.8101 | 369.0212 | 367.0257 | 364.9068 | 362.6691 | 360.3614 | 357.8235 | 355.2029 | 352.3593 | 349.4476 | 346.2202 | 0 | 0 | 0 | 0 | 0 | 0 | 0 | 0 | 0
F4_Residential_Single Family Regular Income_New_Space Heating_Natural Gas_Boiler_E8 | F4 | Residential | Single Family Regular Income | New | Space Heating | Natural Gas | Boiler | E8 | Utility - Cost of Equipment | 318.142 | 318.3969 | 319.3824 | 320.0588 | 318.7811 | 318.4067 | 318.8716 | 319.1348 | 319.6715 | 320.1205 | 320.5296 | 320.7121 | 320.8196 | 320.7995 | 320.5238 | 320.0719 | 319.4198 | 318.6383 | 317.609 | 316.4255 | 315.1114 | 313.7599 | 312.2612 | 310.7547 | 309.0743 | 307.2899 | 305.4055 | 303.4622 | 301.3251 | 299.1182 | 296.7236 | 294.2716 | 291.5539 | 0 | 0 | 0 | 0 | 0 | 0 | 0 | 0 | 0
F4_Residential_Single Family Regular Income_New_Space Heating_Natural Gas_Boiler_E9 | F4 | Residential | Single Family Regular Income | New | Space Heating | Natural Gas | Boiler | E9 | Utility - Cost of Equipment | 0 | 0 | 0 | 0 | 0 | 0 | 0 | 0 | 0 | 0 | 0 | 0 | 0 | 0 | 0 | 0 | 0 | 0 | 0 | 0 | 0 | 0 | 0 | 0 | 0 | 0 | 0 | 0 | 0 | 0 | 0 | 0 | 0 | 0 | 0 | 0 | 0 | 0 | 0 | 0 | 0 | 0
F4_Residential_Single Family Regular Income_New_Space Heating_Natural Gas_Boiler_E10 | F4 | Residential | Single Family Regular Income | New | Space Heating | Natural Gas | Boiler | E10 | Utility - Cost of Equipment | 0 | 0 | 0 | 0 | 0 | 0 | 0 | 0 | 0 | 0 | 0 | 0 | 0 | 0 | 0 | 0 | 0 | 0 | 0 | 0 | 0 | 0 | 0 | 0 | 0 | 0 | 0 | 0 | 0 | 0 | 0 | 0 | 0 | 0 | 0 | 0 | 0 | 0 | 0 | 0 | 0 | 0
F5_Residential_Single Family Regular Income_New_Space Heating_Natural Gas_Boiler_E1 | F5 | Residential | Single Family Regular Income | New | Space Heating | Natural Gas | Boiler | E1 | Utility - Cost of Operation | 171.371 | 171.371 | 0 | 0 | 0 | 0 | 0 | 0 | 0 | 0 | 0 | 0 | 0 | 0 | 0 | 0 | 0 | 0 | 0 | 0 | 0 | 0 | 0 | 0 | 0 | 0 | 0 | 0 | 0 | 0 | 0 | 0 | 0 | 0 | 0 | 0 | 0 | 0 | 0 | 0 | 0 | 0
F5_Residential_Single Family Regular Income_New_Space Heating_Natural Gas_Boiler_E2 | F5 | Residential | Single Family Regular Income | New | Space Heating | Natural Gas | Boiler | E2 | Utility - Cost of Operation | 211.8434 | 211.8434 | 211.8434 | 211.8434 | 211.8434 | 0 | 0 | 0 | 0 | 0 | 0 | 0 | 0 | 0 | 0 | 0 | 0 | 0 | 0 | 0 | 0 | 0 | 0 | 0 | 0 | 0 | 0 | 0 | 0 | 0 | 0 | 0 | 0 | 0 | 0 | 0 | 0 | 0 | 0 | 0 | 0 | 0
F5_Residential_Single Family Regular Income_New_Space Heating_Natural Gas_Boiler_E3 | F5 | Residential | Single Family Regular Income | New | Space Heating | Natural Gas | Boiler | E3 | Utility - Cost of Operation | 240.711 | 240.711 | 240.711 | 240.711 | 240.711 | 0 | 0 | 0 | 0 | 0 | 0 | 0 | 0 | 0 | 0 | 0 | 0 | 0 | 0 | 0 | 0 | 0 | 0 | 0 | 0 | 0 | 0 | 0 | 0 | 0 | 0 | 0 | 0 | 0 | 0 | 0 | 0 | 0 | 0 | 0 | 0 | 0
F5_Residential_Single Family Regular Income_New_Space Heating_Natural Gas_Boiler_E4 | F5 | Residential | Single Family Regular Income | New | Space Heating | Natural Gas | Boiler | E4 | Utility - Cost of Operation | 251.814 | 251.814 | 251.814 | 251.814 | 251.814 | 0 | 0 | 0 | 0 | 0 | 0 | 0 | 0 | 0 | 0 | 0 | 0 | 0 | 0 | 0 | 0 | 0 | 0 | 0 | 0 | 0 | 0 | 0 | 0 | 0 | 0 | 0 | 0 | 0 | 0 | 0 | 0 | 0 | 0 | 0 | 0 | 0
F5_Residential_Single Family Regular Income_New_Space Heating_Natural Gas_Boiler_E5 | F5 | Residential | Single Family Regular Income | New | Space Heating | Natural Gas | Boiler | E5 | Utility - Cost of Operation | 283.4357 | 283.4357 | 283.4357 | 283.4357 | 283.4357 | 0 | 0 | 0 | 0 | 0 | 0 | 0 | 0 | 0 | 0 | 0 | 0 | 0 | 0 | 0 | 0 | 0 | 0 | 0 | 0 | 0 | 0 | 0 | 0 | 0 | 0 | 0 | 0 | 0 | 0 | 0 | 0 | 0 | 0 | 0 | 0 | 0
F5_Residential_Single Family Regular Income_New_Space Heating_Natural Gas_Boiler_E6 | F5 | Residential | Single Family Regular Income | New | Space Heating | Natural Gas | Boiler | E6 | Utility - Cost of Operation | 1317.6459 | 1317.6459 | 1317.6459 | 1317.6459 | 1317.6459 | 1317.6459 | 1317.6459 | 1317.6459 | 1317.6459 | 1317.6459 | 1317.6459 | 1317.6459 | 1317.6459 | 1317.6459 | 1317.6459 | 1317.6459 | 1317.6459 | 1317.6459 | 1317.6459 | 1317.6459 | 1317.6459 | 1317.6459 | 1317.6459 | 1317.6459 | 1317.6459 | 1317.6459 | 1317.6459 | 1317.6459 | 1317.6459 | 1317.6459 | 1317.6459 | 1317.6459 | 1317.6459 | 0 | 0 | 0 | 0 | 0 | 0 | 0 | 0 | 0
F5_Residential_Single Family Regular Income_New_Space Heating_Natural Gas_Boiler_E7 | F5 | Residential | Single Family Regular Income | New | Space Heating | Natural Gas | Boiler | E7 | Utility - Cost of Operation | 628.795 | 628.795 | 628.795 | 628.795 | 628.795 | 628.795 | 628.795 | 628.795 | 628.795 | 628.795 | 628.795 | 628.795 | 628.795 | 628.795 | 628.795 | 628.795 | 628.795 | 628.795 | 628.795 | 628.795 | 628.795 | 628.795 | 628.795 | 628.795 | 628.795 | 628.795 | 628.795 | 628.795 | 628.795 | 628.795 | 628.795 | 628.795 | 628.795 | 0 | 0 | 0 | 0 | 0 | 0 | 0 | 0 | 0
F5_Residential_Single Family Regular Income_New_Space Heating_Natural Gas_Boiler_E8 | F5 | Residential | Single Family Regular Income | New | Space Heating | Natural Gas | Boiler | E8 | Utility - Cost of Operation | 666.0585 | 666.0585 | 666.0585 | 666.0585 | 666.0585 | 666.0585 | 666.0585 | 666.0585 | 666.0585 | 666.0585 | 666.0585 | 666.0585 | 666.0585 | 666.0585 | 666.0585 | 666.0585 | 666.0585 | 666.0585 | 666.0585 | 666.0585 | 666.0585 | 666.0585 | 666.0585 | 666.0585 | 666.0585 | 666.0585 | 666.0585 | 666.0585 | 666.0585 | 666.0585 | 666.0585 | 666.0585 | 666.0585 | 0 | 0 | 0 | 0 | 0 | 0 | 0 | 0 | 0
F5_Residential_Single Family Regular Income_New_Space Heating_Natural Gas_Boiler_E9 | F5 | Residential | Single Family Regular Income | New | Space Heating | Natural Gas | Boiler | E9 | Utility - Cost of Operation | 0 | 0 | 0 | 0 | 0 | 0 | 0 | 0 | 0 | 0 | 0 | 0 | 0 | 0 | 0 | 0 | 0 | 0 | 0 | 0 | 0 | 0 | 0 | 0 | 0 | 0 | 0 | 0 | 0 | 0 | 0 | 0 | 0 | 0 | 0 | 0 | 0 | 0 | 0 | 0 | 0 | 0
F5_Residential_Single Family Regular Income_New_Space Heating_Natural Gas_Boiler_E10 | F5 | Residential | Single Family Regular Income | New | Space Heating | Natural Gas | Boiler | E10 | Utility - Cost of Operation | 0 | 0 | 0 | 0 | 0 | 0 | 0 | 0 | 0 | 0 | 0 | 0 | 0 | 0 | 0 | 0 | 0 | 0 | 0 | 0 | 0 | 0 | 0 | 0 | 0 | 0 | 0 | 0 | 0 | 0 | 0 | 0 | 0 | 0 | 0 | 0 | 0 | 0 | 0 | 0 | 0 | 0
F6_Residential_Single Family Regular Income_New_Space Heating_Natural Gas_Boiler_E1 | F6 | Residential | Single Family Regular Income | New | Space Heating | Natural Gas | Boiler | E1 | Utility - Value of Sales | 346.8725 | 346.0856 | 0 | 0 | 0 | 0 | 0 | 0 | 0 | 0 | 0 | 0 | 0 | 0 | 0 | 0 | 0 | 0 | 0 | 0 | 0 | 0 | 0 | 0 | 0 | 0 | 0 | 0 | 0 | 0 | 0 | 0 | 0 | 0 | 0 | 0 | 0 | 0 | 0 | 0 | 0 | 0
F6_Residential_Single Family Regular Income_New_Space Heating_Natural Gas_Boiler_E2 | F6 | Residential | Single Family Regular Income | New | Space Heating | Natural Gas | Boiler | E2 | Utility - Value of Sales | 339.3695 | 338.5995 | 338.1557 | 337.4411 | 335.5317 | 0 | 0 | 0 | 0 | 0 | 0 | 0 | 0 | 0 | 0 | 0 | 0 | 0 | 0 | 0 | 0 | 0 | 0 | 0 | 0 | 0 | 0 | 0 | 0 | 0 | 0 | 0 | 0 | 0 | 0 | 0 | 0 | 0 | 0 | 0 | 0 | 0
F6_Residential_Single Family Regular Income_New_Space Heating_Natural Gas_Boiler_E3 | F6 | Residential | Single Family Regular Income | New | Space Heating | Natural Gas | Boiler | E3 | Utility - Value of Sales | 334.7522 | 333.9927 | 333.555 | 332.85 | 330.9667 | 0 | 0 | 0 | 0 | 0 | 0 | 0 | 0 | 0 | 0 | 0 | 0 | 0 | 0 | 0 | 0 | 0 | 0 | 0 | 0 | 0 | 0 | 0 | 0 | 0 | 0 | 0 | 0 | 0 | 0 | 0 | 0 | 0 | 0 | 0 | 0 | 0
F6_Residential_Single Family Regular Income_New_Space Heating_Natural Gas_Boiler_E4 | F6 | Residential | Single Family Regular Income | New | Space Heating | Natural Gas | Boiler | E4 | Utility - Value of Sales | 314.5516 | 313.838 | 313.4267 | 312.7642 | 310.9945 | 0 | 0 | 0 | 0 | 0 | 0 | 0 | 0 | 0 | 0 | 0 | 0 | 0 | 0 | 0 | 0 | 0 | 0 | 0 | 0 | 0 | 0 | 0 | 0 | 0 | 0 | 0 | 0 | 0 | 0 | 0 | 0 | 0 | 0 | 0 | 0 | 0
F6_Residential_Single Family Regular Income_New_Space Heating_Natural Gas_Boiler_E5 | F6 | Residential | Single Family Regular Income | New | Space Heating | Natural Gas | Boiler | E5 | Utility - Value of Sales | 292.6196 | 291.9557 | 291.5731 | 290.9568 | 289.3105 | 0 | 0 | 0 | 0 | 0 | 0 | 0 | 0 | 0 | 0 | 0 | 0 | 0 | 0 | 0 | 0 | 0 | 0 | 0 | 0 | 0 | 0 | 0 | 0 | 0 | 0 | 0 | 0 | 0 | 0 | 0 | 0 | 0 | 0 | 0 | 0 | 0
F6_Residential_Single Family Regular Income_New_Space Heating_Natural Gas_Boiler_E6 | F6 | Residential | Single Family Regular Income | New | Space Heating | Natural Gas | Boiler | E6 | Utility - Value of Sales | 238.1268 | 238.1292 | 238.5049 | 238.5624 | 237.2358 | 235.9092 | 234.5826 | 233.2561 | 231.9297 | 230.6033 | 229.277 | 227.9508 | 226.6247 | 225.2986 | 223.9726 | 222.6592 | 221.3712 | 220.1211 | 218.9215 | 217.7851 | 216.7245 | 215.7523 | 214.8683 | 214.0729 | 213.3659 | 212.7472 | 212.2168 | 211.7748 | 211.4213 | 211.1561 | 210.9792 | 210.8908 | 210.8908 | 0 | 0 | 0 | 0 | 0 | 0 | 0 | 0 | 0
F6_Residential_Single Family Regular Income_New_Space Heating_Natural Gas_Boiler_E7 | F6 | Residential | Single Family Regular Income | New | Space Heating | Natural Gas | Boiler | E7 | Utility - Value of Sales | 189.4432 | 189.2679 | 189.3416 | 189.2031 | 188.1419 | 187.0807 | 186.0195 | 184.9584 | 183.8974 | 182.8364 | 181.7754 | 180.7211 | 179.6799 | 178.6584 | 177.663 | 176.7005 | 175.7772 | 174.8999 | 174.0748 | 173.3088 | 172.6017 | 171.9536 | 171.3643 | 170.834 | 170.3627 | 169.9503 | 169.5966 | 169.302 | 169.0663 | 168.8895 | 168.7715 | 168.7126 | 168.7126 | 0 | 0 | 0 | 0 | 0 | 0 | 0 | 0 | 0
F6_Residential_Single Family Regular Income_New_Space Heating_Natural Gas_Boiler_E8 | F6 | Residential | Single Family Regular Income | New | Space Heating | Natural Gas | Boiler | E8 | Utility - Value of Sales | 159.5311 | 159.3835 | 159.4456 | 159.3289 | 158.4353 | 157.5416 | 156.648 | 155.7545 | 154.861 | 153.9675 | 153.0741 | 152.1862 | 151.3094 | 150.4492 | 149.611 | 148.8004 | 148.0229 | 147.2841 | 146.5893 | 145.9443 | 145.3488 | 144.8031 | 144.3068 | 143.8602 | 143.4633 | 143.116 | 142.8182 | 142.5701 | 142.3716 | 142.2227 | 142.1234 | 142.0738 | 142.0738 | 0 | 0 | 0 | 0 | 0 | 0 | 0 | 0 | 0
F6_Residential_Single Family Regular Income_New_Space Heating_Natural Gas_Boiler_E9 | F6 | Residential | Single Family Regular Income | New | Space Heating | Natural Gas | Boiler | E9 | Utility - Value of Sales | 0 | 0 | 0 | 0 | 0 | 0 | 0 | 0 | 0 | 0 | 0 | 0 | 0 | 0 | 0 | 0 | 0 | 0 | 0 | 0 | 0 | 0 | 0 | 0 | 0 | 0 | 0 | 0 | 0 | 0 | 0 | 0 | 0 | 0 | 0 | 0 | 0 | 0 | 0 | 0 | 0 | 0
F6_Residential_Single Family Regular Income_New_Space Heating_Natural Gas_Boiler_E10 | F6 | Residential | Single Family Regular Income | New | Space Heating | Natural Gas | Boiler | E10 | Utility - Value of Sales | 0 | 0 | 0 | 0 | 0 | 0 | 0 | 0 | 0 | 0 | 0 | 0 | 0 | 0 | 0 | 0 | 0 | 0 | 0 | 0 | 0 | 0 | 0 | 0 | 0 | 0 | 0 | 0 | 0 | 0 | 0 | 0 | 0 | 0 | 0 | 0 | 0 | 0 | 0 | 0 | 0 | 0
F1_Residential_Single Family Regular Income_New_Secondary Heating_Natural Gas_Fireplace_E1 | F1 | Residential | Single Family Regular Income | New | Secondary Heating | Natural Gas | Fireplace | E1 | RVT - Cost of Equipment | 185.9946 | 186.6303 | 187.7911 | 188.7741 | 188.5351 | 189.0244 | 190.1905 | 191.1947 | 192.4282 | 193.5987 | 194.7407 | 195.8232 | 196.993 | 198.1016 | 199.0375 | 199.8683 | 200.5715 | 201.2017 | 201.6558 | 202.0117 | 202.1178 | 202.0244 | 201.7699 | 201.4702 | 200.9822 | 200.3632 | 199.6143 | 198.7684 | 197.707 | 196.5346 | 195.1467 | 193.6531 | 191.8701 | 0 | 0 | 0 | 0 | 0 | 0 | 0 | 0 | 0
F1_Residential_Single Family Regular Income_New_Secondary Heating_Natural Gas_Fireplace_E2 | F1 | Residential | Single Family Regular Income | New | Secondary Heating | Natural Gas | Fireplace | E2 | RVT - Cost of Equipment | 154.6704 | 155.199 | 156.1644 | 156.9818 | 156.7831 | 157.19 | 158.1597 | 158.9948 | 160.0205 | 160.9939 | 161.9436 | 162.8437 | 163.8166 | 164.7384 | 165.5167 | 166.2076 | 166.7924 | 167.3165 | 167.694 | 167.99 | 168.0782 | 168.0006 | 167.789 | 167.5397 | 167.1339 | 166.6192 | 165.9964 | 165.2929 | 164.4103 | 163.4354 | 162.2812 | 161.0392 | 159.5564 | 0 | 0 | 0 | 0 | 0 | 0 | 0 | 0 | 0
F1_Residential_Single Family Regular Income_New_Secondary Heating_Natural Gas_Fireplace_E3 | F1 | Residential | Single Family Regular Income | New | Secondary Heating | Natural Gas | Fireplace | E3 | RVT - Cost of Equipment | 147.5657 | 148.07 | 148.991 | 149.7709 | 149.5813 | 149.9696 | 150.8947 | 151.6915 | 152.67 | 153.5987 | 154.5048 | 155.3636 | 156.2917 | 157.1713 | 157.9138 | 158.5729 | 159.1308 | 159.6308 | 159.9911 | 160.2735 | 160.3576 | 160.2835 | 160.0817 | 159.8439 | 159.4567 | 158.9656 | 158.3715 | 157.7003 | 156.8582 | 155.9281 | 154.8269 | 153.6419 | 152.2272 | 0 | 0 | 0 | 0 | 0 | 0 | 0 | 0 | 0
F1_Residential_Single Family Regular Income_New_Secondary Heating_Natural Gas_Fireplace_E4 | F1 | Residential | Single Family Regular Income | New | Secondary Heating | Natural Gas | Fireplace | E4 | RVT - Cost of Equipment | 0 | 0 | 0 | 0 | 0 | 0 | 0 | 0 | 0 | 0 | 0 | 0 | 0 | 0 | 0 | 0 | 0 | 0 | 0 | 0 | 0 | 0 | 0 | 0 | 0 | 0 | 0 | 0 | 0 | 0 | 0 | 0 | 0 | 0 | 0 | 0 | 0 | 0 | 0 | 0 | 0 | 0
F1_Residential_Single Family Regular Income_New_Secondary Heating_Natural Gas_Fireplace_E5 | F1 | Residential | Single Family Regular Income | New | Secondary Heating | Natural Gas | Fireplace | E5 | RVT - Cost of Equipment | 0 | 0 | 0 | 0 | 0 | 0 | 0 | 0 | 0 | 0 | 0 | 0 | 0 | 0 | 0 | 0 | 0 | 0 | 0 | 0 | 0 | 0 | 0 | 0 | 0 | 0 | 0 | 0 | 0 | 0 | 0 | 0 | 0 | 0 | 0 | 0 | 0 | 0 | 0 | 0 | 0 | 0
F1_Residential_Single Family Regular Income_New_Secondary Heating_Natural Gas_Fireplace_E6 | F1 | Residential | Single Family Regular Income | New | Secondary Heating | Natural Gas | Fireplace | E6 | RVT - Cost of Equipment | 0 | 0 | 0 | 0 | 0 | 0 | 0 | 0 | 0 | 0 | 0 | 0 | 0 | 0 | 0 | 0 | 0 | 0 | 0 | 0 | 0 | 0 | 0 | 0 | 0 | 0 | 0 | 0 | 0 | 0 | 0 | 0 | 0 | 0 | 0 | 0 | 0 | 0 | 0 | 0 | 0 | 0
F1_Residential_Single Family Regular Income_New_Secondary Heating_Natural Gas_Fireplace_E7 | F1 | Residential | Single Family Regular Income | New | Secondary Heating | Natural Gas | Fireplace | E7 | RVT - Cost of Equipment | 0 | 0 | 0 | 0 | 0 | 0 | 0 | 0 | 0 | 0 | 0 | 0 | 0 | 0 | 0 | 0 | 0 | 0 | 0 | 0 | 0 | 0 | 0 | 0 | 0 | 0 | 0 | 0 | 0 | 0 | 0 | 0 | 0 | 0 | 0 | 0 | 0 | 0 | 0 | 0 | 0 | 0
F1_Residential_Single Family Regular Income_New_Secondary Heating_Natural Gas_Fireplace_E8 | F1 | Residential | Single Family Regular Income | New | Secondary Heating | Natural Gas | Fireplace | E8 | RVT - Cost of Equipment | 0 | 0 | 0 | 0 | 0 | 0 | 0 | 0 | 0 | 0 | 0 | 0 | 0 | 0 | 0 | 0 | 0 | 0 | 0 | 0 | 0 | 0 | 0 | 0 | 0 | 0 | 0 | 0 | 0 | 0 | 0 | 0 | 0 | 0 | 0 | 0 | 0 | 0 | 0 | 0 | 0 | 0
F1_Residential_Single Family Regular Income_New_Secondary Heating_Natural Gas_Fireplace_E9 | F1 | Residential | Single Family Regular Income | New | Secondary Heating | Natural Gas | Fireplace | E9 | RVT - Cost of Equipment | 0 | 0 | 0 | 0 | 0 | 0 | 0 | 0 | 0 | 0 | 0 | 0 | 0 | 0 | 0 | 0 | 0 | 0 | 0 | 0 | 0 | 0 | 0 | 0 | 0 | 0 | 0 | 0 | 0 | 0 | 0 | 0 | 0 | 0 | 0 | 0 | 0 | 0 | 0 | 0 | 0 | 0
F1_Residential_Single Family Regular Income_New_Secondary Heating_Natural Gas_Fireplace_E10 | F1 | Residential | Single Family Regular Income | New | Secondary Heating | Natural Gas | Fireplace | E10 | RVT - Cost of Equipment | 0 | 0 | 0 | 0 | 0 | 0 | 0 | 0 | 0 | 0 | 0 | 0 | 0 | 0 | 0 | 0 | 0 | 0 | 0 | 0 | 0 | 0 | 0 | 0 | 0 | 0 | 0 | 0 | 0 | 0 | 0 | 0 | 0 | 0 | 0 | 0 | 0 | 0 | 0 | 0 | 0 | 0
F2_Residential_Single Family Regular Income_New_Secondary Heating_Natural Gas_Fireplace_E1 | F2 | Residential | Single Family Regular Income | New | Secondary Heating | Natural Gas | Fireplace | E1 | RVT - Cost of Operation | 185.6947 | 186.3293 | 187.4883 | 188.4697 | 188.2311 | 188.7197 | 189.8838 | 190.8865 | 192.1179 | 193.2865 | 194.4267 | 195.5074 | 196.6754 | 197.7822 | 198.7166 | 199.546 | 200.2481 | 200.8773 | 201.3306 | 201.686 | 201.7919 | 201.6986 | 201.4446 | 201.1454 | 200.6582 | 200.0401 | 199.2925 | 198.4479 | 197.3882 | 196.2177 | 194.832 | 193.3409 | 191.5607 | 0 | 0 | 0 | 0 | 0 | 0 | 0 | 0 | 0
F2_Residential_Single Family Regular Income_New_Secondary Heating_Natural Gas_Fireplace_E2 | F2 | Residential | Single Family Regular Income | New | Secondary Heating | Natural Gas | Fireplace | E2 | RVT - Cost of Operation | 154.421 | 154.9488 | 155.9126 | 156.7287 | 156.5303 | 156.9366 | 157.9047 | 158.7384 | 159.7625 | 160.7343 | 161.6825 | 162.5812 | 163.5524 | 164.4728 | 165.2499 | 165.9396 | 166.5234 | 167.0467 | 167.4237 | 167.7192 | 167.8072 | 167.7297 | 167.5184 | 167.2696 | 166.8645 | 166.3505 | 165.7288 | 165.0264 | 164.1452 | 163.1719 | 162.0195 | 160.7795 | 159.2991 | 0 | 0 | 0 | 0 | 0 | 0 | 0 | 0 | 0
F2_Residential_Single Family Regular Income_New_Secondary Heating_Natural Gas_Fireplace_E3 | F2 | Residential | Single Family Regular Income | New | Secondary Heating | Natural Gas | Fireplace | E3 | RVT - Cost of Operation | 147.3278 | 147.8313 | 148.7508 | 149.5294 | 149.3401 | 149.7278 | 150.6514 | 151.4469 | 152.4239 | 153.351 | 154.2557 | 155.1131 | 156.0397 | 156.9178 | 157.6592 | 158.3172 | 158.8743 | 159.3735 | 159.7331 | 160.0151 | 160.0991 | 160.0251 | 159.8235 | 159.5861 | 159.1996 | 158.7093 | 158.1161 | 157.446 | 156.6053 | 155.6766 | 154.5772 | 153.3942 | 151.9818 | 0 | 0 | 0 | 0 | 0 | 0 | 0 | 0 | 0
F2_Residential_Single Family Regular Income_New_Secondary Heating_Natural Gas_Fireplace_E4 | F2 | Residential | Single Family Regular Income | New | Secondary Heating | Natural Gas | Fireplace | E4 | RVT - Cost of Operation | 0 | 0 | 0 | 0 | 0 | 0 | 0 | 0 | 0 | 0 | 0 | 0 | 0 | 0 | 0 | 0 | 0 | 0 | 0 | 0 | 0 | 0 | 0 | 0 | 0 | 0 | 0 | 0 | 0 | 0 | 0 | 0 | 0 | 0 | 0 | 0 | 0 | 0 | 0 | 0 | 0 | 0
F2_Residential_Single Family Regular Income_New_Secondary Heating_Natural Gas_Fireplace_E5 | F2 | Residential | Single Family Regular Income | New | Secondary Heating | Natural Gas | Fireplace | E5 | RVT - Cost of Operation | 0 | 0 | 0 | 0 | 0 | 0 | 0 | 0 | 0 | 0 | 0 | 0 | 0 | 0 | 0 | 0 | 0 | 0 | 0 | 0 | 0 | 0 | 0 | 0 | 0 | 0 | 0 | 0 | 0 | 0 | 0 | 0 | 0 | 0 | 0 | 0 | 0 | 0 | 0 | 0 | 0 | 0
F2_Residential_Single Family Regular Income_New_Secondary Heating_Natural Gas_Fireplace_E6 | F2 | Residential | Single Family Regular Income | New | Secondary Heating | Natural Gas | Fireplace | E6 | RVT - Cost of Operation | 0 | 0 | 0 | 0 | 0 | 0 | 0 | 0 | 0 | 0 | 0 | 0 | 0 | 0 | 0 | 0 | 0 | 0 | 0 | 0 | 0 | 0 | 0 | 0 | 0 | 0 | 0 | 0 | 0 | 0 | 0 | 0 | 0 | 0 | 0 | 0 | 0 | 0 | 0 | 0 | 0 | 0
F2_Residential_Single Family Regular Income_New_Secondary Heating_Natural Gas_Fireplace_E7 | F2 | Residential | Single Family Regular Income | New | Secondary Heating | Natural Gas | Fireplace | E7 | RVT - Cost of Operation | 0 | 0 | 0 | 0 | 0 | 0 | 0 | 0 | 0 | 0 | 0 | 0 | 0 | 0 | 0 | 0 | 0 | 0 | 0 | 0 | 0 | 0 | 0 | 0 | 0 | 0 | 0 | 0 | 0 | 0 | 0 | 0 | 0 | 0 | 0 | 0 | 0 | 0 | 0 | 0 | 0 | 0
F2_Residential_Single Family Regular Income_New_Secondary Heating_Natural Gas_Fireplace_E8 | F2 | Residential | Single Family Regular Income | New | Secondary Heating | Natural Gas | Fireplace | E8 | RVT - Cost of Operation | 0 | 0 | 0 | 0 | 0 | 0 | 0 | 0 | 0 | 0 | 0 | 0 | 0 | 0 | 0 | 0 | 0 | 0 | 0 | 0 | 0 | 0 | 0 | 0 | 0 | 0 | 0 | 0 | 0 | 0 | 0 | 0 | 0 | 0 | 0 | 0 | 0 | 0 | 0 | 0 | 0 | 0
F2_Residential_Single Family Regular Income_New_Secondary Heating_Natural Gas_Fireplace_E9 | F2 | Residential | Single Family Regular Income | New | Secondary Heating | Natural Gas | Fireplace | E9 | RVT - Cost of Operation | 0 | 0 | 0 | 0 | 0 | 0 | 0 | 0 | 0 | 0 | 0 | 0 | 0 | 0 | 0 | 0 | 0 | 0 | 0 | 0 | 0 | 0 | 0 | 0 | 0 | 0 | 0 | 0 | 0 | 0 | 0 | 0 | 0 | 0 | 0 | 0 | 0 | 0 | 0 | 0 | 0 | 0
F2_Residential_Single Family Regular Income_New_Secondary Heating_Natural Gas_Fireplace_E10 | F2 | Residential | Single Family Regular Income | New | Secondary Heating | Natural Gas | Fireplace | E10 | RVT - Cost of Operation | 0 | 0 | 0 | 0 | 0 | 0 | 0 | 0 | 0 | 0 | 0 | 0 | 0 | 0 | 0 | 0 | 0 | 0 | 0 | 0 | 0 | 0 | 0 | 0 | 0 | 0 | 0 | 0 | 0 | 0 | 0 | 0 | 0 | 0 | 0 | 0 | 0 | 0 | 0 | 0 | 0 | 0
F3_Residential_Single Family Regular Income_New_Secondary Heating_Natural Gas_Fireplace_E1 | F3 | Residential | Single Family Regular Income | New | Secondary Heating | Natural Gas | Fireplace | E1 | System - kBTUs of Consumption | 296.7502 | 296.7502 | 296.7502 | 296.7502 | 296.7502 | 296.7502 | 296.7502 | 296.7502 | 296.7502 | 296.7502 | 296.7502 | 296.7502 | 296.7502 | 296.7502 | 296.7502 | 296.7502 | 296.7502 | 296.7502 | 296.7502 | 296.7502 | 296.7502 | 296.7502 | 296.7502 | 296.7502 | 296.7502 | 296.7502 | 296.7502 | 296.7502 | 296.7502 | 296.7502 | 296.7502 | 296.7502 | 296.7502 | 0 | 0 | 0 | 0 | 0 | 0 | 0 | 0 | 0
F3_Residential_Single Family Regular Income_New_Secondary Heating_Natural Gas_Fireplace_E2 | F3 | Residential | Single Family Regular Income | New | Secondary Heating | Natural Gas | Fireplace | E2 | System - kBTUs of Consumption | 323.0614 | 323.0614 | 323.0614 | 323.0614 | 323.0614 | 323.0614 | 323.0614 | 323.0614 | 323.0614 | 323.0614 | 323.0614 | 323.0614 | 323.0614 | 323.0614 | 323.0614 | 323.0614 | 323.0614 | 323.0614 | 323.0614 | 323.0614 | 323.0614 | 323.0614 | 323.0614 | 323.0614 | 323.0614 | 323.0614 | 323.0614 | 323.0614 | 323.0614 | 323.0614 | 323.0614 | 323.0614 | 323.0614 | 0 | 0 | 0 | 0 | 0 | 0 | 0 | 0 | 0
F3_Residential_Single Family Regular Income_New_Secondary Heating_Natural Gas_Fireplace_E3 | F3 | Residential | Single Family Regular Income | New | Secondary Heating | Natural Gas | Fireplace | E3 | System - kBTUs of Consumption | 329.2964 | 329.2964 | 329.2964 | 329.2964 | 329.2964 | 329.2964 | 329.2964 | 329.2964 | 329.2964 | 329.2964 | 329.2964 | 329.2964 | 329.2964 | 329.2964 | 329.2964 | 329.2964 | 329.2964 | 329.2964 | 329.2964 | 329.2964 | 329.2964 | 329.2964 | 329.2964 | 329.2964 | 329.2964 | 329.2964 | 329.2964 | 329.2964 | 329.2964 | 329.2964 | 329.2964 | 329.2964 | 329.2964 | 0 | 0 | 0 | 0 | 0 | 0 | 0 | 0 | 0
F3_Residential_Single Family Regular Income_New_Secondary Heating_Natural Gas_Fireplace_E4 | F3 | Residential | Single Family Regular Income | New | Secondary Heating | Natural Gas | Fireplace | E4 | System - kBTUs of Consumption | 0 | 0 | 0 | 0 | 0 | 0 | 0 | 0 | 0 | 0 | 0 | 0 | 0 | 0 | 0 | 0 | 0 | 0 | 0 | 0 | 0 | 0 | 0 | 0 | 0 | 0 | 0 | 0 | 0 | 0 | 0 | 0 | 0 | 0 | 0 | 0 | 0 | 0 | 0 | 0 | 0 | 0
F3_Residential_Single Family Regular Income_New_Secondary Heating_Natural Gas_Fireplace_E5 | F3 | Residential | Single Family Regular Income | New | Secondary Heating | Natural Gas | Fireplace | E5 | System - kBTUs of Consumption | 0 | 0 | 0 | 0 | 0 | 0 | 0 | 0 | 0 | 0 | 0 | 0 | 0 | 0 | 0 | 0 | 0 | 0 | 0 | 0 | 0 | 0 | 0 | 0 | 0 | 0 | 0 | 0 | 0 | 0 | 0 | 0 | 0 | 0 | 0 | 0 | 0 | 0 | 0 | 0 | 0 | 0
F3_Residential_Single Family Regular Income_New_Secondary Heating_Natural Gas_Fireplace_E6 | F3 | Residential | Single Family Regular Income | New | Secondary Heating | Natural Gas | Fireplace | E6 | System - kBTUs of Consumption | 0 | 0 | 0 | 0 | 0 | 0 | 0 | 0 | 0 | 0 | 0 | 0 | 0 | 0 | 0 | 0 | 0 | 0 | 0 | 0 | 0 | 0 | 0 | 0 | 0 | 0 | 0 | 0 | 0 | 0 | 0 | 0 | 0 | 0 | 0 | 0 | 0 | 0 | 0 | 0 | 0 | 0
F3_Residential_Single Family Regular Income_New_Secondary Heating_Natural Gas_Fireplace_E7 | F3 | Residential | Single Family Regular Income | New | Secondary Heating | Natural Gas | Fireplace | E7 | System - kBTUs of Consumption | 0 | 0 | 0 | 0 | 0 | 0 | 0 | 0 | 0 | 0 | 0 | 0 | 0 | 0 | 0 | 0 | 0 | 0 | 0 | 0 | 0 | 0 | 0 | 0 | 0 | 0 | 0 | 0 | 0 | 0 | 0 | 0 | 0 | 0 | 0 | 0 | 0 | 0 | 0 | 0 | 0 | 0
F3_Residential_Single Family Regular Income_New_Secondary Heating_Natural Gas_Fireplace_E8 | F3 | Residential | Single Family Regular Income | New | Secondary Heating | Natural Gas | Fireplace | E8 | System - kBTUs of Consumption | 0 | 0 | 0 | 0 | 0 | 0 | 0 | 0 | 0 | 0 | 0 | 0 | 0 | 0 | 0 | 0 | 0 | 0 | 0 | 0 | 0 | 0 | 0 | 0 | 0 | 0 | 0 | 0 | 0 | 0 | 0 | 0 | 0 | 0 | 0 | 0 | 0 | 0 | 0 | 0 | 0 | 0
F3_Residential_Single Family Regular Income_New_Secondary Heating_Natural Gas_Fireplace_E9 | F3 | Residential | Single Family Regular Income | New | Secondary Heating | Natural Gas | Fireplace | E9 | System - kBTUs of Consumption | 0 | 0 | 0 | 0 | 0 | 0 | 0 | 0 | 0 | 0 | 0 | 0 | 0 | 0 | 0 | 0 | 0 | 0 | 0 | 0 | 0 | 0 | 0 | 0 | 0 | 0 | 0 | 0 | 0 | 0 | 0 | 0 | 0 | 0 | 0 | 0 | 0 | 0 | 0 | 0 | 0 | 0
F3_Residential_Single Family Regular Income_New_Secondary Heating_Natural Gas_Fireplace_E10 | F3 | Residential | Single Family Regular Income | New | Secondary Heating | Natural Gas | Fireplace | E10 | System - kBTUs of Consumption | 0 | 0 | 0 | 0 | 0 | 0 | 0 | 0 | 0 | 0 | 0 | 0 | 0 | 0 | 0 | 0 | 0 | 0 | 0 | 0 | 0 | 0 | 0 | 0 | 0 | 0 | 0 | 0 | 0 | 0 | 0 | 0 | 0 | 0 | 0 | 0 | 0 | 0 | 0 | 0 | 0 | 0
F4_Residential_Single Family Regular Income_New_Secondary Heating_Natural Gas_Fireplace_E1 | F4 | Residential | Single Family Regular Income | New | Secondary Heating | Natural Gas | Fireplace | E1 | Utility - Cost of Equipment | 185.6947 | 186.3293 | 187.4883 | 188.4697 | 188.2311 | 188.7197 | 189.8838 | 190.8865 | 192.1179 | 193.2865 | 194.4267 | 195.5074 | 196.6754 | 197.7822 | 198.7166 | 199.546 | 200.2481 | 200.8773 | 201.3306 | 201.686 | 201.7919 | 201.6986 | 201.4446 | 201.1454 | 200.6582 | 200.0401 | 199.2925 | 198.4479 | 197.3882 | 196.2177 | 194.832 | 193.3409 | 191.5607 | 0 | 0 | 0 | 0 | 0 | 0 | 0 | 0 | 0
F4_Residential_Single Family Regular Income_New_Secondary Heating_Natural Gas_Fireplace_E2 | F4 | Residential | Single Family Regular Income | New | Secondary Heating | Natural Gas | Fireplace | E2 | Utility - Cost of Equipment | 154.421 | 154.9488 | 155.9126 | 156.7287 | 156.5303 | 156.9366 | 157.9047 | 158.7384 | 159.7625 | 160.7343 | 161.6825 | 162.5812 | 163.5524 | 164.4728 | 165.2499 | 165.9396 | 166.5234 | 167.0467 | 167.4237 | 167.7192 | 167.8072 | 167.7297 | 167.5184 | 167.2696 | 166.8645 | 166.3505 | 165.7288 | 165.0264 | 164.1452 | 163.1719 | 162.0195 | 160.7795 | 159.2991 | 0 | 0 | 0 | 0 | 0 | 0 | 0 | 0 | 0
F4_Residential_Single Family Regular Income_New_Secondary Heating_Natural Gas_Fireplace_E3 | F4 | Residential | Single Family Regular Income | New | Secondary Heating | Natural Gas | Fireplace | E3 | Utility - Cost of Equipment | 147.3278 | 147.8313 | 148.7508 | 149.5294 | 149.3401 | 149.7278 | 150.6514 | 151.4469 | 152.4239 | 153.351 | 154.2557 | 155.1131 | 156.0397 | 156.9178 | 157.6592 | 158.3172 | 158.8743 | 159.3735 | 159.7331 | 160.0151 | 160.0991 | 160.0251 | 159.8235 | 159.5861 | 159.1996 | 158.7093 | 158.1161 | 157.446 | 156.6053 | 155.6766 | 154.5772 | 153.3942 | 151.9818 | 0 | 0 | 0 | 0 | 0 | 0 | 0 | 0 | 0
F4_Residential_Single Family Regular Income_New_Secondary Heating_Natural Gas_Fireplace_E4 | F4 | Residential | Single Family Regular Income | New | Secondary Heating | Natural Gas | Fireplace | E4 | Utility - Cost of Equipment | 0 | 0 | 0 | 0 | 0 | 0 | 0 | 0 | 0 | 0 | 0 | 0 | 0 | 0 | 0 | 0 | 0 | 0 | 0 | 0 | 0 | 0 | 0 | 0 | 0 | 0 | 0 | 0 | 0 | 0 | 0 | 0 | 0 | 0 | 0 | 0 | 0 | 0 | 0 | 0 | 0 | 0
F4_Residential_Single Family Regular Income_New_Secondary Heating_Natural Gas_Fireplace_E5 | F4 | Residential | Single Family Regular Income | New | Secondary Heating | Natural Gas | Fireplace | E5 | Utility - Cost of Equipment | 0 | 0 | 0 | 0 | 0 | 0 | 0 | 0 | 0 | 0 | 0 | 0 | 0 | 0 | 0 | 0 | 0 | 0 | 0 | 0 | 0 | 0 | 0 | 0 | 0 | 0 | 0 | 0 | 0 | 0 | 0 | 0 | 0 | 0 | 0 | 0 | 0 | 0 | 0 | 0 | 0 | 0
F4_Residential_Single Family Regular Income_New_Secondary Heating_Natural Gas_Fireplace_E6 | F4 | Residential | Single Family Regular Income | New | Secondary Heating | Natural Gas | Fireplace | E6 | Utility - Cost of Equipment | 0 | 0 | 0 | 0 | 0 | 0 | 0 | 0 | 0 | 0 | 0 | 0 | 0 | 0 | 0 | 0 | 0 | 0 | 0 | 0 | 0 | 0 | 0 | 0 | 0 | 0 | 0 | 0 | 0 | 0 | 0 | 0 | 0 | 0 | 0 | 0 | 0 | 0 | 0 | 0 | 0 | 0
F4_Residential_Single Family Regular Income_New_Secondary Heating_Natural Gas_Fireplace_E7 | F4 | Residential | Single Family Regular Income | New | Secondary Heating | Natural Gas | Fireplace | E7 | Utility - Cost of Equipment | 0 | 0 | 0 | 0 | 0 | 0 | 0 | 0 | 0 | 0 | 0 | 0 | 0 | 0 | 0 | 0 | 0 | 0 | 0 | 0 | 0 | 0 | 0 | 0 | 0 | 0 | 0 | 0 | 0 | 0 | 0 | 0 | 0 | 0 | 0 | 0 | 0 | 0 | 0 | 0 | 0 | 0
F4_Residential_Single Family Regular Income_New_Secondary Heating_Natural Gas_Fireplace_E8 | F4 | Residential | Single Family Regular Income | New | Secondary Heating | Natural Gas | Fireplace | E8 | Utility - Cost of Equipment | 0 | 0 | 0 | 0 | 0 | 0 | 0 | 0 | 0 | 0 | 0 | 0 | 0 | 0 | 0 | 0 | 0 | 0 | 0 | 0 | 0 | 0 | 0 | 0 | 0 | 0 | 0 | 0 | 0 | 0 | 0 | 0 | 0 | 0 | 0 | 0 | 0 | 0 | 0 | 0 | 0 | 0
F4_Residential_Single Family Regular Income_New_Secondary Heating_Natural Gas_Fireplace_E9 | F4 | Residential | Single Family Regular Income | New | Secondary Heating | Natural Gas | Fireplace | E9 | Utility - Cost of Equipment | 0 | 0 | 0 | 0 | 0 | 0 | 0 | 0 | 0 | 0 | 0 | 0 | 0 | 0 | 0 | 0 | 0 | 0 | 0 | 0 | 0 | 0 | 0 | 0 | 0 | 0 | 0 | 0 | 0 | 0 | 0 | 0 | 0 | 0 | 0 | 0 | 0 | 0 | 0 | 0 | 0 | 0
F4_Residential_Single Family Regular Income_New_Secondary Heating_Natural Gas_Fireplace_E10 | F4 | Residential | Single Family Regular Income | New | Secondary Heating | Natural Gas | Fireplace | E10 | Utility - Cost of Equipment | 0 | 0 | 0 | 0 | 0 | 0 | 0 | 0 | 0 | 0 | 0 | 0 | 0 | 0 | 0 | 0 | 0 | 0 | 0 | 0 | 0 | 0 | 0 | 0 | 0 | 0 | 0 | 0 | 0 | 0 | 0 | 0 | 0 | 0 | 0 | 0 | 0 | 0 | 0 | 0 | 0 | 0
F5_Residential_Single Family Regular Income_New_Secondary Heating_Natural Gas_Fireplace_E1 | F5 | Residential | Single Family Regular Income | New | Secondary Heating | Natural Gas | Fireplace | E1 | Utility - Cost of Operation | 296.7502 | 296.7502 | 296.7502 | 296.7502 | 296.7502 | 296.7502 | 296.7502 | 296.7502 | 296.7502 | 296.7502 | 296.7502 | 296.7502 | 296.7502 | 296.7502 | 296.7502 | 296.7502 | 296.7502 | 296.7502 | 296.7502 | 296.7502 | 296.7502 | 296.7502 | 296.7502 | 296.7502 | 296.7502 | 296.7502 | 296.7502 | 296.7502 | 296.7502 | 296.7502 | 296.7502 | 296.7502 | 296.7502 | 0 | 0 | 0 | 0 | 0 | 0 | 0 | 0 | 0
F5_Residential_Single Family Regular Income_New_Secondary Heating_Natural Gas_Fireplace_E2 | F5 | Residential | Single Family Regular Income | New | Secondary Heating | Natural Gas | Fireplace | E2 | Utility - Cost of Operation | 323.0614 | 323.0614 | 323.0614 | 323.0614 | 323.0614 | 323.0614 | 323.0614 | 323.0614 | 323.0614 | 323.0614 | 323.0614 | 323.0614 | 323.0614 | 323.0614 | 323.0614 | 323.0614 | 323.0614 | 323.0614 | 323.0614 | 323.0614 | 323.0614 | 323.0614 | 323.0614 | 323.0614 | 323.0614 | 323.0614 | 323.0614 | 323.0614 | 323.0614 | 323.0614 | 323.0614 | 323.0614 | 323.0614 | 0 | 0 | 0 | 0 | 0 | 0 | 0 | 0 | 0
F5_Residential_Single Family Regular Income_New_Secondary Heating_Natural Gas_Fireplace_E3 | F5 | Residential | Single Family Regular Income | New | Secondary Heating | Natural Gas | Fireplace | E3 | Utility - Cost of Operation | 329.2964 | 329.2964 | 329.2964 | 329.2964 | 329.2964 | 329.2964 | 329.2964 | 329.2964 | 329.2964 | 329.2964 | 329.2964 | 329.2964 | 329.2964 | 329.2964 | 329.2964 | 329.2964 | 329.2964 | 329.2964 | 329.2964 | 329.2964 | 329.2964 | 329.2964 | 329.2964 | 329.2964 | 329.2964 | 329.2964 | 329.2964 | 329.2964 | 329.2964 | 329.2964 | 329.2964 | 329.2964 | 329.2964 | 0 | 0 | 0 | 0 | 0 | 0 | 0 | 0 | 0
F5_Residential_Single Family Regular Income_New_Secondary Heating_Natural Gas_Fireplace_E4 | F5 | Residential | Single Family Regular Income | New | Secondary Heating | Natural Gas | Fireplace | E4 | Utility - Cost of Operation | 0 | 0 | 0 | 0 | 0 | 0 | 0 | 0 | 0 | 0 | 0 | 0 | 0 | 0 | 0 | 0 | 0 | 0 | 0 | 0 | 0 | 0 | 0 | 0 | 0 | 0 | 0 | 0 | 0 | 0 | 0 | 0 | 0 | 0 | 0 | 0 | 0 | 0 | 0 | 0 | 0 | 0
F5_Residential_Single Family Regular Income_New_Secondary Heating_Natural Gas_Fireplace_E5 | F5 | Residential | Single Family Regular Income | New | Secondary Heating | Natural Gas | Fireplace | E5 | Utility - Cost of Operation | 0 | 0 | 0 | 0 | 0 | 0 | 0 | 0 | 0 | 0 | 0 | 0 | 0 | 0 | 0 | 0 | 0 | 0 | 0 | 0 | 0 | 0 | 0 | 0 | 0 | 0 | 0 | 0 | 0 | 0 | 0 | 0 | 0 | 0 | 0 | 0 | 0 | 0 | 0 | 0 | 0 | 0
F5_Residential_Single Family Regular Income_New_Secondary Heating_Natural Gas_Fireplace_E6 | F5 | Residential | Single Family Regular Income | New | Secondary Heating | Natural Gas | Fireplace | E6 | Utility - Cost of Operation | 0 | 0 | 0 | 0 | 0 | 0 | 0 | 0 | 0 | 0 | 0 | 0 | 0 | 0 | 0 | 0 | 0 | 0 | 0 | 0 | 0 | 0 | 0 | 0 | 0 | 0 | 0 | 0 | 0 | 0 | 0 | 0 | 0 | 0 | 0 | 0 | 0 | 0 | 0 | 0 | 0 | 0
F5_Residential_Single Family Regular Income_New_Secondary Heating_Natural Gas_Fireplace_E7 | F5 | Residential | Single Family Regular Income | New | Secondary Heating | Natural Gas | Fireplace | E7 | Utility - Cost of Operation | 0 | 0 | 0 | 0 | 0 | 0 | 0 | 0 | 0 | 0 | 0 | 0 | 0 | 0 | 0 | 0 | 0 | 0 | 0 | 0 | 0 | 0 | 0 | 0 | 0 | 0 | 0 | 0 | 0 | 0 | 0 | 0 | 0 | 0 | 0 | 0 | 0 | 0 | 0 | 0 | 0 | 0
F5_Residential_Single Family Regular Income_New_Secondary Heating_Natural Gas_Fireplace_E8 | F5 | Residential | Single Family Regular Income | New | Secondary Heating | Natural Gas | Fireplace | E8 | Utility - Cost of Operation | 0 | 0 | 0 | 0 | 0 | 0 | 0 | 0 | 0 | 0 | 0 | 0 | 0 | 0 | 0 | 0 | 0 | 0 | 0 | 0 | 0 | 0 | 0 | 0 | 0 | 0 | 0 | 0 | 0 | 0 | 0 | 0 | 0 | 0 | 0 | 0 | 0 | 0 | 0 | 0 | 0 | 0
F5_Residential_Single Family Regular Income_New_Secondary Heating_Natural Gas_Fireplace_E9 | F5 | Residential | Single Family Regular Income | New | Secondary Heating | Natural Gas | Fireplace | E9 | Utility - Cost of Operation | 0 | 0 | 0 | 0 | 0 | 0 | 0 | 0 | 0 | 0 | 0 | 0 | 0 | 0 | 0 | 0 | 0 | 0 | 0 | 0 | 0 | 0 | 0 | 0 | 0 | 0 | 0 | 0 | 0 | 0 | 0 | 0 | 0 | 0 | 0 | 0 | 0 | 0 | 0 | 0 | 0 | 0
F5_Residential_Single Family Regular Income_New_Secondary Heating_Natural Gas_Fireplace_E10 | F5 | Residential | Single Family Regular Income | New | Secondary Heating | Natural Gas | Fireplace | E10 | Utility - Cost of Operation | 0 | 0 | 0 | 0 | 0 | 0 | 0 | 0 | 0 | 0 | 0 | 0 | 0 | 0 | 0 | 0 | 0 | 0 | 0 | 0 | 0 | 0 | 0 | 0 | 0 | 0 | 0 | 0 | 0 | 0 | 0 | 0 | 0 | 0 | 0 | 0 | 0 | 0 | 0 | 0 | 0 | 0
F6_Residential_Single Family Regular Income_New_Secondary Heating_Natural Gas_Fireplace_E1 | F6 | Residential | Single Family Regular Income | New | Secondary Heating | Natural Gas | Fireplace | E1 | Utility - Value of Sales | 119.2819 | 119.5421 | 119.9943 | 120.3002 | 119.964 | 119.6269 | 119.2889 | 118.9499 | 118.61 | 118.2691 | 117.9273 | 117.5844 | 117.2406 | 116.8983 | 116.5599 | 116.2279 | 115.9049 | 115.5933 | 115.2956 | 115.0144 | 114.7522 | 114.5115 | 114.2922 | 114.0947 | 113.9188 | 113.7647 | 113.6323 | 113.5219 | 113.4334 | 113.3669 | 113.3225 | 113.3003 | 113.3003 | 0 | 0 | 0 | 0 | 0 | 0 | 0 | 0 | 0
F6_Residential_Single Family Regular Income_New_Secondary Heating_Natural Gas_Fireplace_E2 | F6 | Residential | Single Family Regular Income | New | Secondary Heating | Natural Gas | Fireplace | E2 | Utility - Value of Sales | 99.1931 | 99.4095 | 99.7855 | 100.0399 | 99.7604 | 99.48 | 99.1989 | 98.9171 | 98.6344 | 98.3509 | 98.0666 | 97.7815 | 97.4956 | 97.2109 | 96.9295 | 96.6535 | 96.3849 | 96.1257 | 95.8782 | 95.6443 | 95.4263 | 95.2261 | 95.0438 | 94.8795 | 94.7332 | 94.6051 | 94.495 | 94.4032 | 94.3296 | 94.2743 | 94.2374 | 94.2189 | 94.2189 | 0 | 0 | 0 | 0 | 0 | 0 | 0 | 0 | 0
F6_Residential_Single Family Regular Income_New_Secondary Heating_Natural Gas_Fireplace_E3 | F6 | Residential | Single Family Regular Income | New | Secondary Heating | Natural Gas | Fireplace | E3 | Utility - Value of Sales | 94.6367 | 94.8431 | 95.2019 | 95.4446 | 95.1779 | 94.9105 | 94.6423 | 94.3733 | 94.1037 | 93.8332 | 93.562 | 93.29 | 93.0172 | 92.7456 | 92.4771 | 92.2137 | 91.9575 | 91.7103 | 91.4741 | 91.251 | 91.0429 | 90.8519 | 90.678 | 90.5212 | 90.3817 | 90.2594 | 90.1544 | 90.0668 | 89.9966 | 89.9439 | 89.9086 | 89.891 | 89.891 | 0 | 0 | 0 | 0 | 0 | 0 | 0 | 0 | 0
F6_Residential_Single Family Regular Income_New_Secondary Heating_Natural Gas_Fireplace_E4 | F6 | Residential | Single Family Regular Income | New | Secondary Heating | Natural Gas | Fireplace | E4 | Utility - Value of Sales | 0 | 0 | 0 | 0 | 0 | 0 | 0 | 0 | 0 | 0 | 0 | 0 | 0 | 0 | 0 | 0 | 0 | 0 | 0 | 0 | 0 | 0 | 0 | 0 | 0 | 0 | 0 | 0 | 0 | 0 | 0 | 0 | 0 | 0 | 0 | 0 | 0 | 0 | 0 | 0 | 0 | 0
F6_Residential_Single Family Regular Income_New_Secondary Heating_Natural Gas_Fireplace_E5 | F6 | Residential | Single Family Regular Income | New | Secondary Heating | Natural Gas | Fireplace | E5 | Utility - Value of Sales | 0 | 0 | 0 | 0 | 0 | 0 | 0 | 0 | 0 | 0 | 0 | 0 | 0 | 0 | 0 | 0 | 0 | 0 | 0 | 0 | 0 | 0 | 0 | 0 | 0 | 0 | 0 | 0 | 0 | 0 | 0 | 0 | 0 | 0 | 0 | 0 | 0 | 0 | 0 | 0 | 0 | 0
F6_Residential_Single Family Regular Income_New_Secondary Heating_Natural Gas_Fireplace_E6 | F6 | Residential | Single Family Regular Income | New | Secondary Heating | Natural Gas | Fireplace | E6 | Utility - Value of Sales | 0 | 0 | 0 | 0 | 0 | 0 | 0 | 0 | 0 | 0 | 0 | 0 | 0 | 0 | 0 | 0 | 0 | 0 | 0 | 0 | 0 | 0 | 0 | 0 | 0 | 0 | 0 | 0 | 0 | 0 | 0 | 0 | 0 | 0 | 0 | 0 | 0 | 0 | 0 | 0 | 0 | 0
F6_Residential_Single Family Regular Income_New_Secondary Heating_Natural Gas_Fireplace_E7 | F6 | Residential | Single Family Regular Income | New | Secondary Heating | Natural Gas | Fireplace | E7 | Utility - Value of Sales | 0 | 0 | 0 | 0 | 0 | 0 | 0 | 0 | 0 | 0 | 0 | 0 | 0 | 0 | 0 | 0 | 0 | 0 | 0 | 0 | 0 | 0 | 0 | 0 | 0 | 0 | 0 | 0 | 0 | 0 | 0 | 0 | 0 | 0 | 0 | 0 | 0 | 0 | 0 | 0 | 0 | 0
F6_Residential_Single Family Regular Income_New_Secondary Heating_Natural Gas_Fireplace_E8 | F6 | Residential | Single Family Regular Income | New | Secondary Heating | Natural Gas | Fireplace | E8 | Utility - Value of Sales | 0 | 0 | 0 | 0 | 0 | 0 | 0 | 0 | 0 | 0 | 0 | 0 | 0 | 0 | 0 | 0 | 0 | 0 | 0 | 0 | 0 | 0 | 0 | 0 | 0 | 0 | 0 | 0 | 0 | 0 | 0 | 0 | 0 | 0 | 0 | 0 | 0 | 0 | 0 | 0 | 0 | 0
F6_Residential_Single Family Regular Income_New_Secondary Heating_Natural Gas_Fireplace_E9 | F6 | Residential | Single Family Regular Income | New | Secondary Heating | Natural Gas | Fireplace | E9 | Utility - Value of Sales | 0 | 0 | 0 | 0 | 0 | 0 | 0 | 0 | 0 | 0 | 0 | 0 | 0 | 0 | 0 | 0 | 0 | 0 | 0 | 0 | 0 | 0 | 0 | 0 | 0 | 0 | 0 | 0 | 0 | 0 | 0 | 0 | 0 | 0 | 0 | 0 | 0 | 0 | 0 | 0 | 0 | 0
F6_Residential_Single Family Regular Income_New_Secondary Heating_Natural Gas_Fireplace_E10 | F6 | Residential | Single Family Regular Income | New | Secondary Heating | Natural Gas | Fireplace | E10 | Utility - Value of Sales | 0 | 0 | 0 | 0 | 0 | 0 | 0 | 0 | 0 | 0 | 0 | 0 | 0 | 0 | 0 | 0 | 0 | 0 | 0 | 0 | 0 | 0 | 0 | 0 | 0 | 0 | 0 | 0 | 0 | 0 | 0 | 0 | 0 | 0 | 0 | 0 | 0 | 0 | 0 | 0 | 0 | 0
F1_Residential_Single Family Regular Income_New_Water Heating_Natural Gas_Water Heater (<= 55 gal)_E1 | F1 | Residential | Single Family Regular Income | New | Water Heating | Natural Gas | Water Heater (<= 55 gal) | E1 | RVT - Cost of Equipment | 195.0657 | 195.6369 | 196.9181 | 197.9954 | 197.5572 | 0 | 0 | 0 | 0 | 0 | 0 | 0 | 0 | 0 | 0 | 0 | 0 | 0 | 0 | 0 | 0 | 0 | 0 | 0 | 0 | 0 | 0 | 0 | 0 | 0 | 0 | 0 | 0 | 0 | 0 | 0 | 0 | 0 | 0 | 0 | 0 | 0
F1_Residential_Single Family Regular Income_New_Water Heating_Natural Gas_Water Heater (<= 55 gal)_E2 | F1 | Residential | Single Family Regular Income | New | Water Heating | Natural Gas | Water Heater (<= 55 gal) | E2 | RVT - Cost of Equipment | 176.7783 | 177.296 | 178.4571 | 179.4333 | 179.0362 | 0 | 0 | 0 | 0 | 0 | 0 | 0 | 0 | 0 | 0 | 0 | 0 | 0 | 0 | 0 | 0 | 0 | 0 | 0 | 0 | 0 | 0 | 0 | 0 | 0 | 0 | 0 | 0 | 0 | 0 | 0 | 0 | 0 | 0 | 0 | 0 | 0
F1_Residential_Single Family Regular Income_New_Water Heating_Natural Gas_Water Heater (<= 55 gal)_E3 | F1 | Residential | Single Family Regular Income | New | Water Heating | Natural Gas | Water Heater (<= 55 gal) | E3 | RVT - Cost of Equipment | 139.6766 | 140.0857 | 141.0031 | 141.7745 | 141.4607 | 0 | 0 | 0 | 0 | 0 | 0 | 0 | 0 | 0 | 0 | 0 | 0 | 0 | 0 | 0 | 0 | 0 | 0 | 0 | 0 | 0 | 0 | 0 | 0 | 0 | 0 | 0 | 0 | 0 | 0 | 0 | 0 | 0 | 0 | 0 | 0 | 0
F1_Residential_Single Family Regular Income_New_Water Heating_Natural Gas_Water Heater (<= 55 gal)_E4 | F1 | Residential | Single Family Regular Income | New | Water Heating | Natural Gas | Water Heater (<= 55 gal) | E4 | RVT - Cost of Equipment | 132.7225 | 133.405 | 134.4382 | 135.3857 | 135.6107 | 0 | 0 | 0 | 0 | 0 | 0 | 0 | 0 | 0 | 0 | 0 | 0 | 0 | 0 | 0 | 0 | 0 | 0 | 0 | 0 | 0 | 0 | 0 | 0 | 0 | 0 | 0 | 0 | 0 | 0 | 0 | 0 | 0 | 0 | 0 | 0 | 0
F1_Residential_Single Family Regular Income_New_Water Heating_Natural Gas_Water Heater (<= 55 gal)_E5 | F1 | Residential | Single Family Regular Income | New | Water Heating | Natural Gas | Water Heater (<= 55 gal) | E5 | RVT - Cost of Equipment | 126.8885 | 127.541 | 128.5288 | 129.4347 | 129.6498 | 0 | 0 | 0 | 0 | 0 | 0 | 0 | 0 | 0 | 0 | 0 | 0 | 0 | 0 | 0 | 0 | 0 | 0 | 0 | 0 | 0 | 0 | 0 | 0 | 0 | 0 | 0 | 0 | 0 | 0 | 0 | 0 | 0 | 0 | 0 | 0 | 0
F1_Residential_Single Family Regular Income_New_Water Heating_Natural Gas_Water Heater (<= 55 gal)_E6 | F1 | Residential | Single Family Regular Income | New | Water Heating | Natural Gas | Water Heater (<= 55 gal) | E6 | RVT - Cost of Equipment | 106.734 | 107.0466 | 107.7477 | 108.3371 | 108.0974 | 108.6755 | 109.9778 | 111.0586 | 112.3579 | 113.6254 | 114.9031 | 116.1127 | 117.3997 | 118.7294 | 120.0254 | 121.3509 | 122.6818 | 124.0325 | 125.3312 | 126.5799 | 127.6732 | 128.6749 | 129.4431 | 130.1127 | 130.5977 | 130.9226 | 131.1404 | 131.2249 | 131.1265 | 130.9053 | 130.4519 | 129.8873 | 129.1212 | 0 | 0 | 0 | 0 | 0 | 0 | 0 | 0 | 0
F1_Residential_Single Family Regular Income_New_Water Heating_Natural Gas_Water Heater (<= 55 gal)_E7 | F1 | Residential | Single Family Regular Income | New | Water Heating | Natural Gas | Water Heater (<= 55 gal) | E7 | RVT - Cost of Equipment | 0 | 0 | 0 | 0 | 87.1494 | 87.6153 | 88.6731 | 89.5618 | 90.632 | 91.6715 | 92.7144 | 93.6985 | 94.7391 | 95.7904 | 96.7729 | 97.7387 | 98.6645 | 99.614 | 100.5396 | 101.4506 | 102.2653 | 103.052 | 103.6998 | 104.3294 | 104.8013 | 105.1243 | 105.336 | 105.4049 | 105.3247 | 105.1443 | 104.7746 | 104.3143 | 103.6896 | 0 | 0 | 0 | 0 | 0 | 0 | 0 | 0 | 0
F1_Residential_Single Family Regular Income_New_Water Heating_Natural Gas_Water Heater (<= 55 gal)_E8 | F1 | Residential | Single Family Regular Income | New | Water Heating | Natural Gas | Water Heater (<= 55 gal) | E8 | RVT - Cost of Equipment | 0 | 0 | 0 | 0 | 0 | 0 | 0 | 0 | 0 | 0 | 0 | 0 | 0 | 0 | 0 | 0 | 0 | 0 | 0 | 0 | 0 | 0 | 0 | 0 | 0 | 0 | 0 | 0 | 0 | 0 | 0 | 0 | 0 | 0 | 0 | 0 | 0 | 0 | 0 | 0 | 0 | 0
F1_Residential_Single Family Regular Income_New_Water Heating_Natural Gas_Water Heater (<= 55 gal)_E9 | F1 | Residential | Single Family Regular Income | New | Water Heating | Natural Gas | Water Heater (<= 55 gal) | E9 | RVT - Cost of Equipment | 0 | 0 | 0 | 0 | 0 | 0 | 0 | 0 | 0 | 0 | 0 | 0 | 0 | 0 | 0 | 0 | 0 | 0 | 0 | 0 | 0 | 0 | 0 | 0 | 0 | 0 | 0 | 0 | 0 | 0 | 0 | 0 | 0 | 0 | 0 | 0 | 0 | 0 | 0 | 0 | 0 | 0
F1_Residential_Single Family Regular Income_New_Water Heating_Natural Gas_Water Heater (<= 55 gal)_E10 | F1 | Residential | Single Family Regular Income | New | Water Heating | Natural Gas | Water Heater (<= 55 gal) | E10 | RVT - Cost of Equipment | 0 | 0 | 0 | 0 | 0 | 0 | 0 | 0 | 0 | 0 | 0 | 0 | 0 | 0 | 0 | 0 | 0 | 0 | 0 | 0 | 0 | 0 | 0 | 0 | 0 | 0 | 0 | 0 | 0 | 0 | 0 | 0 | 0 | 0 | 0 | 0 | 0 | 0 | 0 | 0 | 0 | 0
F2_Residential_Single Family Regular Income_New_Water Heating_Natural Gas_Water Heater (<= 55 gal)_E1 | F2 | Residential | Single Family Regular Income | New | Water Heating | Natural Gas | Water Heater (<= 55 gal) | E1 | RVT - Cost of Operation | 194.7511 | 195.3215 | 196.6006 | 197.6762 | 197.2387 | 0 | 0 | 0 | 0 | 0 | 0 | 0 | 0 | 0 | 0 | 0 | 0 | 0 | 0 | 0 | 0 | 0 | 0 | 0 | 0 | 0 | 0 | 0 | 0 | 0 | 0 | 0 | 0 | 0 | 0 | 0 | 0 | 0 | 0 | 0 | 0 | 0
F2_Residential_Single Family Regular Income_New_Water Heating_Natural Gas_Water Heater (<= 55 gal)_E2 | F2 | Residential | Single Family Regular Income | New | Water Heating | Natural Gas | Water Heater (<= 55 gal) | E2 | RVT - Cost of Operation | 176.4932 | 177.0101 | 178.1693 | 179.144 | 178.7476 | 0 | 0 | 0 | 0 | 0 | 0 | 0 | 0 | 0 | 0 | 0 | 0 | 0 | 0 | 0 | 0 | 0 | 0 | 0 | 0 | 0 | 0 | 0 | 0 | 0 | 0 | 0 | 0 | 0 | 0 | 0 | 0 | 0 | 0 | 0 | 0 | 0
F2_Residential_Single Family Regular Income_New_Water Heating_Natural Gas_Water Heater (<= 55 gal)_E3 | F2 | Residential | Single Family Regular Income | New | Water Heating | Natural Gas | Water Heater (<= 55 gal) | E3 | RVT - Cost of Operation | 139.4514 | 139.8598 | 140.7758 | 141.5459 | 141.2326 | 0 | 0 | 0 | 0 | 0 | 0 | 0 | 0 | 0 | 0 | 0 | 0 | 0 | 0 | 0 | 0 | 0 | 0 | 0 | 0 | 0 | 0 | 0 | 0 | 0 | 0 | 0 | 0 | 0 | 0 | 0 | 0 | 0 | 0 | 0 | 0 | 0
F2_Residential_Single Family Regular Income_New_Water Heating_Natural Gas_Water Heater (<= 55 gal)_E4 | F2 | Residential | Single Family Regular Income | New | Water Heating | Natural Gas | Water Heater (<= 55 gal) | E4 | RVT - Cost of Operation | 132.5085 | 133.1899 | 134.2214 | 135.1674 | 135.392 | 0 | 0 | 0 | 0 | 0 | 0 | 0 | 0 | 0 | 0 | 0 | 0 | 0 | 0 | 0 | 0 | 0 | 0 | 0 | 0 | 0 | 0 | 0 | 0 | 0 | 0 | 0 | 0 | 0 | 0 | 0 | 0 | 0 | 0 | 0 | 0 | 0
F2_Residential_Single Family Regular Income_New_Water Heating_Natural Gas_Water Heater (<= 55 gal)_E5 | F2 | Residential | Single Family Regular Income | New | Water Heating | Natural Gas | Water Heater (<= 55 gal) | E5 | RVT - Cost of Operation | 126.6839 | 127.3354 | 128.3216 | 129.226 | 129.4407 | 0 | 0 | 0 | 0 | 0 | 0 | 0 | 0 | 0 | 0 | 0 | 0 | 0 | 0 | 0 | 0 | 0 | 0 | 0 | 0 | 0 | 0 | 0 | 0 | 0 | 0 | 0 | 0 | 0 | 0 | 0 | 0 | 0 | 0 | 0 | 0 | 0
F2_Residential_Single Family Regular Income_New_Water Heating_Natural Gas_Water Heater (<= 55 gal)_E6 | F2 | Residential | Single Family Regular Income | New | Water Heating | Natural Gas | Water Heater (<= 55 gal) | E6 | RVT - Cost of Operation | 106.5619 | 106.874 | 107.5739 | 108.1624 | 107.9231 | 108.5003 | 109.8004 | 110.8795 | 112.1768 | 113.4422 | 114.7178 | 115.9254 | 117.2104 | 118.5379 | 119.8319 | 121.1552 | 122.484 | 123.8325 | 125.1291 | 126.3758 | 127.4673 | 128.4674 | 129.2344 | 129.9029 | 130.3871 | 130.7115 | 130.929 | 131.0133 | 130.9151 | 130.6942 | 130.2416 | 129.6779 | 128.9131 | 0 | 0 | 0 | 0 | 0 | 0 | 0 | 0 | 0
F2_Residential_Single Family Regular Income_New_Water Heating_Natural Gas_Water Heater (<= 55 gal)_E7 | F2 | Residential | Single Family Regular Income | New | Water Heating | Natural Gas | Water Heater (<= 55 gal) | E7 | RVT - Cost of Operation | 0 | 0 | 0 | 0 | 87.0089 | 87.474 | 88.5301 | 89.4174 | 90.4859 | 91.5237 | 92.565 | 93.5474 | 94.5864 | 95.6359 | 96.6168 | 97.5811 | 98.5054 | 99.4534 | 100.3775 | 101.287 | 102.1005 | 102.8858 | 103.5326 | 104.1612 | 104.6323 | 104.9548 | 105.1662 | 105.2349 | 105.1549 | 104.9747 | 104.6057 | 104.1461 | 103.5224 | 0 | 0 | 0 | 0 | 0 | 0 | 0 | 0 | 0
F2_Residential_Single Family Regular Income_New_Water Heating_Natural Gas_Water Heater (<= 55 gal)_E8 | F2 | Residential | Single Family Regular Income | New | Water Heating | Natural Gas | Water Heater (<= 55 gal) | E8 | RVT - Cost of Operation | 0 | 0 | 0 | 0 | 0 | 0 | 0 | 0 | 0 | 0 | 0 | 0 | 0 | 0 | 0 | 0 | 0 | 0 | 0 | 0 | 0 | 0 | 0 | 0 | 0 | 0 | 0 | 0 | 0 | 0 | 0 | 0 | 0 | 0 | 0 | 0 | 0 | 0 | 0 | 0 | 0 | 0
F2_Residential_Single Family Regular Income_New_Water Heating_Natural Gas_Water Heater (<= 55 gal)_E9 | F2 | Residential | Single Family Regular Income | New | Water Heating | Natural Gas | Water Heater (<= 55 gal) | E9 | RVT - Cost of Operation | 0 | 0 | 0 | 0 | 0 | 0 | 0 | 0 | 0 | 0 | 0 | 0 | 0 | 0 | 0 | 0 | 0 | 0 | 0 | 0 | 0 | 0 | 0 | 0 | 0 | 0 | 0 | 0 | 0 | 0 | 0 | 0 | 0 | 0 | 0 | 0 | 0 | 0 | 0 | 0 | 0 | 0
F2_Residential_Single Family Regular Income_New_Water Heating_Natural Gas_Water Heater (<= 55 gal)_E10 | F2 | Residential | Single Family Regular Income | New | Water Heating | Natural Gas | Water Heater (<= 55 gal) | E10 | RVT - Cost of Operation | 0 | 0 | 0 | 0 | 0 | 0 | 0 | 0 | 0 | 0 | 0 | 0 | 0 | 0 | 0 | 0 | 0 | 0 | 0 | 0 | 0 | 0 | 0 | 0 | 0 | 0 | 0 | 0 | 0 | 0 | 0 | 0 | 0 | 0 | 0 | 0 | 0 | 0 | 0 | 0 | 0 | 0
F3_Residential_Single Family Regular Income_New_Water Heating_Natural Gas_Water Heater (<= 55 gal)_E1 | F3 | Residential | Single Family Regular Income | New | Water Heating | Natural Gas | Water Heater (<= 55 gal) | E1 | System - kBTUs of Consumption | 108.75 | 108.75 | 108.75 | 108.75 | 108.75 | 0 | 0 | 0 | 0 | 0 | 0 | 0 | 0 | 0 | 0 | 0 | 0 | 0 | 0 | 0 | 0 | 0 | 0 | 0 | 0 | 0 | 0 | 0 | 0 | 0 | 0 | 0 | 0 | 0 | 0 | 0 | 0 | 0 | 0 | 0 | 0 | 0
F3_Residential_Single Family Regular Income_New_Water Heating_Natural Gas_Water Heater (<= 55 gal)_E2 | F3 | Residential | Single Family Regular Income | New | Water Heating | Natural Gas | Water Heater (<= 55 gal) | E2 | System - kBTUs of Consumption | 122.6873 | 122.6873 | 122.6873 | 122.6873 | 122.6873 | 0 | 0 | 0 | 0 | 0 | 0 | 0 | 0 | 0 | 0 | 0 | 0 | 0 | 0 | 0 | 0 | 0 | 0 | 0 | 0 | 0 | 0 | 0 | 0 | 0 | 0 | 0 | 0 | 0 | 0 | 0 | 0 | 0 | 0 | 0 | 0 | 0
F3_Residential_Single Family Regular Income_New_Water Heating_Natural Gas_Water Heater (<= 55 gal)_E3 | F3 | Residential | Single Family Regular Income | New | Water Heating | Natural Gas | Water Heater (<= 55 gal) | E3 | System - kBTUs of Consumption | 346.2727 | 346.2727 | 346.2727 | 346.2727 | 346.2727 | 0 | 0 | 0 | 0 | 0 | 0 | 0 | 0 | 0 | 0 | 0 | 0 | 0 | 0 | 0 | 0 | 0 | 0 | 0 | 0 | 0 | 0 | 0 | 0 | 0 | 0 | 0 | 0 | 0 | 0 | 0 | 0 | 0 | 0 | 0 | 0 | 0
F3_Residential_Single Family Regular Income_New_Water Heating_Natural Gas_Water Heater (<= 55 gal)_E4 | F3 | Residential | Single Family Regular Income | New | Water Heating | Natural Gas | Water Heater (<= 55 gal) | E4 | System - kBTUs of Consumption | 160.3908 | 160.3908 | 160.3908 | 160.3908 | 160.3908 | 0 | 0 | 0 | 0 | 0 | 0 | 0 | 0 | 0 | 0 | 0 | 0 | 0 | 0 | 0 | 0 | 0 | 0 | 0 | 0 | 0 | 0 | 0 | 0 | 0 | 0 | 0 | 0 | 0 | 0 | 0 | 0 | 0 | 0 | 0 | 0 | 0
F3_Residential_Single Family Regular Income_New_Water Heating_Natural Gas_Water Heater (<= 55 gal)_E5 | F3 | Residential | Single Family Regular Income | New | Water Heating | Natural Gas | Water Heater (<= 55 gal) | E5 | System - kBTUs of Consumption | 181.9005 | 181.9005 | 181.9005 | 181.9005 | 181.9005 | 0 | 0 | 0 | 0 | 0 | 0 | 0 | 0 | 0 | 0 | 0 | 0 | 0 | 0 | 0 | 0 | 0 | 0 | 0 | 0 | 0 | 0 | 0 | 0 | 0 | 0 | 0 | 0 | 0 | 0 | 0 | 0 | 0 | 0 | 0 | 0 | 0
F3_Residential_Single Family Regular Income_New_Water Heating_Natural Gas_Water Heater (<= 55 gal)_E6 | F3 | Residential | Single Family Regular Income | New | Water Heating | Natural Gas | Water Heater (<= 55 gal) | E6 | System - kBTUs of Consumption | 501.237 | 501.237 | 501.237 | 501.237 | 501.237 | 501.237 | 501.237 | 501.237 | 501.237 | 501.237 | 501.237 | 501.237 | 501.237 | 501.237 | 501.237 | 501.237 | 501.237 | 501.237 | 501.237 | 501.237 | 501.237 | 501.237 | 501.237 | 501.237 | 501.237 | 501.237 | 501.237 | 501.237 | 501.237 | 501.237 | 501.237 | 501.237 | 501.237 | 0 | 0 | 0 | 0 | 0 | 0 | 0 | 0 | 0
F3_Residential_Single Family Regular Income_New_Water Heating_Natural Gas_Water Heater (<= 55 gal)_E7 | F3 | Residential | Single Family Regular Income | New | Water Heating | Natural Gas | Water Heater (<= 55 gal) | E7 | System - kBTUs of Consumption | 0 | 0 | 0 | 0 | 593.764 | 593.764 | 593.764 | 593.764 | 593.764 | 593.764 | 593.764 | 593.764 | 593.764 | 593.764 | 593.764 | 593.764 | 593.764 | 593.764 | 593.764 | 593.764 | 593.764 | 593.764 | 593.764 | 593.764 | 593.764 | 593.764 | 593.764 | 593.764 | 593.764 | 593.764 | 593.764 | 593.764 | 593.764 | 0 | 0 | 0 | 0 | 0 | 0 | 0 | 0 | 0
F3_Residential_Single Family Regular Income_New_Water Heating_Natural Gas_Water Heater (<= 55 gal)_E8 | F3 | Residential | Single Family Regular Income | New | Water Heating | Natural Gas | Water Heater (<= 55 gal) | E8 | System - kBTUs of Consumption | 0 | 0 | 0 | 0 | 0 | 0 | 0 | 0 | 0 | 0 | 0 | 0 | 0 | 0 | 0 | 0 | 0 | 0 | 0 | 0 | 0 | 0 | 0 | 0 | 0 | 0 | 0 | 0 | 0 | 0 | 0 | 0 | 0 | 0 | 0 | 0 | 0 | 0 | 0 | 0 | 0 | 0
F3_Residential_Single Family Regular Income_New_Water Heating_Natural Gas_Water Heater (<= 55 gal)_E9 | F3 | Residential | Single Family Regular Income | New | Water Heating | Natural Gas | Water Heater (<= 55 gal) | E9 | System - kBTUs of Consumption | 0 | 0 | 0 | 0 | 0 | 0 | 0 | 0 | 0 | 0 | 0 | 0 | 0 | 0 | 0 | 0 | 0 | 0 | 0 | 0 | 0 | 0 | 0 | 0 | 0 | 0 | 0 | 0 | 0 | 0 | 0 | 0 | 0 | 0 | 0 | 0 | 0 | 0 | 0 | 0 | 0 | 0
F3_Residential_Single Family Regular Income_New_Water Heating_Natural Gas_Water Heater (<= 55 gal)_E10 | F3 | Residential | Single Family Regular Income | New | Water Heating | Natural Gas | Water Heater (<= 55 gal) | E10 | System - kBTUs of Consumption | 0 | 0 | 0 | 0 | 0 | 0 | 0 | 0 | 0 | 0 | 0 | 0 | 0 | 0 | 0 | 0 | 0 | 0 | 0 | 0 | 0 | 0 | 0 | 0 | 0 | 0 | 0 | 0 | 0 | 0 | 0 | 0 | 0 | 0 | 0 | 0 | 0 | 0 | 0 | 0 | 0 | 0
F4_Residential_Single Family Regular Income_New_Water Heating_Natural Gas_Water Heater (<= 55 gal)_E1 | F4 | Residential | Single Family Regular Income | New | Water Heating | Natural Gas | Water Heater (<= 55 gal) | E1 | Utility - Cost of Equipment | 194.7511 | 195.3215 | 196.6006 | 197.6762 | 197.2387 | 0 | 0 | 0 | 0 | 0 | 0 | 0 | 0 | 0 | 0 | 0 | 0 | 0 | 0 | 0 | 0 | 0 | 0 | 0 | 0 | 0 | 0 | 0 | 0 | 0 | 0 | 0 | 0 | 0 | 0 | 0 | 0 | 0 | 0 | 0 | 0 | 0
F4_Residential_Single Family Regular Income_New_Water Heating_Natural Gas_Water Heater (<= 55 gal)_E2 | F4 | Residential | Single Family Regular Income | New | Water Heating | Natural Gas | Water Heater (<= 55 gal) | E2 | Utility - Cost of Equipment | 176.4932 | 177.0101 | 178.1693 | 179.144 | 178.7476 | 0 | 0 | 0 | 0 | 0 | 0 | 0 | 0 | 0 | 0 | 0 | 0 | 0 | 0 | 0 | 0 | 0 | 0 | 0 | 0 | 0 | 0 | 0 | 0 | 0 | 0 | 0 | 0 | 0 | 0 | 0 | 0 | 0 | 0 | 0 | 0 | 0
F4_Residential_Single Family Regular Income_New_Water Heating_Natural Gas_Water Heater (<= 55 gal)_E3 | F4 | Residential | Single Family Regular Income | New | Water Heating | Natural Gas | Water Heater (<= 55 gal) | E3 | Utility - Cost of Equipment | 139.4514 | 139.8598 | 140.7758 | 141.5459 | 141.2326 | 0 | 0 | 0 | 0 | 0 | 0 | 0 | 0 | 0 | 0 | 0 | 0 | 0 | 0 | 0 | 0 | 0 | 0 | 0 | 0 | 0 | 0 | 0 | 0 | 0 | 0 | 0 | 0 | 0 | 0 | 0 | 0 | 0 | 0 | 0 | 0 | 0
F4_Residential_Single Family Regular Income_New_Water Heating_Natural Gas_Water Heater (<= 55 gal)_E4 | F4 | Residential | Single Family Regular Income | New | Water Heating | Natural Gas | Water Heater (<= 55 gal) | E4 | Utility - Cost of Equipment | 132.5085 | 133.1899 | 134.2214 | 135.1674 | 135.392 | 0 | 0 | 0 | 0 | 0 | 0 | 0 | 0 | 0 | 0 | 0 | 0 | 0 | 0 | 0 | 0 | 0 | 0 | 0 | 0 | 0 | 0 | 0 | 0 | 0 | 0 | 0 | 0 | 0 | 0 | 0 | 0 | 0 | 0 | 0 | 0 | 0
F4_Residential_Single Family Regular Income_New_Water Heating_Natural Gas_Water Heater (<= 55 gal)_E5 | F4 | Residential | Single Family Regular Income | New | Water Heating | Natural Gas | Water Heater (<= 55 gal) | E5 | Utility - Cost of Equipment | 126.6839 | 127.3354 | 128.3216 | 129.226 | 129.4407 | 0 | 0 | 0 | 0 | 0 | 0 | 0 | 0 | 0 | 0 | 0 | 0 | 0 | 0 | 0 | 0 | 0 | 0 | 0 | 0 | 0 | 0 | 0 | 0 | 0 | 0 | 0 | 0 | 0 | 0 | 0 | 0 | 0 | 0 | 0 | 0 | 0
F4_Residential_Single Family Regular Income_New_Water Heating_Natural Gas_Water Heater (<= 55 gal)_E6 | F4 | Residential | Single Family Regular Income | New | Water Heating | Natural Gas | Water Heater (<= 55 gal) | E6 | Utility - Cost of Equipment | 106.5619 | 106.874 | 107.5739 | 108.1624 | 107.9231 | 108.5003 | 109.8004 | 110.8795 | 112.1768 | 113.4422 | 114.7178 | 115.9254 | 117.2104 | 118.5379 | 119.8319 | 121.1552 | 122.484 | 123.8325 | 125.1291 | 126.3758 | 127.4673 | 128.4674 | 129.2344 | 129.9029 | 130.3871 | 130.7115 | 130.929 | 131.0133 | 130.9151 | 130.6942 | 130.2416 | 129.6779 | 128.9131 | 0 | 0 | 0 | 0 | 0 | 0 | 0 | 0 | 0
F4_Residential_Single Family Regular Income_New_Water Heating_Natural Gas_Water Heater (<= 55 gal)_E7 | F4 | Residential | Single Family Regular Income | New | Water Heating | Natural Gas | Water Heater (<= 55 gal) | E7 | Utility - Cost of Equipment | 0 | 0 | 0 | 0 | 87.0089 | 87.474 | 88.5301 | 89.4174 | 90.4859 | 91.5237 | 92.565 | 93.5474 | 94.5864 | 95.6359 | 96.6168 | 97.5811 | 98.5054 | 99.4534 | 100.3775 | 101.287 | 102.1005 | 102.8858 | 103.5326 | 104.1612 | 104.6323 | 104.9548 | 105.1662 | 105.2349 | 105.1549 | 104.9747 | 104.6057 | 104.1461 | 103.5224 | 0 | 0 | 0 | 0 | 0 | 0 | 0 | 0 | 0
F4_Residential_Single Family Regular Income_New_Water Heating_Natural Gas_Water Heater (<= 55 gal)_E8 | F4 | Residential | Single Family Regular Income | New | Water Heating | Natural Gas | Water Heater (<= 55 gal) | E8 | Utility - Cost of Equipment | 0 | 0 | 0 | 0 | 0 | 0 | 0 | 0 | 0 | 0 | 0 | 0 | 0 | 0 | 0 | 0 | 0 | 0 | 0 | 0 | 0 | 0 | 0 | 0 | 0 | 0 | 0 | 0 | 0 | 0 | 0 | 0 | 0 | 0 | 0 | 0 | 0 | 0 | 0 | 0 | 0 | 0
F4_Residential_Single Family Regular Income_New_Water Heating_Natural Gas_Water Heater (<= 55 gal)_E9 | F4 | Residential | Single Family Regular Income | New | Water Heating | Natural Gas | Water Heater (<= 55 gal) | E9 | Utility - Cost of Equipment | 0 | 0 | 0 | 0 | 0 | 0 | 0 | 0 | 0 | 0 | 0 | 0 | 0 | 0 | 0 | 0 | 0 | 0 | 0 | 0 | 0 | 0 | 0 | 0 | 0 | 0 | 0 | 0 | 0 | 0 | 0 | 0 | 0 | 0 | 0 | 0 | 0 | 0 | 0 | 0 | 0 | 0
F4_Residential_Single Family Regular Income_New_Water Heating_Natural Gas_Water Heater (<= 55 gal)_E10 | F4 | Residential | Single Family Regular Income | New | Water Heating | Natural Gas | Water Heater (<= 55 gal) | E10 | Utility - Cost of Equipment | 0 | 0 | 0 | 0 | 0 | 0 | 0 | 0 | 0 | 0 | 0 | 0 | 0 | 0 | 0 | 0 | 0 | 0 | 0 | 0 | 0 | 0 | 0 | 0 | 0 | 0 | 0 | 0 | 0 | 0 | 0 | 0 | 0 | 0 | 0 | 0 | 0 | 0 | 0 | 0 | 0 | 0
F5_Residential_Single Family Regular Income_New_Water Heating_Natural Gas_Water Heater (<= 55 gal)_E1 | F5 | Residential | Single Family Regular Income | New | Water Heating | Natural Gas | Water Heater (<= 55 gal) | E1 | Utility - Cost of Operation | 108.75 | 108.75 | 108.75 | 108.75 | 108.75 | 0 | 0 | 0 | 0 | 0 | 0 | 0 | 0 | 0 | 0 | 0 | 0 | 0 | 0 | 0 | 0 | 0 | 0 | 0 | 0 | 0 | 0 | 0 | 0 | 0 | 0 | 0 | 0 | 0 | 0 | 0 | 0 | 0 | 0 | 0 | 0 | 0
F5_Residential_Single Family Regular Income_New_Water Heating_Natural Gas_Water Heater (<= 55 gal)_E2 | F5 | Residential | Single Family Regular Income | New | Water Heating | Natural Gas | Water Heater (<= 55 gal) | E2 | Utility - Cost of Operation | 122.6873 | 122.6873 | 122.6873 | 122.6873 | 122.6873 | 0 | 0 | 0 | 0 | 0 | 0 | 0 | 0 | 0 | 0 | 0 | 0 | 0 | 0 | 0 | 0 | 0 | 0 | 0 | 0 | 0 | 0 | 0 | 0 | 0 | 0 | 0 | 0 | 0 | 0 | 0 | 0 | 0 | 0 | 0 | 0 | 0
F5_Residential_Single Family Regular Income_New_Water Heating_Natural Gas_Water Heater (<= 55 gal)_E3 | F5 | Residential | Single Family Regular Income | New | Water Heating | Natural Gas | Water Heater (<= 55 gal) | E3 | Utility - Cost of Operation | 346.2727 | 346.2727 | 346.2727 | 346.2727 | 346.2727 | 0 | 0 | 0 | 0 | 0 | 0 | 0 | 0 | 0 | 0 | 0 | 0 | 0 | 0 | 0 | 0 | 0 | 0 | 0 | 0 | 0 | 0 | 0 | 0 | 0 | 0 | 0 | 0 | 0 | 0 | 0 | 0 | 0 | 0 | 0 | 0 | 0
F5_Residential_Single Family Regular Income_New_Water Heating_Natural Gas_Water Heater (<= 55 gal)_E4 | F5 | Residential | Single Family Regular Income | New | Water Heating | Natural Gas | Water Heater (<= 55 gal) | E4 | Utility - Cost of Operation | 160.3908 | 160.3908 | 160.3908 | 160.3908 | 160.3908 | 0 | 0 | 0 | 0 | 0 | 0 | 0 | 0 | 0 | 0 | 0 | 0 | 0 | 0 | 0 | 0 | 0 | 0 | 0 | 0 | 0 | 0 | 0 | 0 | 0 | 0 | 0 | 0 | 0 | 0 | 0 | 0 | 0 | 0 | 0 | 0 | 0
F5_Residential_Single Family Regular Income_New_Water Heating_Natural Gas_Water Heater (<= 55 gal)_E5 | F5 | Residential | Single Family Regular Income | New | Water Heating | Natural Gas | Water Heater (<= 55 gal) | E5 | Utility - Cost of Operation | 181.9005 | 181.9005 | 181.9005 | 181.9005 | 181.9005 | 0 | 0 | 0 | 0 | 0 | 0 | 0 | 0 | 0 | 0 | 0 | 0 | 0 | 0 | 0 | 0 | 0 | 0 | 0 | 0 | 0 | 0 | 0 | 0 | 0 | 0 | 0 | 0 | 0 | 0 | 0 | 0 | 0 | 0 | 0 | 0 | 0
F5_Residential_Single Family Regular Income_New_Water Heating_Natural Gas_Water Heater (<= 55 gal)_E6 | F5 | Residential | Single Family Regular Income | New | Water Heating | Natural Gas | Water Heater (<= 55 gal) | E6 | Utility - Cost of Operation | 501.237 | 501.237 | 501.237 | 501.237 | 501.237 | 501.237 | 501.237 | 501.237 | 501.237 | 501.237 | 501.237 | 501.237 | 501.237 | 501.237 | 501.237 | 501.237 | 501.237 | 501.237 | 501.237 | 501.237 | 501.237 | 501.237 | 501.237 | 501.237 | 501.237 | 501.237 | 501.237 | 501.237 | 501.237 | 501.237 | 501.237 | 501.237 | 501.237 | 0 | 0 | 0 | 0 | 0 | 0 | 0 | 0 | 0
F5_Residential_Single Family Regular Income_New_Water Heating_Natural Gas_Water Heater (<= 55 gal)_E7 | F5 | Residential | Single Family Regular Income | New | Water Heating | Natural Gas | Water Heater (<= 55 gal) | E7 | Utility - Cost of Operation | 0 | 0 | 0 | 0 | 593.764 | 593.764 | 593.764 | 593.764 | 593.764 | 593.764 | 593.764 | 593.764 | 593.764 | 593.764 | 593.764 | 593.764 | 593.764 | 593.764 | 593.764 | 593.764 | 593.764 | 593.764 | 593.764 | 593.764 | 593.764 | 593.764 | 593.764 | 593.764 | 593.764 | 593.764 | 593.764 | 593.764 | 593.764 | 0 | 0 | 0 | 0 | 0 | 0 | 0 | 0 | 0
F5_Residential_Single Family Regular Income_New_Water Heating_Natural Gas_Water Heater (<= 55 gal)_E8 | F5 | Residential | Single Family Regular Income | New | Water Heating | Natural Gas | Water Heater (<= 55 gal) | E8 | Utility - Cost of Operation | 0 | 0 | 0 | 0 | 0 | 0 | 0 | 0 | 0 | 0 | 0 | 0 | 0 | 0 | 0 | 0 | 0 | 0 | 0 | 0 | 0 | 0 | 0 | 0 | 0 | 0 | 0 | 0 | 0 | 0 | 0 | 0 | 0 | 0 | 0 | 0 | 0 | 0 | 0 | 0 | 0 | 0
F5_Residential_Single Family Regular Income_New_Water Heating_Natural Gas_Water Heater (<= 55 gal)_E9 | F5 | Residential | Single Family Regular Income | New | Water Heating | Natural Gas | Water Heater (<= 55 gal) | E9 | Utility - Cost of Operation | 0 | 0 | 0 | 0 | 0 | 0 | 0 | 0 | 0 | 0 | 0 | 0 | 0 | 0 | 0 | 0 | 0 | 0 | 0 | 0 | 0 | 0 | 0 | 0 | 0 | 0 | 0 | 0 | 0 | 0 | 0 | 0 | 0 | 0 | 0 | 0 | 0 | 0 | 0 | 0 | 0 | 0
F5_Residential_Single Family Regular Income_New_Water Heating_Natural Gas_Water Heater (<= 55 gal)_E10 | F5 | Residential | Single Family Regular Income | New | Water Heating | Natural Gas | Water Heater (<= 55 gal) | E10 | Utility - Cost of Operation | 0 | 0 | 0 | 0 | 0 | 0 | 0 | 0 | 0 | 0 | 0 | 0 | 0 | 0 | 0 | 0 | 0 | 0 | 0 | 0 | 0 | 0 | 0 | 0 | 0 | 0 | 0 | 0 | 0 | 0 | 0 | 0 | 0 | 0 | 0 | 0 | 0 | 0 | 0 | 0 | 0 | 0
F6_Residential_Single Family Regular Income_New_Water Heating_Natural Gas_Water Heater (<= 55 gal)_E1 | F6 | Residential | Single Family Regular Income | New | Water Heating | Natural Gas | Water Heater (<= 55 gal) | E1 | Utility - Value of Sales | 157.7217 | 158.6408 | 159.9019 | 160.9327 | 160.9327 | 0 | 0 | 0 | 0 | 0 | 0 | 0 | 0 | 0 | 0 | 0 | 0 | 0 | 0 | 0 | 0 | 0 | 0 | 0 | 0 | 0 | 0 | 0 | 0 | 0 | 0 | 0 | 0 | 0 | 0 | 0 | 0 | 0 | 0 | 0 | 0 | 0
F6_Residential_Single Family Regular Income_New_Water Heating_Natural Gas_Water Heater (<= 55 gal)_E2 | F6 | Residential | Single Family Regular Income | New | Water Heating | Natural Gas | Water Heater (<= 55 gal) | E2 | Utility - Value of Sales | 142.9353 | 143.7682 | 144.9111 | 145.8453 | 145.8453 | 0 | 0 | 0 | 0 | 0 | 0 | 0 | 0 | 0 | 0 | 0 | 0 | 0 | 0 | 0 | 0 | 0 | 0 | 0 | 0 | 0 | 0 | 0 | 0 | 0 | 0 | 0 | 0 | 0 | 0 | 0 | 0 | 0 | 0 | 0 | 0 | 0
F6_Residential_Single Family Regular Income_New_Water Heating_Natural Gas_Water Heater (<= 55 gal)_E3 | F6 | Residential | Single Family Regular Income | New | Water Heating | Natural Gas | Water Heater (<= 55 gal) | E3 | Utility - Value of Sales | 112.9365 | 113.5946 | 114.4977 | 115.2358 | 115.2358 | 0 | 0 | 0 | 0 | 0 | 0 | 0 | 0 | 0 | 0 | 0 | 0 | 0 | 0 | 0 | 0 | 0 | 0 | 0 | 0 | 0 | 0 | 0 | 0 | 0 | 0 | 0 | 0 | 0 | 0 | 0 | 0 | 0 | 0 | 0 | 0 | 0
F6_Residential_Single Family Regular Income_New_Water Heating_Natural Gas_Water Heater (<= 55 gal)_E4 | F6 | Residential | Single Family Regular Income | New | Water Heating | Natural Gas | Water Heater (<= 55 gal) | E4 | Utility - Value of Sales | 105.897 | 106.2953 | 106.8418 | 107.2885 | 107.2885 | 0 | 0 | 0 | 0 | 0 | 0 | 0 | 0 | 0 | 0 | 0 | 0 | 0 | 0 | 0 | 0 | 0 | 0 | 0 | 0 | 0 | 0 | 0 | 0 | 0 | 0 | 0 | 0 | 0 | 0 | 0 | 0 | 0 | 0 | 0 | 0 | 0
F6_Residential_Single Family Regular Income_New_Water Heating_Natural Gas_Water Heater (<= 55 gal)_E5 | F6 | Residential | Single Family Regular Income | New | Water Heating | Natural Gas | Water Heater (<= 55 gal) | E5 | Utility - Value of Sales | 101.2422 | 101.623 | 102.1455 | 102.5725 | 102.5725 | 0 | 0 | 0 | 0 | 0 | 0 | 0 | 0 | 0 | 0 | 0 | 0 | 0 | 0 | 0 | 0 | 0 | 0 | 0 | 0 | 0 | 0 | 0 | 0 | 0 | 0 | 0 | 0 | 0 | 0 | 0 | 0 | 0 | 0 | 0 | 0 | 0
F6_Residential_Single Family Regular Income_New_Water Heating_Natural Gas_Water Heater (<= 55 gal)_E6 | F6 | Residential | Single Family Regular Income | New | Water Heating | Natural Gas | Water Heater (<= 55 gal) | E6 | Utility - Value of Sales | 86.3006 | 86.8034 | 87.4935 | 88.0575 | 88.0575 | 88.0575 | 88.0575 | 88.0575 | 88.0575 | 88.0575 | 88.0575 | 88.0575 | 88.0575 | 88.0575 | 88.0575 | 88.0575 | 88.0575 | 88.0575 | 88.0575 | 88.0575 | 88.0575 | 88.0575 | 88.0575 | 88.0575 | 88.0575 | 88.0575 | 88.0575 | 88.0575 | 88.0575 | 88.0575 | 88.0575 | 88.0575 | 88.0575 | 0 | 0 | 0 | 0 | 0 | 0 | 0 | 0 | 0
F6_Residential_Single Family Regular Income_New_Water Heating_Natural Gas_Water Heater (<= 55 gal)_E7 | F6 | Residential | Single Family Regular Income | New | Water Heating | Natural Gas | Water Heater (<= 55 gal) | E7 | Utility - Value of Sales | 0 | 0 | 0 | 0 | 71.8007 | 71.8007 | 71.8007 | 71.8007 | 71.8007 | 71.8007 | 71.8007 | 71.8007 | 71.8007 | 71.8007 | 71.8007 | 71.8007 | 71.8007 | 71.8007 | 71.8007 | 71.8007 | 71.8007 | 71.8007 | 71.8007 | 71.8007 | 71.8007 | 71.8007 | 71.8007 | 71.8007 | 71.8007 | 71.8007 | 71.8007 | 71.8007 | 71.8007 | 0 | 0 | 0 | 0 | 0 | 0 | 0 | 0 | 0
F6_Residential_Single Family Regular Income_New_Water Heating_Natural Gas_Water Heater (<= 55 gal)_E8 | F6 | Residential | Single Family Regular Income | New | Water Heating | Natural Gas | Water Heater (<= 55 gal) | E8 | Utility - Value of Sales | 0 | 0 | 0 | 0 | 0 | 0 | 0 | 0 | 0 | 0 | 0 | 0 | 0 | 0 | 0 | 0 | 0 | 0 | 0 | 0 | 0 | 0 | 0 | 0 | 0 | 0 | 0 | 0 | 0 | 0 | 0 | 0 | 0 | 0 | 0 | 0 | 0 | 0 | 0 | 0 | 0 | 0
F6_Residential_Single Family Regular Income_New_Water Heating_Natural Gas_Water Heater (<= 55 gal)_E9 | F6 | Residential | Single Family Regular Income | New | Water Heating | Natural Gas | Water Heater (<= 55 gal) | E9 | Utility - Value of Sales | 0 | 0 | 0 | 0 | 0 | 0 | 0 | 0 | 0 | 0 | 0 | 0 | 0 | 0 | 0 | 0 | 0 | 0 | 0 | 0 | 0 | 0 | 0 | 0 | 0 | 0 | 0 | 0 | 0 | 0 | 0 | 0 | 0 | 0 | 0 | 0 | 0 | 0 | 0 | 0 | 0 | 0
F6_Residential_Single Family Regular Income_New_Water Heating_Natural Gas_Water Heater (<= 55 gal)_E10 | F6 | Residential | Single Family Regular Income | New | Water Heating | Natural Gas | Water Heater (<= 55 gal) | E10 | Utility - Value of Sales | 0 | 0 | 0 | 0 | 0 | 0 | 0 | 0 | 0 | 0 | 0 | 0 | 0 | 0 | 0 | 0 | 0 | 0 | 0 | 0 | 0 | 0 | 0 | 0 | 0 | 0 | 0 | 0 | 0 | 0 | 0 | 0 | 0 | 0 | 0 | 0 | 0 | 0 | 0 | 0 | 0 | 0
F1_Residential_Single Family Regular Income_New_Water Heating_Natural Gas_Water Heater (> 55 gal)_E1 | F1 | Residential | Single Family Regular Income | New | Water Heating | Natural Gas | Water Heater (> 55 gal) | E1 | RVT - Cost of Equipment | 195.0657 | 195.6369 | 196.9181 | 197.9954 | 197.5572 | 0 | 0 | 0 | 0 | 0 | 0 | 0 | 0 | 0 | 0 | 0 | 0 | 0 | 0 | 0 | 0 | 0 | 0 | 0 | 0 | 0 | 0 | 0 | 0 | 0 | 0 | 0 | 0 | 0 | 0 | 0 | 0 | 0 | 0 | 0 | 0 | 0
F1_Residential_Single Family Regular Income_New_Water Heating_Natural Gas_Water Heater (> 55 gal)_E2 | F1 | Residential | Single Family Regular Income | New | Water Heating | Natural Gas | Water Heater (> 55 gal) | E2 | RVT - Cost of Equipment | 190.064 | 190.6206 | 191.869 | 192.9186 | 192.4917 | 0 | 0 | 0 | 0 | 0 | 0 | 0 | 0 | 0 | 0 | 0 | 0 | 0 | 0 | 0 | 0 | 0 | 0 | 0 | 0 | 0 | 0 | 0 | 0 | 0 | 0 | 0 | 0 | 0 | 0 | 0 | 0 | 0 | 0 | 0 | 0 | 0
F1_Residential_Single Family Regular Income_New_Water Heating_Natural Gas_Water Heater (> 55 gal)_E3 | F1 | Residential | Single Family Regular Income | New | Water Heating | Natural Gas | Water Heater (> 55 gal) | E3 | RVT - Cost of Equipment | 183.0246 | 183.5606 | 184.7627 | 185.7735 | 185.3623 | 0 | 0 | 0 | 0 | 0 | 0 | 0 | 0 | 0 | 0 | 0 | 0 | 0 | 0 | 0 | 0 | 0 | 0 | 0 | 0 | 0 | 0 | 0 | 0 | 0 | 0 | 0 | 0 | 0 | 0 | 0 | 0 | 0 | 0 | 0 | 0 | 0
F1_Residential_Single Family Regular Income_New_Water Heating_Natural Gas_Water Heater (> 55 gal)_E4 | F1 | Residential | Single Family Regular Income | New | Water Heating | Natural Gas | Water Heater (> 55 gal) | E4 | RVT - Cost of Equipment | 173.9122 | 174.8065 | 176.1604 | 177.402 | 177.6968 | 0 | 0 | 0 | 0 | 0 | 0 | 0 | 0 | 0 | 0 | 0 | 0 | 0 | 0 | 0 | 0 | 0 | 0 | 0 | 0 | 0 | 0 | 0 | 0 | 0 | 0 | 0 | 0 | 0 | 0 | 0 | 0 | 0 | 0 | 0 | 0 | 0
F1_Residential_Single Family Regular Income_New_Water Heating_Natural Gas_Water Heater (> 55 gal)_E5 | F1 | Residential | Single Family Regular Income | New | Water Heating | Natural Gas | Water Heater (> 55 gal) | E5 | RVT - Cost of Equipment | 166.2677 | 167.1227 | 168.417 | 169.6041 | 169.8859 | 0 | 0 | 0 | 0 | 0 | 0 | 0 | 0 | 0 | 0 | 0 | 0 | 0 | 0 | 0 | 0 | 0 | 0 | 0 | 0 | 0 | 0 | 0 | 0 | 0 | 0 | 0 | 0 | 0 | 0 | 0 | 0 | 0 | 0 | 0 | 0 | 0
F1_Residential_Single Family Regular Income_New_Water Heating_Natural Gas_Water Heater (> 55 gal)_E6 | F1 | Residential | Single Family Regular Income | New | Water Heating | Natural Gas | Water Heater (> 55 gal) | E6 | RVT - Cost of Equipment | 139.8584 | 140.268 | 141.1866 | 141.959 | 141.6448 | 142.4024 | 144.1088 | 145.525 | 147.2276 | 148.8884 | 150.5626 | 152.1476 | 153.834 | 155.5764 | 157.2747 | 159.0115 | 160.7555 | 162.5253 | 164.2271 | 165.8633 | 167.2959 | 168.6085 | 169.6151 | 170.4925 | 171.128 | 171.5538 | 171.8392 | 171.9498 | 171.8209 | 171.531 | 170.937 | 170.1972 | 169.1934 | 0 | 0 | 0 | 0 | 0 | 0 | 0 | 0 | 0
F1_Residential_Single Family Regular Income_New_Water Heating_Natural Gas_Water Heater (> 55 gal)_E7 | F1 | Residential | Single Family Regular Income | New | Water Heating | Natural Gas | Water Heater (> 55 gal) | E7 | RVT - Cost of Equipment | 0 | 0 | 0 | 0 | 0 | 114.8063 | 116.1923 | 117.3569 | 118.7592 | 120.1212 | 121.4879 | 122.7773 | 124.1409 | 125.5184 | 126.8058 | 128.0713 | 129.2846 | 130.5287 | 131.7415 | 132.9353 | 134.0029 | 135.0336 | 135.8825 | 136.7075 | 137.3258 | 137.7491 | 138.0265 | 138.1168 | 138.0116 | 137.7753 | 137.2909 | 136.6877 | 135.8692 | 0 | 0 | 0 | 0 | 0 | 0 | 0 | 0 | 0
F1_Residential_Single Family Regular Income_New_Water Heating_Natural Gas_Water Heater (> 55 gal)_E8 | F1 | Residential | Single Family Regular Income | New | Water Heating | Natural Gas | Water Heater (> 55 gal) | E8 | RVT - Cost of Equipment | 0 | 0 | 0 | 0 | 0 | 0 | 0 | 0 | 0 | 0 | 0 | 0 | 0 | 0 | 0 | 0 | 0 | 0 | 0 | 0 | 0 | 0 | 0 | 0 | 0 | 0 | 0 | 0 | 0 | 0 | 0 | 0 | 0 | 0 | 0 | 0 | 0 | 0 | 0 | 0 | 0 | 0
F1_Residential_Single Family Regular Income_New_Water Heating_Natural Gas_Water Heater (> 55 gal)_E9 | F1 | Residential | Single Family Regular Income | New | Water Heating | Natural Gas | Water Heater (> 55 gal) | E9 | RVT - Cost of Equipment | 0 | 0 | 0 | 0 | 0 | 0 | 0 | 0 | 0 | 0 | 0 | 0 | 0 | 0 | 0 | 0 | 0 | 0 | 0 | 0 | 0 | 0 | 0 | 0 | 0 | 0 | 0 | 0 | 0 | 0 | 0 | 0 | 0 | 0 | 0 | 0 | 0 | 0 | 0 | 0 | 0 | 0
F1_Residential_Single Family Regular Income_New_Water Heating_Natural Gas_Water Heater (> 55 gal)_E10 | F1 | Residential | Single Family Regular Income | New | Water Heating | Natural Gas | Water Heater (> 55 gal) | E10 | RVT - Cost of Equipment | 0 | 0 | 0 | 0 | 0 | 0 | 0 | 0 | 0 | 0 | 0 | 0 | 0 | 0 | 0 | 0 | 0 | 0 | 0 | 0 | 0 | 0 | 0 | 0 | 0 | 0 | 0 | 0 | 0 | 0 | 0 | 0 | 0 | 0 | 0 | 0 | 0 | 0 | 0 | 0 | 0 | 0
F2_Residential_Single Family Regular Income_New_Water Heating_Natural Gas_Water Heater (> 55 gal)_E1 | F2 | Residential | Single Family Regular Income | New | Water Heating | Natural Gas | Water Heater (> 55 gal) | E1 | RVT - Cost of Operation | 194.7511 | 195.3215 | 196.6006 | 197.6762 | 197.2387 | 0 | 0 | 0 | 0 | 0 | 0 | 0 | 0 | 0 | 0 | 0 | 0 | 0 | 0 | 0 | 0 | 0 | 0 | 0 | 0 | 0 | 0 | 0 | 0 | 0 | 0 | 0 | 0 | 0 | 0 | 0 | 0 | 0 | 0 | 0 | 0 | 0
F2_Residential_Single Family Regular Income_New_Water Heating_Natural Gas_Water Heater (> 55 gal)_E2 | F2 | Residential | Single Family Regular Income | New | Water Heating | Natural Gas | Water Heater (> 55 gal) | E2 | RVT - Cost of Operation | 189.7575 | 190.3132 | 191.5596 | 192.6075 | 192.1813 | 0 | 0 | 0 | 0 | 0 | 0 | 0 | 0 | 0 | 0 | 0 | 0 | 0 | 0 | 0 | 0 | 0 | 0 | 0 | 0 | 0 | 0 | 0 | 0 | 0 | 0 | 0 | 0 | 0 | 0 | 0 | 0 | 0 | 0 | 0 | 0 | 0
F2_Residential_Single Family Regular Income_New_Water Heating_Natural Gas_Water Heater (> 55 gal)_E3 | F2 | Residential | Single Family Regular Income | New | Water Heating | Natural Gas | Water Heater (> 55 gal) | E3 | RVT - Cost of Operation | 182.7295 | 183.2646 | 184.4648 | 185.4739 | 185.0635 | 0 | 0 | 0 | 0 | 0 | 0 | 0 | 0 | 0 | 0 | 0 | 0 | 0 | 0 | 0 | 0 | 0 | 0 | 0 | 0 | 0 | 0 | 0 | 0 | 0 | 0 | 0 | 0 | 0 | 0 | 0 | 0 | 0 | 0 | 0 | 0 | 0
F2_Residential_Single Family Regular Income_New_Water Heating_Natural Gas_Water Heater (> 55 gal)_E4 | F2 | Residential | Single Family Regular Income | New | Water Heating | Natural Gas | Water Heater (> 55 gal) | E4 | RVT - Cost of Operation | 173.6318 | 174.5246 | 175.8763 | 177.116 | 177.4103 | 0 | 0 | 0 | 0 | 0 | 0 | 0 | 0 | 0 | 0 | 0 | 0 | 0 | 0 | 0 | 0 | 0 | 0 | 0 | 0 | 0 | 0 | 0 | 0 | 0 | 0 | 0 | 0 | 0 | 0 | 0 | 0 | 0 | 0 | 0 | 0 | 0
F2_Residential_Single Family Regular Income_New_Water Heating_Natural Gas_Water Heater (> 55 gal)_E5 | F2 | Residential | Single Family Regular Income | New | Water Heating | Natural Gas | Water Heater (> 55 gal) | E5 | RVT - Cost of Operation | 165.9996 | 166.8532 | 168.1455 | 169.3306 | 169.612 | 0 | 0 | 0 | 0 | 0 | 0 | 0 | 0 | 0 | 0 | 0 | 0 | 0 | 0 | 0 | 0 | 0 | 0 | 0 | 0 | 0 | 0 | 0 | 0 | 0 | 0 | 0 | 0 | 0 | 0 | 0 | 0 | 0 | 0 | 0 | 0 | 0
F2_Residential_Single Family Regular Income_New_Water Heating_Natural Gas_Water Heater (> 55 gal)_E6 | F2 | Residential | Single Family Regular Income | New | Water Heating | Natural Gas | Water Heater (> 55 gal) | E6 | RVT - Cost of Operation | 139.6329 | 140.0418 | 140.9589 | 141.7301 | 141.4164 | 142.1728 | 143.8764 | 145.2904 | 146.9903 | 148.6484 | 150.3199 | 151.9023 | 153.586 | 155.3256 | 157.0211 | 158.7551 | 160.4963 | 162.2632 | 163.9623 | 165.5959 | 167.0261 | 168.3366 | 169.3417 | 170.2176 | 170.8521 | 171.2771 | 171.5621 | 171.6726 | 171.5439 | 171.2545 | 170.6614 | 169.9227 | 168.9206 | 0 | 0 | 0 | 0 | 0 | 0 | 0 | 0 | 0
F2_Residential_Single Family Regular Income_New_Water Heating_Natural Gas_Water Heater (> 55 gal)_E7 | F2 | Residential | Single Family Regular Income | New | Water Heating | Natural Gas | Water Heater (> 55 gal) | E7 | RVT - Cost of Operation | 0 | 0 | 0 | 0 | 0 | 114.6212 | 116.005 | 117.1676 | 118.5677 | 119.9276 | 121.292 | 122.5794 | 123.9408 | 125.316 | 126.6014 | 127.8648 | 129.0761 | 130.3183 | 131.5291 | 132.7209 | 133.7868 | 134.8159 | 135.6634 | 136.4871 | 137.1044 | 137.527 | 137.804 | 137.8941 | 137.7891 | 137.5531 | 137.0695 | 136.4673 | 135.6501 | 0 | 0 | 0 | 0 | 0 | 0 | 0 | 0 | 0
F2_Residential_Single Family Regular Income_New_Water Heating_Natural Gas_Water Heater (> 55 gal)_E8 | F2 | Residential | Single Family Regular Income | New | Water Heating | Natural Gas | Water Heater (> 55 gal) | E8 | RVT - Cost of Operation | 0 | 0 | 0 | 0 | 0 | 0 | 0 | 0 | 0 | 0 | 0 | 0 | 0 | 0 | 0 | 0 | 0 | 0 | 0 | 0 | 0 | 0 | 0 | 0 | 0 | 0 | 0 | 0 | 0 | 0 | 0 | 0 | 0 | 0 | 0 | 0 | 0 | 0 | 0 | 0 | 0 | 0
F2_Residential_Single Family Regular Income_New_Water Heating_Natural Gas_Water Heater (> 55 gal)_E9 | F2 | Residential | Single Family Regular Income | New | Water Heating | Natural Gas | Water Heater (> 55 gal) | E9 | RVT - Cost of Operation | 0 | 0 | 0 | 0 | 0 | 0 | 0 | 0 | 0 | 0 | 0 | 0 | 0 | 0 | 0 | 0 | 0 | 0 | 0 | 0 | 0 | 0 | 0 | 0 | 0 | 0 | 0 | 0 | 0 | 0 | 0 | 0 | 0 | 0 | 0 | 0 | 0 | 0 | 0 | 0 | 0 | 0
F2_Residential_Single Family Regular Income_New_Water Heating_Natural Gas_Water Heater (> 55 gal)_E10 | F2 | Residential | Single Family Regular Income | New | Water Heating | Natural Gas | Water Heater (> 55 gal) | E10 | RVT - Cost of Operation | 0 | 0 | 0 | 0 | 0 | 0 | 0 | 0 | 0 | 0 | 0 | 0 | 0 | 0 | 0 | 0 | 0 | 0 | 0 | 0 | 0 | 0 | 0 | 0 | 0 | 0 | 0 | 0 | 0 | 0 | 0 | 0 | 0 | 0 | 0 | 0 | 0 | 0 | 0 | 0 | 0 | 0
F3_Residential_Single Family Regular Income_New_Water Heating_Natural Gas_Water Heater (> 55 gal)_E1 | F3 | Residential | Single Family Regular Income | New | Water Heating | Natural Gas | Water Heater (> 55 gal) | E1 | System - kBTUs of Consumption | 125.0625 | 125.0625 | 125.0625 | 125.0625 | 125.0625 | 0 | 0 | 0 | 0 | 0 | 0 | 0 | 0 | 0 | 0 | 0 | 0 | 0 | 0 | 0 | 0 | 0 | 0 | 0 | 0 | 0 | 0 | 0 | 0 | 0 | 0 | 0 | 0 | 0 | 0 | 0 | 0 | 0 | 0 | 0 | 0 | 0
F3_Residential_Single Family Regular Income_New_Water Heating_Natural Gas_Water Heater (> 55 gal)_E2 | F3 | Residential | Single Family Regular Income | New | Water Heating | Natural Gas | Water Heater (> 55 gal) | E2 | System - kBTUs of Consumption | 141.0904 | 141.0904 | 141.0904 | 141.0904 | 141.0904 | 0 | 0 | 0 | 0 | 0 | 0 | 0 | 0 | 0 | 0 | 0 | 0 | 0 | 0 | 0 | 0 | 0 | 0 | 0 | 0 | 0 | 0 | 0 | 0 | 0 | 0 | 0 | 0 | 0 | 0 | 0 | 0 | 0 | 0 | 0 | 0 | 0
F3_Residential_Single Family Regular Income_New_Water Heating_Natural Gas_Water Heater (> 55 gal)_E3 | F3 | Residential | Single Family Regular Income | New | Water Heating | Natural Gas | Water Heater (> 55 gal) | E3 | System - kBTUs of Consumption | 398.2136 | 398.2136 | 398.2136 | 398.2136 | 398.2136 | 0 | 0 | 0 | 0 | 0 | 0 | 0 | 0 | 0 | 0 | 0 | 0 | 0 | 0 | 0 | 0 | 0 | 0 | 0 | 0 | 0 | 0 | 0 | 0 | 0 | 0 | 0 | 0 | 0 | 0 | 0 | 0 | 0 | 0 | 0 | 0 | 0
F3_Residential_Single Family Regular Income_New_Water Heating_Natural Gas_Water Heater (> 55 gal)_E4 | F3 | Residential | Single Family Regular Income | New | Water Heating | Natural Gas | Water Heater (> 55 gal) | E4 | System - kBTUs of Consumption | 184.4494 | 184.4494 | 184.4494 | 184.4494 | 184.4494 | 0 | 0 | 0 | 0 | 0 | 0 | 0 | 0 | 0 | 0 | 0 | 0 | 0 | 0 | 0 | 0 | 0 | 0 | 0 | 0 | 0 | 0 | 0 | 0 | 0 | 0 | 0 | 0 | 0 | 0 | 0 | 0 | 0 | 0 | 0 | 0 | 0
F3_Residential_Single Family Regular Income_New_Water Heating_Natural Gas_Water Heater (> 55 gal)_E5 | F3 | Residential | Single Family Regular Income | New | Water Heating | Natural Gas | Water Heater (> 55 gal) | E5 | System - kBTUs of Consumption | 209.1856 | 209.1856 | 209.1856 | 209.1856 | 209.1856 | 0 | 0 | 0 | 0 | 0 | 0 | 0 | 0 | 0 | 0 | 0 | 0 | 0 | 0 | 0 | 0 | 0 | 0 | 0 | 0 | 0 | 0 | 0 | 0 | 0 | 0 | 0 | 0 | 0 | 0 | 0 | 0 | 0 | 0 | 0 | 0 | 0
F3_Residential_Single Family Regular Income_New_Water Heating_Natural Gas_Water Heater (> 55 gal)_E6 | F3 | Residential | Single Family Regular Income | New | Water Heating | Natural Gas | Water Heater (> 55 gal) | E6 | System - kBTUs of Consumption | 576.4226 | 576.4226 | 576.4226 | 576.4226 | 576.4226 | 576.4226 | 576.4226 | 576.4226 | 576.4226 | 576.4226 | 576.4226 | 576.4226 | 576.4226 | 576.4226 | 576.4226 | 576.4226 | 576.4226 | 576.4226 | 576.4226 | 576.4226 | 576.4226 | 576.4226 | 576.4226 | 576.4226 | 576.4226 | 576.4226 | 576.4226 | 576.4226 | 576.4226 | 576.4226 | 576.4226 | 576.4226 | 576.4226 | 0 | 0 | 0 | 0 | 0 | 0 | 0 | 0 | 0
F3_Residential_Single Family Regular Income_New_Water Heating_Natural Gas_Water Heater (> 55 gal)_E7 | F3 | Residential | Single Family Regular Income | New | Water Heating | Natural Gas | Water Heater (> 55 gal) | E7 | System - kBTUs of Consumption | 0 | 0 | 0 | 0 | 0 | 682.8286 | 682.8286 | 682.8286 | 682.8286 | 682.8286 | 682.8286 | 682.8286 | 682.8286 | 682.8286 | 682.8286 | 682.8286 | 682.8286 | 682.8286 | 682.8286 | 682.8286 | 682.8286 | 682.8286 | 682.8286 | 682.8286 | 682.8286 | 682.8286 | 682.8286 | 682.8286 | 682.8286 | 682.8286 | 682.8286 | 682.8286 | 682.8286 | 0 | 0 | 0 | 0 | 0 | 0 | 0 | 0 | 0
F3_Residential_Single Family Regular Income_New_Water Heating_Natural Gas_Water Heater (> 55 gal)_E8 | F3 | Residential | Single Family Regular Income | New | Water Heating | Natural Gas | Water Heater (> 55 gal) | E8 | System - kBTUs of Consumption | 0 | 0 | 0 | 0 | 0 | 0 | 0 | 0 | 0 | 0 | 0 | 0 | 0 | 0 | 0 | 0 | 0 | 0 | 0 | 0 | 0 | 0 | 0 | 0 | 0 | 0 | 0 | 0 | 0 | 0 | 0 | 0 | 0 | 0 | 0 | 0 | 0 | 0 | 0 | 0 | 0 | 0
F3_Residential_Single Family Regular Income_New_Water Heating_Natural Gas_Water Heater (> 55 gal)_E9 | F3 | Residential | Single Family Regular Income | New | Water Heating | Natural Gas | Water Heater (> 55 gal) | E9 | System - kBTUs of Consumption | 0 | 0 | 0 | 0 | 0 | 0 | 0 | 0 | 0 | 0 | 0 | 0 | 0 | 0 | 0 | 0 | 0 | 0 | 0 | 0 | 0 | 0 | 0 | 0 | 0 | 0 | 0 | 0 | 0 | 0 | 0 | 0 | 0 | 0 | 0 | 0 | 0 | 0 | 0 | 0 | 0 | 0
F3_Residential_Single Family Regular Income_New_Water Heating_Natural Gas_Water Heater (> 55 gal)_E10 | F3 | Residential | Single Family Regular Income | New | Water Heating | Natural Gas | Water Heater (> 55 gal) | E10 | System - kBTUs of Consumption | 0 | 0 | 0 | 0 | 0 | 0 | 0 | 0 | 0 | 0 | 0 | 0 | 0 | 0 | 0 | 0 | 0 | 0 | 0 | 0 | 0 | 0 | 0 | 0 | 0 | 0 | 0 | 0 | 0 | 0 | 0 | 0 | 0 | 0 | 0 | 0 | 0 | 0 | 0 | 0 | 0 | 0
F4_Residential_Single Family Regular Income_New_Water Heating_Natural Gas_Water Heater (> 55 gal)_E1 | F4 | Residential | Single Family Regular Income | New | Water Heating | Natural Gas | Water Heater (> 55 gal) | E1 | Utility - Cost of Equipment | 194.7511 | 195.3215 | 196.6006 | 197.6762 | 197.2387 | 0 | 0 | 0 | 0 | 0 | 0 | 0 | 0 | 0 | 0 | 0 | 0 | 0 | 0 | 0 | 0 | 0 | 0 | 0 | 0 | 0 | 0 | 0 | 0 | 0 | 0 | 0 | 0 | 0 | 0 | 0 | 0 | 0 | 0 | 0 | 0 | 0
F4_Residential_Single Family Regular Income_New_Water Heating_Natural Gas_Water Heater (> 55 gal)_E2 | F4 | Residential | Single Family Regular Income | New | Water Heating | Natural Gas | Water Heater (> 55 gal) | E2 | Utility - Cost of Equipment | 189.7575 | 190.3132 | 191.5596 | 192.6075 | 192.1813 | 0 | 0 | 0 | 0 | 0 | 0 | 0 | 0 | 0 | 0 | 0 | 0 | 0 | 0 | 0 | 0 | 0 | 0 | 0 | 0 | 0 | 0 | 0 | 0 | 0 | 0 | 0 | 0 | 0 | 0 | 0 | 0 | 0 | 0 | 0 | 0 | 0
F4_Residential_Single Family Regular Income_New_Water Heating_Natural Gas_Water Heater (> 55 gal)_E3 | F4 | Residential | Single Family Regular Income | New | Water Heating | Natural Gas | Water Heater (> 55 gal) | E3 | Utility - Cost of Equipment | 182.7295 | 183.2646 | 184.4648 | 185.4739 | 185.0635 | 0 | 0 | 0 | 0 | 0 | 0 | 0 | 0 | 0 | 0 | 0 | 0 | 0 | 0 | 0 | 0 | 0 | 0 | 0 | 0 | 0 | 0 | 0 | 0 | 0 | 0 | 0 | 0 | 0 | 0 | 0 | 0 | 0 | 0 | 0 | 0 | 0
F4_Residential_Single Family Regular Income_New_Water Heating_Natural Gas_Water Heater (> 55 gal)_E4 | F4 | Residential | Single Family Regular Income | New | Water Heating | Natural Gas | Water Heater (> 55 gal) | E4 | Utility - Cost of Equipment | 173.6318 | 174.5246 | 175.8763 | 177.116 | 177.4103 | 0 | 0 | 0 | 0 | 0 | 0 | 0 | 0 | 0 | 0 | 0 | 0 | 0 | 0 | 0 | 0 | 0 | 0 | 0 | 0 | 0 | 0 | 0 | 0 | 0 | 0 | 0 | 0 | 0 | 0 | 0 | 0 | 0 | 0 | 0 | 0 | 0
F4_Residential_Single Family Regular Income_New_Water Heating_Natural Gas_Water Heater (> 55 gal)_E5 | F4 | Residential | Single Family Regular Income | New | Water Heating | Natural Gas | Water Heater (> 55 gal) | E5 | Utility - Cost of Equipment | 165.9996 | 166.8532 | 168.1455 | 169.3306 | 169.612 | 0 | 0 | 0 | 0 | 0 | 0 | 0 | 0 | 0 | 0 | 0 | 0 | 0 | 0 | 0 | 0 | 0 | 0 | 0 | 0 | 0 | 0 | 0 | 0 | 0 | 0 | 0 | 0 | 0 | 0 | 0 | 0 | 0 | 0 | 0 | 0 | 0
F4_Residential_Single Family Regular Income_New_Water Heating_Natural Gas_Water Heater (> 55 gal)_E6 | F4 | Residential | Single Family Regular Income | New | Water Heating | Natural Gas | Water Heater (> 55 gal) | E6 | Utility - Cost of Equipment | 139.6329 | 140.0418 | 140.9589 | 141.7301 | 141.4164 | 142.1728 | 143.8764 | 145.2904 | 146.9903 | 148.6484 | 150.3199 | 151.9023 | 153.586 | 155.3256 | 157.0211 | 158.7551 | 160.4963 | 162.2632 | 163.9623 | 165.5959 | 167.0261 | 168.3366 | 169.3417 | 170.2176 | 170.8521 | 171.2771 | 171.5621 | 171.6726 | 171.5439 | 171.2545 | 170.6614 | 169.9227 | 168.9206 | 0 | 0 | 0 | 0 | 0 | 0 | 0 | 0 | 0
F4_Residential_Single Family Regular Income_New_Water Heating_Natural Gas_Water Heater (> 55 gal)_E7 | F4 | Residential | Single Family Regular Income | New | Water Heating | Natural Gas | Water Heater (> 55 gal) | E7 | Utility - Cost of Equipment | 0 | 0 | 0 | 0 | 0 | 114.6212 | 116.005 | 117.1676 | 118.5677 | 119.9276 | 121.292 | 122.5794 | 123.9408 | 125.316 | 126.6014 | 127.8648 | 129.0761 | 130.3183 | 131.5291 | 132.7209 | 133.7868 | 134.8159 | 135.6634 | 136.4871 | 137.1044 | 137.527 | 137.804 | 137.8941 | 137.7891 | 137.5531 | 137.0695 | 136.4673 | 135.6501 | 0 | 0 | 0 | 0 | 0 | 0 | 0 | 0 | 0
F4_Residential_Single Family Regular Income_New_Water Heating_Natural Gas_Water Heater (> 55 gal)_E8 | F4 | Residential | Single Family Regular Income | New | Water Heating | Natural Gas | Water Heater (> 55 gal) | E8 | Utility - Cost of Equipment | 0 | 0 | 0 | 0 | 0 | 0 | 0 | 0 | 0 | 0 | 0 | 0 | 0 | 0 | 0 | 0 | 0 | 0 | 0 | 0 | 0 | 0 | 0 | 0 | 0 | 0 | 0 | 0 | 0 | 0 | 0 | 0 | 0 | 0 | 0 | 0 | 0 | 0 | 0 | 0 | 0 | 0
F4_Residential_Single Family Regular Income_New_Water Heating_Natural Gas_Water Heater (> 55 gal)_E9 | F4 | Residential | Single Family Regular Income | New | Water Heating | Natural Gas | Water Heater (> 55 gal) | E9 | Utility - Cost of Equipment | 0 | 0 | 0 | 0 | 0 | 0 | 0 | 0 | 0 | 0 | 0 | 0 | 0 | 0 | 0 | 0 | 0 | 0 | 0 | 0 | 0 | 0 | 0 | 0 | 0 | 0 | 0 | 0 | 0 | 0 | 0 | 0 | 0 | 0 | 0 | 0 | 0 | 0 | 0 | 0 | 0 | 0
F4_Residential_Single Family Regular Income_New_Water Heating_Natural Gas_Water Heater (> 55 gal)_E10 | F4 | Residential | Single Family Regular Income | New | Water Heating | Natural Gas | Water Heater (> 55 gal) | E10 | Utility - Cost of Equipment | 0 | 0 | 0 | 0 | 0 | 0 | 0 | 0 | 0 | 0 | 0 | 0 | 0 | 0 | 0 | 0 | 0 | 0 | 0 | 0 | 0 | 0 | 0 | 0 | 0 | 0 | 0 | 0 | 0 | 0 | 0 | 0 | 0 | 0 | 0 | 0 | 0 | 0 | 0 | 0 | 0 | 0
F5_Residential_Single Family Regular Income_New_Water Heating_Natural Gas_Water Heater (> 55 gal)_E1 | F5 | Residential | Single Family Regular Income | New | Water Heating | Natural Gas | Water Heater (> 55 gal) | E1 | Utility - Cost of Operation | 125.0625 | 125.0625 | 125.0625 | 125.0625 | 125.0625 | 0 | 0 | 0 | 0 | 0 | 0 | 0 | 0 | 0 | 0 | 0 | 0 | 0 | 0 | 0 | 0 | 0 | 0 | 0 | 0 | 0 | 0 | 0 | 0 | 0 | 0 | 0 | 0 | 0 | 0 | 0 | 0 | 0 | 0 | 0 | 0 | 0
F5_Residential_Single Family Regular Income_New_Water Heating_Natural Gas_Water Heater (> 55 gal)_E2 | F5 | Residential | Single Family Regular Income | New | Water Heating | Natural Gas | Water Heater (> 55 gal) | E2 | Utility - Cost of Operation | 141.0904 | 141.0904 | 141.0904 | 141.0904 | 141.0904 | 0 | 0 | 0 | 0 | 0 | 0 | 0 | 0 | 0 | 0 | 0 | 0 | 0 | 0 | 0 | 0 | 0 | 0 | 0 | 0 | 0 | 0 | 0 | 0 | 0 | 0 | 0 | 0 | 0 | 0 | 0 | 0 | 0 | 0 | 0 | 0 | 0
F5_Residential_Single Family Regular Income_New_Water Heating_Natural Gas_Water Heater (> 55 gal)_E3 | F5 | Residential | Single Family Regular Income | New | Water Heating | Natural Gas | Water Heater (> 55 gal) | E3 | Utility - Cost of Operation | 398.2136 | 398.2136 | 398.2136 | 398.2136 | 398.2136 | 0 | 0 | 0 | 0 | 0 | 0 | 0 | 0 | 0 | 0 | 0 | 0 | 0 | 0 | 0 | 0 | 0 | 0 | 0 | 0 | 0 | 0 | 0 | 0 | 0 | 0 | 0 | 0 | 0 | 0 | 0 | 0 | 0 | 0 | 0 | 0 | 0
F5_Residential_Single Family Regular Income_New_Water Heating_Natural Gas_Water Heater (> 55 gal)_E4 | F5 | Residential | Single Family Regular Income | New | Water Heating | Natural Gas | Water Heater (> 55 gal) | E4 | Utility - Cost of Operation | 184.4494 | 184.4494 | 184.4494 | 184.4494 | 184.4494 | 0 | 0 | 0 | 0 | 0 | 0 | 0 | 0 | 0 | 0 | 0 | 0 | 0 | 0 | 0 | 0 | 0 | 0 | 0 | 0 | 0 | 0 | 0 | 0 | 0 | 0 | 0 | 0 | 0 | 0 | 0 | 0 | 0 | 0 | 0 | 0 | 0
F5_Residential_Single Family Regular Income_New_Water Heating_Natural Gas_Water Heater (> 55 gal)_E5 | F5 | Residential | Single Family Regular Income | New | Water Heating | Natural Gas | Water Heater (> 55 gal) | E5 | Utility - Cost of Operation | 209.1856 | 209.1856 | 209.1856 | 209.1856 | 209.1856 | 0 | 0 | 0 | 0 | 0 | 0 | 0 | 0 | 0 | 0 | 0 | 0 | 0 | 0 | 0 | 0 | 0 | 0 | 0 | 0 | 0 | 0 | 0 | 0 | 0 | 0 | 0 | 0 | 0 | 0 | 0 | 0 | 0 | 0 | 0 | 0 | 0
F5_Residential_Single Family Regular Income_New_Water Heating_Natural Gas_Water Heater (> 55 gal)_E6 | F5 | Residential | Single Family Regular Income | New | Water Heating | Natural Gas | Water Heater (> 55 gal) | E6 | Utility - Cost of Operation | 576.4226 | 576.4226 | 576.4226 | 576.4226 | 576.4226 | 576.4226 | 576.4226 | 576.4226 | 576.4226 | 576.4226 | 576.4226 | 576.4226 | 576.4226 | 576.4226 | 576.4226 | 576.4226 | 576.4226 | 576.4226 | 576.4226 | 576.4226 | 576.4226 | 576.4226 | 576.4226 | 576.4226 | 576.4226 | 576.4226 | 576.4226 | 576.4226 | 576.4226 | 576.4226 | 576.4226 | 576.4226 | 576.4226 | 0 | 0 | 0 | 0 | 0 | 0 | 0 | 0 | 0
F5_Residential_Single Family Regular Income_New_Water Heating_Natural Gas_Water Heater (> 55 gal)_E7 | F5 | Residential | Single Family Regular Income | New | Water Heating | Natural Gas | Water Heater (> 55 gal) | E7 | Utility - Cost of Operation | 0 | 0 | 0 | 0 | 0 | 682.8286 | 682.8286 | 682.8286 | 682.8286 | 682.8286 | 682.8286 | 682.8286 | 682.8286 | 682.8286 | 682.8286 | 682.8286 | 682.8286 | 682.8286 | 682.8286 | 682.8286 | 682.8286 | 682.8286 | 682.8286 | 682.8286 | 682.8286 | 682.8286 | 682.8286 | 682.8286 | 682.8286 | 682.8286 | 682.8286 | 682.8286 | 682.8286 | 0 | 0 | 0 | 0 | 0 | 0 | 0 | 0 | 0
F5_Residential_Single Family Regular Income_New_Water Heating_Natural Gas_Water Heater (> 55 gal)_E8 | F5 | Residential | Single Family Regular Income | New | Water Heating | Natural Gas | Water Heater (> 55 gal) | E8 | Utility - Cost of Operation | 0 | 0 | 0 | 0 | 0 | 0 | 0 | 0 | 0 | 0 | 0 | 0 | 0 | 0 | 0 | 0 | 0 | 0 | 0 | 0 | 0 | 0 | 0 | 0 | 0 | 0 | 0 | 0 | 0 | 0 | 0 | 0 | 0 | 0 | 0 | 0 | 0 | 0 | 0 | 0 | 0 | 0
F5_Residential_Single Family Regular Income_New_Water Heating_Natural Gas_Water Heater (> 55 gal)_E9 | F5 | Residential | Single Family Regular Income | New | Water Heating | Natural Gas | Water Heater (> 55 gal) | E9 | Utility - Cost of Operation | 0 | 0 | 0 | 0 | 0 | 0 | 0 | 0 | 0 | 0 | 0 | 0 | 0 | 0 | 0 | 0 | 0 | 0 | 0 | 0 | 0 | 0 | 0 | 0 | 0 | 0 | 0 | 0 | 0 | 0 | 0 | 0 | 0 | 0 | 0 | 0 | 0 | 0 | 0 | 0 | 0 | 0
F5_Residential_Single Family Regular Income_New_Water Heating_Natural Gas_Water Heater (> 55 gal)_E10 | F5 | Residential | Single Family Regular Income | New | Water Heating | Natural Gas | Water Heater (> 55 gal) | E10 | Utility - Cost of Operation | 0 | 0 | 0 | 0 | 0 | 0 | 0 | 0 | 0 | 0 | 0 | 0 | 0 | 0 | 0 | 0 | 0 | 0 | 0 | 0 | 0 | 0 | 0 | 0 | 0 | 0 | 0 | 0 | 0 | 0 | 0 | 0 | 0 | 0 | 0 | 0 | 0 | 0 | 0 | 0 | 0 | 0
F6_Residential_Single Family Regular Income_New_Water Heating_Natural Gas_Water Heater (> 55 gal)_E1 | F6 | Residential | Single Family Regular Income | New | Water Heating | Natural Gas | Water Heater (> 55 gal) | E1 | Utility - Value of Sales | 157.7217 | 158.6408 | 159.9019 | 160.9327 | 160.9327 | 0 | 0 | 0 | 0 | 0 | 0 | 0 | 0 | 0 | 0 | 0 | 0 | 0 | 0 | 0 | 0 | 0 | 0 | 0 | 0 | 0 | 0 | 0 | 0 | 0 | 0 | 0 | 0 | 0 | 0 | 0 | 0 | 0 | 0 | 0 | 0 | 0
F6_Residential_Single Family Regular Income_New_Water Heating_Natural Gas_Water Heater (> 55 gal)_E2 | F6 | Residential | Single Family Regular Income | New | Water Heating | Natural Gas | Water Heater (> 55 gal) | E2 | Utility - Value of Sales | 153.6776 | 154.5731 | 155.8019 | 156.8062 | 156.8062 | 0 | 0 | 0 | 0 | 0 | 0 | 0 | 0 | 0 | 0 | 0 | 0 | 0 | 0 | 0 | 0 | 0 | 0 | 0 | 0 | 0 | 0 | 0 | 0 | 0 | 0 | 0 | 0 | 0 | 0 | 0 | 0 | 0 | 0 | 0 | 0 | 0
F6_Residential_Single Family Regular Income_New_Water Heating_Natural Gas_Water Heater (> 55 gal)_E3 | F6 | Residential | Single Family Regular Income | New | Water Heating | Natural Gas | Water Heater (> 55 gal) | E3 | Utility - Value of Sales | 147.9858 | 148.8481 | 150.0314 | 150.9986 | 150.9986 | 0 | 0 | 0 | 0 | 0 | 0 | 0 | 0 | 0 | 0 | 0 | 0 | 0 | 0 | 0 | 0 | 0 | 0 | 0 | 0 | 0 | 0 | 0 | 0 | 0 | 0 | 0 | 0 | 0 | 0 | 0 | 0 | 0 | 0 | 0 | 0 | 0
F6_Residential_Single Family Regular Income_New_Water Heating_Natural Gas_Water Heater (> 55 gal)_E4 | F6 | Residential | Single Family Regular Income | New | Water Heating | Natural Gas | Water Heater (> 55 gal) | E4 | Utility - Value of Sales | 138.7616 | 139.2835 | 139.9996 | 140.5849 | 140.5849 | 0 | 0 | 0 | 0 | 0 | 0 | 0 | 0 | 0 | 0 | 0 | 0 | 0 | 0 | 0 | 0 | 0 | 0 | 0 | 0 | 0 | 0 | 0 | 0 | 0 | 0 | 0 | 0 | 0 | 0 | 0 | 0 | 0 | 0 | 0 | 0 | 0
F6_Residential_Single Family Regular Income_New_Water Heating_Natural Gas_Water Heater (> 55 gal)_E5 | F6 | Residential | Single Family Regular Income | New | Water Heating | Natural Gas | Water Heater (> 55 gal) | E5 | Utility - Value of Sales | 132.6622 | 133.1611 | 133.8458 | 134.4053 | 134.4053 | 0 | 0 | 0 | 0 | 0 | 0 | 0 | 0 | 0 | 0 | 0 | 0 | 0 | 0 | 0 | 0 | 0 | 0 | 0 | 0 | 0 | 0 | 0 | 0 | 0 | 0 | 0 | 0 | 0 | 0 | 0 | 0 | 0 | 0 | 0 | 0 | 0
F6_Residential_Single Family Regular Income_New_Water Heating_Natural Gas_Water Heater (> 55 gal)_E6 | F6 | Residential | Single Family Regular Income | New | Water Heating | Natural Gas | Water Heater (> 55 gal) | E6 | Utility - Value of Sales | 113.0835 | 113.7424 | 114.6467 | 115.3857 | 115.3857 | 115.3857 | 115.3857 | 115.3857 | 115.3857 | 115.3857 | 115.3857 | 115.3857 | 115.3857 | 115.3857 | 115.3857 | 115.3857 | 115.3857 | 115.3857 | 115.3857 | 115.3857 | 115.3857 | 115.3857 | 115.3857 | 115.3857 | 115.3857 | 115.3857 | 115.3857 | 115.3857 | 115.3857 | 115.3857 | 115.3857 | 115.3857 | 115.3857 | 0 | 0 | 0 | 0 | 0 | 0 | 0 | 0 | 0
F6_Residential_Single Family Regular Income_New_Water Heating_Natural Gas_Water Heater (> 55 gal)_E7 | F6 | Residential | Single Family Regular Income | New | Water Heating | Natural Gas | Water Heater (> 55 gal) | E7 | Utility - Value of Sales | 0 | 0 | 0 | 0 | 0 | 94.0837 | 94.0837 | 94.0837 | 94.0837 | 94.0837 | 94.0837 | 94.0837 | 94.0837 | 94.0837 | 94.0837 | 94.0837 | 94.0837 | 94.0837 | 94.0837 | 94.0837 | 94.0837 | 94.0837 | 94.0837 | 94.0837 | 94.0837 | 94.0837 | 94.0837 | 94.0837 | 94.0837 | 94.0837 | 94.0837 | 94.0837 | 94.0837 | 0 | 0 | 0 | 0 | 0 | 0 | 0 | 0 | 0
F6_Residential_Single Family Regular Income_New_Water Heating_Natural Gas_Water Heater (> 55 gal)_E8 | F6 | Residential | Single Family Regular Income | New | Water Heating | Natural Gas | Water Heater (> 55 gal) | E8 | Utility - Value of Sales | 0 | 0 | 0 | 0 | 0 | 0 | 0 | 0 | 0 | 0 | 0 | 0 | 0 | 0 | 0 | 0 | 0 | 0 | 0 | 0 | 0 | 0 | 0 | 0 | 0 | 0 | 0 | 0 | 0 | 0 | 0 | 0 | 0 | 0 | 0 | 0 | 0 | 0 | 0 | 0 | 0 | 0
F6_Residential_Single Family Regular Income_New_Water Heating_Natural Gas_Water Heater (> 55 gal)_E9 | F6 | Residential | Single Family Regular Income | New | Water Heating | Natural Gas | Water Heater (> 55 gal) | E9 | Utility - Value of Sales | 0 | 0 | 0 | 0 | 0 | 0 | 0 | 0 | 0 | 0 | 0 | 0 | 0 | 0 | 0 | 0 | 0 | 0 | 0 | 0 | 0 | 0 | 0 | 0 | 0 | 0 | 0 | 0 | 0 | 0 | 0 | 0 | 0 | 0 | 0 | 0 | 0 | 0 | 0 | 0 | 0 | 0
F6_Residential_Single Family Regular Income_New_Water Heating_Natural Gas_Water Heater (> 55 gal)_E10 | F6 | Residential | Single Family Regular Income | New | Water Heating | Natural Gas | Water Heater (> 55 gal) | E10 | Utility - Value of Sales | 0 | 0 | 0 | 0 | 0 | 0 | 0 | 0 | 0 | 0 | 0 | 0 | 0 | 0 | 0 | 0 | 0 | 0 | 0 | 0 | 0 | 0 | 0 | 0 | 0 | 0 | 0 | 0 | 0 | 0 | 0 | 0 | 0 | 0 | 0 | 0 | 0 | 0 | 0 | 0 | 0 | 0
F1_Residential_Single Family Regular Income_New_Appliances_Natural Gas_Clothes Dryer_E1 | F1 | Residential | Single Family Regular Income | New | Appliances | Natural Gas | Clothes Dryer | E1 | RVT - Cost of Equipment | 25.9274 | 26.0082 | 26.188 | 26.3352 | 26.2638 | 26.3686 | 26.6201 | 26.8274 | 27.0767 | 27.318 | 27.5616 | 27.7918 | 28.0353 | 28.2897 | 28.533 | 28.7844 | 29.0373 | 29.3086 | 29.571 | 29.8238 | 30.0447 | 30.2499 | 30.4053 | 30.5427 | 30.6226 | 30.6681 | 30.6918 | 30.6869 | 30.6447 | 30.5761 | 30.4587 | 30.3184 | 30.1374 | 0 | 0 | 0 | 0 | 0 | 0 | 0 | 0 | 0
F1_Residential_Single Family Regular Income_New_Appliances_Natural Gas_Clothes Dryer_E2 | F1 | Residential | Single Family Regular Income | New | Appliances | Natural Gas | Clothes Dryer | E2 | RVT - Cost of Equipment | 24.4827 | 24.559 | 24.7287 | 24.8677 | 24.8003 | 24.8993 | 25.1368 | 25.3326 | 25.568 | 25.7958 | 26.0258 | 26.2432 | 26.4731 | 26.7133 | 26.9431 | 27.1805 | 27.4193 | 27.6755 | 27.9233 | 28.162 | 28.3706 | 28.5643 | 28.7111 | 28.8408 | 28.9162 | 28.9592 | 28.9816 | 28.977 | 28.9371 | 28.8724 | 28.7614 | 28.629 | 28.4581 | 0 | 0 | 0 | 0 | 0 | 0 | 0 | 0 | 0
F1_Residential_Single Family Regular Income_New_Appliances_Natural Gas_Clothes Dryer_E3 | F1 | Residential | Single Family Regular Income | New | Appliances | Natural Gas | Clothes Dryer | E3 | RVT - Cost of Equipment | 0 | 0 | 0 | 0 | 0 | 0 | 0 | 0 | 0 | 0 | 0 | 0 | 0 | 0 | 0 | 0 | 0 | 0 | 0 | 0 | 0 | 0 | 0 | 0 | 0 | 0 | 0 | 0 | 0 | 0 | 0 | 0 | 0 | 0 | 0 | 0 | 0 | 0 | 0 | 0 | 0 | 0
F1_Residential_Single Family Regular Income_New_Appliances_Natural Gas_Clothes Dryer_E4 | F1 | Residential | Single Family Regular Income | New | Appliances | Natural Gas | Clothes Dryer | E4 | RVT - Cost of Equipment | 0 | 0 | 0 | 0 | 0 | 0 | 0 | 0 | 0 | 0 | 0 | 0 | 0 | 0 | 0 | 0 | 0 | 0 | 0 | 0 | 0 | 0 | 0 | 0 | 0 | 0 | 0 | 0 | 0 | 0 | 0 | 0 | 0 | 0 | 0 | 0 | 0 | 0 | 0 | 0 | 0 | 0
F1_Residential_Single Family Regular Income_New_Appliances_Natural Gas_Clothes Dryer_E5 | F1 | Residential | Single Family Regular Income | New | Appliances | Natural Gas | Clothes Dryer | E5 | RVT - Cost of Equipment | 0 | 0 | 0 | 0 | 0 | 0 | 0 | 0 | 0 | 0 | 0 | 0 | 0 | 0 | 0 | 0 | 0 | 0 | 0 | 0 | 0 | 0 | 0 | 0 | 0 | 0 | 0 | 0 | 0 | 0 | 0 | 0 | 0 | 0 | 0 | 0 | 0 | 0 | 0 | 0 | 0 | 0
F1_Residential_Single Family Regular Income_New_Appliances_Natural Gas_Clothes Dryer_E6 | F1 | Residential | Single Family Regular Income | New | Appliances | Natural Gas | Clothes Dryer | E6 | RVT - Cost of Equipment | 0 | 0 | 0 | 0 | 0 | 0 | 0 | 0 | 0 | 0 | 0 | 0 | 0 | 0 | 0 | 0 | 0 | 0 | 0 | 0 | 0 | 0 | 0 | 0 | 0 | 0 | 0 | 0 | 0 | 0 | 0 | 0 | 0 | 0 | 0 | 0 | 0 | 0 | 0 | 0 | 0 | 0
F1_Residential_Single Family Regular Income_New_Appliances_Natural Gas_Clothes Dryer_E7 | F1 | Residential | Single Family Regular Income | New | Appliances | Natural Gas | Clothes Dryer | E7 | RVT - Cost of Equipment | 0 | 0 | 0 | 0 | 0 | 0 | 0 | 0 | 0 | 0 | 0 | 0 | 0 | 0 | 0 | 0 | 0 | 0 | 0 | 0 | 0 | 0 | 0 | 0 | 0 | 0 | 0 | 0 | 0 | 0 | 0 | 0 | 0 | 0 | 0 | 0 | 0 | 0 | 0 | 0 | 0 | 0
F1_Residential_Single Family Regular Income_New_Appliances_Natural Gas_Clothes Dryer_E8 | F1 | Residential | Single Family Regular Income | New | Appliances | Natural Gas | Clothes Dryer | E8 | RVT - Cost of Equipment | 0 | 0 | 0 | 0 | 0 | 0 | 0 | 0 | 0 | 0 | 0 | 0 | 0 | 0 | 0 | 0 | 0 | 0 | 0 | 0 | 0 | 0 | 0 | 0 | 0 | 0 | 0 | 0 | 0 | 0 | 0 | 0 | 0 | 0 | 0 | 0 | 0 | 0 | 0 | 0 | 0 | 0
F1_Residential_Single Family Regular Income_New_Appliances_Natural Gas_Clothes Dryer_E9 | F1 | Residential | Single Family Regular Income | New | Appliances | Natural Gas | Clothes Dryer | E9 | RVT - Cost of Equipment | 0 | 0 | 0 | 0 | 0 | 0 | 0 | 0 | 0 | 0 | 0 | 0 | 0 | 0 | 0 | 0 | 0 | 0 | 0 | 0 | 0 | 0 | 0 | 0 | 0 | 0 | 0 | 0 | 0 | 0 | 0 | 0 | 0 | 0 | 0 | 0 | 0 | 0 | 0 | 0 | 0 | 0
F1_Residential_Single Family Regular Income_New_Appliances_Natural Gas_Clothes Dryer_E10 | F1 | Residential | Single Family Regular Income | New | Appliances | Natural Gas | Clothes Dryer | E10 | RVT - Cost of Equipment | 0 | 0 | 0 | 0 | 0 | 0 | 0 | 0 | 0 | 0 | 0 | 0 | 0 | 0 | 0 | 0 | 0 | 0 | 0 | 0 | 0 | 0 | 0 | 0 | 0 | 0 | 0 | 0 | 0 | 0 | 0 | 0 | 0 | 0 | 0 | 0 | 0 | 0 | 0 | 0 | 0 | 0
F2_Residential_Single Family Regular Income_New_Appliances_Natural Gas_Clothes Dryer_E1 | F2 | Residential | Single Family Regular Income | New | Appliances | Natural Gas | Clothes Dryer | E1 | RVT - Cost of Operation | 18.5136 | 18.5427 | 18.6473 | 18.7314 | 18.6601 | 18.7648 | 19.0158 | 19.2228 | 19.4717 | 19.7126 | 19.9558 | 20.1857 | 20.4288 | 20.6827 | 20.9257 | 21.1767 | 21.4291 | 21.7 | 21.9652 | 22.2242 | 22.455 | 22.674 | 22.8474 | 23.0071 | 23.1143 | 23.1879 | 23.2408 | 23.2661 | 23.2551 | 23.219 | 23.135 | 23.0295 | 22.8844 | 0 | 0 | 0 | 0 | 0 | 0 | 0 | 0 | 0
F2_Residential_Single Family Regular Income_New_Appliances_Natural Gas_Clothes Dryer_E2 | F2 | Residential | Single Family Regular Income | New | Appliances | Natural Gas | Clothes Dryer | E2 | RVT - Cost of Operation | 17.482 | 17.5095 | 17.6082 | 17.6876 | 17.6203 | 17.7192 | 17.9562 | 18.1517 | 18.3867 | 18.6142 | 18.8438 | 19.0609 | 19.2904 | 19.5302 | 19.7596 | 19.9967 | 20.2351 | 20.4908 | 20.7413 | 20.9858 | 21.2037 | 21.4105 | 21.5743 | 21.7251 | 21.8263 | 21.8959 | 21.9458 | 21.9697 | 21.9593 | 21.9251 | 21.8459 | 21.7462 | 21.6093 | 0 | 0 | 0 | 0 | 0 | 0 | 0 | 0 | 0
F2_Residential_Single Family Regular Income_New_Appliances_Natural Gas_Clothes Dryer_E3 | F2 | Residential | Single Family Regular Income | New | Appliances | Natural Gas | Clothes Dryer | E3 | RVT - Cost of Operation | 0 | 0 | 0 | 0 | 0 | 0 | 0 | 0 | 0 | 0 | 0 | 0 | 0 | 0 | 0 | 0 | 0 | 0 | 0 | 0 | 0 | 0 | 0 | 0 | 0 | 0 | 0 | 0 | 0 | 0 | 0 | 0 | 0 | 0 | 0 | 0 | 0 | 0 | 0 | 0 | 0 | 0
F2_Residential_Single Family Regular Income_New_Appliances_Natural Gas_Clothes Dryer_E4 | F2 | Residential | Single Family Regular Income | New | Appliances | Natural Gas | Clothes Dryer | E4 | RVT - Cost of Operation | 0 | 0 | 0 | 0 | 0 | 0 | 0 | 0 | 0 | 0 | 0 | 0 | 0 | 0 | 0 | 0 | 0 | 0 | 0 | 0 | 0 | 0 | 0 | 0 | 0 | 0 | 0 | 0 | 0 | 0 | 0 | 0 | 0 | 0 | 0 | 0 | 0 | 0 | 0 | 0 | 0 | 0
F2_Residential_Single Family Regular Income_New_Appliances_Natural Gas_Clothes Dryer_E5 | F2 | Residential | Single Family Regular Income | New | Appliances | Natural Gas | Clothes Dryer | E5 | RVT - Cost of Operation | 0 | 0 | 0 | 0 | 0 | 0 | 0 | 0 | 0 | 0 | 0 | 0 | 0 | 0 | 0 | 0 | 0 | 0 | 0 | 0 | 0 | 0 | 0 | 0 | 0 | 0 | 0 | 0 | 0 | 0 | 0 | 0 | 0 | 0 | 0 | 0 | 0 | 0 | 0 | 0 | 0 | 0
F2_Residential_Single Family Regular Income_New_Appliances_Natural Gas_Clothes Dryer_E6 | F2 | Residential | Single Family Regular Income | New | Appliances | Natural Gas | Clothes Dryer | E6 | RVT - Cost of Operation | 0 | 0 | 0 | 0 | 0 | 0 | 0 | 0 | 0 | 0 | 0 | 0 | 0 | 0 | 0 | 0 | 0 | 0 | 0 | 0 | 0 | 0 | 0 | 0 | 0 | 0 | 0 | 0 | 0 | 0 | 0 | 0 | 0 | 0 | 0 | 0 | 0 | 0 | 0 | 0 | 0 | 0
F2_Residential_Single Family Regular Income_New_Appliances_Natural Gas_Clothes Dryer_E7 | F2 | Residential | Single Family Regular Income | New | Appliances | Natural Gas | Clothes Dryer | E7 | RVT - Cost of Operation | 0 | 0 | 0 | 0 | 0 | 0 | 0 | 0 | 0 | 0 | 0 | 0 | 0 | 0 | 0 | 0 | 0 | 0 | 0 | 0 | 0 | 0 | 0 | 0 | 0 | 0 | 0 | 0 | 0 | 0 | 0 | 0 | 0 | 0 | 0 | 0 | 0 | 0 | 0 | 0 | 0 | 0
F2_Residential_Single Family Regular Income_New_Appliances_Natural Gas_Clothes Dryer_E8 | F2 | Residential | Single Family Regular Income | New | Appliances | Natural Gas | Clothes Dryer | E8 | RVT - Cost of Operation | 0 | 0 | 0 | 0 | 0 | 0 | 0 | 0 | 0 | 0 | 0 | 0 | 0 | 0 | 0 | 0 | 0 | 0 | 0 | 0 | 0 | 0 | 0 | 0 | 0 | 0 | 0 | 0 | 0 | 0 | 0 | 0 | 0 | 0 | 0 | 0 | 0 | 0 | 0 | 0 | 0 | 0
F2_Residential_Single Family Regular Income_New_Appliances_Natural Gas_Clothes Dryer_E9 | F2 | Residential | Single Family Regular Income | New | Appliances | Natural Gas | Clothes Dryer | E9 | RVT - Cost of Operation | 0 | 0 | 0 | 0 | 0 | 0 | 0 | 0 | 0 | 0 | 0 | 0 | 0 | 0 | 0 | 0 | 0 | 0 | 0 | 0 | 0 | 0 | 0 | 0 | 0 | 0 | 0 | 0 | 0 | 0 | 0 | 0 | 0 | 0 | 0 | 0 | 0 | 0 | 0 | 0 | 0 | 0
F2_Residential_Single Family Regular Income_New_Appliances_Natural Gas_Clothes Dryer_E10 | F2 | Residential | Single Family Regular Income | New | Appliances | Natural Gas | Clothes Dryer | E10 | RVT - Cost of Operation | 0 | 0 | 0 | 0 | 0 | 0 | 0 | 0 | 0 | 0 | 0 | 0 | 0 | 0 | 0 | 0 | 0 | 0 | 0 | 0 | 0 | 0 | 0 | 0 | 0 | 0 | 0 | 0 | 0 | 0 | 0 | 0 | 0 | 0 | 0 | 0 | 0 | 0 | 0 | 0 | 0 | 0
F3_Residential_Single Family Regular Income_New_Appliances_Natural Gas_Clothes Dryer_E1 | F3 | Residential | Single Family Regular Income | New | Appliances | Natural Gas | Clothes Dryer | E1 | System - kBTUs of Consumption | 71.2482 | 71.2482 | 71.2482 | 71.2482 | 71.2482 | 71.2482 | 71.2482 | 71.2482 | 71.2482 | 71.2482 | 71.2482 | 71.2482 | 71.2482 | 71.2482 | 71.2482 | 71.2482 | 71.2482 | 71.2482 | 71.2482 | 71.2482 | 71.2482 | 71.2482 | 71.2482 | 71.2482 | 71.2482 | 71.2482 | 71.2482 | 71.2482 | 71.2482 | 71.2482 | 71.2482 | 71.2482 | 71.2482 | 0 | 0 | 0 | 0 | 0 | 0 | 0 | 0 | 0
F3_Residential_Single Family Regular Income_New_Appliances_Natural Gas_Clothes Dryer_E2 | F3 | Residential | Single Family Regular Income | New | Appliances | Natural Gas | Clothes Dryer | E2 | System - kBTUs of Consumption | 76.5063 | 76.5063 | 76.5063 | 76.5063 | 76.5063 | 76.5063 | 76.5063 | 76.5063 | 76.5063 | 76.5063 | 76.5063 | 76.5063 | 76.5063 | 76.5063 | 76.5063 | 76.5063 | 76.5063 | 76.5063 | 76.5063 | 76.5063 | 76.5063 | 76.5063 | 76.5063 | 76.5063 | 76.5063 | 76.5063 | 76.5063 | 76.5063 | 76.5063 | 76.5063 | 76.5063 | 76.5063 | 76.5063 | 0 | 0 | 0 | 0 | 0 | 0 | 0 | 0 | 0
F3_Residential_Single Family Regular Income_New_Appliances_Natural Gas_Clothes Dryer_E3 | F3 | Residential | Single Family Regular Income | New | Appliances | Natural Gas | Clothes Dryer | E3 | System - kBTUs of Consumption | 0 | 0 | 0 | 0 | 0 | 0 | 0 | 0 | 0 | 0 | 0 | 0 | 0 | 0 | 0 | 0 | 0 | 0 | 0 | 0 | 0 | 0 | 0 | 0 | 0 | 0 | 0 | 0 | 0 | 0 | 0 | 0 | 0 | 0 | 0 | 0 | 0 | 0 | 0 | 0 | 0 | 0
F3_Residential_Single Family Regular Income_New_Appliances_Natural Gas_Clothes Dryer_E4 | F3 | Residential | Single Family Regular Income | New | Appliances | Natural Gas | Clothes Dryer | E4 | System - kBTUs of Consumption | 0 | 0 | 0 | 0 | 0 | 0 | 0 | 0 | 0 | 0 | 0 | 0 | 0 | 0 | 0 | 0 | 0 | 0 | 0 | 0 | 0 | 0 | 0 | 0 | 0 | 0 | 0 | 0 | 0 | 0 | 0 | 0 | 0 | 0 | 0 | 0 | 0 | 0 | 0 | 0 | 0 | 0
F3_Residential_Single Family Regular Income_New_Appliances_Natural Gas_Clothes Dryer_E5 | F3 | Residential | Single Family Regular Income | New | Appliances | Natural Gas | Clothes Dryer | E5 | System - kBTUs of Consumption | 0 | 0 | 0 | 0 | 0 | 0 | 0 | 0 | 0 | 0 | 0 | 0 | 0 | 0 | 0 | 0 | 0 | 0 | 0 | 0 | 0 | 0 | 0 | 0 | 0 | 0 | 0 | 0 | 0 | 0 | 0 | 0 | 0 | 0 | 0 | 0 | 0 | 0 | 0 | 0 | 0 | 0
F3_Residential_Single Family Regular Income_New_Appliances_Natural Gas_Clothes Dryer_E6 | F3 | Residential | Single Family Regular Income | New | Appliances | Natural Gas | Clothes Dryer | E6 | System - kBTUs of Consumption | 0 | 0 | 0 | 0 | 0 | 0 | 0 | 0 | 0 | 0 | 0 | 0 | 0 | 0 | 0 | 0 | 0 | 0 | 0 | 0 | 0 | 0 | 0 | 0 | 0 | 0 | 0 | 0 | 0 | 0 | 0 | 0 | 0 | 0 | 0 | 0 | 0 | 0 | 0 | 0 | 0 | 0
F3_Residential_Single Family Regular Income_New_Appliances_Natural Gas_Clothes Dryer_E7 | F3 | Residential | Single Family Regular Income | New | Appliances | Natural Gas | Clothes Dryer | E7 | System - kBTUs of Consumption | 0 | 0 | 0 | 0 | 0 | 0 | 0 | 0 | 0 | 0 | 0 | 0 | 0 | 0 | 0 | 0 | 0 | 0 | 0 | 0 | 0 | 0 | 0 | 0 | 0 | 0 | 0 | 0 | 0 | 0 | 0 | 0 | 0 | 0 | 0 | 0 | 0 | 0 | 0 | 0 | 0 | 0
F3_Residential_Single Family Regular Income_New_Appliances_Natural Gas_Clothes Dryer_E8 | F3 | Residential | Single Family Regular Income | New | Appliances | Natural Gas | Clothes Dryer | E8 | System - kBTUs of Consumption | 0 | 0 | 0 | 0 | 0 | 0 | 0 | 0 | 0 | 0 | 0 | 0 | 0 | 0 | 0 | 0 | 0 | 0 | 0 | 0 | 0 | 0 | 0 | 0 | 0 | 0 | 0 | 0 | 0 | 0 | 0 | 0 | 0 | 0 | 0 | 0 | 0 | 0 | 0 | 0 | 0 | 0
F3_Residential_Single Family Regular Income_New_Appliances_Natural Gas_Clothes Dryer_E9 | F3 | Residential | Single Family Regular Income | New | Appliances | Natural Gas | Clothes Dryer | E9 | System - kBTUs of Consumption | 0 | 0 | 0 | 0 | 0 | 0 | 0 | 0 | 0 | 0 | 0 | 0 | 0 | 0 | 0 | 0 | 0 | 0 | 0 | 0 | 0 | 0 | 0 | 0 | 0 | 0 | 0 | 0 | 0 | 0 | 0 | 0 | 0 | 0 | 0 | 0 | 0 | 0 | 0 | 0 | 0 | 0
F3_Residential_Single Family Regular Income_New_Appliances_Natural Gas_Clothes Dryer_E10 | F3 | Residential | Single Family Regular Income | New | Appliances | Natural Gas | Clothes Dryer | E10 | System - kBTUs of Consumption | 0 | 0 | 0 | 0 | 0 | 0 | 0 | 0 | 0 | 0 | 0 | 0 | 0 | 0 | 0 | 0 | 0 | 0 | 0 | 0 | 0 | 0 | 0 | 0 | 0 | 0 | 0 | 0 | 0 | 0 | 0 | 0 | 0 | 0 | 0 | 0 | 0 | 0 | 0 | 0 | 0 | 0
F4_Residential_Single Family Regular Income_New_Appliances_Natural Gas_Clothes Dryer_E1 | F4 | Residential | Single Family Regular Income | New | Appliances | Natural Gas | Clothes Dryer | E1 | Utility - Cost of Equipment | 18.5136 | 18.5427 | 18.6473 | 18.7314 | 18.6601 | 18.7648 | 19.0158 | 19.2228 | 19.4717 | 19.7126 | 19.9558 | 20.1857 | 20.4288 | 20.6827 | 20.9257 | 21.1767 | 21.4291 | 21.7 | 21.9652 | 22.2242 | 22.455 | 22.674 | 22.8474 | 23.0071 | 23.1143 | 23.1879 | 23.2408 | 23.2661 | 23.2551 | 23.219 | 23.135 | 23.0295 | 22.8844 | 0 | 0 | 0 | 0 | 0 | 0 | 0 | 0 | 0
F4_Residential_Single Family Regular Income_New_Appliances_Natural Gas_Clothes Dryer_E2 | F4 | Residential | Single Family Regular Income | New | Appliances | Natural Gas | Clothes Dryer | E2 | Utility - Cost of Equipment | 17.482 | 17.5095 | 17.6082 | 17.6876 | 17.6203 | 17.7192 | 17.9562 | 18.1517 | 18.3867 | 18.6142 | 18.8438 | 19.0609 | 19.2904 | 19.5302 | 19.7596 | 19.9967 | 20.2351 | 20.4908 | 20.7413 | 20.9858 | 21.2037 | 21.4105 | 21.5743 | 21.7251 | 21.8263 | 21.8959 | 21.9458 | 21.9697 | 21.9593 | 21.9251 | 21.8459 | 21.7462 | 21.6093 | 0 | 0 | 0 | 0 | 0 | 0 | 0 | 0 | 0
F4_Residential_Single Family Regular Income_New_Appliances_Natural Gas_Clothes Dryer_E3 | F4 | Residential | Single Family Regular Income | New | Appliances | Natural Gas | Clothes Dryer | E3 | Utility - Cost of Equipment | 0 | 0 | 0 | 0 | 0 | 0 | 0 | 0 | 0 | 0 | 0 | 0 | 0 | 0 | 0 | 0 | 0 | 0 | 0 | 0 | 0 | 0 | 0 | 0 | 0 | 0 | 0 | 0 | 0 | 0 | 0 | 0 | 0 | 0 | 0 | 0 | 0 | 0 | 0 | 0 | 0 | 0
F4_Residential_Single Family Regular Income_New_Appliances_Natural Gas_Clothes Dryer_E4 | F4 | Residential | Single Family Regular Income | New | Appliances | Natural Gas | Clothes Dryer | E4 | Utility - Cost of Equipment | 0 | 0 | 0 | 0 | 0 | 0 | 0 | 0 | 0 | 0 | 0 | 0 | 0 | 0 | 0 | 0 | 0 | 0 | 0 | 0 | 0 | 0 | 0 | 0 | 0 | 0 | 0 | 0 | 0 | 0 | 0 | 0 | 0 | 0 | 0 | 0 | 0 | 0 | 0 | 0 | 0 | 0
F4_Residential_Single Family Regular Income_New_Appliances_Natural Gas_Clothes Dryer_E5 | F4 | Residential | Single Family Regular Income | New | Appliances | Natural Gas | Clothes Dryer | E5 | Utility - Cost of Equipment | 0 | 0 | 0 | 0 | 0 | 0 | 0 | 0 | 0 | 0 | 0 | 0 | 0 | 0 | 0 | 0 | 0 | 0 | 0 | 0 | 0 | 0 | 0 | 0 | 0 | 0 | 0 | 0 | 0 | 0 | 0 | 0 | 0 | 0 | 0 | 0 | 0 | 0 | 0 | 0 | 0 | 0
F4_Residential_Single Family Regular Income_New_Appliances_Natural Gas_Clothes Dryer_E6 | F4 | Residential | Single Family Regular Income | New | Appliances | Natural Gas | Clothes Dryer | E6 | Utility - Cost of Equipment | 0 | 0 | 0 | 0 | 0 | 0 | 0 | 0 | 0 | 0 | 0 | 0 | 0 | 0 | 0 | 0 | 0 | 0 | 0 | 0 | 0 | 0 | 0 | 0 | 0 | 0 | 0 | 0 | 0 | 0 | 0 | 0 | 0 | 0 | 0 | 0 | 0 | 0 | 0 | 0 | 0 | 0
F4_Residential_Single Family Regular Income_New_Appliances_Natural Gas_Clothes Dryer_E7 | F4 | Residential | Single Family Regular Income | New | Appliances | Natural Gas | Clothes Dryer | E7 | Utility - Cost of Equipment | 0 | 0 | 0 | 0 | 0 | 0 | 0 | 0 | 0 | 0 | 0 | 0 | 0 | 0 | 0 | 0 | 0 | 0 | 0 | 0 | 0 | 0 | 0 | 0 | 0 | 0 | 0 | 0 | 0 | 0 | 0 | 0 | 0 | 0 | 0 | 0 | 0 | 0 | 0 | 0 | 0 | 0
F4_Residential_Single Family Regular Income_New_Appliances_Natural Gas_Clothes Dryer_E8 | F4 | Residential | Single Family Regular Income | New | Appliances | Natural Gas | Clothes Dryer | E8 | Utility - Cost of Equipment | 0 | 0 | 0 | 0 | 0 | 0 | 0 | 0 | 0 | 0 | 0 | 0 | 0 | 0 | 0 | 0 | 0 | 0 | 0 | 0 | 0 | 0 | 0 | 0 | 0 | 0 | 0 | 0 | 0 | 0 | 0 | 0 | 0 | 0 | 0 | 0 | 0 | 0 | 0 | 0 | 0 | 0
F4_Residential_Single Family Regular Income_New_Appliances_Natural Gas_Clothes Dryer_E9 | F4 | Residential | Single Family Regular Income | New | Appliances | Natural Gas | Clothes Dryer | E9 | Utility - Cost of Equipment | 0 | 0 | 0 | 0 | 0 | 0 | 0 | 0 | 0 | 0 | 0 | 0 | 0 | 0 | 0 | 0 | 0 | 0 | 0 | 0 | 0 | 0 | 0 | 0 | 0 | 0 | 0 | 0 | 0 | 0 | 0 | 0 | 0 | 0 | 0 | 0 | 0 | 0 | 0 | 0 | 0 | 0
F4_Residential_Single Family Regular Income_New_Appliances_Natural Gas_Clothes Dryer_E10 | F4 | Residential | Single Family Regular Income | New | Appliances | Natural Gas | Clothes Dryer | E10 | Utility - Cost of Equipment | 0 | 0 | 0 | 0 | 0 | 0 | 0 | 0 | 0 | 0 | 0 | 0 | 0 | 0 | 0 | 0 | 0 | 0 | 0 | 0 | 0 | 0 | 0 | 0 | 0 | 0 | 0 | 0 | 0 | 0 | 0 | 0 | 0 | 0 | 0 | 0 | 0 | 0 | 0 | 0 | 0 | 0
F5_Residential_Single Family Regular Income_New_Appliances_Natural Gas_Clothes Dryer_E1 | F5 | Residential | Single Family Regular Income | New | Appliances | Natural Gas | Clothes Dryer | E1 | Utility - Cost of Operation | 71.2482 | 71.2482 | 71.2482 | 71.2482 | 71.2482 | 71.2482 | 71.2482 | 71.2482 | 71.2482 | 71.2482 | 71.2482 | 71.2482 | 71.2482 | 71.2482 | 71.2482 | 71.2482 | 71.2482 | 71.2482 | 71.2482 | 71.2482 | 71.2482 | 71.2482 | 71.2482 | 71.2482 | 71.2482 | 71.2482 | 71.2482 | 71.2482 | 71.2482 | 71.2482 | 71.2482 | 71.2482 | 71.2482 | 0 | 0 | 0 | 0 | 0 | 0 | 0 | 0 | 0
F5_Residential_Single Family Regular Income_New_Appliances_Natural Gas_Clothes Dryer_E2 | F5 | Residential | Single Family Regular Income | New | Appliances | Natural Gas | Clothes Dryer | E2 | Utility - Cost of Operation | 76.5063 | 76.5063 | 76.5063 | 76.5063 | 76.5063 | 76.5063 | 76.5063 | 76.5063 | 76.5063 | 76.5063 | 76.5063 | 76.5063 | 76.5063 | 76.5063 | 76.5063 | 76.5063 | 76.5063 | 76.5063 | 76.5063 | 76.5063 | 76.5063 | 76.5063 | 76.5063 | 76.5063 | 76.5063 | 76.5063 | 76.5063 | 76.5063 | 76.5063 | 76.5063 | 76.5063 | 76.5063 | 76.5063 | 0 | 0 | 0 | 0 | 0 | 0 | 0 | 0 | 0
F5_Residential_Single Family Regular Income_New_Appliances_Natural Gas_Clothes Dryer_E3 | F5 | Residential | Single Family Regular Income | New | Appliances | Natural Gas | Clothes Dryer | E3 | Utility - Cost of Operation | 0 | 0 | 0 | 0 | 0 | 0 | 0 | 0 | 0 | 0 | 0 | 0 | 0 | 0 | 0 | 0 | 0 | 0 | 0 | 0 | 0 | 0 | 0 | 0 | 0 | 0 | 0 | 0 | 0 | 0 | 0 | 0 | 0 | 0 | 0 | 0 | 0 | 0 | 0 | 0 | 0 | 0
F5_Residential_Single Family Regular Income_New_Appliances_Natural Gas_Clothes Dryer_E4 | F5 | Residential | Single Family Regular Income | New | Appliances | Natural Gas | Clothes Dryer | E4 | Utility - Cost of Operation | 0 | 0 | 0 | 0 | 0 | 0 | 0 | 0 | 0 | 0 | 0 | 0 | 0 | 0 | 0 | 0 | 0 | 0 | 0 | 0 | 0 | 0 | 0 | 0 | 0 | 0 | 0 | 0 | 0 | 0 | 0 | 0 | 0 | 0 | 0 | 0 | 0 | 0 | 0 | 0 | 0 | 0
F5_Residential_Single Family Regular Income_New_Appliances_Natural Gas_Clothes Dryer_E5 | F5 | Residential | Single Family Regular Income | New | Appliances | Natural Gas | Clothes Dryer | E5 | Utility - Cost of Operation | 0 | 0 | 0 | 0 | 0 | 0 | 0 | 0 | 0 | 0 | 0 | 0 | 0 | 0 | 0 | 0 | 0 | 0 | 0 | 0 | 0 | 0 | 0 | 0 | 0 | 0 | 0 | 0 | 0 | 0 | 0 | 0 | 0 | 0 | 0 | 0 | 0 | 0 | 0 | 0 | 0 | 0
F5_Residential_Single Family Regular Income_New_Appliances_Natural Gas_Clothes Dryer_E6 | F5 | Residential | Single Family Regular Income | New | Appliances | Natural Gas | Clothes Dryer | E6 | Utility - Cost of Operation | 0 | 0 | 0 | 0 | 0 | 0 | 0 | 0 | 0 | 0 | 0 | 0 | 0 | 0 | 0 | 0 | 0 | 0 | 0 | 0 | 0 | 0 | 0 | 0 | 0 | 0 | 0 | 0 | 0 | 0 | 0 | 0 | 0 | 0 | 0 | 0 | 0 | 0 | 0 | 0 | 0 | 0
F5_Residential_Single Family Regular Income_New_Appliances_Natural Gas_Clothes Dryer_E7 | F5 | Residential | Single Family Regular Income | New | Appliances | Natural Gas | Clothes Dryer | E7 | Utility - Cost of Operation | 0 | 0 | 0 | 0 | 0 | 0 | 0 | 0 | 0 | 0 | 0 | 0 | 0 | 0 | 0 | 0 | 0 | 0 | 0 | 0 | 0 | 0 | 0 | 0 | 0 | 0 | 0 | 0 | 0 | 0 | 0 | 0 | 0 | 0 | 0 | 0 | 0 | 0 | 0 | 0 | 0 | 0
F5_Residential_Single Family Regular Income_New_Appliances_Natural Gas_Clothes Dryer_E8 | F5 | Residential | Single Family Regular Income | New | Appliances | Natural Gas | Clothes Dryer | E8 | Utility - Cost of Operation | 0 | 0 | 0 | 0 | 0 | 0 | 0 | 0 | 0 | 0 | 0 | 0 | 0 | 0 | 0 | 0 | 0 | 0 | 0 | 0 | 0 | 0 | 0 | 0 | 0 | 0 | 0 | 0 | 0 | 0 | 0 | 0 | 0 | 0 | 0 | 0 | 0 | 0 | 0 | 0 | 0 | 0
F5_Residential_Single Family Regular Income_New_Appliances_Natural Gas_Clothes Dryer_E9 | F5 | Residential | Single Family Regular Income | New | Appliances | Natural Gas | Clothes Dryer | E9 | Utility - Cost of Operation | 0 | 0 | 0 | 0 | 0 | 0 | 0 | 0 | 0 | 0 | 0 | 0 | 0 | 0 | 0 | 0 | 0 | 0 | 0 | 0 | 0 | 0 | 0 | 0 | 0 | 0 | 0 | 0 | 0 | 0 | 0 | 0 | 0 | 0 | 0 | 0 | 0 | 0 | 0 | 0 | 0 | 0
F5_Residential_Single Family Regular Income_New_Appliances_Natural Gas_Clothes Dryer_E10 | F5 | Residential | Single Family Regular Income | New | Appliances | Natural Gas | Clothes Dryer | E10 | Utility - Cost of Operation | 0 | 0 | 0 | 0 | 0 | 0 | 0 | 0 | 0 | 0 | 0 | 0 | 0 | 0 | 0 | 0 | 0 | 0 | 0 | 0 | 0 | 0 | 0 | 0 | 0 | 0 | 0 | 0 | 0 | 0 | 0 | 0 | 0 | 0 | 0 | 0 | 0 | 0 | 0 | 0 | 0 | 0
F6_Residential_Single Family Regular Income_New_Appliances_Natural Gas_Clothes Dryer_E1 | F6 | Residential | Single Family Regular Income | New | Appliances | Natural Gas | Clothes Dryer | E1 | Utility - Value of Sales | 16.5068 | 16.6112 | 16.7544 | 16.8715 | 16.8715 | 16.8715 | 16.8715 | 16.8715 | 16.8715 | 16.8715 | 16.8715 | 16.8715 | 16.8715 | 16.8715 | 16.8715 | 16.8715 | 16.8715 | 16.8715 | 16.8715 | 16.8715 | 16.8715 | 16.8715 | 16.8715 | 16.8715 | 16.8715 | 16.8715 | 16.8715 | 16.8715 | 16.8715 | 16.8715 | 16.8715 | 16.8715 | 16.8715 | 0 | 0 | 0 | 0 | 0 | 0 | 0 | 0 | 0
F6_Residential_Single Family Regular Income_New_Appliances_Natural Gas_Clothes Dryer_E2 | F6 | Residential | Single Family Regular Income | New | Appliances | Natural Gas | Clothes Dryer | E2 | Utility - Value of Sales | 15.587 | 15.6856 | 15.8208 | 15.9314 | 15.9314 | 15.9314 | 15.9314 | 15.9314 | 15.9314 | 15.9314 | 15.9314 | 15.9314 | 15.9314 | 15.9314 | 15.9314 | 15.9314 | 15.9314 | 15.9314 | 15.9314 | 15.9314 | 15.9314 | 15.9314 | 15.9314 | 15.9314 | 15.9314 | 15.9314 | 15.9314 | 15.9314 | 15.9314 | 15.9314 | 15.9314 | 15.9314 | 15.9314 | 0 | 0 | 0 | 0 | 0 | 0 | 0 | 0 | 0
F6_Residential_Single Family Regular Income_New_Appliances_Natural Gas_Clothes Dryer_E3 | F6 | Residential | Single Family Regular Income | New | Appliances | Natural Gas | Clothes Dryer | E3 | Utility - Value of Sales | 0 | 0 | 0 | 0 | 0 | 0 | 0 | 0 | 0 | 0 | 0 | 0 | 0 | 0 | 0 | 0 | 0 | 0 | 0 | 0 | 0 | 0 | 0 | 0 | 0 | 0 | 0 | 0 | 0 | 0 | 0 | 0 | 0 | 0 | 0 | 0 | 0 | 0 | 0 | 0 | 0 | 0
F6_Residential_Single Family Regular Income_New_Appliances_Natural Gas_Clothes Dryer_E4 | F6 | Residential | Single Family Regular Income | New | Appliances | Natural Gas | Clothes Dryer | E4 | Utility - Value of Sales | 0 | 0 | 0 | 0 | 0 | 0 | 0 | 0 | 0 | 0 | 0 | 0 | 0 | 0 | 0 | 0 | 0 | 0 | 0 | 0 | 0 | 0 | 0 | 0 | 0 | 0 | 0 | 0 | 0 | 0 | 0 | 0 | 0 | 0 | 0 | 0 | 0 | 0 | 0 | 0 | 0 | 0
F6_Residential_Single Family Regular Income_New_Appliances_Natural Gas_Clothes Dryer_E5 | F6 | Residential | Single Family Regular Income | New | Appliances | Natural Gas | Clothes Dryer | E5 | Utility - Value of Sales | 0 | 0 | 0 | 0 | 0 | 0 | 0 | 0 | 0 | 0 | 0 | 0 | 0 | 0 | 0 | 0 | 0 | 0 | 0 | 0 | 0 | 0 | 0 | 0 | 0 | 0 | 0 | 0 | 0 | 0 | 0 | 0 | 0 | 0 | 0 | 0 | 0 | 0 | 0 | 0 | 0 | 0
F6_Residential_Single Family Regular Income_New_Appliances_Natural Gas_Clothes Dryer_E6 | F6 | Residential | Single Family Regular Income | New | Appliances | Natural Gas | Clothes Dryer | E6 | Utility - Value of Sales | 0 | 0 | 0 | 0 | 0 | 0 | 0 | 0 | 0 | 0 | 0 | 0 | 0 | 0 | 0 | 0 | 0 | 0 | 0 | 0 | 0 | 0 | 0 | 0 | 0 | 0 | 0 | 0 | 0 | 0 | 0 | 0 | 0 | 0 | 0 | 0 | 0 | 0 | 0 | 0 | 0 | 0
F6_Residential_Single Family Regular Income_New_Appliances_Natural Gas_Clothes Dryer_E7 | F6 | Residential | Single Family Regular Income | New | Appliances | Natural Gas | Clothes Dryer | E7 | Utility - Value of Sales | 0 | 0 | 0 | 0 | 0 | 0 | 0 | 0 | 0 | 0 | 0 | 0 | 0 | 0 | 0 | 0 | 0 | 0 | 0 | 0 | 0 | 0 | 0 | 0 | 0 | 0 | 0 | 0 | 0 | 0 | 0 | 0 | 0 | 0 | 0 | 0 | 0 | 0 | 0 | 0 | 0 | 0
F6_Residential_Single Family Regular Income_New_Appliances_Natural Gas_Clothes Dryer_E8 | F6 | Residential | Single Family Regular Income | New | Appliances | Natural Gas | Clothes Dryer | E8 | Utility - Value of Sales | 0 | 0 | 0 | 0 | 0 | 0 | 0 | 0 | 0 | 0 | 0 | 0 | 0 | 0 | 0 | 0 | 0 | 0 | 0 | 0 | 0 | 0 | 0 | 0 | 0 | 0 | 0 | 0 | 0 | 0 | 0 | 0 | 0 | 0 | 0 | 0 | 0 | 0 | 0 | 0 | 0 | 0
F6_Residential_Single Family Regular Income_New_Appliances_Natural Gas_Clothes Dryer_E9 | F6 | Residential | Single Family Regular Income | New | Appliances | Natural Gas | Clothes Dryer | E9 | Utility - Value of Sales | 0 | 0 | 0 | 0 | 0 | 0 | 0 | 0 | 0 | 0 | 0 | 0 | 0 | 0 | 0 | 0 | 0 | 0 | 0 | 0 | 0 | 0 | 0 | 0 | 0 | 0 | 0 | 0 | 0 | 0 | 0 | 0 | 0 | 0 | 0 | 0 | 0 | 0 | 0 | 0 | 0 | 0
F6_Residential_Single Family Regular Income_New_Appliances_Natural Gas_Clothes Dryer_E10 | F6 | Residential | Single Family Regular Income | New | Appliances | Natural Gas | Clothes Dryer | E10 | Utility - Value of Sales | 0 | 0 | 0 | 0 | 0 | 0 | 0 | 0 | 0 | 0 | 0 | 0 | 0 | 0 | 0 | 0 | 0 | 0 | 0 | 0 | 0 | 0 | 0 | 0 | 0 | 0 | 0 | 0 | 0 | 0 | 0 | 0 | 0 | 0 | 0 | 0 | 0 | 0 | 0 | 0 | 0 | 0
F1_Residential_Single Family Regular Income_New_Appliances_Natural Gas_Stove/Oven_E1 | F1 | Residential | Single Family Regular Income | New | Appliances | Natural Gas | Stove/Oven | E1 | RVT - Cost of Equipment | 29.5908 | 29.683 | 29.8881 | 30.0562 | 29.9746 | 30.0943 | 30.3813 | 30.618 | 30.9025 | 31.1778 | 31.4558 | 31.7186 | 31.9965 | 32.2868 | 32.5645 | 32.8515 | 33.14 | 33.4497 | 33.7492 | 34.0377 | 34.2898 | 34.524 | 34.7014 | 34.8581 | 34.9493 | 35.0013 | 35.0284 | 35.0227 | 34.9745 | 34.8963 | 34.7623 | 34.6021 | 34.3956 | 0 | 0 | 0 | 0 | 0 | 0 | 0 | 0 | 0
F1_Residential_Single Family Regular Income_New_Appliances_Natural Gas_Stove/Oven_E2 | F1 | Residential | Single Family Regular Income | New | Appliances | Natural Gas | Stove/Oven | E2 | RVT - Cost of Equipment | 22.2257 | 22.2949 | 22.449 | 22.5752 | 22.514 | 22.6039 | 22.8194 | 22.9971 | 23.2108 | 23.4176 | 23.6265 | 23.8238 | 24.0326 | 24.2506 | 24.4592 | 24.6747 | 24.8915 | 25.1241 | 25.349 | 25.5657 | 25.7551 | 25.931 | 26.0642 | 26.1819 | 26.2505 | 26.2895 | 26.3098 | 26.3056 | 26.2694 | 26.2106 | 26.1099 | 25.9897 | 25.8345 | 0 | 0 | 0 | 0 | 0 | 0 | 0 | 0 | 0
F1_Residential_Single Family Regular Income_New_Appliances_Natural Gas_Stove/Oven_E3 | F1 | Residential | Single Family Regular Income | New | Appliances | Natural Gas | Stove/Oven | E3 | RVT - Cost of Equipment | 0 | 0 | 0 | 0 | 0 | 0 | 0 | 0 | 0 | 0 | 0 | 0 | 0 | 0 | 0 | 0 | 0 | 0 | 0 | 0 | 0 | 0 | 0 | 0 | 0 | 0 | 0 | 0 | 0 | 0 | 0 | 0 | 0 | 0 | 0 | 0 | 0 | 0 | 0 | 0 | 0 | 0
F1_Residential_Single Family Regular Income_New_Appliances_Natural Gas_Stove/Oven_E4 | F1 | Residential | Single Family Regular Income | New | Appliances | Natural Gas | Stove/Oven | E4 | RVT - Cost of Equipment | 0 | 0 | 0 | 0 | 0 | 0 | 0 | 0 | 0 | 0 | 0 | 0 | 0 | 0 | 0 | 0 | 0 | 0 | 0 | 0 | 0 | 0 | 0 | 0 | 0 | 0 | 0 | 0 | 0 | 0 | 0 | 0 | 0 | 0 | 0 | 0 | 0 | 0 | 0 | 0 | 0 | 0
F1_Residential_Single Family Regular Income_New_Appliances_Natural Gas_Stove/Oven_E5 | F1 | Residential | Single Family Regular Income | New | Appliances | Natural Gas | Stove/Oven | E5 | RVT - Cost of Equipment | 0 | 0 | 0 | 0 | 0 | 0 | 0 | 0 | 0 | 0 | 0 | 0 | 0 | 0 | 0 | 0 | 0 | 0 | 0 | 0 | 0 | 0 | 0 | 0 | 0 | 0 | 0 | 0 | 0 | 0 | 0 | 0 | 0 | 0 | 0 | 0 | 0 | 0 | 0 | 0 | 0 | 0
F1_Residential_Single Family Regular Income_New_Appliances_Natural Gas_Stove/Oven_E6 | F1 | Residential | Single Family Regular Income | New | Appliances | Natural Gas | Stove/Oven | E6 | RVT - Cost of Equipment | 0 | 0 | 0 | 0 | 0 | 0 | 0 | 0 | 0 | 0 | 0 | 0 | 0 | 0 | 0 | 0 | 0 | 0 | 0 | 0 | 0 | 0 | 0 | 0 | 0 | 0 | 0 | 0 | 0 | 0 | 0 | 0 | 0 | 0 | 0 | 0 | 0 | 0 | 0 | 0 | 0 | 0
F1_Residential_Single Family Regular Income_New_Appliances_Natural Gas_Stove/Oven_E7 | F1 | Residential | Single Family Regular Income | New | Appliances | Natural Gas | Stove/Oven | E7 | RVT - Cost of Equipment | 0 | 0 | 0 | 0 | 0 | 0 | 0 | 0 | 0 | 0 | 0 | 0 | 0 | 0 | 0 | 0 | 0 | 0 | 0 | 0 | 0 | 0 | 0 | 0 | 0 | 0 | 0 | 0 | 0 | 0 | 0 | 0 | 0 | 0 | 0 | 0 | 0 | 0 | 0 | 0 | 0 | 0
F1_Residential_Single Family Regular Income_New_Appliances_Natural Gas_Stove/Oven_E8 | F1 | Residential | Single Family Regular Income | New | Appliances | Natural Gas | Stove/Oven | E8 | RVT - Cost of Equipment | 0 | 0 | 0 | 0 | 0 | 0 | 0 | 0 | 0 | 0 | 0 | 0 | 0 | 0 | 0 | 0 | 0 | 0 | 0 | 0 | 0 | 0 | 0 | 0 | 0 | 0 | 0 | 0 | 0 | 0 | 0 | 0 | 0 | 0 | 0 | 0 | 0 | 0 | 0 | 0 | 0 | 0
F1_Residential_Single Family Regular Income_New_Appliances_Natural Gas_Stove/Oven_E9 | F1 | Residential | Single Family Regular Income | New | Appliances | Natural Gas | Stove/Oven | E9 | RVT - Cost of Equipment | 0 | 0 | 0 | 0 | 0 | 0 | 0 | 0 | 0 | 0 | 0 | 0 | 0 | 0 | 0 | 0 | 0 | 0 | 0 | 0 | 0 | 0 | 0 | 0 | 0 | 0 | 0 | 0 | 0 | 0 | 0 | 0 | 0 | 0 | 0 | 0 | 0 | 0 | 0 | 0 | 0 | 0
F1_Residential_Single Family Regular Income_New_Appliances_Natural Gas_Stove/Oven_E10 | F1 | Residential | Single Family Regular Income | New | Appliances | Natural Gas | Stove/Oven | E10 | RVT - Cost of Equipment | 0 | 0 | 0 | 0 | 0 | 0 | 0 | 0 | 0 | 0 | 0 | 0 | 0 | 0 | 0 | 0 | 0 | 0 | 0 | 0 | 0 | 0 | 0 | 0 | 0 | 0 | 0 | 0 | 0 | 0 | 0 | 0 | 0 | 0 | 0 | 0 | 0 | 0 | 0 | 0 | 0 | 0
F2_Residential_Single Family Regular Income_New_Appliances_Natural Gas_Stove/Oven_E1 | F2 | Residential | Single Family Regular Income | New | Appliances | Natural Gas | Stove/Oven | E1 | RVT - Cost of Operation | 21.1295 | 21.1627 | 21.282 | 21.378 | 21.2966 | 21.4161 | 21.7026 | 21.9389 | 22.223 | 22.4978 | 22.7754 | 23.0377 | 23.3152 | 23.605 | 23.8823 | 24.1688 | 24.4569 | 24.7661 | 25.0687 | 25.3643 | 25.6277 | 25.8776 | 26.0755 | 26.2579 | 26.3801 | 26.4642 | 26.5246 | 26.5534 | 26.5409 | 26.4996 | 26.4039 | 26.2834 | 26.1178 | 0 | 0 | 0 | 0 | 0 | 0 | 0 | 0 | 0
F2_Residential_Single Family Regular Income_New_Appliances_Natural Gas_Stove/Oven_E2 | F2 | Residential | Single Family Regular Income | New | Appliances | Natural Gas | Stove/Oven | E2 | RVT - Cost of Operation | 15.8704 | 15.8953 | 15.9849 | 16.057 | 15.9959 | 16.0857 | 16.3008 | 16.4783 | 16.6917 | 16.8981 | 17.1066 | 17.3036 | 17.512 | 17.7297 | 17.938 | 18.1532 | 18.3696 | 18.6018 | 18.8291 | 19.0511 | 19.249 | 19.4367 | 19.5853 | 19.7223 | 19.8141 | 19.8773 | 19.9226 | 19.9443 | 19.9349 | 19.9039 | 19.8319 | 19.7414 | 19.6171 | 0 | 0 | 0 | 0 | 0 | 0 | 0 | 0 | 0
F2_Residential_Single Family Regular Income_New_Appliances_Natural Gas_Stove/Oven_E3 | F2 | Residential | Single Family Regular Income | New | Appliances | Natural Gas | Stove/Oven | E3 | RVT - Cost of Operation | 0 | 0 | 0 | 0 | 0 | 0 | 0 | 0 | 0 | 0 | 0 | 0 | 0 | 0 | 0 | 0 | 0 | 0 | 0 | 0 | 0 | 0 | 0 | 0 | 0 | 0 | 0 | 0 | 0 | 0 | 0 | 0 | 0 | 0 | 0 | 0 | 0 | 0 | 0 | 0 | 0 | 0
F2_Residential_Single Family Regular Income_New_Appliances_Natural Gas_Stove/Oven_E4 | F2 | Residential | Single Family Regular Income | New | Appliances | Natural Gas | Stove/Oven | E4 | RVT - Cost of Operation | 0 | 0 | 0 | 0 | 0 | 0 | 0 | 0 | 0 | 0 | 0 | 0 | 0 | 0 | 0 | 0 | 0 | 0 | 0 | 0 | 0 | 0 | 0 | 0 | 0 | 0 | 0 | 0 | 0 | 0 | 0 | 0 | 0 | 0 | 0 | 0 | 0 | 0 | 0 | 0 | 0 | 0
F2_Residential_Single Family Regular Income_New_Appliances_Natural Gas_Stove/Oven_E5 | F2 | Residential | Single Family Regular Income | New | Appliances | Natural Gas | Stove/Oven | E5 | RVT - Cost of Operation | 0 | 0 | 0 | 0 | 0 | 0 | 0 | 0 | 0 | 0 | 0 | 0 | 0 | 0 | 0 | 0 | 0 | 0 | 0 | 0 | 0 | 0 | 0 | 0 | 0 | 0 | 0 | 0 | 0 | 0 | 0 | 0 | 0 | 0 | 0 | 0 | 0 | 0 | 0 | 0 | 0 | 0
F2_Residential_Single Family Regular Income_New_Appliances_Natural Gas_Stove/Oven_E6 | F2 | Residential | Single Family Regular Income | New | Appliances | Natural Gas | Stove/Oven | E6 | RVT - Cost of Operation | 0 | 0 | 0 | 0 | 0 | 0 | 0 | 0 | 0 | 0 | 0 | 0 | 0 | 0 | 0 | 0 | 0 | 0 | 0 | 0 | 0 | 0 | 0 | 0 | 0 | 0 | 0 | 0 | 0 | 0 | 0 | 0 | 0 | 0 | 0 | 0 | 0 | 0 | 0 | 0 | 0 | 0
F2_Residential_Single Family Regular Income_New_Appliances_Natural Gas_Stove/Oven_E7 | F2 | Residential | Single Family Regular Income | New | Appliances | Natural Gas | Stove/Oven | E7 | RVT - Cost of Operation | 0 | 0 | 0 | 0 | 0 | 0 | 0 | 0 | 0 | 0 | 0 | 0 | 0 | 0 | 0 | 0 | 0 | 0 | 0 | 0 | 0 | 0 | 0 | 0 | 0 | 0 | 0 | 0 | 0 | 0 | 0 | 0 | 0 | 0 | 0 | 0 | 0 | 0 | 0 | 0 | 0 | 0
F2_Residential_Single Family Regular Income_New_Appliances_Natural Gas_Stove/Oven_E8 | F2 | Residential | Single Family Regular Income | New | Appliances | Natural Gas | Stove/Oven | E8 | RVT - Cost of Operation | 0 | 0 | 0 | 0 | 0 | 0 | 0 | 0 | 0 | 0 | 0 | 0 | 0 | 0 | 0 | 0 | 0 | 0 | 0 | 0 | 0 | 0 | 0 | 0 | 0 | 0 | 0 | 0 | 0 | 0 | 0 | 0 | 0 | 0 | 0 | 0 | 0 | 0 | 0 | 0 | 0 | 0
F2_Residential_Single Family Regular Income_New_Appliances_Natural Gas_Stove/Oven_E9 | F2 | Residential | Single Family Regular Income | New | Appliances | Natural Gas | Stove/Oven | E9 | RVT - Cost of Operation | 0 | 0 | 0 | 0 | 0 | 0 | 0 | 0 | 0 | 0 | 0 | 0 | 0 | 0 | 0 | 0 | 0 | 0 | 0 | 0 | 0 | 0 | 0 | 0 | 0 | 0 | 0 | 0 | 0 | 0 | 0 | 0 | 0 | 0 | 0 | 0 | 0 | 0 | 0 | 0 | 0 | 0
F2_Residential_Single Family Regular Income_New_Appliances_Natural Gas_Stove/Oven_E10 | F2 | Residential | Single Family Regular Income | New | Appliances | Natural Gas | Stove/Oven | E10 | RVT - Cost of Operation | 0 | 0 | 0 | 0 | 0 | 0 | 0 | 0 | 0 | 0 | 0 | 0 | 0 | 0 | 0 | 0 | 0 | 0 | 0 | 0 | 0 | 0 | 0 | 0 | 0 | 0 | 0 | 0 | 0 | 0 | 0 | 0 | 0 | 0 | 0 | 0 | 0 | 0 | 0 | 0 | 0 | 0
F3_Residential_Single Family Regular Income_New_Appliances_Natural Gas_Stove/Oven_E1 | F3 | Residential | Single Family Regular Income | New | Appliances | Natural Gas | Stove/Oven | E1 | System - kBTUs of Consumption | 100.3952 | 100.3952 | 100.3952 | 100.3952 | 100.3952 | 100.3952 | 100.3952 | 100.3952 | 100.3952 | 100.3952 | 100.3952 | 100.3952 | 100.3952 | 100.3952 | 100.3952 | 100.3952 | 100.3952 | 100.3952 | 100.3952 | 100.3952 | 100.3952 | 100.3952 | 100.3952 | 100.3952 | 100.3952 | 100.3952 | 100.3952 | 100.3952 | 100.3952 | 100.3952 | 100.3952 | 100.3952 | 100.3952 | 0 | 0 | 0 | 0 | 0 | 0 | 0 | 0 | 0
F3_Residential_Single Family Regular Income_New_Appliances_Natural Gas_Stove/Oven_E2 | F3 | Residential | Single Family Regular Income | New | Appliances | Natural Gas | Stove/Oven | E2 | System - kBTUs of Consumption | 105.7927 | 105.7927 | 105.7927 | 105.7927 | 105.7927 | 105.7927 | 105.7927 | 105.7927 | 105.7927 | 105.7927 | 105.7927 | 105.7927 | 105.7927 | 105.7927 | 105.7927 | 105.7927 | 105.7927 | 105.7927 | 105.7927 | 105.7927 | 105.7927 | 105.7927 | 105.7927 | 105.7927 | 105.7927 | 105.7927 | 105.7927 | 105.7927 | 105.7927 | 105.7927 | 105.7927 | 105.7927 | 105.7927 | 0 | 0 | 0 | 0 | 0 | 0 | 0 | 0 | 0
F3_Residential_Single Family Regular Income_New_Appliances_Natural Gas_Stove/Oven_E3 | F3 | Residential | Single Family Regular Income | New | Appliances | Natural Gas | Stove/Oven | E3 | System - kBTUs of Consumption | 0 | 0 | 0 | 0 | 0 | 0 | 0 | 0 | 0 | 0 | 0 | 0 | 0 | 0 | 0 | 0 | 0 | 0 | 0 | 0 | 0 | 0 | 0 | 0 | 0 | 0 | 0 | 0 | 0 | 0 | 0 | 0 | 0 | 0 | 0 | 0 | 0 | 0 | 0 | 0 | 0 | 0
F3_Residential_Single Family Regular Income_New_Appliances_Natural Gas_Stove/Oven_E4 | F3 | Residential | Single Family Regular Income | New | Appliances | Natural Gas | Stove/Oven | E4 | System - kBTUs of Consumption | 0 | 0 | 0 | 0 | 0 | 0 | 0 | 0 | 0 | 0 | 0 | 0 | 0 | 0 | 0 | 0 | 0 | 0 | 0 | 0 | 0 | 0 | 0 | 0 | 0 | 0 | 0 | 0 | 0 | 0 | 0 | 0 | 0 | 0 | 0 | 0 | 0 | 0 | 0 | 0 | 0 | 0
F3_Residential_Single Family Regular Income_New_Appliances_Natural Gas_Stove/Oven_E5 | F3 | Residential | Single Family Regular Income | New | Appliances | Natural Gas | Stove/Oven | E5 | System - kBTUs of Consumption | 0 | 0 | 0 | 0 | 0 | 0 | 0 | 0 | 0 | 0 | 0 | 0 | 0 | 0 | 0 | 0 | 0 | 0 | 0 | 0 | 0 | 0 | 0 | 0 | 0 | 0 | 0 | 0 | 0 | 0 | 0 | 0 | 0 | 0 | 0 | 0 | 0 | 0 | 0 | 0 | 0 | 0
F3_Residential_Single Family Regular Income_New_Appliances_Natural Gas_Stove/Oven_E6 | F3 | Residential | Single Family Regular Income | New | Appliances | Natural Gas | Stove/Oven | E6 | System - kBTUs of Consumption | 0 | 0 | 0 | 0 | 0 | 0 | 0 | 0 | 0 | 0 | 0 | 0 | 0 | 0 | 0 | 0 | 0 | 0 | 0 | 0 | 0 | 0 | 0 | 0 | 0 | 0 | 0 | 0 | 0 | 0 | 0 | 0 | 0 | 0 | 0 | 0 | 0 | 0 | 0 | 0 | 0 | 0
F3_Residential_Single Family Regular Income_New_Appliances_Natural Gas_Stove/Oven_E7 | F3 | Residential | Single Family Regular Income | New | Appliances | Natural Gas | Stove/Oven | E7 | System - kBTUs of Consumption | 0 | 0 | 0 | 0 | 0 | 0 | 0 | 0 | 0 | 0 | 0 | 0 | 0 | 0 | 0 | 0 | 0 | 0 | 0 | 0 | 0 | 0 | 0 | 0 | 0 | 0 | 0 | 0 | 0 | 0 | 0 | 0 | 0 | 0 | 0 | 0 | 0 | 0 | 0 | 0 | 0 | 0
F3_Residential_Single Family Regular Income_New_Appliances_Natural Gas_Stove/Oven_E8 | F3 | Residential | Single Family Regular Income | New | Appliances | Natural Gas | Stove/Oven | E8 | System - kBTUs of Consumption | 0 | 0 | 0 | 0 | 0 | 0 | 0 | 0 | 0 | 0 | 0 | 0 | 0 | 0 | 0 | 0 | 0 | 0 | 0 | 0 | 0 | 0 | 0 | 0 | 0 | 0 | 0 | 0 | 0 | 0 | 0 | 0 | 0 | 0 | 0 | 0 | 0 | 0 | 0 | 0 | 0 | 0
F3_Residential_Single Family Regular Income_New_Appliances_Natural Gas_Stove/Oven_E9 | F3 | Residential | Single Family Regular Income | New | Appliances | Natural Gas | Stove/Oven | E9 | System - kBTUs of Consumption | 0 | 0 | 0 | 0 | 0 | 0 | 0 | 0 | 0 | 0 | 0 | 0 | 0 | 0 | 0 | 0 | 0 | 0 | 0 | 0 | 0 | 0 | 0 | 0 | 0 | 0 | 0 | 0 | 0 | 0 | 0 | 0 | 0 | 0 | 0 | 0 | 0 | 0 | 0 | 0 | 0 | 0
F3_Residential_Single Family Regular Income_New_Appliances_Natural Gas_Stove/Oven_E10 | F3 | Residential | Single Family Regular Income | New | Appliances | Natural Gas | Stove/Oven | E10 | System - kBTUs of Consumption | 0 | 0 | 0 | 0 | 0 | 0 | 0 | 0 | 0 | 0 | 0 | 0 | 0 | 0 | 0 | 0 | 0 | 0 | 0 | 0 | 0 | 0 | 0 | 0 | 0 | 0 | 0 | 0 | 0 | 0 | 0 | 0 | 0 | 0 | 0 | 0 | 0 | 0 | 0 | 0 | 0 | 0
F4_Residential_Single Family Regular Income_New_Appliances_Natural Gas_Stove/Oven_E1 | F4 | Residential | Single Family Regular Income | New | Appliances | Natural Gas | Stove/Oven | E1 | Utility - Cost of Equipment | 21.1295 | 21.1627 | 21.282 | 21.378 | 21.2966 | 21.4161 | 21.7026 | 21.9389 | 22.223 | 22.4978 | 22.7754 | 23.0377 | 23.3152 | 23.605 | 23.8823 | 24.1688 | 24.4569 | 24.7661 | 25.0687 | 25.3643 | 25.6277 | 25.8776 | 26.0755 | 26.2579 | 26.3801 | 26.4642 | 26.5246 | 26.5534 | 26.5409 | 26.4996 | 26.4039 | 26.2834 | 26.1178 | 0 | 0 | 0 | 0 | 0 | 0 | 0 | 0 | 0
F4_Residential_Single Family Regular Income_New_Appliances_Natural Gas_Stove/Oven_E2 | F4 | Residential | Single Family Regular Income | New | Appliances | Natural Gas | Stove/Oven | E2 | Utility - Cost of Equipment | 15.8704 | 15.8953 | 15.9849 | 16.057 | 15.9959 | 16.0857 | 16.3008 | 16.4783 | 16.6917 | 16.8981 | 17.1066 | 17.3036 | 17.512 | 17.7297 | 17.938 | 18.1532 | 18.3696 | 18.6018 | 18.8291 | 19.0511 | 19.249 | 19.4367 | 19.5853 | 19.7223 | 19.8141 | 19.8773 | 19.9226 | 19.9443 | 19.9349 | 19.9039 | 19.8319 | 19.7414 | 19.6171 | 0 | 0 | 0 | 0 | 0 | 0 | 0 | 0 | 0
F4_Residential_Single Family Regular Income_New_Appliances_Natural Gas_Stove/Oven_E3 | F4 | Residential | Single Family Regular Income | New | Appliances | Natural Gas | Stove/Oven | E3 | Utility - Cost of Equipment | 0 | 0 | 0 | 0 | 0 | 0 | 0 | 0 | 0 | 0 | 0 | 0 | 0 | 0 | 0 | 0 | 0 | 0 | 0 | 0 | 0 | 0 | 0 | 0 | 0 | 0 | 0 | 0 | 0 | 0 | 0 | 0 | 0 | 0 | 0 | 0 | 0 | 0 | 0 | 0 | 0 | 0
F4_Residential_Single Family Regular Income_New_Appliances_Natural Gas_Stove/Oven_E4 | F4 | Residential | Single Family Regular Income | New | Appliances | Natural Gas | Stove/Oven | E4 | Utility - Cost of Equipment | 0 | 0 | 0 | 0 | 0 | 0 | 0 | 0 | 0 | 0 | 0 | 0 | 0 | 0 | 0 | 0 | 0 | 0 | 0 | 0 | 0 | 0 | 0 | 0 | 0 | 0 | 0 | 0 | 0 | 0 | 0 | 0 | 0 | 0 | 0 | 0 | 0 | 0 | 0 | 0 | 0 | 0
F4_Residential_Single Family Regular Income_New_Appliances_Natural Gas_Stove/Oven_E5 | F4 | Residential | Single Family Regular Income | New | Appliances | Natural Gas | Stove/Oven | E5 | Utility - Cost of Equipment | 0 | 0 | 0 | 0 | 0 | 0 | 0 | 0 | 0 | 0 | 0 | 0 | 0 | 0 | 0 | 0 | 0 | 0 | 0 | 0 | 0 | 0 | 0 | 0 | 0 | 0 | 0 | 0 | 0 | 0 | 0 | 0 | 0 | 0 | 0 | 0 | 0 | 0 | 0 | 0 | 0 | 0
F4_Residential_Single Family Regular Income_New_Appliances_Natural Gas_Stove/Oven_E6 | F4 | Residential | Single Family Regular Income | New | Appliances | Natural Gas | Stove/Oven | E6 | Utility - Cost of Equipment | 0 | 0 | 0 | 0 | 0 | 0 | 0 | 0 | 0 | 0 | 0 | 0 | 0 | 0 | 0 | 0 | 0 | 0 | 0 | 0 | 0 | 0 | 0 | 0 | 0 | 0 | 0 | 0 | 0 | 0 | 0 | 0 | 0 | 0 | 0 | 0 | 0 | 0 | 0 | 0 | 0 | 0
F4_Residential_Single Family Regular Income_New_Appliances_Natural Gas_Stove/Oven_E7 | F4 | Residential | Single Family Regular Income | New | Appliances | Natural Gas | Stove/Oven | E7 | Utility - Cost of Equipment | 0 | 0 | 0 | 0 | 0 | 0 | 0 | 0 | 0 | 0 | 0 | 0 | 0 | 0 | 0 | 0 | 0 | 0 | 0 | 0 | 0 | 0 | 0 | 0 | 0 | 0 | 0 | 0 | 0 | 0 | 0 | 0 | 0 | 0 | 0 | 0 | 0 | 0 | 0 | 0 | 0 | 0
F4_Residential_Single Family Regular Income_New_Appliances_Natural Gas_Stove/Oven_E8 | F4 | Residential | Single Family Regular Income | New | Appliances | Natural Gas | Stove/Oven | E8 | Utility - Cost of Equipment | 0 | 0 | 0 | 0 | 0 | 0 | 0 | 0 | 0 | 0 | 0 | 0 | 0 | 0 | 0 | 0 | 0 | 0 | 0 | 0 | 0 | 0 | 0 | 0 | 0 | 0 | 0 | 0 | 0 | 0 | 0 | 0 | 0 | 0 | 0 | 0 | 0 | 0 | 0 | 0 | 0 | 0
F4_Residential_Single Family Regular Income_New_Appliances_Natural Gas_Stove/Oven_E9 | F4 | Residential | Single Family Regular Income | New | Appliances | Natural Gas | Stove/Oven | E9 | Utility - Cost of Equipment | 0 | 0 | 0 | 0 | 0 | 0 | 0 | 0 | 0 | 0 | 0 | 0 | 0 | 0 | 0 | 0 | 0 | 0 | 0 | 0 | 0 | 0 | 0 | 0 | 0 | 0 | 0 | 0 | 0 | 0 | 0 | 0 | 0 | 0 | 0 | 0 | 0 | 0 | 0 | 0 | 0 | 0
F4_Residential_Single Family Regular Income_New_Appliances_Natural Gas_Stove/Oven_E10 | F4 | Residential | Single Family Regular Income | New | Appliances | Natural Gas | Stove/Oven | E10 | Utility - Cost of Equipment | 0 | 0 | 0 | 0 | 0 | 0 | 0 | 0 | 0 | 0 | 0 | 0 | 0 | 0 | 0 | 0 | 0 | 0 | 0 | 0 | 0 | 0 | 0 | 0 | 0 | 0 | 0 | 0 | 0 | 0 | 0 | 0 | 0 | 0 | 0 | 0 | 0 | 0 | 0 | 0 | 0 | 0
F5_Residential_Single Family Regular Income_New_Appliances_Natural Gas_Stove/Oven_E1 | F5 | Residential | Single Family Regular Income | New | Appliances | Natural Gas | Stove/Oven | E1 | Utility - Cost of Operation | 100.3952 | 100.3952 | 100.3952 | 100.3952 | 100.3952 | 100.3952 | 100.3952 | 100.3952 | 100.3952 | 100.3952 | 100.3952 | 100.3952 | 100.3952 | 100.3952 | 100.3952 | 100.3952 | 100.3952 | 100.3952 | 100.3952 | 100.3952 | 100.3952 | 100.3952 | 100.3952 | 100.3952 | 100.3952 | 100.3952 | 100.3952 | 100.3952 | 100.3952 | 100.3952 | 100.3952 | 100.3952 | 100.3952 | 0 | 0 | 0 | 0 | 0 | 0 | 0 | 0 | 0
F5_Residential_Single Family Regular Income_New_Appliances_Natural Gas_Stove/Oven_E2 | F5 | Residential | Single Family Regular Income | New | Appliances | Natural Gas | Stove/Oven | E2 | Utility - Cost of Operation | 105.7927 | 105.7927 | 105.7927 | 105.7927 | 105.7927 | 105.7927 | 105.7927 | 105.7927 | 105.7927 | 105.7927 | 105.7927 | 105.7927 | 105.7927 | 105.7927 | 105.7927 | 105.7927 | 105.7927 | 105.7927 | 105.7927 | 105.7927 | 105.7927 | 105.7927 | 105.7927 | 105.7927 | 105.7927 | 105.7927 | 105.7927 | 105.7927 | 105.7927 | 105.7927 | 105.7927 | 105.7927 | 105.7927 | 0 | 0 | 0 | 0 | 0 | 0 | 0 | 0 | 0
F5_Residential_Single Family Regular Income_New_Appliances_Natural Gas_Stove/Oven_E3 | F5 | Residential | Single Family Regular Income | New | Appliances | Natural Gas | Stove/Oven | E3 | Utility - Cost of Operation | 0 | 0 | 0 | 0 | 0 | 0 | 0 | 0 | 0 | 0 | 0 | 0 | 0 | 0 | 0 | 0 | 0 | 0 | 0 | 0 | 0 | 0 | 0 | 0 | 0 | 0 | 0 | 0 | 0 | 0 | 0 | 0 | 0 | 0 | 0 | 0 | 0 | 0 | 0 | 0 | 0 | 0
F5_Residential_Single Family Regular Income_New_Appliances_Natural Gas_Stove/Oven_E4 | F5 | Residential | Single Family Regular Income | New | Appliances | Natural Gas | Stove/Oven | E4 | Utility - Cost of Operation | 0 | 0 | 0 | 0 | 0 | 0 | 0 | 0 | 0 | 0 | 0 | 0 | 0 | 0 | 0 | 0 | 0 | 0 | 0 | 0 | 0 | 0 | 0 | 0 | 0 | 0 | 0 | 0 | 0 | 0 | 0 | 0 | 0 | 0 | 0 | 0 | 0 | 0 | 0 | 0 | 0 | 0
F5_Residential_Single Family Regular Income_New_Appliances_Natural Gas_Stove/Oven_E5 | F5 | Residential | Single Family Regular Income | New | Appliances | Natural Gas | Stove/Oven | E5 | Utility - Cost of Operation | 0 | 0 | 0 | 0 | 0 | 0 | 0 | 0 | 0 | 0 | 0 | 0 | 0 | 0 | 0 | 0 | 0 | 0 | 0 | 0 | 0 | 0 | 0 | 0 | 0 | 0 | 0 | 0 | 0 | 0 | 0 | 0 | 0 | 0 | 0 | 0 | 0 | 0 | 0 | 0 | 0 | 0
F5_Residential_Single Family Regular Income_New_Appliances_Natural Gas_Stove/Oven_E6 | F5 | Residential | Single Family Regular Income | New | Appliances | Natural Gas | Stove/Oven | E6 | Utility - Cost of Operation | 0 | 0 | 0 | 0 | 0 | 0 | 0 | 0 | 0 | 0 | 0 | 0 | 0 | 0 | 0 | 0 | 0 | 0 | 0 | 0 | 0 | 0 | 0 | 0 | 0 | 0 | 0 | 0 | 0 | 0 | 0 | 0 | 0 | 0 | 0 | 0 | 0 | 0 | 0 | 0 | 0 | 0
F5_Residential_Single Family Regular Income_New_Appliances_Natural Gas_Stove/Oven_E7 | F5 | Residential | Single Family Regular Income | New | Appliances | Natural Gas | Stove/Oven | E7 | Utility - Cost of Operation | 0 | 0 | 0 | 0 | 0 | 0 | 0 | 0 | 0 | 0 | 0 | 0 | 0 | 0 | 0 | 0 | 0 | 0 | 0 | 0 | 0 | 0 | 0 | 0 | 0 | 0 | 0 | 0 | 0 | 0 | 0 | 0 | 0 | 0 | 0 | 0 | 0 | 0 | 0 | 0 | 0 | 0
F5_Residential_Single Family Regular Income_New_Appliances_Natural Gas_Stove/Oven_E8 | F5 | Residential | Single Family Regular Income | New | Appliances | Natural Gas | Stove/Oven | E8 | Utility - Cost of Operation | 0 | 0 | 0 | 0 | 0 | 0 | 0 | 0 | 0 | 0 | 0 | 0 | 0 | 0 | 0 | 0 | 0 | 0 | 0 | 0 | 0 | 0 | 0 | 0 | 0 | 0 | 0 | 0 | 0 | 0 | 0 | 0 | 0 | 0 | 0 | 0 | 0 | 0 | 0 | 0 | 0 | 0
F5_Residential_Single Family Regular Income_New_Appliances_Natural Gas_Stove/Oven_E9 | F5 | Residential | Single Family Regular Income | New | Appliances | Natural Gas | Stove/Oven | E9 | Utility - Cost of Operation | 0 | 0 | 0 | 0 | 0 | 0 | 0 | 0 | 0 | 0 | 0 | 0 | 0 | 0 | 0 | 0 | 0 | 0 | 0 | 0 | 0 | 0 | 0 | 0 | 0 | 0 | 0 | 0 | 0 | 0 | 0 | 0 | 0 | 0 | 0 | 0 | 0 | 0 | 0 | 0 | 0 | 0
F5_Residential_Single Family Regular Income_New_Appliances_Natural Gas_Stove/Oven_E10 | F5 | Residential | Single Family Regular Income | New | Appliances | Natural Gas | Stove/Oven | E10 | Utility - Cost of Operation | 0 | 0 | 0 | 0 | 0 | 0 | 0 | 0 | 0 | 0 | 0 | 0 | 0 | 0 | 0 | 0 | 0 | 0 | 0 | 0 | 0 | 0 | 0 | 0 | 0 | 0 | 0 | 0 | 0 | 0 | 0 | 0 | 0 | 0 | 0 | 0 | 0 | 0 | 0 | 0 | 0 | 0
F6_Residential_Single Family Regular Income_New_Appliances_Natural Gas_Stove/Oven_E1 | F6 | Residential | Single Family Regular Income | New | Appliances | Natural Gas | Stove/Oven | E1 | Utility - Value of Sales | 18.8391 | 18.9582 | 19.1217 | 19.2553 | 19.2553 | 19.2553 | 19.2553 | 19.2553 | 19.2553 | 19.2553 | 19.2553 | 19.2553 | 19.2553 | 19.2553 | 19.2553 | 19.2553 | 19.2553 | 19.2553 | 19.2553 | 19.2553 | 19.2553 | 19.2553 | 19.2553 | 19.2553 | 19.2553 | 19.2553 | 19.2553 | 19.2553 | 19.2553 | 19.2553 | 19.2553 | 19.2553 | 19.2553 | 0 | 0 | 0 | 0 | 0 | 0 | 0 | 0 | 0
F6_Residential_Single Family Regular Income_New_Appliances_Natural Gas_Stove/Oven_E2 | F6 | Residential | Single Family Regular Income | New | Appliances | Natural Gas | Stove/Oven | E2 | Utility - Value of Sales | 14.1501 | 14.2395 | 14.3623 | 14.4627 | 14.4627 | 14.4627 | 14.4627 | 14.4627 | 14.4627 | 14.4627 | 14.4627 | 14.4627 | 14.4627 | 14.4627 | 14.4627 | 14.4627 | 14.4627 | 14.4627 | 14.4627 | 14.4627 | 14.4627 | 14.4627 | 14.4627 | 14.4627 | 14.4627 | 14.4627 | 14.4627 | 14.4627 | 14.4627 | 14.4627 | 14.4627 | 14.4627 | 14.4627 | 0 | 0 | 0 | 0 | 0 | 0 | 0 | 0 | 0
F6_Residential_Single Family Regular Income_New_Appliances_Natural Gas_Stove/Oven_E3 | F6 | Residential | Single Family Regular Income | New | Appliances | Natural Gas | Stove/Oven | E3 | Utility - Value of Sales | 0 | 0 | 0 | 0 | 0 | 0 | 0 | 0 | 0 | 0 | 0 | 0 | 0 | 0 | 0 | 0 | 0 | 0 | 0 | 0 | 0 | 0 | 0 | 0 | 0 | 0 | 0 | 0 | 0 | 0 | 0 | 0 | 0 | 0 | 0 | 0 | 0 | 0 | 0 | 0 | 0 | 0
F6_Residential_Single Family Regular Income_New_Appliances_Natural Gas_Stove/Oven_E4 | F6 | Residential | Single Family Regular Income | New | Appliances | Natural Gas | Stove/Oven | E4 | Utility - Value of Sales | 0 | 0 | 0 | 0 | 0 | 0 | 0 | 0 | 0 | 0 | 0 | 0 | 0 | 0 | 0 | 0 | 0 | 0 | 0 | 0 | 0 | 0 | 0 | 0 | 0 | 0 | 0 | 0 | 0 | 0 | 0 | 0 | 0 | 0 | 0 | 0 | 0 | 0 | 0 | 0 | 0 | 0
F6_Residential_Single Family Regular Income_New_Appliances_Natural Gas_Stove/Oven_E5 | F6 | Residential | Single Family Regular Income | New | Appliances | Natural Gas | Stove/Oven | E5 | Utility - Value of Sales | 0 | 0 | 0 | 0 | 0 | 0 | 0 | 0 | 0 | 0 | 0 | 0 | 0 | 0 | 0 | 0 | 0 | 0 | 0 | 0 | 0 | 0 | 0 | 0 | 0 | 0 | 0 | 0 | 0 | 0 | 0 | 0 | 0 | 0 | 0 | 0 | 0 | 0 | 0 | 0 | 0 | 0
F6_Residential_Single Family Regular Income_New_Appliances_Natural Gas_Stove/Oven_E6 | F6 | Residential | Single Family Regular Income | New | Appliances | Natural Gas | Stove/Oven | E6 | Utility - Value of Sales | 0 | 0 | 0 | 0 | 0 | 0 | 0 | 0 | 0 | 0 | 0 | 0 | 0 | 0 | 0 | 0 | 0 | 0 | 0 | 0 | 0 | 0 | 0 | 0 | 0 | 0 | 0 | 0 | 0 | 0 | 0 | 0 | 0 | 0 | 0 | 0 | 0 | 0 | 0 | 0 | 0 | 0
F6_Residential_Single Family Regular Income_New_Appliances_Natural Gas_Stove/Oven_E7 | F6 | Residential | Single Family Regular Income | New | Appliances | Natural Gas | Stove/Oven | E7 | Utility - Value of Sales | 0 | 0 | 0 | 0 | 0 | 0 | 0 | 0 | 0 | 0 | 0 | 0 | 0 | 0 | 0 | 0 | 0 | 0 | 0 | 0 | 0 | 0 | 0 | 0 | 0 | 0 | 0 | 0 | 0 | 0 | 0 | 0 | 0 | 0 | 0 | 0 | 0 | 0 | 0 | 0 | 0 | 0
F6_Residential_Single Family Regular Income_New_Appliances_Natural Gas_Stove/Oven_E8 | F6 | Residential | Single Family Regular Income | New | Appliances | Natural Gas | Stove/Oven | E8 | Utility - Value of Sales | 0 | 0 | 0 | 0 | 0 | 0 | 0 | 0 | 0 | 0 | 0 | 0 | 0 | 0 | 0 | 0 | 0 | 0 | 0 | 0 | 0 | 0 | 0 | 0 | 0 | 0 | 0 | 0 | 0 | 0 | 0 | 0 | 0 | 0 | 0 | 0 | 0 | 0 | 0 | 0 | 0 | 0
F6_Residential_Single Family Regular Income_New_Appliances_Natural Gas_Stove/Oven_E9 | F6 | Residential | Single Family Regular Income | New | Appliances | Natural Gas | Stove/Oven | E9 | Utility - Value of Sales | 0 | 0 | 0 | 0 | 0 | 0 | 0 | 0 | 0 | 0 | 0 | 0 | 0 | 0 | 0 | 0 | 0 | 0 | 0 | 0 | 0 | 0 | 0 | 0 | 0 | 0 | 0 | 0 | 0 | 0 | 0 | 0 | 0 | 0 | 0 | 0 | 0 | 0 | 0 | 0 | 0 | 0
F6_Residential_Single Family Regular Income_New_Appliances_Natural Gas_Stove/Oven_E10 | F6 | Residential | Single Family Regular Income | New | Appliances | Natural Gas | Stove/Oven | E10 | Utility - Value of Sales | 0 | 0 | 0 | 0 | 0 | 0 | 0 | 0 | 0 | 0 | 0 | 0 | 0 | 0 | 0 | 0 | 0 | 0 | 0 | 0 | 0 | 0 | 0 | 0 | 0 | 0 | 0 | 0 | 0 | 0 | 0 | 0 | 0 | 0 | 0 | 0 | 0 | 0 | 0 | 0 | 0 | 0
F1_Residential_Single Family Regular Income_New_Miscellaneous_Natural Gas_Pool Heater_E1 | F1 | Residential | Single Family Regular Income | New | Miscellaneous | Natural Gas | Pool Heater | E1 | RVT - Cost of Equipment | 0 | 0 | 0 | 0 | 0 | 0 | 0 | 0 | 0 | 0 | 0 | 0 | 0 | 0 | 0 | 0 | 0 | 0 | 0 | 0 | 0 | 0 | 0 | 0 | 0 | 0 | 0 | 0 | 0 | 0 | 0 | 0 | 0 | 0 | 0 | 0 | 0 | 0 | 0 | 0 | 0 | 0
F1_Residential_Single Family Regular Income_New_Miscellaneous_Natural Gas_Pool Heater_E2 | F1 | Residential | Single Family Regular Income | New | Miscellaneous | Natural Gas | Pool Heater | E2 | RVT - Cost of Equipment | 0 | 0 | 0 | 0 | 0 | 0 | 0 | 0 | 0 | 0 | 0 | 0 | 0 | 0 | 0 | 0 | 0 | 0 | 0 | 0 | 0 | 0 | 0 | 0 | 0 | 0 | 0 | 0 | 0 | 0 | 0 | 0 | 0 | 0 | 0 | 0 | 0 | 0 | 0 | 0 | 0 | 0
F1_Residential_Single Family Regular Income_New_Miscellaneous_Natural Gas_Pool Heater_E3 | F1 | Residential | Single Family Regular Income | New | Miscellaneous | Natural Gas | Pool Heater | E3 | RVT - Cost of Equipment | 0 | 0 | 0 | 0 | 0 | 0 | 0 | 0 | 0 | 0 | 0 | 0 | 0 | 0 | 0 | 0 | 0 | 0 | 0 | 0 | 0 | 0 | 0 | 0 | 0 | 0 | 0 | 0 | 0 | 0 | 0 | 0 | 0 | 0 | 0 | 0 | 0 | 0 | 0 | 0 | 0 | 0
F1_Residential_Single Family Regular Income_New_Miscellaneous_Natural Gas_Pool Heater_E4 | F1 | Residential | Single Family Regular Income | New | Miscellaneous | Natural Gas | Pool Heater | E4 | RVT - Cost of Equipment | 0 | 0 | 0 | 0 | 0 | 0 | 0 | 0 | 0 | 0 | 0 | 0 | 0 | 0 | 0 | 0 | 0 | 0 | 0 | 0 | 0 | 0 | 0 | 0 | 0 | 0 | 0 | 0 | 0 | 0 | 0 | 0 | 0 | 0 | 0 | 0 | 0 | 0 | 0 | 0 | 0 | 0
F1_Residential_Single Family Regular Income_New_Miscellaneous_Natural Gas_Pool Heater_E5 | F1 | Residential | Single Family Regular Income | New | Miscellaneous | Natural Gas | Pool Heater | E5 | RVT - Cost of Equipment | 0 | 0 | 0 | 0 | 0 | 0 | 0 | 0 | 0 | 0 | 0 | 0 | 0 | 0 | 0 | 0 | 0 | 0 | 0 | 0 | 0 | 0 | 0 | 0 | 0 | 0 | 0 | 0 | 0 | 0 | 0 | 0 | 0 | 0 | 0 | 0 | 0 | 0 | 0 | 0 | 0 | 0
F1_Residential_Single Family Regular Income_New_Miscellaneous_Natural Gas_Pool Heater_E6 | F1 | Residential | Single Family Regular Income | New | Miscellaneous | Natural Gas | Pool Heater | E6 | RVT - Cost of Equipment | 0 | 0 | 0 | 0 | 0 | 0 | 0 | 0 | 0 | 0 | 0 | 0 | 0 | 0 | 0 | 0 | 0 | 0 | 0 | 0 | 0 | 0 | 0 | 0 | 0 | 0 | 0 | 0 | 0 | 0 | 0 | 0 | 0 | 0 | 0 | 0 | 0 | 0 | 0 | 0 | 0 | 0
F1_Residential_Single Family Regular Income_New_Miscellaneous_Natural Gas_Pool Heater_E7 | F1 | Residential | Single Family Regular Income | New | Miscellaneous | Natural Gas | Pool Heater | E7 | RVT - Cost of Equipment | 0 | 0 | 0 | 0 | 0 | 0 | 0 | 0 | 0 | 0 | 0 | 0 | 0 | 0 | 0 | 0 | 0 | 0 | 0 | 0 | 0 | 0 | 0 | 0 | 0 | 0 | 0 | 0 | 0 | 0 | 0 | 0 | 0 | 0 | 0 | 0 | 0 | 0 | 0 | 0 | 0 | 0
F1_Residential_Single Family Regular Income_New_Miscellaneous_Natural Gas_Pool Heater_E8 | F1 | Residential | Single Family Regular Income | New | Miscellaneous | Natural Gas | Pool Heater | E8 | RVT - Cost of Equipment | 0 | 0 | 0 | 0 | 0 | 0 | 0 | 0 | 0 | 0 | 0 | 0 | 0 | 0 | 0 | 0 | 0 | 0 | 0 | 0 | 0 | 0 | 0 | 0 | 0 | 0 | 0 | 0 | 0 | 0 | 0 | 0 | 0 | 0 | 0 | 0 | 0 | 0 | 0 | 0 | 0 | 0
F1_Residential_Single Family Regular Income_New_Miscellaneous_Natural Gas_Pool Heater_E9 | F1 | Residential | Single Family Regular Income | New | Miscellaneous | Natural Gas | Pool Heater | E9 | RVT - Cost of Equipment | 0 | 0 | 0 | 0 | 0 | 0 | 0 | 0 | 0 | 0 | 0 | 0 | 0 | 0 | 0 | 0 | 0 | 0 | 0 | 0 | 0 | 0 | 0 | 0 | 0 | 0 | 0 | 0 | 0 | 0 | 0 | 0 | 0 | 0 | 0 | 0 | 0 | 0 | 0 | 0 | 0 | 0
F1_Residential_Single Family Regular Income_New_Miscellaneous_Natural Gas_Pool Heater_E10 | F1 | Residential | Single Family Regular Income | New | Miscellaneous | Natural Gas | Pool Heater | E10 | RVT - Cost of Equipment | 0 | 0 | 0 | 0 | 0 | 0 | 0 | 0 | 0 | 0 | 0 | 0 | 0 | 0 | 0 | 0 | 0 | 0 | 0 | 0 | 0 | 0 | 0 | 0 | 0 | 0 | 0 | 0 | 0 | 0 | 0 | 0 | 0 | 0 | 0 | 0 | 0 | 0 | 0 | 0 | 0 | 0
F2_Residential_Single Family Regular Income_New_Miscellaneous_Natural Gas_Pool Heater_E1 | F2 | Residential | Single Family Regular Income | New | Miscellaneous | Natural Gas | Pool Heater | E1 | RVT - Cost of Operation | 0 | 0 | 0 | 0 | 0 | 0 | 0 | 0 | 0 | 0 | 0 | 0 | 0 | 0 | 0 | 0 | 0 | 0 | 0 | 0 | 0 | 0 | 0 | 0 | 0 | 0 | 0 | 0 | 0 | 0 | 0 | 0 | 0 | 0 | 0 | 0 | 0 | 0 | 0 | 0 | 0 | 0
F2_Residential_Single Family Regular Income_New_Miscellaneous_Natural Gas_Pool Heater_E2 | F2 | Residential | Single Family Regular Income | New | Miscellaneous | Natural Gas | Pool Heater | E2 | RVT - Cost of Operation | 0 | 0 | 0 | 0 | 0 | 0 | 0 | 0 | 0 | 0 | 0 | 0 | 0 | 0 | 0 | 0 | 0 | 0 | 0 | 0 | 0 | 0 | 0 | 0 | 0 | 0 | 0 | 0 | 0 | 0 | 0 | 0 | 0 | 0 | 0 | 0 | 0 | 0 | 0 | 0 | 0 | 0
F2_Residential_Single Family Regular Income_New_Miscellaneous_Natural Gas_Pool Heater_E3 | F2 | Residential | Single Family Regular Income | New | Miscellaneous | Natural Gas | Pool Heater | E3 | RVT - Cost of Operation | 0 | 0 | 0 | 0 | 0 | 0 | 0 | 0 | 0 | 0 | 0 | 0 | 0 | 0 | 0 | 0 | 0 | 0 | 0 | 0 | 0 | 0 | 0 | 0 | 0 | 0 | 0 | 0 | 0 | 0 | 0 | 0 | 0 | 0 | 0 | 0 | 0 | 0 | 0 | 0 | 0 | 0
F2_Residential_Single Family Regular Income_New_Miscellaneous_Natural Gas_Pool Heater_E4 | F2 | Residential | Single Family Regular Income | New | Miscellaneous | Natural Gas | Pool Heater | E4 | RVT - Cost of Operation | 0 | 0 | 0 | 0 | 0 | 0 | 0 | 0 | 0 | 0 | 0 | 0 | 0 | 0 | 0 | 0 | 0 | 0 | 0 | 0 | 0 | 0 | 0 | 0 | 0 | 0 | 0 | 0 | 0 | 0 | 0 | 0 | 0 | 0 | 0 | 0 | 0 | 0 | 0 | 0 | 0 | 0
F2_Residential_Single Family Regular Income_New_Miscellaneous_Natural Gas_Pool Heater_E5 | F2 | Residential | Single Family Regular Income | New | Miscellaneous | Natural Gas | Pool Heater | E5 | RVT - Cost of Operation | 0 | 0 | 0 | 0 | 0 | 0 | 0 | 0 | 0 | 0 | 0 | 0 | 0 | 0 | 0 | 0 | 0 | 0 | 0 | 0 | 0 | 0 | 0 | 0 | 0 | 0 | 0 | 0 | 0 | 0 | 0 | 0 | 0 | 0 | 0 | 0 | 0 | 0 | 0 | 0 | 0 | 0
F2_Residential_Single Family Regular Income_New_Miscellaneous_Natural Gas_Pool Heater_E6 | F2 | Residential | Single Family Regular Income | New | Miscellaneous | Natural Gas | Pool Heater | E6 | RVT - Cost of Operation | 0 | 0 | 0 | 0 | 0 | 0 | 0 | 0 | 0 | 0 | 0 | 0 | 0 | 0 | 0 | 0 | 0 | 0 | 0 | 0 | 0 | 0 | 0 | 0 | 0 | 0 | 0 | 0 | 0 | 0 | 0 | 0 | 0 | 0 | 0 | 0 | 0 | 0 | 0 | 0 | 0 | 0
F2_Residential_Single Family Regular Income_New_Miscellaneous_Natural Gas_Pool Heater_E7 | F2 | Residential | Single Family Regular Income | New | Miscellaneous | Natural Gas | Pool Heater | E7 | RVT - Cost of Operation | 0 | 0 | 0 | 0 | 0 | 0 | 0 | 0 | 0 | 0 | 0 | 0 | 0 | 0 | 0 | 0 | 0 | 0 | 0 | 0 | 0 | 0 | 0 | 0 | 0 | 0 | 0 | 0 | 0 | 0 | 0 | 0 | 0 | 0 | 0 | 0 | 0 | 0 | 0 | 0 | 0 | 0
F2_Residential_Single Family Regular Income_New_Miscellaneous_Natural Gas_Pool Heater_E8 | F2 | Residential | Single Family Regular Income | New | Miscellaneous | Natural Gas | Pool Heater | E8 | RVT - Cost of Operation | 0 | 0 | 0 | 0 | 0 | 0 | 0 | 0 | 0 | 0 | 0 | 0 | 0 | 0 | 0 | 0 | 0 | 0 | 0 | 0 | 0 | 0 | 0 | 0 | 0 | 0 | 0 | 0 | 0 | 0 | 0 | 0 | 0 | 0 | 0 | 0 | 0 | 0 | 0 | 0 | 0 | 0
F2_Residential_Single Family Regular Income_New_Miscellaneous_Natural Gas_Pool Heater_E9 | F2 | Residential | Single Family Regular Income | New | Miscellaneous | Natural Gas | Pool Heater | E9 | RVT - Cost of Operation | 0 | 0 | 0 | 0 | 0 | 0 | 0 | 0 | 0 | 0 | 0 | 0 | 0 | 0 | 0 | 0 | 0 | 0 | 0 | 0 | 0 | 0 | 0 | 0 | 0 | 0 | 0 | 0 | 0 | 0 | 0 | 0 | 0 | 0 | 0 | 0 | 0 | 0 | 0 | 0 | 0 | 0
F2_Residential_Single Family Regular Income_New_Miscellaneous_Natural Gas_Pool Heater_E10 | F2 | Residential | Single Family Regular Income | New | Miscellaneous | Natural Gas | Pool Heater | E10 | RVT - Cost of Operation | 0 | 0 | 0 | 0 | 0 | 0 | 0 | 0 | 0 | 0 | 0 | 0 | 0 | 0 | 0 | 0 | 0 | 0 | 0 | 0 | 0 | 0 | 0 | 0 | 0 | 0 | 0 | 0 | 0 | 0 | 0 | 0 | 0 | 0 | 0 | 0 | 0 | 0 | 0 | 0 | 0 | 0
F3_Residential_Single Family Regular Income_New_Miscellaneous_Natural Gas_Pool Heater_E1 | F3 | Residential | Single Family Regular Income | New | Miscellaneous | Natural Gas | Pool Heater | E1 | System - kBTUs of Consumption | 351.766 | 351.766 | 351.766 | 351.766 | 351.766 | 351.766 | 351.766 | 351.766 | 351.766 | 351.766 | 351.766 | 351.766 | 351.766 | 351.766 | 351.766 | 351.766 | 351.766 | 351.766 | 351.766 | 351.766 | 351.766 | 351.766 | 351.766 | 351.766 | 351.766 | 351.766 | 351.766 | 351.766 | 351.766 | 351.766 | 351.766 | 351.766 | 351.766 | 0 | 0 | 0 | 0 | 0 | 0 | 0 | 0 | 0
F3_Residential_Single Family Regular Income_New_Miscellaneous_Natural Gas_Pool Heater_E2 | F3 | Residential | Single Family Regular Income | New | Miscellaneous | Natural Gas | Pool Heater | E2 | System - kBTUs of Consumption | 427.2575 | 427.2575 | 427.2575 | 427.2575 | 427.2575 | 427.2575 | 427.2575 | 427.2575 | 427.2575 | 427.2575 | 427.2575 | 427.2575 | 427.2575 | 427.2575 | 427.2575 | 427.2575 | 427.2575 | 427.2575 | 427.2575 | 427.2575 | 427.2575 | 427.2575 | 427.2575 | 427.2575 | 427.2575 | 427.2575 | 427.2575 | 427.2575 | 427.2575 | 427.2575 | 427.2575 | 427.2575 | 427.2575 | 0 | 0 | 0 | 0 | 0 | 0 | 0 | 0 | 0
F3_Residential_Single Family Regular Income_New_Miscellaneous_Natural Gas_Pool Heater_E3 | F3 | Residential | Single Family Regular Income | New | Miscellaneous | Natural Gas | Pool Heater | E3 | System - kBTUs of Consumption | 710.8377 | 710.8377 | 710.8377 | 710.8377 | 710.8377 | 710.8377 | 710.8377 | 710.8377 | 710.8377 | 710.8377 | 710.8377 | 710.8377 | 710.8377 | 710.8377 | 710.8377 | 710.8377 | 710.8377 | 710.8377 | 710.8377 | 710.8377 | 710.8377 | 710.8377 | 710.8377 | 710.8377 | 710.8377 | 710.8377 | 710.8377 | 710.8377 | 710.8377 | 710.8377 | 710.8377 | 710.8377 | 710.8377 | 0 | 0 | 0 | 0 | 0 | 0 | 0 | 0 | 0
F3_Residential_Single Family Regular Income_New_Miscellaneous_Natural Gas_Pool Heater_E4 | F3 | Residential | Single Family Regular Income | New | Miscellaneous | Natural Gas | Pool Heater | E4 | System - kBTUs of Consumption | 717.234 | 717.234 | 717.234 | 717.234 | 717.234 | 717.234 | 717.234 | 717.234 | 717.234 | 717.234 | 717.234 | 717.234 | 717.234 | 717.234 | 717.234 | 717.234 | 717.234 | 717.234 | 717.234 | 717.234 | 717.234 | 717.234 | 717.234 | 717.234 | 717.234 | 717.234 | 717.234 | 717.234 | 717.234 | 717.234 | 717.234 | 717.234 | 717.234 | 0 | 0 | 0 | 0 | 0 | 0 | 0 | 0 | 0
F3_Residential_Single Family Regular Income_New_Miscellaneous_Natural Gas_Pool Heater_E5 | F3 | Residential | Single Family Regular Income | New | Miscellaneous | Natural Gas | Pool Heater | E5 | System - kBTUs of Consumption | 0 | 0 | 0 | 0 | 0 | 0 | 0 | 0 | 0 | 0 | 0 | 0 | 0 | 0 | 0 | 0 | 0 | 0 | 0 | 0 | 0 | 0 | 0 | 0 | 0 | 0 | 0 | 0 | 0 | 0 | 0 | 0 | 0 | 0 | 0 | 0 | 0 | 0 | 0 | 0 | 0 | 0
F3_Residential_Single Family Regular Income_New_Miscellaneous_Natural Gas_Pool Heater_E6 | F3 | Residential | Single Family Regular Income | New | Miscellaneous | Natural Gas | Pool Heater | E6 | System - kBTUs of Consumption | 0 | 0 | 0 | 0 | 0 | 0 | 0 | 0 | 0 | 0 | 0 | 0 | 0 | 0 | 0 | 0 | 0 | 0 | 0 | 0 | 0 | 0 | 0 | 0 | 0 | 0 | 0 | 0 | 0 | 0 | 0 | 0 | 0 | 0 | 0 | 0 | 0 | 0 | 0 | 0 | 0 | 0
F3_Residential_Single Family Regular Income_New_Miscellaneous_Natural Gas_Pool Heater_E7 | F3 | Residential | Single Family Regular Income | New | Miscellaneous | Natural Gas | Pool Heater | E7 | System - kBTUs of Consumption | 0 | 0 | 0 | 0 | 0 | 0 | 0 | 0 | 0 | 0 | 0 | 0 | 0 | 0 | 0 | 0 | 0 | 0 | 0 | 0 | 0 | 0 | 0 | 0 | 0 | 0 | 0 | 0 | 0 | 0 | 0 | 0 | 0 | 0 | 0 | 0 | 0 | 0 | 0 | 0 | 0 | 0
F3_Residential_Single Family Regular Income_New_Miscellaneous_Natural Gas_Pool Heater_E8 | F3 | Residential | Single Family Regular Income | New | Miscellaneous | Natural Gas | Pool Heater | E8 | System - kBTUs of Consumption | 0 | 0 | 0 | 0 | 0 | 0 | 0 | 0 | 0 | 0 | 0 | 0 | 0 | 0 | 0 | 0 | 0 | 0 | 0 | 0 | 0 | 0 | 0 | 0 | 0 | 0 | 0 | 0 | 0 | 0 | 0 | 0 | 0 | 0 | 0 | 0 | 0 | 0 | 0 | 0 | 0 | 0
F3_Residential_Single Family Regular Income_New_Miscellaneous_Natural Gas_Pool Heater_E9 | F3 | Residential | Single Family Regular Income | New | Miscellaneous | Natural Gas | Pool Heater | E9 | System - kBTUs of Consumption | 0 | 0 | 0 | 0 | 0 | 0 | 0 | 0 | 0 | 0 | 0 | 0 | 0 | 0 | 0 | 0 | 0 | 0 | 0 | 0 | 0 | 0 | 0 | 0 | 0 | 0 | 0 | 0 | 0 | 0 | 0 | 0 | 0 | 0 | 0 | 0 | 0 | 0 | 0 | 0 | 0 | 0
F3_Residential_Single Family Regular Income_New_Miscellaneous_Natural Gas_Pool Heater_E10 | F3 | Residential | Single Family Regular Income | New | Miscellaneous | Natural Gas | Pool Heater | E10 | System - kBTUs of Consumption | 0 | 0 | 0 | 0 | 0 | 0 | 0 | 0 | 0 | 0 | 0 | 0 | 0 | 0 | 0 | 0 | 0 | 0 | 0 | 0 | 0 | 0 | 0 | 0 | 0 | 0 | 0 | 0 | 0 | 0 | 0 | 0 | 0 | 0 | 0 | 0 | 0 | 0 | 0 | 0 | 0 | 0
F4_Residential_Single Family Regular Income_New_Miscellaneous_Natural Gas_Pool Heater_E1 | F4 | Residential | Single Family Regular Income | New | Miscellaneous | Natural Gas | Pool Heater | E1 | Utility - Cost of Equipment | 0 | 0 | 0 | 0 | 0 | 0 | 0 | 0 | 0 | 0 | 0 | 0 | 0 | 0 | 0 | 0 | 0 | 0 | 0 | 0 | 0 | 0 | 0 | 0 | 0 | 0 | 0 | 0 | 0 | 0 | 0 | 0 | 0 | 0 | 0 | 0 | 0 | 0 | 0 | 0 | 0 | 0
F4_Residential_Single Family Regular Income_New_Miscellaneous_Natural Gas_Pool Heater_E2 | F4 | Residential | Single Family Regular Income | New | Miscellaneous | Natural Gas | Pool Heater | E2 | Utility - Cost of Equipment | 0 | 0 | 0 | 0 | 0 | 0 | 0 | 0 | 0 | 0 | 0 | 0 | 0 | 0 | 0 | 0 | 0 | 0 | 0 | 0 | 0 | 0 | 0 | 0 | 0 | 0 | 0 | 0 | 0 | 0 | 0 | 0 | 0 | 0 | 0 | 0 | 0 | 0 | 0 | 0 | 0 | 0
F4_Residential_Single Family Regular Income_New_Miscellaneous_Natural Gas_Pool Heater_E3 | F4 | Residential | Single Family Regular Income | New | Miscellaneous | Natural Gas | Pool Heater | E3 | Utility - Cost of Equipment | 0 | 0 | 0 | 0 | 0 | 0 | 0 | 0 | 0 | 0 | 0 | 0 | 0 | 0 | 0 | 0 | 0 | 0 | 0 | 0 | 0 | 0 | 0 | 0 | 0 | 0 | 0 | 0 | 0 | 0 | 0 | 0 | 0 | 0 | 0 | 0 | 0 | 0 | 0 | 0 | 0 | 0
F4_Residential_Single Family Regular Income_New_Miscellaneous_Natural Gas_Pool Heater_E4 | F4 | Residential | Single Family Regular Income | New | Miscellaneous | Natural Gas | Pool Heater | E4 | Utility - Cost of Equipment | 0 | 0 | 0 | 0 | 0 | 0 | 0 | 0 | 0 | 0 | 0 | 0 | 0 | 0 | 0 | 0 | 0 | 0 | 0 | 0 | 0 | 0 | 0 | 0 | 0 | 0 | 0 | 0 | 0 | 0 | 0 | 0 | 0 | 0 | 0 | 0 | 0 | 0 | 0 | 0 | 0 | 0
F4_Residential_Single Family Regular Income_New_Miscellaneous_Natural Gas_Pool Heater_E5 | F4 | Residential | Single Family Regular Income | New | Miscellaneous | Natural Gas | Pool Heater | E5 | Utility - Cost of Equipment | 0 | 0 | 0 | 0 | 0 | 0 | 0 | 0 | 0 | 0 | 0 | 0 | 0 | 0 | 0 | 0 | 0 | 0 | 0 | 0 | 0 | 0 | 0 | 0 | 0 | 0 | 0 | 0 | 0 | 0 | 0 | 0 | 0 | 0 | 0 | 0 | 0 | 0 | 0 | 0 | 0 | 0
F4_Residential_Single Family Regular Income_New_Miscellaneous_Natural Gas_Pool Heater_E6 | F4 | Residential | Single Family Regular Income | New | Miscellaneous | Natural Gas | Pool Heater | E6 | Utility - Cost of Equipment | 0 | 0 | 0 | 0 | 0 | 0 | 0 | 0 | 0 | 0 | 0 | 0 | 0 | 0 | 0 | 0 | 0 | 0 | 0 | 0 | 0 | 0 | 0 | 0 | 0 | 0 | 0 | 0 | 0 | 0 | 0 | 0 | 0 | 0 | 0 | 0 | 0 | 0 | 0 | 0 | 0 | 0
F4_Residential_Single Family Regular Income_New_Miscellaneous_Natural Gas_Pool Heater_E7 | F4 | Residential | Single Family Regular Income | New | Miscellaneous | Natural Gas | Pool Heater | E7 | Utility - Cost of Equipment | 0 | 0 | 0 | 0 | 0 | 0 | 0 | 0 | 0 | 0 | 0 | 0 | 0 | 0 | 0 | 0 | 0 | 0 | 0 | 0 | 0 | 0 | 0 | 0 | 0 | 0 | 0 | 0 | 0 | 0 | 0 | 0 | 0 | 0 | 0 | 0 | 0 | 0 | 0 | 0 | 0 | 0
F4_Residential_Single Family Regular Income_New_Miscellaneous_Natural Gas_Pool Heater_E8 | F4 | Residential | Single Family Regular Income | New | Miscellaneous | Natural Gas | Pool Heater | E8 | Utility - Cost of Equipment | 0 | 0 | 0 | 0 | 0 | 0 | 0 | 0 | 0 | 0 | 0 | 0 | 0 | 0 | 0 | 0 | 0 | 0 | 0 | 0 | 0 | 0 | 0 | 0 | 0 | 0 | 0 | 0 | 0 | 0 | 0 | 0 | 0 | 0 | 0 | 0 | 0 | 0 | 0 | 0 | 0 | 0
F4_Residential_Single Family Regular Income_New_Miscellaneous_Natural Gas_Pool Heater_E9 | F4 | Residential | Single Family Regular Income | New | Miscellaneous | Natural Gas | Pool Heater | E9 | Utility - Cost of Equipment | 0 | 0 | 0 | 0 | 0 | 0 | 0 | 0 | 0 | 0 | 0 | 0 | 0 | 0 | 0 | 0 | 0 | 0 | 0 | 0 | 0 | 0 | 0 | 0 | 0 | 0 | 0 | 0 | 0 | 0 | 0 | 0 | 0 | 0 | 0 | 0 | 0 | 0 | 0 | 0 | 0 | 0
F4_Residential_Single Family Regular Income_New_Miscellaneous_Natural Gas_Pool Heater_E10 | F4 | Residential | Single Family Regular Income | New | Miscellaneous | Natural Gas | Pool Heater | E10 | Utility - Cost of Equipment | 0 | 0 | 0 | 0 | 0 | 0 | 0 | 0 | 0 | 0 | 0 | 0 | 0 | 0 | 0 | 0 | 0 | 0 | 0 | 0 | 0 | 0 | 0 | 0 | 0 | 0 | 0 | 0 | 0 | 0 | 0 | 0 | 0 | 0 | 0 | 0 | 0 | 0 | 0 | 0 | 0 | 0
F5_Residential_Single Family Regular Income_New_Miscellaneous_Natural Gas_Pool Heater_E1 | F5 | Residential | Single Family Regular Income | New | Miscellaneous | Natural Gas | Pool Heater | E1 | Utility - Cost of Operation | 351.766 | 351.766 | 351.766 | 351.766 | 351.766 | 351.766 | 351.766 | 351.766 | 351.766 | 351.766 | 351.766 | 351.766 | 351.766 | 351.766 | 351.766 | 351.766 | 351.766 | 351.766 | 351.766 | 351.766 | 351.766 | 351.766 | 351.766 | 351.766 | 351.766 | 351.766 | 351.766 | 351.766 | 351.766 | 351.766 | 351.766 | 351.766 | 351.766 | 0 | 0 | 0 | 0 | 0 | 0 | 0 | 0 | 0
F5_Residential_Single Family Regular Income_New_Miscellaneous_Natural Gas_Pool Heater_E2 | F5 | Residential | Single Family Regular Income | New | Miscellaneous | Natural Gas | Pool Heater | E2 | Utility - Cost of Operation | 427.2575 | 427.2575 | 427.2575 | 427.2575 | 427.2575 | 427.2575 | 427.2575 | 427.2575 | 427.2575 | 427.2575 | 427.2575 | 427.2575 | 427.2575 | 427.2575 | 427.2575 | 427.2575 | 427.2575 | 427.2575 | 427.2575 | 427.2575 | 427.2575 | 427.2575 | 427.2575 | 427.2575 | 427.2575 | 427.2575 | 427.2575 | 427.2575 | 427.2575 | 427.2575 | 427.2575 | 427.2575 | 427.2575 | 0 | 0 | 0 | 0 | 0 | 0 | 0 | 0 | 0
F5_Residential_Single Family Regular Income_New_Miscellaneous_Natural Gas_Pool Heater_E3 | F5 | Residential | Single Family Regular Income | New | Miscellaneous | Natural Gas | Pool Heater | E3 | Utility - Cost of Operation | 710.8377 | 710.8377 | 710.8377 | 710.8377 | 710.8377 | 710.8377 | 710.8377 | 710.8377 | 710.8377 | 710.8377 | 710.8377 | 710.8377 | 710.8377 | 710.8377 | 710.8377 | 710.8377 | 710.8377 | 710.8377 | 710.8377 | 710.8377 | 710.8377 | 710.8377 | 710.8377 | 710.8377 | 710.8377 | 710.8377 | 710.8377 | 710.8377 | 710.8377 | 710.8377 | 710.8377 | 710.8377 | 710.8377 | 0 | 0 | 0 | 0 | 0 | 0 | 0 | 0 | 0
F5_Residential_Single Family Regular Income_New_Miscellaneous_Natural Gas_Pool Heater_E4 | F5 | Residential | Single Family Regular Income | New | Miscellaneous | Natural Gas | Pool Heater | E4 | Utility - Cost of Operation | 717.234 | 717.234 | 717.234 | 717.234 | 717.234 | 717.234 | 717.234 | 717.234 | 717.234 | 717.234 | 717.234 | 717.234 | 717.234 | 717.234 | 717.234 | 717.234 | 717.234 | 717.234 | 717.234 | 717.234 | 717.234 | 717.234 | 717.234 | 717.234 | 717.234 | 717.234 | 717.234 | 717.234 | 717.234 | 717.234 | 717.234 | 717.234 | 717.234 | 0 | 0 | 0 | 0 | 0 | 0 | 0 | 0 | 0
F5_Residential_Single Family Regular Income_New_Miscellaneous_Natural Gas_Pool Heater_E5 | F5 | Residential | Single Family Regular Income | New | Miscellaneous | Natural Gas | Pool Heater | E5 | Utility - Cost of Operation | 0 | 0 | 0 | 0 | 0 | 0 | 0 | 0 | 0 | 0 | 0 | 0 | 0 | 0 | 0 | 0 | 0 | 0 | 0 | 0 | 0 | 0 | 0 | 0 | 0 | 0 | 0 | 0 | 0 | 0 | 0 | 0 | 0 | 0 | 0 | 0 | 0 | 0 | 0 | 0 | 0 | 0
F5_Residential_Single Family Regular Income_New_Miscellaneous_Natural Gas_Pool Heater_E6 | F5 | Residential | Single Family Regular Income | New | Miscellaneous | Natural Gas | Pool Heater | E6 | Utility - Cost of Operation | 0 | 0 | 0 | 0 | 0 | 0 | 0 | 0 | 0 | 0 | 0 | 0 | 0 | 0 | 0 | 0 | 0 | 0 | 0 | 0 | 0 | 0 | 0 | 0 | 0 | 0 | 0 | 0 | 0 | 0 | 0 | 0 | 0 | 0 | 0 | 0 | 0 | 0 | 0 | 0 | 0 | 0
F5_Residential_Single Family Regular Income_New_Miscellaneous_Natural Gas_Pool Heater_E7 | F5 | Residential | Single Family Regular Income | New | Miscellaneous | Natural Gas | Pool Heater | E7 | Utility - Cost of Operation | 0 | 0 | 0 | 0 | 0 | 0 | 0 | 0 | 0 | 0 | 0 | 0 | 0 | 0 | 0 | 0 | 0 | 0 | 0 | 0 | 0 | 0 | 0 | 0 | 0 | 0 | 0 | 0 | 0 | 0 | 0 | 0 | 0 | 0 | 0 | 0 | 0 | 0 | 0 | 0 | 0 | 0
F5_Residential_Single Family Regular Income_New_Miscellaneous_Natural Gas_Pool Heater_E8 | F5 | Residential | Single Family Regular Income | New | Miscellaneous | Natural Gas | Pool Heater | E8 | Utility - Cost of Operation | 0 | 0 | 0 | 0 | 0 | 0 | 0 | 0 | 0 | 0 | 0 | 0 | 0 | 0 | 0 | 0 | 0 | 0 | 0 | 0 | 0 | 0 | 0 | 0 | 0 | 0 | 0 | 0 | 0 | 0 | 0 | 0 | 0 | 0 | 0 | 0 | 0 | 0 | 0 | 0 | 0 | 0
F5_Residential_Single Family Regular Income_New_Miscellaneous_Natural Gas_Pool Heater_E9 | F5 | Residential | Single Family Regular Income | New | Miscellaneous | Natural Gas | Pool Heater | E9 | Utility - Cost of Operation | 0 | 0 | 0 | 0 | 0 | 0 | 0 | 0 | 0 | 0 | 0 | 0 | 0 | 0 | 0 | 0 | 0 | 0 | 0 | 0 | 0 | 0 | 0 | 0 | 0 | 0 | 0 | 0 | 0 | 0 | 0 | 0 | 0 | 0 | 0 | 0 | 0 | 0 | 0 | 0 | 0 | 0
F5_Residential_Single Family Regular Income_New_Miscellaneous_Natural Gas_Pool Heater_E10 | F5 | Residential | Single Family Regular Income | New | Miscellaneous | Natural Gas | Pool Heater | E10 | Utility - Cost of Operation | 0 | 0 | 0 | 0 | 0 | 0 | 0 | 0 | 0 | 0 | 0 | 0 | 0 | 0 | 0 | 0 | 0 | 0 | 0 | 0 | 0 | 0 | 0 | 0 | 0 | 0 | 0 | 0 | 0 | 0 | 0 | 0 | 0 | 0 | 0 | 0 | 0 | 0 | 0 | 0 | 0 | 0
F6_Residential_Single Family Regular Income_New_Miscellaneous_Natural Gas_Pool Heater_E1 | F6 | Residential | Single Family Regular Income | New | Miscellaneous | Natural Gas | Pool Heater | E1 | Utility - Value of Sales | 80.6457 | 81.2604 | 82.1039 | 82.7932 | 82.7932 | 82.7932 | 82.7932 | 82.7932 | 82.7932 | 82.7932 | 82.7932 | 82.7932 | 82.7932 | 82.7932 | 82.7932 | 82.7932 | 82.7932 | 82.7932 | 82.7932 | 82.7932 | 82.7932 | 82.7932 | 82.7932 | 82.7932 | 82.7932 | 82.7932 | 82.7932 | 82.7932 | 82.7932 | 82.7932 | 82.7932 | 82.7932 | 82.7932 | 0 | 0 | 0 | 0 | 0 | 0 | 0 | 0 | 0
F6_Residential_Single Family Regular Income_New_Miscellaneous_Natural Gas_Pool Heater_E2 | F6 | Residential | Single Family Regular Income | New | Miscellaneous | Natural Gas | Pool Heater | E2 | Utility - Value of Sales | 77.7541 | 78.3467 | 79.1599 | 79.8245 | 79.8245 | 79.8245 | 79.8245 | 79.8245 | 79.8245 | 79.8245 | 79.8245 | 79.8245 | 79.8245 | 79.8245 | 79.8245 | 79.8245 | 79.8245 | 79.8245 | 79.8245 | 79.8245 | 79.8245 | 79.8245 | 79.8245 | 79.8245 | 79.8245 | 79.8245 | 79.8245 | 79.8245 | 79.8245 | 79.8245 | 79.8245 | 79.8245 | 79.8245 | 0 | 0 | 0 | 0 | 0 | 0 | 0 | 0 | 0
F6_Residential_Single Family Regular Income_New_Miscellaneous_Natural Gas_Pool Heater_E3 | F6 | Residential | Single Family Regular Income | New | Miscellaneous | Natural Gas | Pool Heater | E3 | Utility - Value of Sales | 68.9184 | 69.4436 | 70.1644 | 70.7536 | 70.7536 | 70.7536 | 70.7536 | 70.7536 | 70.7536 | 70.7536 | 70.7536 | 70.7536 | 70.7536 | 70.7536 | 70.7536 | 70.7536 | 70.7536 | 70.7536 | 70.7536 | 70.7536 | 70.7536 | 70.7536 | 70.7536 | 70.7536 | 70.7536 | 70.7536 | 70.7536 | 70.7536 | 70.7536 | 70.7536 | 70.7536 | 70.7536 | 70.7536 | 0 | 0 | 0 | 0 | 0 | 0 | 0 | 0 | 0
F6_Residential_Single Family Regular Income_New_Miscellaneous_Natural Gas_Pool Heater_E4 | F6 | Residential | Single Family Regular Income | New | Miscellaneous | Natural Gas | Pool Heater | E4 | Utility - Value of Sales | 68.2292 | 68.7492 | 69.4628 | 70.046 | 70.046 | 70.046 | 70.046 | 70.046 | 70.046 | 70.046 | 70.046 | 70.046 | 70.046 | 70.046 | 70.046 | 70.046 | 70.046 | 70.046 | 70.046 | 70.046 | 70.046 | 70.046 | 70.046 | 70.046 | 70.046 | 70.046 | 70.046 | 70.046 | 70.046 | 70.046 | 70.046 | 70.046 | 70.046 | 0 | 0 | 0 | 0 | 0 | 0 | 0 | 0 | 0
F6_Residential_Single Family Regular Income_New_Miscellaneous_Natural Gas_Pool Heater_E5 | F6 | Residential | Single Family Regular Income | New | Miscellaneous | Natural Gas | Pool Heater | E5 | Utility - Value of Sales | 0 | 0 | 0 | 0 | 0 | 0 | 0 | 0 | 0 | 0 | 0 | 0 | 0 | 0 | 0 | 0 | 0 | 0 | 0 | 0 | 0 | 0 | 0 | 0 | 0 | 0 | 0 | 0 | 0 | 0 | 0 | 0 | 0 | 0 | 0 | 0 | 0 | 0 | 0 | 0 | 0 | 0
F6_Residential_Single Family Regular Income_New_Miscellaneous_Natural Gas_Pool Heater_E6 | F6 | Residential | Single Family Regular Income | New | Miscellaneous | Natural Gas | Pool Heater | E6 | Utility - Value of Sales | 0 | 0 | 0 | 0 | 0 | 0 | 0 | 0 | 0 | 0 | 0 | 0 | 0 | 0 | 0 | 0 | 0 | 0 | 0 | 0 | 0 | 0 | 0 | 0 | 0 | 0 | 0 | 0 | 0 | 0 | 0 | 0 | 0 | 0 | 0 | 0 | 0 | 0 | 0 | 0 | 0 | 0
F6_Residential_Single Family Regular Income_New_Miscellaneous_Natural Gas_Pool Heater_E7 | F6 | Residential | Single Family Regular Income | New | Miscellaneous | Natural Gas | Pool Heater | E7 | Utility - Value of Sales | 0 | 0 | 0 | 0 | 0 | 0 | 0 | 0 | 0 | 0 | 0 | 0 | 0 | 0 | 0 | 0 | 0 | 0 | 0 | 0 | 0 | 0 | 0 | 0 | 0 | 0 | 0 | 0 | 0 | 0 | 0 | 0 | 0 | 0 | 0 | 0 | 0 | 0 | 0 | 0 | 0 | 0
F6_Residential_Single Family Regular Income_New_Miscellaneous_Natural Gas_Pool Heater_E8 | F6 | Residential | Single Family Regular Income | New | Miscellaneous | Natural Gas | Pool Heater | E8 | Utility - Value of Sales | 0 | 0 | 0 | 0 | 0 | 0 | 0 | 0 | 0 | 0 | 0 | 0 | 0 | 0 | 0 | 0 | 0 | 0 | 0 | 0 | 0 | 0 | 0 | 0 | 0 | 0 | 0 | 0 | 0 | 0 | 0 | 0 | 0 | 0 | 0 | 0 | 0 | 0 | 0 | 0 | 0 | 0
F6_Residential_Single Family Regular Income_New_Miscellaneous_Natural Gas_Pool Heater_E9 | F6 | Residential | Single Family Regular Income | New | Miscellaneous | Natural Gas | Pool Heater | E9 | Utility - Value of Sales | 0 | 0 | 0 | 0 | 0 | 0 | 0 | 0 | 0 | 0 | 0 | 0 | 0 | 0 | 0 | 0 | 0 | 0 | 0 | 0 | 0 | 0 | 0 | 0 | 0 | 0 | 0 | 0 | 0 | 0 | 0 | 0 | 0 | 0 | 0 | 0 | 0 | 0 | 0 | 0 | 0 | 0
F6_Residential_Single Family Regular Income_New_Miscellaneous_Natural Gas_Pool Heater_E10 | F6 | Residential | Single Family Regular Income | New | Miscellaneous | Natural Gas | Pool Heater | E10 | Utility - Value of Sales | 0 | 0 | 0 | 0 | 0 | 0 | 0 | 0 | 0 | 0 | 0 | 0 | 0 | 0 | 0 | 0 | 0 | 0 | 0 | 0 | 0 | 0 | 0 | 0 | 0 | 0 | 0 | 0 | 0 | 0 | 0 | 0 | 0 | 0 | 0 | 0 | 0 | 0 | 0 | 0 | 0 | 0
F1_Residential_Single Family Regular Income_New_Miscellaneous_Natural Gas_Miscellaneous_E1 | F1 | Residential | Single Family Regular Income | New | Miscellaneous | Natural Gas | Miscellaneous | E1 | RVT - Cost of Equipment | 0 | 0 | 0 | 0 | 0 | 0 | 0 | 0 | 0 | 0 | 0 | 0 | 0 | 0 | 0 | 0 | 0 | 0 | 0 | 0 | 0 | 0 | 0 | 0 | 0 | 0 | 0 | 0 | 0 | 0 | 0 | 0 | 0 | 0 | 0 | 0 | 0 | 0 | 0 | 0 | 0 | 0
F1_Residential_Single Family Regular Income_New_Miscellaneous_Natural Gas_Miscellaneous_E2 | F1 | Residential | Single Family Regular Income | New | Miscellaneous | Natural Gas | Miscellaneous | E2 | RVT - Cost of Equipment | 0 | 0 | 0 | 0 | 0 | 0 | 0 | 0 | 0 | 0 | 0 | 0 | 0 | 0 | 0 | 0 | 0 | 0 | 0 | 0 | 0 | 0 | 0 | 0 | 0 | 0 | 0 | 0 | 0 | 0 | 0 | 0 | 0 | 0 | 0 | 0 | 0 | 0 | 0 | 0 | 0 | 0
F1_Residential_Single Family Regular Income_New_Miscellaneous_Natural Gas_Miscellaneous_E3 | F1 | Residential | Single Family Regular Income | New | Miscellaneous | Natural Gas | Miscellaneous | E3 | RVT - Cost of Equipment | 0 | 0 | 0 | 0 | 0 | 0 | 0 | 0 | 0 | 0 | 0 | 0 | 0 | 0 | 0 | 0 | 0 | 0 | 0 | 0 | 0 | 0 | 0 | 0 | 0 | 0 | 0 | 0 | 0 | 0 | 0 | 0 | 0 | 0 | 0 | 0 | 0 | 0 | 0 | 0 | 0 | 0
F1_Residential_Single Family Regular Income_New_Miscellaneous_Natural Gas_Miscellaneous_E4 | F1 | Residential | Single Family Regular Income | New | Miscellaneous | Natural Gas | Miscellaneous | E4 | RVT - Cost of Equipment | 0 | 0 | 0 | 0 | 0 | 0 | 0 | 0 | 0 | 0 | 0 | 0 | 0 | 0 | 0 | 0 | 0 | 0 | 0 | 0 | 0 | 0 | 0 | 0 | 0 | 0 | 0 | 0 | 0 | 0 | 0 | 0 | 0 | 0 | 0 | 0 | 0 | 0 | 0 | 0 | 0 | 0
F1_Residential_Single Family Regular Income_New_Miscellaneous_Natural Gas_Miscellaneous_E5 | F1 | Residential | Single Family Regular Income | New | Miscellaneous | Natural Gas | Miscellaneous | E5 | RVT - Cost of Equipment | 0 | 0 | 0 | 0 | 0 | 0 | 0 | 0 | 0 | 0 | 0 | 0 | 0 | 0 | 0 | 0 | 0 | 0 | 0 | 0 | 0 | 0 | 0 | 0 | 0 | 0 | 0 | 0 | 0 | 0 | 0 | 0 | 0 | 0 | 0 | 0 | 0 | 0 | 0 | 0 | 0 | 0
F1_Residential_Single Family Regular Income_New_Miscellaneous_Natural Gas_Miscellaneous_E6 | F1 | Residential | Single Family Regular Income | New | Miscellaneous | Natural Gas | Miscellaneous | E6 | RVT - Cost of Equipment | 0 | 0 | 0 | 0 | 0 | 0 | 0 | 0 | 0 | 0 | 0 | 0 | 0 | 0 | 0 | 0 | 0 | 0 | 0 | 0 | 0 | 0 | 0 | 0 | 0 | 0 | 0 | 0 | 0 | 0 | 0 | 0 | 0 | 0 | 0 | 0 | 0 | 0 | 0 | 0 | 0 | 0
F1_Residential_Single Family Regular Income_New_Miscellaneous_Natural Gas_Miscellaneous_E7 | F1 | Residential | Single Family Regular Income | New | Miscellaneous | Natural Gas | Miscellaneous | E7 | RVT - Cost of Equipment | 0 | 0 | 0 | 0 | 0 | 0 | 0 | 0 | 0 | 0 | 0 | 0 | 0 | 0 | 0 | 0 | 0 | 0 | 0 | 0 | 0 | 0 | 0 | 0 | 0 | 0 | 0 | 0 | 0 | 0 | 0 | 0 | 0 | 0 | 0 | 0 | 0 | 0 | 0 | 0 | 0 | 0
F1_Residential_Single Family Regular Income_New_Miscellaneous_Natural Gas_Miscellaneous_E8 | F1 | Residential | Single Family Regular Income | New | Miscellaneous | Natural Gas | Miscellaneous | E8 | RVT - Cost of Equipment | 0 | 0 | 0 | 0 | 0 | 0 | 0 | 0 | 0 | 0 | 0 | 0 | 0 | 0 | 0 | 0 | 0 | 0 | 0 | 0 | 0 | 0 | 0 | 0 | 0 | 0 | 0 | 0 | 0 | 0 | 0 | 0 | 0 | 0 | 0 | 0 | 0 | 0 | 0 | 0 | 0 | 0
F1_Residential_Single Family Regular Income_New_Miscellaneous_Natural Gas_Miscellaneous_E9 | F1 | Residential | Single Family Regular Income | New | Miscellaneous | Natural Gas | Miscellaneous | E9 | RVT - Cost of Equipment | 0 | 0 | 0 | 0 | 0 | 0 | 0 | 0 | 0 | 0 | 0 | 0 | 0 | 0 | 0 | 0 | 0 | 0 | 0 | 0 | 0 | 0 | 0 | 0 | 0 | 0 | 0 | 0 | 0 | 0 | 0 | 0 | 0 | 0 | 0 | 0 | 0 | 0 | 0 | 0 | 0 | 0
F1_Residential_Single Family Regular Income_New_Miscellaneous_Natural Gas_Miscellaneous_E10 | F1 | Residential | Single Family Regular Income | New | Miscellaneous | Natural Gas | Miscellaneous | E10 | RVT - Cost of Equipment | 0 | 0 | 0 | 0 | 0 | 0 | 0 | 0 | 0 | 0 | 0 | 0 | 0 | 0 | 0 | 0 | 0 | 0 | 0 | 0 | 0 | 0 | 0 | 0 | 0 | 0 | 0 | 0 | 0 | 0 | 0 | 0 | 0 | 0 | 0 | 0 | 0 | 0 | 0 | 0 | 0 | 0
F2_Residential_Single Family Regular Income_New_Miscellaneous_Natural Gas_Miscellaneous_E1 | F2 | Residential | Single Family Regular Income | New | Miscellaneous | Natural Gas | Miscellaneous | E1 | RVT - Cost of Operation | 0 | 0 | 0 | 0 | 0 | 0 | 0 | 0 | 0 | 0 | 0 | 0 | 0 | 0 | 0 | 0 | 0 | 0 | 0 | 0 | 0 | 0 | 0 | 0 | 0 | 0 | 0 | 0 | 0 | 0 | 0 | 0 | 0 | 0 | 0 | 0 | 0 | 0 | 0 | 0 | 0 | 0
F2_Residential_Single Family Regular Income_New_Miscellaneous_Natural Gas_Miscellaneous_E2 | F2 | Residential | Single Family Regular Income | New | Miscellaneous | Natural Gas | Miscellaneous | E2 | RVT - Cost of Operation | 0 | 0 | 0 | 0 | 0 | 0 | 0 | 0 | 0 | 0 | 0 | 0 | 0 | 0 | 0 | 0 | 0 | 0 | 0 | 0 | 0 | 0 | 0 | 0 | 0 | 0 | 0 | 0 | 0 | 0 | 0 | 0 | 0 | 0 | 0 | 0 | 0 | 0 | 0 | 0 | 0 | 0
F2_Residential_Single Family Regular Income_New_Miscellaneous_Natural Gas_Miscellaneous_E3 | F2 | Residential | Single Family Regular Income | New | Miscellaneous | Natural Gas | Miscellaneous | E3 | RVT - Cost of Operation | 0 | 0 | 0 | 0 | 0 | 0 | 0 | 0 | 0 | 0 | 0 | 0 | 0 | 0 | 0 | 0 | 0 | 0 | 0 | 0 | 0 | 0 | 0 | 0 | 0 | 0 | 0 | 0 | 0 | 0 | 0 | 0 | 0 | 0 | 0 | 0 | 0 | 0 | 0 | 0 | 0 | 0
F2_Residential_Single Family Regular Income_New_Miscellaneous_Natural Gas_Miscellaneous_E4 | F2 | Residential | Single Family Regular Income | New | Miscellaneous | Natural Gas | Miscellaneous | E4 | RVT - Cost of Operation | 0 | 0 | 0 | 0 | 0 | 0 | 0 | 0 | 0 | 0 | 0 | 0 | 0 | 0 | 0 | 0 | 0 | 0 | 0 | 0 | 0 | 0 | 0 | 0 | 0 | 0 | 0 | 0 | 0 | 0 | 0 | 0 | 0 | 0 | 0 | 0 | 0 | 0 | 0 | 0 | 0 | 0
F2_Residential_Single Family Regular Income_New_Miscellaneous_Natural Gas_Miscellaneous_E5 | F2 | Residential | Single Family Regular Income | New | Miscellaneous | Natural Gas | Miscellaneous | E5 | RVT - Cost of Operation | 0 | 0 | 0 | 0 | 0 | 0 | 0 | 0 | 0 | 0 | 0 | 0 | 0 | 0 | 0 | 0 | 0 | 0 | 0 | 0 | 0 | 0 | 0 | 0 | 0 | 0 | 0 | 0 | 0 | 0 | 0 | 0 | 0 | 0 | 0 | 0 | 0 | 0 | 0 | 0 | 0 | 0
F2_Residential_Single Family Regular Income_New_Miscellaneous_Natural Gas_Miscellaneous_E6 | F2 | Residential | Single Family Regular Income | New | Miscellaneous | Natural Gas | Miscellaneous | E6 | RVT - Cost of Operation | 0 | 0 | 0 | 0 | 0 | 0 | 0 | 0 | 0 | 0 | 0 | 0 | 0 | 0 | 0 | 0 | 0 | 0 | 0 | 0 | 0 | 0 | 0 | 0 | 0 | 0 | 0 | 0 | 0 | 0 | 0 | 0 | 0 | 0 | 0 | 0 | 0 | 0 | 0 | 0 | 0 | 0
F2_Residential_Single Family Regular Income_New_Miscellaneous_Natural Gas_Miscellaneous_E7 | F2 | Residential | Single Family Regular Income | New | Miscellaneous | Natural Gas | Miscellaneous | E7 | RVT - Cost of Operation | 0 | 0 | 0 | 0 | 0 | 0 | 0 | 0 | 0 | 0 | 0 | 0 | 0 | 0 | 0 | 0 | 0 | 0 | 0 | 0 | 0 | 0 | 0 | 0 | 0 | 0 | 0 | 0 | 0 | 0 | 0 | 0 | 0 | 0 | 0 | 0 | 0 | 0 | 0 | 0 | 0 | 0
F2_Residential_Single Family Regular Income_New_Miscellaneous_Natural Gas_Miscellaneous_E8 | F2 | Residential | Single Family Regular Income | New | Miscellaneous | Natural Gas | Miscellaneous | E8 | RVT - Cost of Operation | 0 | 0 | 0 | 0 | 0 | 0 | 0 | 0 | 0 | 0 | 0 | 0 | 0 | 0 | 0 | 0 | 0 | 0 | 0 | 0 | 0 | 0 | 0 | 0 | 0 | 0 | 0 | 0 | 0 | 0 | 0 | 0 | 0 | 0 | 0 | 0 | 0 | 0 | 0 | 0 | 0 | 0
F2_Residential_Single Family Regular Income_New_Miscellaneous_Natural Gas_Miscellaneous_E9 | F2 | Residential | Single Family Regular Income | New | Miscellaneous | Natural Gas | Miscellaneous | E9 | RVT - Cost of Operation | 0 | 0 | 0 | 0 | 0 | 0 | 0 | 0 | 0 | 0 | 0 | 0 | 0 | 0 | 0 | 0 | 0 | 0 | 0 | 0 | 0 | 0 | 0 | 0 | 0 | 0 | 0 | 0 | 0 | 0 | 0 | 0 | 0 | 0 | 0 | 0 | 0 | 0 | 0 | 0 | 0 | 0
F2_Residential_Single Family Regular Income_New_Miscellaneous_Natural Gas_Miscellaneous_E10 | F2 | Residential | Single Family Regular Income | New | Miscellaneous | Natural Gas | Miscellaneous | E10 | RVT - Cost of Operation | 0 | 0 | 0 | 0 | 0 | 0 | 0 | 0 | 0 | 0 | 0 | 0 | 0 | 0 | 0 | 0 | 0 | 0 | 0 | 0 | 0 | 0 | 0 | 0 | 0 | 0 | 0 | 0 | 0 | 0 | 0 | 0 | 0 | 0 | 0 | 0 | 0 | 0 | 0 | 0 | 0 | 0
F3_Residential_Single Family Regular Income_New_Miscellaneous_Natural Gas_Miscellaneous_E1 | F3 | Residential | Single Family Regular Income | New | Miscellaneous | Natural Gas | Miscellaneous | E1 | System - kBTUs of Consumption | 16.4611 | 16.4611 | 16.4611 | 16.4611 | 16.4611 | 16.4611 | 16.4611 | 16.4611 | 16.4611 | 16.4611 | 16.4611 | 16.4611 | 16.4611 | 16.4611 | 16.4611 | 16.4611 | 16.4611 | 16.4611 | 16.4611 | 16.4611 | 16.4611 | 16.4611 | 16.4611 | 16.4611 | 16.4611 | 16.4611 | 16.4611 | 16.4611 | 16.4611 | 16.4611 | 16.4611 | 16.4611 | 16.4611 | 0 | 0 | 0 | 0 | 0 | 0 | 0 | 0 | 0
F3_Residential_Single Family Regular Income_New_Miscellaneous_Natural Gas_Miscellaneous_E2 | F3 | Residential | Single Family Regular Income | New | Miscellaneous | Natural Gas | Miscellaneous | E2 | System - kBTUs of Consumption | 0 | 0 | 0 | 0 | 0 | 0 | 0 | 0 | 0 | 0 | 0 | 0 | 0 | 0 | 0 | 0 | 0 | 0 | 0 | 0 | 0 | 0 | 0 | 0 | 0 | 0 | 0 | 0 | 0 | 0 | 0 | 0 | 0 | 0 | 0 | 0 | 0 | 0 | 0 | 0 | 0 | 0
F3_Residential_Single Family Regular Income_New_Miscellaneous_Natural Gas_Miscellaneous_E3 | F3 | Residential | Single Family Regular Income | New | Miscellaneous | Natural Gas | Miscellaneous | E3 | System - kBTUs of Consumption | 0 | 0 | 0 | 0 | 0 | 0 | 0 | 0 | 0 | 0 | 0 | 0 | 0 | 0 | 0 | 0 | 0 | 0 | 0 | 0 | 0 | 0 | 0 | 0 | 0 | 0 | 0 | 0 | 0 | 0 | 0 | 0 | 0 | 0 | 0 | 0 | 0 | 0 | 0 | 0 | 0 | 0
F3_Residential_Single Family Regular Income_New_Miscellaneous_Natural Gas_Miscellaneous_E4 | F3 | Residential | Single Family Regular Income | New | Miscellaneous | Natural Gas | Miscellaneous | E4 | System - kBTUs of Consumption | 0 | 0 | 0 | 0 | 0 | 0 | 0 | 0 | 0 | 0 | 0 | 0 | 0 | 0 | 0 | 0 | 0 | 0 | 0 | 0 | 0 | 0 | 0 | 0 | 0 | 0 | 0 | 0 | 0 | 0 | 0 | 0 | 0 | 0 | 0 | 0 | 0 | 0 | 0 | 0 | 0 | 0
F3_Residential_Single Family Regular Income_New_Miscellaneous_Natural Gas_Miscellaneous_E5 | F3 | Residential | Single Family Regular Income | New | Miscellaneous | Natural Gas | Miscellaneous | E5 | System - kBTUs of Consumption | 0 | 0 | 0 | 0 | 0 | 0 | 0 | 0 | 0 | 0 | 0 | 0 | 0 | 0 | 0 | 0 | 0 | 0 | 0 | 0 | 0 | 0 | 0 | 0 | 0 | 0 | 0 | 0 | 0 | 0 | 0 | 0 | 0 | 0 | 0 | 0 | 0 | 0 | 0 | 0 | 0 | 0
F3_Residential_Single Family Regular Income_New_Miscellaneous_Natural Gas_Miscellaneous_E6 | F3 | Residential | Single Family Regular Income | New | Miscellaneous | Natural Gas | Miscellaneous | E6 | System - kBTUs of Consumption | 0 | 0 | 0 | 0 | 0 | 0 | 0 | 0 | 0 | 0 | 0 | 0 | 0 | 0 | 0 | 0 | 0 | 0 | 0 | 0 | 0 | 0 | 0 | 0 | 0 | 0 | 0 | 0 | 0 | 0 | 0 | 0 | 0 | 0 | 0 | 0 | 0 | 0 | 0 | 0 | 0 | 0
F3_Residential_Single Family Regular Income_New_Miscellaneous_Natural Gas_Miscellaneous_E7 | F3 | Residential | Single Family Regular Income | New | Miscellaneous | Natural Gas | Miscellaneous | E7 | System - kBTUs of Consumption | 0 | 0 | 0 | 0 | 0 | 0 | 0 | 0 | 0 | 0 | 0 | 0 | 0 | 0 | 0 | 0 | 0 | 0 | 0 | 0 | 0 | 0 | 0 | 0 | 0 | 0 | 0 | 0 | 0 | 0 | 0 | 0 | 0 | 0 | 0 | 0 | 0 | 0 | 0 | 0 | 0 | 0
F3_Residential_Single Family Regular Income_New_Miscellaneous_Natural Gas_Miscellaneous_E8 | F3 | Residential | Single Family Regular Income | New | Miscellaneous | Natural Gas | Miscellaneous | E8 | System - kBTUs of Consumption | 0 | 0 | 0 | 0 | 0 | 0 | 0 | 0 | 0 | 0 | 0 | 0 | 0 | 0 | 0 | 0 | 0 | 0 | 0 | 0 | 0 | 0 | 0 | 0 | 0 | 0 | 0 | 0 | 0 | 0 | 0 | 0 | 0 | 0 | 0 | 0 | 0 | 0 | 0 | 0 | 0 | 0
F3_Residential_Single Family Regular Income_New_Miscellaneous_Natural Gas_Miscellaneous_E9 | F3 | Residential | Single Family Regular Income | New | Miscellaneous | Natural Gas | Miscellaneous | E9 | System - kBTUs of Consumption | 0 | 0 | 0 | 0 | 0 | 0 | 0 | 0 | 0 | 0 | 0 | 0 | 0 | 0 | 0 | 0 | 0 | 0 | 0 | 0 | 0 | 0 | 0 | 0 | 0 | 0 | 0 | 0 | 0 | 0 | 0 | 0 | 0 | 0 | 0 | 0 | 0 | 0 | 0 | 0 | 0 | 0
F3_Residential_Single Family Regular Income_New_Miscellaneous_Natural Gas_Miscellaneous_E10 | F3 | Residential | Single Family Regular Income | New | Miscellaneous | Natural Gas | Miscellaneous | E10 | System - kBTUs of Consumption | 0 | 0 | 0 | 0 | 0 | 0 | 0 | 0 | 0 | 0 | 0 | 0 | 0 | 0 | 0 | 0 | 0 | 0 | 0 | 0 | 0 | 0 | 0 | 0 | 0 | 0 | 0 | 0 | 0 | 0 | 0 | 0 | 0 | 0 | 0 | 0 | 0 | 0 | 0 | 0 | 0 | 0
F4_Residential_Single Family Regular Income_New_Miscellaneous_Natural Gas_Miscellaneous_E1 | F4 | Residential | Single Family Regular Income | New | Miscellaneous | Natural Gas | Miscellaneous | E1 | Utility - Cost of Equipment | 0 | 0 | 0 | 0 | 0 | 0 | 0 | 0 | 0 | 0 | 0 | 0 | 0 | 0 | 0 | 0 | 0 | 0 | 0 | 0 | 0 | 0 | 0 | 0 | 0 | 0 | 0 | 0 | 0 | 0 | 0 | 0 | 0 | 0 | 0 | 0 | 0 | 0 | 0 | 0 | 0 | 0
F4_Residential_Single Family Regular Income_New_Miscellaneous_Natural Gas_Miscellaneous_E2 | F4 | Residential | Single Family Regular Income | New | Miscellaneous | Natural Gas | Miscellaneous | E2 | Utility - Cost of Equipment | 0 | 0 | 0 | 0 | 0 | 0 | 0 | 0 | 0 | 0 | 0 | 0 | 0 | 0 | 0 | 0 | 0 | 0 | 0 | 0 | 0 | 0 | 0 | 0 | 0 | 0 | 0 | 0 | 0 | 0 | 0 | 0 | 0 | 0 | 0 | 0 | 0 | 0 | 0 | 0 | 0 | 0
F4_Residential_Single Family Regular Income_New_Miscellaneous_Natural Gas_Miscellaneous_E3 | F4 | Residential | Single Family Regular Income | New | Miscellaneous | Natural Gas | Miscellaneous | E3 | Utility - Cost of Equipment | 0 | 0 | 0 | 0 | 0 | 0 | 0 | 0 | 0 | 0 | 0 | 0 | 0 | 0 | 0 | 0 | 0 | 0 | 0 | 0 | 0 | 0 | 0 | 0 | 0 | 0 | 0 | 0 | 0 | 0 | 0 | 0 | 0 | 0 | 0 | 0 | 0 | 0 | 0 | 0 | 0 | 0
F4_Residential_Single Family Regular Income_New_Miscellaneous_Natural Gas_Miscellaneous_E4 | F4 | Residential | Single Family Regular Income | New | Miscellaneous | Natural Gas | Miscellaneous | E4 | Utility - Cost of Equipment | 0 | 0 | 0 | 0 | 0 | 0 | 0 | 0 | 0 | 0 | 0 | 0 | 0 | 0 | 0 | 0 | 0 | 0 | 0 | 0 | 0 | 0 | 0 | 0 | 0 | 0 | 0 | 0 | 0 | 0 | 0 | 0 | 0 | 0 | 0 | 0 | 0 | 0 | 0 | 0 | 0 | 0
F4_Residential_Single Family Regular Income_New_Miscellaneous_Natural Gas_Miscellaneous_E5 | F4 | Residential | Single Family Regular Income | New | Miscellaneous | Natural Gas | Miscellaneous | E5 | Utility - Cost of Equipment | 0 | 0 | 0 | 0 | 0 | 0 | 0 | 0 | 0 | 0 | 0 | 0 | 0 | 0 | 0 | 0 | 0 | 0 | 0 | 0 | 0 | 0 | 0 | 0 | 0 | 0 | 0 | 0 | 0 | 0 | 0 | 0 | 0 | 0 | 0 | 0 | 0 | 0 | 0 | 0 | 0 | 0
F4_Residential_Single Family Regular Income_New_Miscellaneous_Natural Gas_Miscellaneous_E6 | F4 | Residential | Single Family Regular Income | New | Miscellaneous | Natural Gas | Miscellaneous | E6 | Utility - Cost of Equipment | 0 | 0 | 0 | 0 | 0 | 0 | 0 | 0 | 0 | 0 | 0 | 0 | 0 | 0 | 0 | 0 | 0 | 0 | 0 | 0 | 0 | 0 | 0 | 0 | 0 | 0 | 0 | 0 | 0 | 0 | 0 | 0 | 0 | 0 | 0 | 0 | 0 | 0 | 0 | 0 | 0 | 0
F4_Residential_Single Family Regular Income_New_Miscellaneous_Natural Gas_Miscellaneous_E7 | F4 | Residential | Single Family Regular Income | New | Miscellaneous | Natural Gas | Miscellaneous | E7 | Utility - Cost of Equipment | 0 | 0 | 0 | 0 | 0 | 0 | 0 | 0 | 0 | 0 | 0 | 0 | 0 | 0 | 0 | 0 | 0 | 0 | 0 | 0 | 0 | 0 | 0 | 0 | 0 | 0 | 0 | 0 | 0 | 0 | 0 | 0 | 0 | 0 | 0 | 0 | 0 | 0 | 0 | 0 | 0 | 0
F4_Residential_Single Family Regular Income_New_Miscellaneous_Natural Gas_Miscellaneous_E8 | F4 | Residential | Single Family Regular Income | New | Miscellaneous | Natural Gas | Miscellaneous | E8 | Utility - Cost of Equipment | 0 | 0 | 0 | 0 | 0 | 0 | 0 | 0 | 0 | 0 | 0 | 0 | 0 | 0 | 0 | 0 | 0 | 0 | 0 | 0 | 0 | 0 | 0 | 0 | 0 | 0 | 0 | 0 | 0 | 0 | 0 | 0 | 0 | 0 | 0 | 0 | 0 | 0 | 0 | 0 | 0 | 0
F4_Residential_Single Family Regular Income_New_Miscellaneous_Natural Gas_Miscellaneous_E9 | F4 | Residential | Single Family Regular Income | New | Miscellaneous | Natural Gas | Miscellaneous | E9 | Utility - Cost of Equipment | 0 | 0 | 0 | 0 | 0 | 0 | 0 | 0 | 0 | 0 | 0 | 0 | 0 | 0 | 0 | 0 | 0 | 0 | 0 | 0 | 0 | 0 | 0 | 0 | 0 | 0 | 0 | 0 | 0 | 0 | 0 | 0 | 0 | 0 | 0 | 0 | 0 | 0 | 0 | 0 | 0 | 0
F4_Residential_Single Family Regular Income_New_Miscellaneous_Natural Gas_Miscellaneous_E10 | F4 | Residential | Single Family Regular Income | New | Miscellaneous | Natural Gas | Miscellaneous | E10 | Utility - Cost of Equipment | 0 | 0 | 0 | 0 | 0 | 0 | 0 | 0 | 0 | 0 | 0 | 0 | 0 | 0 | 0 | 0 | 0 | 0 | 0 | 0 | 0 | 0 | 0 | 0 | 0 | 0 | 0 | 0 | 0 | 0 | 0 | 0 | 0 | 0 | 0 | 0 | 0 | 0 | 0 | 0 | 0 | 0
F5_Residential_Single Family Regular Income_New_Miscellaneous_Natural Gas_Miscellaneous_E1 | F5 | Residential | Single Family Regular Income | New | Miscellaneous | Natural Gas | Miscellaneous | E1 | Utility - Cost of Operation | 16.4611 | 16.4611 | 16.4611 | 16.4611 | 16.4611 | 16.4611 | 16.4611 | 16.4611 | 16.4611 | 16.4611 | 16.4611 | 16.4611 | 16.4611 | 16.4611 | 16.4611 | 16.4611 | 16.4611 | 16.4611 | 16.4611 | 16.4611 | 16.4611 | 16.4611 | 16.4611 | 16.4611 | 16.4611 | 16.4611 | 16.4611 | 16.4611 | 16.4611 | 16.4611 | 16.4611 | 16.4611 | 16.4611 | 0 | 0 | 0 | 0 | 0 | 0 | 0 | 0 | 0
F5_Residential_Single Family Regular Income_New_Miscellaneous_Natural Gas_Miscellaneous_E2 | F5 | Residential | Single Family Regular Income | New | Miscellaneous | Natural Gas | Miscellaneous | E2 | Utility - Cost of Operation | 0 | 0 | 0 | 0 | 0 | 0 | 0 | 0 | 0 | 0 | 0 | 0 | 0 | 0 | 0 | 0 | 0 | 0 | 0 | 0 | 0 | 0 | 0 | 0 | 0 | 0 | 0 | 0 | 0 | 0 | 0 | 0 | 0 | 0 | 0 | 0 | 0 | 0 | 0 | 0 | 0 | 0
F5_Residential_Single Family Regular Income_New_Miscellaneous_Natural Gas_Miscellaneous_E3 | F5 | Residential | Single Family Regular Income | New | Miscellaneous | Natural Gas | Miscellaneous | E3 | Utility - Cost of Operation | 0 | 0 | 0 | 0 | 0 | 0 | 0 | 0 | 0 | 0 | 0 | 0 | 0 | 0 | 0 | 0 | 0 | 0 | 0 | 0 | 0 | 0 | 0 | 0 | 0 | 0 | 0 | 0 | 0 | 0 | 0 | 0 | 0 | 0 | 0 | 0 | 0 | 0 | 0 | 0 | 0 | 0
F5_Residential_Single Family Regular Income_New_Miscellaneous_Natural Gas_Miscellaneous_E4 | F5 | Residential | Single Family Regular Income | New | Miscellaneous | Natural Gas | Miscellaneous | E4 | Utility - Cost of Operation | 0 | 0 | 0 | 0 | 0 | 0 | 0 | 0 | 0 | 0 | 0 | 0 | 0 | 0 | 0 | 0 | 0 | 0 | 0 | 0 | 0 | 0 | 0 | 0 | 0 | 0 | 0 | 0 | 0 | 0 | 0 | 0 | 0 | 0 | 0 | 0 | 0 | 0 | 0 | 0 | 0 | 0
F5_Residential_Single Family Regular Income_New_Miscellaneous_Natural Gas_Miscellaneous_E5 | F5 | Residential | Single Family Regular Income | New | Miscellaneous | Natural Gas | Miscellaneous | E5 | Utility - Cost of Operation | 0 | 0 | 0 | 0 | 0 | 0 | 0 | 0 | 0 | 0 | 0 | 0 | 0 | 0 | 0 | 0 | 0 | 0 | 0 | 0 | 0 | 0 | 0 | 0 | 0 | 0 | 0 | 0 | 0 | 0 | 0 | 0 | 0 | 0 | 0 | 0 | 0 | 0 | 0 | 0 | 0 | 0
F5_Residential_Single Family Regular Income_New_Miscellaneous_Natural Gas_Miscellaneous_E6 | F5 | Residential | Single Family Regular Income | New | Miscellaneous | Natural Gas | Miscellaneous | E6 | Utility - Cost of Operation | 0 | 0 | 0 | 0 | 0 | 0 | 0 | 0 | 0 | 0 | 0 | 0 | 0 | 0 | 0 | 0 | 0 | 0 | 0 | 0 | 0 | 0 | 0 | 0 | 0 | 0 | 0 | 0 | 0 | 0 | 0 | 0 | 0 | 0 | 0 | 0 | 0 | 0 | 0 | 0 | 0 | 0
F5_Residential_Single Family Regular Income_New_Miscellaneous_Natural Gas_Miscellaneous_E7 | F5 | Residential | Single Family Regular Income | New | Miscellaneous | Natural Gas | Miscellaneous | E7 | Utility - Cost of Operation | 0 | 0 | 0 | 0 | 0 | 0 | 0 | 0 | 0 | 0 | 0 | 0 | 0 | 0 | 0 | 0 | 0 | 0 | 0 | 0 | 0 | 0 | 0 | 0 | 0 | 0 | 0 | 0 | 0 | 0 | 0 | 0 | 0 | 0 | 0 | 0 | 0 | 0 | 0 | 0 | 0 | 0
F5_Residential_Single Family Regular Income_New_Miscellaneous_Natural Gas_Miscellaneous_E8 | F5 | Residential | Single Family Regular Income | New | Miscellaneous | Natural Gas | Miscellaneous | E8 | Utility - Cost of Operation | 0 | 0 | 0 | 0 | 0 | 0 | 0 | 0 | 0 | 0 | 0 | 0 | 0 | 0 | 0 | 0 | 0 | 0 | 0 | 0 | 0 | 0 | 0 | 0 | 0 | 0 | 0 | 0 | 0 | 0 | 0 | 0 | 0 | 0 | 0 | 0 | 0 | 0 | 0 | 0 | 0 | 0
F5_Residential_Single Family Regular Income_New_Miscellaneous_Natural Gas_Miscellaneous_E9 | F5 | Residential | Single Family Regular Income | New | Miscellaneous | Natural Gas | Miscellaneous | E9 | Utility - Cost of Operation | 0 | 0 | 0 | 0 | 0 | 0 | 0 | 0 | 0 | 0 | 0 | 0 | 0 | 0 | 0 | 0 | 0 | 0 | 0 | 0 | 0 | 0 | 0 | 0 | 0 | 0 | 0 | 0 | 0 | 0 | 0 | 0 | 0 | 0 | 0 | 0 | 0 | 0 | 0 | 0 | 0 | 0
F5_Residential_Single Family Regular Income_New_Miscellaneous_Natural Gas_Miscellaneous_E10 | F5 | Residential | Single Family Regular Income | New | Miscellaneous | Natural Gas | Miscellaneous | E10 | Utility - Cost of Operation | 0 | 0 | 0 | 0 | 0 | 0 | 0 | 0 | 0 | 0 | 0 | 0 | 0 | 0 | 0 | 0 | 0 | 0 | 0 | 0 | 0 | 0 | 0 | 0 | 0 | 0 | 0 | 0 | 0 | 0 | 0 | 0 | 0 | 0 | 0 | 0 | 0 | 0 | 0 | 0 | 0 | 0
F6_Residential_Single Family Regular Income_New_Miscellaneous_Natural Gas_Miscellaneous_E1 | F6 | Residential | Single Family Regular Income | New | Miscellaneous | Natural Gas | Miscellaneous | E1 | Utility - Value of Sales | 2.9151 | 2.945 | 2.986 | 3.0195 | 3.0195 | 3.0195 | 3.0195 | 3.0195 | 3.0195 | 3.0195 | 3.0195 | 3.0195 | 3.0195 | 3.0195 | 3.0195 | 3.0195 | 3.0195 | 3.0195 | 3.0195 | 3.0195 | 3.0195 | 3.0195 | 3.0195 | 3.0195 | 3.0195 | 3.0195 | 3.0195 | 3.0195 | 3.0195 | 3.0195 | 3.0195 | 3.0195 | 3.0195 | 0 | 0 | 0 | 0 | 0 | 0 | 0 | 0 | 0
F6_Residential_Single Family Regular Income_New_Miscellaneous_Natural Gas_Miscellaneous_E2 | F6 | Residential | Single Family Regular Income | New | Miscellaneous | Natural Gas | Miscellaneous | E2 | Utility - Value of Sales | 0 | 0 | 0 | 0 | 0 | 0 | 0 | 0 | 0 | 0 | 0 | 0 | 0 | 0 | 0 | 0 | 0 | 0 | 0 | 0 | 0 | 0 | 0 | 0 | 0 | 0 | 0 | 0 | 0 | 0 | 0 | 0 | 0 | 0 | 0 | 0 | 0 | 0 | 0 | 0 | 0 | 0
F6_Residential_Single Family Regular Income_New_Miscellaneous_Natural Gas_Miscellaneous_E3 | F6 | Residential | Single Family Regular Income | New | Miscellaneous | Natural Gas | Miscellaneous | E3 | Utility - Value of Sales | 0 | 0 | 0 | 0 | 0 | 0 | 0 | 0 | 0 | 0 | 0 | 0 | 0 | 0 | 0 | 0 | 0 | 0 | 0 | 0 | 0 | 0 | 0 | 0 | 0 | 0 | 0 | 0 | 0 | 0 | 0 | 0 | 0 | 0 | 0 | 0 | 0 | 0 | 0 | 0 | 0 | 0
F6_Residential_Single Family Regular Income_New_Miscellaneous_Natural Gas_Miscellaneous_E4 | F6 | Residential | Single Family Regular Income | New | Miscellaneous | Natural Gas | Miscellaneous | E4 | Utility - Value of Sales | 0 | 0 | 0 | 0 | 0 | 0 | 0 | 0 | 0 | 0 | 0 | 0 | 0 | 0 | 0 | 0 | 0 | 0 | 0 | 0 | 0 | 0 | 0 | 0 | 0 | 0 | 0 | 0 | 0 | 0 | 0 | 0 | 0 | 0 | 0 | 0 | 0 | 0 | 0 | 0 | 0 | 0
F6_Residential_Single Family Regular Income_New_Miscellaneous_Natural Gas_Miscellaneous_E5 | F6 | Residential | Single Family Regular Income | New | Miscellaneous | Natural Gas | Miscellaneous | E5 | Utility - Value of Sales | 0 | 0 | 0 | 0 | 0 | 0 | 0 | 0 | 0 | 0 | 0 | 0 | 0 | 0 | 0 | 0 | 0 | 0 | 0 | 0 | 0 | 0 | 0 | 0 | 0 | 0 | 0 | 0 | 0 | 0 | 0 | 0 | 0 | 0 | 0 | 0 | 0 | 0 | 0 | 0 | 0 | 0
F6_Residential_Single Family Regular Income_New_Miscellaneous_Natural Gas_Miscellaneous_E6 | F6 | Residential | Single Family Regular Income | New | Miscellaneous | Natural Gas | Miscellaneous | E6 | Utility - Value of Sales | 0 | 0 | 0 | 0 | 0 | 0 | 0 | 0 | 0 | 0 | 0 | 0 | 0 | 0 | 0 | 0 | 0 | 0 | 0 | 0 | 0 | 0 | 0 | 0 | 0 | 0 | 0 | 0 | 0 | 0 | 0 | 0 | 0 | 0 | 0 | 0 | 0 | 0 | 0 | 0 | 0 | 0
F6_Residential_Single Family Regular Income_New_Miscellaneous_Natural Gas_Miscellaneous_E7 | F6 | Residential | Single Family Regular Income | New | Miscellaneous | Natural Gas | Miscellaneous | E7 | Utility - Value of Sales | 0 | 0 | 0 | 0 | 0 | 0 | 0 | 0 | 0 | 0 | 0 | 0 | 0 | 0 | 0 | 0 | 0 | 0 | 0 | 0 | 0 | 0 | 0 | 0 | 0 | 0 | 0 | 0 | 0 | 0 | 0 | 0 | 0 | 0 | 0 | 0 | 0 | 0 | 0 | 0 | 0 | 0
F6_Residential_Single Family Regular Income_New_Miscellaneous_Natural Gas_Miscellaneous_E8 | F6 | Residential | Single Family Regular Income | New | Miscellaneous | Natural Gas | Miscellaneous | E8 | Utility - Value of Sales | 0 | 0 | 0 | 0 | 0 | 0 | 0 | 0 | 0 | 0 | 0 | 0 | 0 | 0 | 0 | 0 | 0 | 0 | 0 | 0 | 0 | 0 | 0 | 0 | 0 | 0 | 0 | 0 | 0 | 0 | 0 | 0 | 0 | 0 | 0 | 0 | 0 | 0 | 0 | 0 | 0 | 0
F6_Residential_Single Family Regular Income_New_Miscellaneous_Natural Gas_Miscellaneous_E9 | F6 | Residential | Single Family Regular Income | New | Miscellaneous | Natural Gas | Miscellaneous | E9 | Utility - Value of Sales | 0 | 0 | 0 | 0 | 0 | 0 | 0 | 0 | 0 | 0 | 0 | 0 | 0 | 0 | 0 | 0 | 0 | 0 | 0 | 0 | 0 | 0 | 0 | 0 | 0 | 0 | 0 | 0 | 0 | 0 | 0 | 0 | 0 | 0 | 0 | 0 | 0 | 0 | 0 | 0 | 0 | 0
F6_Residential_Single Family Regular Income_New_Miscellaneous_Natural Gas_Miscellaneous_E10 | F6 | Residential | Single Family Regular Income | New | Miscellaneous | Natural Gas | Miscellaneous | E10 | Utility - Value of Sales | 0 | 0 | 0 | 0 | 0 | 0 | 0 | 0 | 0 | 0 | 0 | 0 | 0 | 0 | 0 | 0 | 0 | 0 | 0 | 0 | 0 | 0 | 0 | 0 | 0 | 0 | 0 | 0 | 0 | 0 | 0 | 0 | 0 | 0 | 0 | 0 | 0 | 0 | 0 | 0 | 0 | 0
F1_Residential_Single Family Moderate Income_Existing_Space Heating_Natural Gas_Furnace_E1 | F1 | Residential | Single Family Moderate Income | Existing | Space Heating | Natural Gas | Furnace | E1 | RVT - Cost of Equipment | 1136.7672 | 1137.7308 | 1141.0256 | 1143.377 | 1139.587 | 1138.6845 | 1140.1326 | 1140.632 | 1141.6464 | 1142.021 | 1141.835 | 1140.9658 | 1139.9064 | 1138.485 | 1136.3011 | 1133.6208 | 1130.3768 | 1126.7957 | 1122.9522 | 1119.2194 | 1115.0751 | 1110.8127 | 1106.0859 | 1101.3348 | 1096.0349 | 1090.4074 | 1084.4643 | 1078.3355 | 1071.5953 | 1064.6352 | 1057.0831 | 1049.3498 | 1040.7747 | 0 | 0 | 0 | 0 | 0 | 0 | 0 | 0 | 0
F1_Residential_Single Family Moderate Income_Existing_Space Heating_Natural Gas_Furnace_E2 | F1 | Residential | Single Family Moderate Income | Existing | Space Heating | Natural Gas | Furnace | E2 | RVT - Cost of Equipment | 962.7616 | 963.5777 | 966.3681 | 968.3596 | 965.1497 | 964.3854 | 965.6119 | 966.0348 | 966.8939 | 967.2112 | 967.0537 | 966.3175 | 965.4203 | 964.2164 | 962.3668 | 960.0968 | 957.3493 | 954.3164 | 951.0613 | 947.8998 | 944.3899 | 940.78 | 936.7767 | 932.7528 | 928.2642 | 923.4981 | 918.4647 | 913.2741 | 907.5656 | 901.6709 | 895.2747 | 888.7252 | 881.4627 | 0 | 0 | 0 | 0 | 0 | 0 | 0 | 0 | 0
F1_Residential_Single Family Moderate Income_Existing_Space Heating_Natural Gas_Furnace_E3 | F1 | Residential | Single Family Moderate Income | Existing | Space Heating | Natural Gas | Furnace | E3 | RVT - Cost of Equipment | 930.4611 | 931.2499 | 933.9467 | 935.8713 | 932.7692 | 932.0305 | 933.2158 | 933.6245 | 934.4548 | 934.7615 | 934.6092 | 933.8977 | 933.0306 | 931.8672 | 930.0796 | 927.8857 | 925.2305 | 922.2993 | 919.1534 | 916.098 | 912.7059 | 909.217 | 905.348 | 901.4592 | 897.1212 | 892.515 | 887.6504 | 882.6339 | 877.1169 | 871.42 | 865.2385 | 858.9087 | 851.8898 | 0 | 0 | 0 | 0 | 0 | 0 | 0 | 0 | 0
F1_Residential_Single Family Moderate Income_Existing_Space Heating_Natural Gas_Furnace_E4 | F1 | Residential | Single Family Moderate Income | Existing | Space Heating | Natural Gas | Furnace | E4 | RVT - Cost of Equipment | 758.7974 | 759.4234 | 762.0525 | 763.8081 | 760.1908 | 759.0038 | 760.0803 | 760.588 | 761.8366 | 762.8361 | 763.7115 | 764.3575 | 765.2602 | 766.2769 | 767.1135 | 767.433 | 767.1663 | 766.4906 | 765.0725 | 763.1669 | 760.2859 | 756.5909 | 752.4933 | 748.3747 | 743.7804 | 738.9021 | 733.7502 | 728.4373 | 722.5943 | 716.5608 | 710.0141 | 703.3104 | 695.8801 | 0 | 0 | 0 | 0 | 0 | 0 | 0 | 0 | 0
F1_Residential_Single Family Moderate Income_Existing_Space Heating_Natural Gas_Furnace_E5 | F1 | Residential | Single Family Moderate Income | Existing | Space Heating | Natural Gas | Furnace | E5 | RVT - Cost of Equipment | 606.8129 | 607.2991 | 609.1788 | 610.4689 | 608.0319 | 607.3176 | 608.2045 | 608.7065 | 609.7302 | 610.5865 | 611.3668 | 611.715 | 611.9199 | 611.8817 | 611.3558 | 610.4939 | 609.25 | 607.7595 | 605.7963 | 603.5388 | 601.0324 | 598.4546 | 595.5959 | 592.7226 | 589.5174 | 586.114 | 582.5197 | 578.8132 | 574.7368 | 570.5276 | 565.9602 | 561.2833 | 556.0996 | 0 | 0 | 0 | 0 | 0 | 0 | 0 | 0 | 0
F1_Residential_Single Family Moderate Income_Existing_Space Heating_Natural Gas_Furnace_E6 | F1 | Residential | Single Family Moderate Income | Existing | Space Heating | Natural Gas | Furnace | E6 | RVT - Cost of Equipment | 511.0003 | 511.4098 | 512.9927 | 514.0791 | 512.0268 | 511.4254 | 512.1722 | 512.595 | 513.457 | 514.1781 | 514.8352 | 515.1284 | 515.301 | 515.2688 | 514.826 | 514.1001 | 513.0526 | 511.7975 | 510.1443 | 508.2432 | 506.1326 | 503.9618 | 501.5545 | 499.1348 | 496.4357 | 493.5697 | 490.5429 | 487.4216 | 483.9889 | 480.4443 | 476.5981 | 472.6596 | 468.2944 | 0 | 0 | 0 | 0 | 0 | 0 | 0 | 0 | 0
F1_Residential_Single Family Moderate Income_Existing_Space Heating_Natural Gas_Furnace_E7 | F1 | Residential | Single Family Moderate Income | Existing | Space Heating | Natural Gas | Furnace | E7 | RVT - Cost of Equipment | 0 | 0 | 0 | 0 | 0 | 0 | 0 | 0 | 0 | 0 | 0 | 0 | 0 | 0 | 0 | 0 | 0 | 0 | 0 | 0 | 0 | 0 | 0 | 0 | 0 | 0 | 0 | 0 | 0 | 0 | 0 | 0 | 0 | 0 | 0 | 0 | 0 | 0 | 0 | 0 | 0 | 0
F1_Residential_Single Family Moderate Income_Existing_Space Heating_Natural Gas_Furnace_E8 | F1 | Residential | Single Family Moderate Income | Existing | Space Heating | Natural Gas | Furnace | E8 | RVT - Cost of Equipment | 0 | 0 | 0 | 0 | 0 | 0 | 0 | 0 | 0 | 0 | 0 | 0 | 0 | 0 | 0 | 0 | 0 | 0 | 0 | 0 | 0 | 0 | 0 | 0 | 0 | 0 | 0 | 0 | 0 | 0 | 0 | 0 | 0 | 0 | 0 | 0 | 0 | 0 | 0 | 0 | 0 | 0
F1_Residential_Single Family Moderate Income_Existing_Space Heating_Natural Gas_Furnace_E9 | F1 | Residential | Single Family Moderate Income | Existing | Space Heating | Natural Gas | Furnace | E9 | RVT - Cost of Equipment | 0 | 0 | 0 | 0 | 0 | 0 | 0 | 0 | 0 | 0 | 0 | 0 | 0 | 0 | 0 | 0 | 0 | 0 | 0 | 0 | 0 | 0 | 0 | 0 | 0 | 0 | 0 | 0 | 0 | 0 | 0 | 0 | 0 | 0 | 0 | 0 | 0 | 0 | 0 | 0 | 0 | 0
F1_Residential_Single Family Moderate Income_Existing_Space Heating_Natural Gas_Furnace_E10 | F1 | Residential | Single Family Moderate Income | Existing | Space Heating | Natural Gas | Furnace | E10 | RVT - Cost of Equipment | 0 | 0 | 0 | 0 | 0 | 0 | 0 | 0 | 0 | 0 | 0 | 0 | 0 | 0 | 0 | 0 | 0 | 0 | 0 | 0 | 0 | 0 | 0 | 0 | 0 | 0 | 0 | 0 | 0 | 0 | 0 | 0 | 0 | 0 | 0 | 0 | 0 | 0 | 0 | 0 | 0 | 0
F2_Residential_Single Family Moderate Income_Existing_Space Heating_Natural Gas_Furnace_E1 | F2 | Residential | Single Family Moderate Income | Existing | Space Heating | Natural Gas | Furnace | E1 | RVT - Cost of Operation | 1134.9342 | 1135.8964 | 1139.1858 | 1141.5334 | 1137.7495 | 1136.8485 | 1138.2943 | 1138.7928 | 1139.8056 | 1140.1796 | 1139.9939 | 1139.1261 | 1138.0684 | 1136.6493 | 1134.4689 | 1131.7929 | 1128.5542 | 1124.9789 | 1121.1416 | 1117.4148 | 1113.2772 | 1109.0216 | 1104.3024 | 1099.559 | 1094.2677 | 1088.6493 | 1082.7157 | 1076.5968 | 1069.8674 | 1062.9186 | 1055.3786 | 1047.6579 | 1036.7528 | 0 | 0 | 0 | 0 | 0 | 0 | 0 | 0 | 0
F2_Residential_Single Family Moderate Income_Existing_Space Heating_Natural Gas_Furnace_E2 | F2 | Residential | Single Family Moderate Income | Existing | Space Heating | Natural Gas | Furnace | E2 | RVT - Cost of Operation | 961.2092 | 962.0241 | 964.81 | 966.7982 | 963.5935 | 962.8305 | 964.0549 | 964.4771 | 965.3349 | 965.6517 | 965.4944 | 964.7594 | 963.8636 | 962.6617 | 960.8151 | 958.5487 | 955.8057 | 952.7777 | 949.5278 | 946.3715 | 942.8672 | 939.263 | 935.2662 | 931.2489 | 926.7675 | 922.0091 | 916.9838 | 911.8015 | 906.1022 | 900.217 | 893.8312 | 887.2923 | 878.0565 | 0 | 0 | 0 | 0 | 0 | 0 | 0 | 0 | 0
F2_Residential_Single Family Moderate Income_Existing_Space Heating_Natural Gas_Furnace_E3 | F2 | Residential | Single Family Moderate Income | Existing | Space Heating | Natural Gas | Furnace | E3 | RVT - Cost of Operation | 928.9608 | 929.7484 | 932.4408 | 934.3624 | 931.2652 | 930.5277 | 931.7111 | 932.1191 | 932.9481 | 933.2543 | 933.1023 | 932.3919 | 931.5262 | 930.3647 | 928.58 | 926.3896 | 923.7386 | 920.8122 | 917.6713 | 914.6209 | 911.2342 | 907.751 | 903.8882 | 900.0057 | 895.6747 | 891.0759 | 886.2192 | 881.2108 | 875.7027 | 870.0149 | 863.8434 | 857.5238 | 848.5978 | 0 | 0 | 0 | 0 | 0 | 0 | 0 | 0 | 0
F2_Residential_Single Family Moderate Income_Existing_Space Heating_Natural Gas_Furnace_E4 | F2 | Residential | Single Family Moderate Income | Existing | Space Heating | Natural Gas | Furnace | E4 | RVT - Cost of Operation | 757.5739 | 758.1989 | 760.8237 | 762.5766 | 758.9651 | 757.78 | 758.8547 | 759.3616 | 760.6082 | 761.6062 | 762.4801 | 763.1251 | 764.0263 | 765.0414 | 765.8766 | 766.1956 | 765.9293 | 765.2548 | 763.8389 | 761.9363 | 759.06 | 755.371 | 751.28 | 747.1681 | 742.5812 | 737.7107 | 732.5671 | 727.2627 | 721.4292 | 715.4055 | 708.8693 | 702.1763 | 694.7581 | 0 | 0 | 0 | 0 | 0 | 0 | 0 | 0 | 0
F2_Residential_Single Family Moderate Income_Existing_Space Heating_Natural Gas_Furnace_E5 | F2 | Residential | Single Family Moderate Income | Existing | Space Heating | Natural Gas | Furnace | E5 | RVT - Cost of Operation | 605.8345 | 606.3199 | 608.1966 | 609.4846 | 607.0515 | 606.3384 | 607.2238 | 607.7251 | 608.747 | 609.602 | 610.3811 | 610.7286 | 610.9332 | 610.8951 | 610.3701 | 609.5096 | 608.2677 | 606.7796 | 604.8195 | 602.5657 | 600.0633 | 597.4897 | 594.6356 | 591.7669 | 588.5668 | 585.1689 | 581.5805 | 577.8799 | 573.8101 | 569.6076 | 565.0477 | 560.3783 | 555.2029 | 0 | 0 | 0 | 0 | 0 | 0 | 0 | 0 | 0
F2_Residential_Single Family Moderate Income_Existing_Space Heating_Natural Gas_Furnace_E6 | F2 | Residential | Single Family Moderate Income | Existing | Space Heating | Natural Gas | Furnace | E6 | RVT - Cost of Operation | 510.1764 | 510.5852 | 512.1655 | 513.2502 | 511.2012 | 510.6008 | 511.3464 | 511.7685 | 512.6291 | 513.3491 | 514.0051 | 514.2978 | 514.4701 | 514.4379 | 513.9959 | 513.2712 | 512.2254 | 510.9723 | 509.3217 | 507.4237 | 505.3165 | 503.1492 | 500.7458 | 498.33 | 495.6352 | 492.7738 | 489.752 | 486.6357 | 483.2085 | 479.6696 | 475.8296 | 471.8975 | 467.5393 | 0 | 0 | 0 | 0 | 0 | 0 | 0 | 0 | 0
F2_Residential_Single Family Moderate Income_Existing_Space Heating_Natural Gas_Furnace_E7 | F2 | Residential | Single Family Moderate Income | Existing | Space Heating | Natural Gas | Furnace | E7 | RVT - Cost of Operation | 0 | 0 | 0 | 0 | 0 | 0 | 0 | 0 | 0 | 0 | 0 | 0 | 0 | 0 | 0 | 0 | 0 | 0 | 0 | 0 | 0 | 0 | 0 | 0 | 0 | 0 | 0 | 0 | 0 | 0 | 0 | 0 | 0 | 0 | 0 | 0 | 0 | 0 | 0 | 0 | 0 | 0
F2_Residential_Single Family Moderate Income_Existing_Space Heating_Natural Gas_Furnace_E8 | F2 | Residential | Single Family Moderate Income | Existing | Space Heating | Natural Gas | Furnace | E8 | RVT - Cost of Operation | 0 | 0 | 0 | 0 | 0 | 0 | 0 | 0 | 0 | 0 | 0 | 0 | 0 | 0 | 0 | 0 | 0 | 0 | 0 | 0 | 0 | 0 | 0 | 0 | 0 | 0 | 0 | 0 | 0 | 0 | 0 | 0 | 0 | 0 | 0 | 0 | 0 | 0 | 0 | 0 | 0 | 0
F2_Residential_Single Family Moderate Income_Existing_Space Heating_Natural Gas_Furnace_E9 | F2 | Residential | Single Family Moderate Income | Existing | Space Heating | Natural Gas | Furnace | E9 | RVT - Cost of Operation | 0 | 0 | 0 | 0 | 0 | 0 | 0 | 0 | 0 | 0 | 0 | 0 | 0 | 0 | 0 | 0 | 0 | 0 | 0 | 0 | 0 | 0 | 0 | 0 | 0 | 0 | 0 | 0 | 0 | 0 | 0 | 0 | 0 | 0 | 0 | 0 | 0 | 0 | 0 | 0 | 0 | 0
F2_Residential_Single Family Moderate Income_Existing_Space Heating_Natural Gas_Furnace_E10 | F2 | Residential | Single Family Moderate Income | Existing | Space Heating | Natural Gas | Furnace | E10 | RVT - Cost of Operation | 0 | 0 | 0 | 0 | 0 | 0 | 0 | 0 | 0 | 0 | 0 | 0 | 0 | 0 | 0 | 0 | 0 | 0 | 0 | 0 | 0 | 0 | 0 | 0 | 0 | 0 | 0 | 0 | 0 | 0 | 0 | 0 | 0 | 0 | 0 | 0 | 0 | 0 | 0 | 0 | 0 | 0
F3_Residential_Single Family Moderate Income_Existing_Space Heating_Natural Gas_Furnace_E1 | F3 | Residential | Single Family Moderate Income | Existing | Space Heating | Natural Gas | Furnace | E1 | System - kBTUs of Consumption | 167.9703 | 167.9703 | 167.9703 | 167.9703 | 167.9703 | 167.9703 | 167.9703 | 167.9703 | 167.9703 | 167.9703 | 167.9703 | 167.9703 | 167.9703 | 167.9703 | 167.9703 | 167.9703 | 167.9703 | 167.9703 | 167.9703 | 167.9703 | 167.9703 | 167.9703 | 167.9703 | 167.9703 | 167.9703 | 167.9703 | 167.9703 | 167.9703 | 167.9703 | 167.9703 | 167.9703 | 167.9703 | 167.9703 | 0 | 0 | 0 | 0 | 0 | 0 | 0 | 0 | 0
F3_Residential_Single Family Moderate Income_Existing_Space Heating_Natural Gas_Furnace_E2 | F3 | Residential | Single Family Moderate Income | Existing | Space Heating | Natural Gas | Furnace | E2 | System - kBTUs of Consumption | 203.0039 | 203.0039 | 203.0039 | 203.0039 | 203.0039 | 203.0039 | 203.0039 | 203.0039 | 203.0039 | 203.0039 | 203.0039 | 203.0039 | 203.0039 | 203.0039 | 203.0039 | 203.0039 | 203.0039 | 203.0039 | 203.0039 | 203.0039 | 203.0039 | 203.0039 | 203.0039 | 203.0039 | 203.0039 | 203.0039 | 203.0039 | 203.0039 | 203.0039 | 203.0039 | 203.0039 | 203.0039 | 203.0039 | 0 | 0 | 0 | 0 | 0 | 0 | 0 | 0 | 0
F3_Residential_Single Family Moderate Income_Existing_Space Heating_Natural Gas_Furnace_E3 | F3 | Residential | Single Family Moderate Income | Existing | Space Heating | Natural Gas | Furnace | E3 | System - kBTUs of Consumption | 212.1138 | 212.1138 | 212.1138 | 212.1138 | 212.1138 | 212.1138 | 212.1138 | 212.1138 | 212.1138 | 212.1138 | 212.1138 | 212.1138 | 212.1138 | 212.1138 | 212.1138 | 212.1138 | 212.1138 | 212.1138 | 212.1138 | 212.1138 | 212.1138 | 212.1138 | 212.1138 | 212.1138 | 212.1138 | 212.1138 | 212.1138 | 212.1138 | 212.1138 | 212.1138 | 212.1138 | 212.1138 | 212.1138 | 0 | 0 | 0 | 0 | 0 | 0 | 0 | 0 | 0
F3_Residential_Single Family Moderate Income_Existing_Space Heating_Natural Gas_Furnace_E4 | F3 | Residential | Single Family Moderate Income | Existing | Space Heating | Natural Gas | Furnace | E4 | System - kBTUs of Consumption | 790.5875 | 790.5875 | 790.5875 | 790.5875 | 790.5875 | 790.5875 | 790.5875 | 790.5875 | 790.5875 | 790.5875 | 790.5875 | 790.5875 | 790.5875 | 790.5875 | 790.5875 | 790.5875 | 790.5875 | 790.5875 | 790.5875 | 790.5875 | 790.5875 | 790.5875 | 790.5875 | 790.5875 | 790.5875 | 790.5875 | 790.5875 | 790.5875 | 790.5875 | 790.5875 | 790.5875 | 790.5875 | 790.5875 | 0 | 0 | 0 | 0 | 0 | 0 | 0 | 0 | 0
F3_Residential_Single Family Moderate Income_Existing_Space Heating_Natural Gas_Furnace_E5 | F3 | Residential | Single Family Moderate Income | Existing | Space Heating | Natural Gas | Furnace | E5 | System - kBTUs of Consumption | 377.277 | 377.277 | 377.277 | 377.277 | 377.277 | 377.277 | 377.277 | 377.277 | 377.277 | 377.277 | 377.277 | 377.277 | 377.277 | 377.277 | 377.277 | 377.277 | 377.277 | 377.277 | 377.277 | 377.277 | 377.277 | 377.277 | 377.277 | 377.277 | 377.277 | 377.277 | 377.277 | 377.277 | 377.277 | 377.277 | 377.277 | 377.277 | 377.277 | 0 | 0 | 0 | 0 | 0 | 0 | 0 | 0 | 0
F3_Residential_Single Family Moderate Income_Existing_Space Heating_Natural Gas_Furnace_E6 | F3 | Residential | Single Family Moderate Income | Existing | Space Heating | Natural Gas | Furnace | E6 | System - kBTUs of Consumption | 399.6351 | 399.6351 | 399.6351 | 399.6351 | 399.6351 | 399.6351 | 399.6351 | 399.6351 | 399.6351 | 399.6351 | 399.6351 | 399.6351 | 399.6351 | 399.6351 | 399.6351 | 399.6351 | 399.6351 | 399.6351 | 399.6351 | 399.6351 | 399.6351 | 399.6351 | 399.6351 | 399.6351 | 399.6351 | 399.6351 | 399.6351 | 399.6351 | 399.6351 | 399.6351 | 399.6351 | 399.6351 | 399.6351 | 0 | 0 | 0 | 0 | 0 | 0 | 0 | 0 | 0
F3_Residential_Single Family Moderate Income_Existing_Space Heating_Natural Gas_Furnace_E7 | F3 | Residential | Single Family Moderate Income | Existing | Space Heating | Natural Gas | Furnace | E7 | System - kBTUs of Consumption | 0 | 0 | 0 | 0 | 0 | 0 | 0 | 0 | 0 | 0 | 0 | 0 | 0 | 0 | 0 | 0 | 0 | 0 | 0 | 0 | 0 | 0 | 0 | 0 | 0 | 0 | 0 | 0 | 0 | 0 | 0 | 0 | 0 | 0 | 0 | 0 | 0 | 0 | 0 | 0 | 0 | 0
F3_Residential_Single Family Moderate Income_Existing_Space Heating_Natural Gas_Furnace_E8 | F3 | Residential | Single Family Moderate Income | Existing | Space Heating | Natural Gas | Furnace | E8 | System - kBTUs of Consumption | 0 | 0 | 0 | 0 | 0 | 0 | 0 | 0 | 0 | 0 | 0 | 0 | 0 | 0 | 0 | 0 | 0 | 0 | 0 | 0 | 0 | 0 | 0 | 0 | 0 | 0 | 0 | 0 | 0 | 0 | 0 | 0 | 0 | 0 | 0 | 0 | 0 | 0 | 0 | 0 | 0 | 0
F3_Residential_Single Family Moderate Income_Existing_Space Heating_Natural Gas_Furnace_E9 | F3 | Residential | Single Family Moderate Income | Existing | Space Heating | Natural Gas | Furnace | E9 | System - kBTUs of Consumption | 0 | 0 | 0 | 0 | 0 | 0 | 0 | 0 | 0 | 0 | 0 | 0 | 0 | 0 | 0 | 0 | 0 | 0 | 0 | 0 | 0 | 0 | 0 | 0 | 0 | 0 | 0 | 0 | 0 | 0 | 0 | 0 | 0 | 0 | 0 | 0 | 0 | 0 | 0 | 0 | 0 | 0
F3_Residential_Single Family Moderate Income_Existing_Space Heating_Natural Gas_Furnace_E10 | F3 | Residential | Single Family Moderate Income | Existing | Space Heating | Natural Gas | Furnace | E10 | System - kBTUs of Consumption | 0 | 0 | 0 | 0 | 0 | 0 | 0 | 0 | 0 | 0 | 0 | 0 | 0 | 0 | 0 | 0 | 0 | 0 | 0 | 0 | 0 | 0 | 0 | 0 | 0 | 0 | 0 | 0 | 0 | 0 | 0 | 0 | 0 | 0 | 0 | 0 | 0 | 0 | 0 | 0 | 0 | 0
F4_Residential_Single Family Moderate Income_Existing_Space Heating_Natural Gas_Furnace_E1 | F4 | Residential | Single Family Moderate Income | Existing | Space Heating | Natural Gas | Furnace | E1 | Utility - Cost of Equipment | 1134.9342 | 1135.8964 | 1139.1858 | 1141.5334 | 1137.7495 | 1136.8485 | 1138.2943 | 1138.7928 | 1139.8056 | 1140.1796 | 1139.9939 | 1139.1261 | 1138.0684 | 1136.6493 | 1134.4689 | 1131.7929 | 1128.5542 | 1124.9789 | 1121.1416 | 1117.4148 | 1113.2772 | 1109.0216 | 1104.3024 | 1099.559 | 1094.2677 | 1088.6493 | 1082.7157 | 1076.5968 | 1069.8674 | 1062.9186 | 1055.3786 | 1047.6579 | 1036.7528 | 0 | 0 | 0 | 0 | 0 | 0 | 0 | 0 | 0
F4_Residential_Single Family Moderate Income_Existing_Space Heating_Natural Gas_Furnace_E2 | F4 | Residential | Single Family Moderate Income | Existing | Space Heating | Natural Gas | Furnace | E2 | Utility - Cost of Equipment | 961.2092 | 962.0241 | 964.81 | 966.7982 | 963.5935 | 962.8305 | 964.0549 | 964.4771 | 965.3349 | 965.6517 | 965.4944 | 964.7594 | 963.8636 | 962.6617 | 960.8151 | 958.5487 | 955.8057 | 952.7777 | 949.5278 | 946.3715 | 942.8672 | 939.263 | 935.2662 | 931.2489 | 926.7675 | 922.0091 | 916.9838 | 911.8015 | 906.1022 | 900.217 | 893.8312 | 887.2923 | 878.0565 | 0 | 0 | 0 | 0 | 0 | 0 | 0 | 0 | 0
F4_Residential_Single Family Moderate Income_Existing_Space Heating_Natural Gas_Furnace_E3 | F4 | Residential | Single Family Moderate Income | Existing | Space Heating | Natural Gas | Furnace | E3 | Utility - Cost of Equipment | 928.9608 | 929.7484 | 932.4408 | 934.3624 | 931.2652 | 930.5277 | 931.7111 | 932.1191 | 932.9481 | 933.2543 | 933.1023 | 932.3919 | 931.5262 | 930.3647 | 928.58 | 926.3896 | 923.7386 | 920.8122 | 917.6713 | 914.6209 | 911.2342 | 907.751 | 903.8882 | 900.0057 | 895.6747 | 891.0759 | 886.2192 | 881.2108 | 875.7027 | 870.0149 | 863.8434 | 857.5238 | 848.5978 | 0 | 0 | 0 | 0 | 0 | 0 | 0 | 0 | 0
F4_Residential_Single Family Moderate Income_Existing_Space Heating_Natural Gas_Furnace_E4 | F4 | Residential | Single Family Moderate Income | Existing | Space Heating | Natural Gas | Furnace | E4 | Utility - Cost of Equipment | 757.5739 | 758.1989 | 760.8237 | 762.5766 | 758.9651 | 757.78 | 758.8547 | 759.3616 | 760.6082 | 761.6062 | 762.4801 | 763.1251 | 764.0263 | 765.0414 | 765.8766 | 766.1956 | 765.9293 | 765.2548 | 763.8389 | 761.9363 | 759.06 | 755.371 | 751.28 | 747.1681 | 742.5812 | 737.7107 | 732.5671 | 727.2627 | 721.4292 | 715.4055 | 708.8693 | 702.1763 | 694.7581 | 0 | 0 | 0 | 0 | 0 | 0 | 0 | 0 | 0
F4_Residential_Single Family Moderate Income_Existing_Space Heating_Natural Gas_Furnace_E5 | F4 | Residential | Single Family Moderate Income | Existing | Space Heating | Natural Gas | Furnace | E5 | Utility - Cost of Equipment | 605.8345 | 606.3199 | 608.1966 | 609.4846 | 607.0515 | 606.3384 | 607.2238 | 607.7251 | 608.747 | 609.602 | 610.3811 | 610.7286 | 610.9332 | 610.8951 | 610.3701 | 609.5096 | 608.2677 | 606.7796 | 604.8195 | 602.5657 | 600.0633 | 597.4897 | 594.6356 | 591.7669 | 588.5668 | 585.1689 | 581.5805 | 577.8799 | 573.8101 | 569.6076 | 565.0477 | 560.3783 | 555.2029 | 0 | 0 | 0 | 0 | 0 | 0 | 0 | 0 | 0
F4_Residential_Single Family Moderate Income_Existing_Space Heating_Natural Gas_Furnace_E6 | F4 | Residential | Single Family Moderate Income | Existing | Space Heating | Natural Gas | Furnace | E6 | Utility - Cost of Equipment | 510.1764 | 510.5852 | 512.1655 | 513.2502 | 511.2012 | 510.6008 | 511.3464 | 511.7685 | 512.6291 | 513.3491 | 514.0051 | 514.2978 | 514.4701 | 514.4379 | 513.9959 | 513.2712 | 512.2254 | 510.9723 | 509.3217 | 507.4237 | 505.3165 | 503.1492 | 500.7458 | 498.33 | 495.6352 | 492.7738 | 489.752 | 486.6357 | 483.2085 | 479.6696 | 475.8296 | 471.8975 | 467.5393 | 0 | 0 | 0 | 0 | 0 | 0 | 0 | 0 | 0
F4_Residential_Single Family Moderate Income_Existing_Space Heating_Natural Gas_Furnace_E7 | F4 | Residential | Single Family Moderate Income | Existing | Space Heating | Natural Gas | Furnace | E7 | Utility - Cost of Equipment | 0 | 0 | 0 | 0 | 0 | 0 | 0 | 0 | 0 | 0 | 0 | 0 | 0 | 0 | 0 | 0 | 0 | 0 | 0 | 0 | 0 | 0 | 0 | 0 | 0 | 0 | 0 | 0 | 0 | 0 | 0 | 0 | 0 | 0 | 0 | 0 | 0 | 0 | 0 | 0 | 0 | 0
F4_Residential_Single Family Moderate Income_Existing_Space Heating_Natural Gas_Furnace_E8 | F4 | Residential | Single Family Moderate Income | Existing | Space Heating | Natural Gas | Furnace | E8 | Utility - Cost of Equipment | 0 | 0 | 0 | 0 | 0 | 0 | 0 | 0 | 0 | 0 | 0 | 0 | 0 | 0 | 0 | 0 | 0 | 0 | 0 | 0 | 0 | 0 | 0 | 0 | 0 | 0 | 0 | 0 | 0 | 0 | 0 | 0 | 0 | 0 | 0 | 0 | 0 | 0 | 0 | 0 | 0 | 0
F4_Residential_Single Family Moderate Income_Existing_Space Heating_Natural Gas_Furnace_E9 | F4 | Residential | Single Family Moderate Income | Existing | Space Heating | Natural Gas | Furnace | E9 | Utility - Cost of Equipment | 0 | 0 | 0 | 0 | 0 | 0 | 0 | 0 | 0 | 0 | 0 | 0 | 0 | 0 | 0 | 0 | 0 | 0 | 0 | 0 | 0 | 0 | 0 | 0 | 0 | 0 | 0 | 0 | 0 | 0 | 0 | 0 | 0 | 0 | 0 | 0 | 0 | 0 | 0 | 0 | 0 | 0
F4_Residential_Single Family Moderate Income_Existing_Space Heating_Natural Gas_Furnace_E10 | F4 | Residential | Single Family Moderate Income | Existing | Space Heating | Natural Gas | Furnace | E10 | Utility - Cost of Equipment | 0 | 0 | 0 | 0 | 0 | 0 | 0 | 0 | 0 | 0 | 0 | 0 | 0 | 0 | 0 | 0 | 0 | 0 | 0 | 0 | 0 | 0 | 0 | 0 | 0 | 0 | 0 | 0 | 0 | 0 | 0 | 0 | 0 | 0 | 0 | 0 | 0 | 0 | 0 | 0 | 0 | 0
F5_Residential_Single Family Moderate Income_Existing_Space Heating_Natural Gas_Furnace_E1 | F5 | Residential | Single Family Moderate Income | Existing | Space Heating | Natural Gas | Furnace | E1 | Utility - Cost of Operation | 167.9703 | 167.9703 | 167.9703 | 167.9703 | 167.9703 | 167.9703 | 167.9703 | 167.9703 | 167.9703 | 167.9703 | 167.9703 | 167.9703 | 167.9703 | 167.9703 | 167.9703 | 167.9703 | 167.9703 | 167.9703 | 167.9703 | 167.9703 | 167.9703 | 167.9703 | 167.9703 | 167.9703 | 167.9703 | 167.9703 | 167.9703 | 167.9703 | 167.9703 | 167.9703 | 167.9703 | 167.9703 | 167.9703 | 0 | 0 | 0 | 0 | 0 | 0 | 0 | 0 | 0
F5_Residential_Single Family Moderate Income_Existing_Space Heating_Natural Gas_Furnace_E2 | F5 | Residential | Single Family Moderate Income | Existing | Space Heating | Natural Gas | Furnace | E2 | Utility - Cost of Operation | 203.0039 | 203.0039 | 203.0039 | 203.0039 | 203.0039 | 203.0039 | 203.0039 | 203.0039 | 203.0039 | 203.0039 | 203.0039 | 203.0039 | 203.0039 | 203.0039 | 203.0039 | 203.0039 | 203.0039 | 203.0039 | 203.0039 | 203.0039 | 203.0039 | 203.0039 | 203.0039 | 203.0039 | 203.0039 | 203.0039 | 203.0039 | 203.0039 | 203.0039 | 203.0039 | 203.0039 | 203.0039 | 203.0039 | 0 | 0 | 0 | 0 | 0 | 0 | 0 | 0 | 0
F5_Residential_Single Family Moderate Income_Existing_Space Heating_Natural Gas_Furnace_E3 | F5 | Residential | Single Family Moderate Income | Existing | Space Heating | Natural Gas | Furnace | E3 | Utility - Cost of Operation | 212.1138 | 212.1138 | 212.1138 | 212.1138 | 212.1138 | 212.1138 | 212.1138 | 212.1138 | 212.1138 | 212.1138 | 212.1138 | 212.1138 | 212.1138 | 212.1138 | 212.1138 | 212.1138 | 212.1138 | 212.1138 | 212.1138 | 212.1138 | 212.1138 | 212.1138 | 212.1138 | 212.1138 | 212.1138 | 212.1138 | 212.1138 | 212.1138 | 212.1138 | 212.1138 | 212.1138 | 212.1138 | 212.1138 | 0 | 0 | 0 | 0 | 0 | 0 | 0 | 0 | 0
F5_Residential_Single Family Moderate Income_Existing_Space Heating_Natural Gas_Furnace_E4 | F5 | Residential | Single Family Moderate Income | Existing | Space Heating | Natural Gas | Furnace | E4 | Utility - Cost of Operation | 790.5875 | 790.5875 | 790.5875 | 790.5875 | 790.5875 | 790.5875 | 790.5875 | 790.5875 | 790.5875 | 790.5875 | 790.5875 | 790.5875 | 790.5875 | 790.5875 | 790.5875 | 790.5875 | 790.5875 | 790.5875 | 790.5875 | 790.5875 | 790.5875 | 790.5875 | 790.5875 | 790.5875 | 790.5875 | 790.5875 | 790.5875 | 790.5875 | 790.5875 | 790.5875 | 790.5875 | 790.5875 | 790.5875 | 0 | 0 | 0 | 0 | 0 | 0 | 0 | 0 | 0
F5_Residential_Single Family Moderate Income_Existing_Space Heating_Natural Gas_Furnace_E5 | F5 | Residential | Single Family Moderate Income | Existing | Space Heating | Natural Gas | Furnace | E5 | Utility - Cost of Operation | 377.277 | 377.277 | 377.277 | 377.277 | 377.277 | 377.277 | 377.277 | 377.277 | 377.277 | 377.277 | 377.277 | 377.277 | 377.277 | 377.277 | 377.277 | 377.277 | 377.277 | 377.277 | 377.277 | 377.277 | 377.277 | 377.277 | 377.277 | 377.277 | 377.277 | 377.277 | 377.277 | 377.277 | 377.277 | 377.277 | 377.277 | 377.277 | 377.277 | 0 | 0 | 0 | 0 | 0 | 0 | 0 | 0 | 0
F5_Residential_Single Family Moderate Income_Existing_Space Heating_Natural Gas_Furnace_E6 | F5 | Residential | Single Family Moderate Income | Existing | Space Heating | Natural Gas | Furnace | E6 | Utility - Cost of Operation | 399.6351 | 399.6351 | 399.6351 | 399.6351 | 399.6351 | 399.6351 | 399.6351 | 399.6351 | 399.6351 | 399.6351 | 399.6351 | 399.6351 | 399.6351 | 399.6351 | 399.6351 | 399.6351 | 399.6351 | 399.6351 | 399.6351 | 399.6351 | 399.6351 | 399.6351 | 399.6351 | 399.6351 | 399.6351 | 399.6351 | 399.6351 | 399.6351 | 399.6351 | 399.6351 | 399.6351 | 399.6351 | 399.6351 | 0 | 0 | 0 | 0 | 0 | 0 | 0 | 0 | 0
F5_Residential_Single Family Moderate Income_Existing_Space Heating_Natural Gas_Furnace_E7 | F5 | Residential | Single Family Moderate Income | Existing | Space Heating | Natural Gas | Furnace | E7 | Utility - Cost of Operation | 0 | 0 | 0 | 0 | 0 | 0 | 0 | 0 | 0 | 0 | 0 | 0 | 0 | 0 | 0 | 0 | 0 | 0 | 0 | 0 | 0 | 0 | 0 | 0 | 0 | 0 | 0 | 0 | 0 | 0 | 0 | 0 | 0 | 0 | 0 | 0 | 0 | 0 | 0 | 0 | 0 | 0
F5_Residential_Single Family Moderate Income_Existing_Space Heating_Natural Gas_Furnace_E8 | F5 | Residential | Single Family Moderate Income | Existing | Space Heating | Natural Gas | Furnace | E8 | Utility - Cost of Operation | 0 | 0 | 0 | 0 | 0 | 0 | 0 | 0 | 0 | 0 | 0 | 0 | 0 | 0 | 0 | 0 | 0 | 0 | 0 | 0 | 0 | 0 | 0 | 0 | 0 | 0 | 0 | 0 | 0 | 0 | 0 | 0 | 0 | 0 | 0 | 0 | 0 | 0 | 0 | 0 | 0 | 0
F5_Residential_Single Family Moderate Income_Existing_Space Heating_Natural Gas_Furnace_E9 | F5 | Residential | Single Family Moderate Income | Existing | Space Heating | Natural Gas | Furnace | E9 | Utility - Cost of Operation | 0 | 0 | 0 | 0 | 0 | 0 | 0 | 0 | 0 | 0 | 0 | 0 | 0 | 0 | 0 | 0 | 0 | 0 | 0 | 0 | 0 | 0 | 0 | 0 | 0 | 0 | 0 | 0 | 0 | 0 | 0 | 0 | 0 | 0 | 0 | 0 | 0 | 0 | 0 | 0 | 0 | 0
F5_Residential_Single Family Moderate Income_Existing_Space Heating_Natural Gas_Furnace_E10 | F5 | Residential | Single Family Moderate Income | Existing | Space Heating | Natural Gas | Furnace | E10 | Utility - Cost of Operation | 0 | 0 | 0 | 0 | 0 | 0 | 0 | 0 | 0 | 0 | 0 | 0 | 0 | 0 | 0 | 0 | 0 | 0 | 0 | 0 | 0 | 0 | 0 | 0 | 0 | 0 | 0 | 0 | 0 | 0 | 0 | 0 | 0 | 0 | 0 | 0 | 0 | 0 | 0 | 0 | 0 | 0
F6_Residential_Single Family Moderate Income_Existing_Space Heating_Natural Gas_Furnace_E1 | F6 | Residential | Single Family Moderate Income | Existing | Space Heating | Natural Gas | Furnace | E1 | Utility - Value of Sales | 565.1764 | 564.2159 | 563.8822 | 563.0144 | 559.8239 | 556.6335 | 553.4554 | 550.3023 | 547.1864 | 544.12 | 541.1154 | 538.1853 | 535.3417 | 532.5971 | 529.9638 | 527.4542 | 525.0807 | 522.8556 | 520.7788 | 518.8505 | 517.0706 | 515.4391 | 513.9556 | 512.6207 | 511.4342 | 510.396 | 509.5057 | 508.7641 | 508.1707 | 507.7257 | 507.4288 | 507.2804 | 507.2804 | 0 | 0 | 0 | 0 | 0 | 0 | 0 | 0 | 0
F6_Residential_Single Family Moderate Income_Existing_Space Heating_Natural Gas_Furnace_E2 | F6 | Residential | Single Family Moderate Income | Existing | Space Heating | Natural Gas | Furnace | E2 | Utility - Value of Sales | 478.6645 | 477.8511 | 477.5684 | 476.8335 | 474.1313 | 471.4293 | 468.7376 | 466.0672 | 463.4282 | 460.8312 | 458.2866 | 455.8049 | 453.3967 | 451.0722 | 448.8419 | 446.7165 | 444.7063 | 442.8218 | 441.0629 | 439.4297 | 437.9223 | 436.5405 | 435.2841 | 434.1536 | 433.1486 | 432.2694 | 431.5154 | 430.8873 | 430.3847 | 430.0078 | 429.7564 | 429.6307 | 429.6307 | 0 | 0 | 0 | 0 | 0 | 0 | 0 | 0 | 0
F6_Residential_Single Family Moderate Income_Existing_Space Heating_Natural Gas_Furnace_E3 | F6 | Residential | Single Family Moderate Income | Existing | Space Heating | Natural Gas | Furnace | E3 | Utility - Value of Sales | 462.6054 | 461.8193 | 461.5461 | 460.8358 | 458.2243 | 455.6129 | 453.0116 | 450.4307 | 447.8803 | 445.3704 | 442.9112 | 440.5128 | 438.1853 | 435.9388 | 433.7834 | 431.7293 | 429.7865 | 427.9652 | 426.2653 | 424.6869 | 423.2301 | 421.8947 | 420.6804 | 419.5878 | 418.6166 | 417.7668 | 417.0381 | 416.4311 | 415.9454 | 415.5812 | 415.3382 | 415.2167 | 415.2167 | 0 | 0 | 0 | 0 | 0 | 0 | 0 | 0 | 0
F6_Residential_Single Family Moderate Income_Existing_Space Heating_Natural Gas_Furnace_E4 | F6 | Residential | Single Family Moderate Income | Existing | Space Heating | Natural Gas | Furnace | E4 | Utility - Value of Sales | 381.863 | 381.8668 | 382.4694 | 382.5615 | 380.4341 | 378.3068 | 376.1794 | 374.0522 | 371.9252 | 369.7983 | 367.6713 | 365.5446 | 363.4181 | 361.2916 | 359.1651 | 357.0591 | 354.9936 | 352.9889 | 351.0651 | 349.2428 | 347.542 | 345.983 | 344.5655 | 343.2899 | 342.1561 | 341.164 | 340.3133 | 339.6047 | 339.0377 | 338.6124 | 338.3287 | 338.187 | 338.187 | 0 | 0 | 0 | 0 | 0 | 0 | 0 | 0 | 0
F6_Residential_Single Family Moderate Income_Existing_Space Heating_Natural Gas_Furnace_E5 | F6 | Residential | Single Family Moderate Income | Existing | Space Heating | Natural Gas | Furnace | E5 | Utility - Value of Sales | 303.7934 | 303.5123 | 303.6305 | 303.4084 | 301.7066 | 300.0049 | 298.3031 | 296.6016 | 294.9001 | 293.1987 | 291.4973 | 289.8065 | 288.1369 | 286.4987 | 284.9025 | 283.359 | 281.8785 | 280.4715 | 279.1485 | 277.9201 | 276.7862 | 275.7469 | 274.8019 | 273.9515 | 273.1956 | 272.5343 | 271.9672 | 271.4947 | 271.1167 | 270.8332 | 270.6441 | 270.5496 | 270.5496 | 0 | 0 | 0 | 0 | 0 | 0 | 0 | 0 | 0
F6_Residential_Single Family Moderate Income_Existing_Space Heating_Natural Gas_Furnace_E6 | F6 | Residential | Single Family Moderate Income | Existing | Space Heating | Natural Gas | Furnace | E6 | Utility - Value of Sales | 255.826 | 255.5893 | 255.6888 | 255.5018 | 254.0687 | 252.6357 | 251.2026 | 249.7698 | 248.3369 | 246.9042 | 245.4714 | 244.0476 | 242.6416 | 241.2621 | 239.9179 | 238.6181 | 237.3714 | 236.1866 | 235.0724 | 234.038 | 233.0832 | 232.2079 | 231.4121 | 230.696 | 230.0595 | 229.5025 | 229.025 | 228.6271 | 228.3088 | 228.0701 | 227.9108 | 227.8312 | 227.8312 | 0 | 0 | 0 | 0 | 0 | 0 | 0 | 0 | 0
F6_Residential_Single Family Moderate Income_Existing_Space Heating_Natural Gas_Furnace_E7 | F6 | Residential | Single Family Moderate Income | Existing | Space Heating | Natural Gas | Furnace | E7 | Utility - Value of Sales | 0 | 0 | 0 | 0 | 0 | 0 | 0 | 0 | 0 | 0 | 0 | 0 | 0 | 0 | 0 | 0 | 0 | 0 | 0 | 0 | 0 | 0 | 0 | 0 | 0 | 0 | 0 | 0 | 0 | 0 | 0 | 0 | 0 | 0 | 0 | 0 | 0 | 0 | 0 | 0 | 0 | 0
F6_Residential_Single Family Moderate Income_Existing_Space Heating_Natural Gas_Furnace_E8 | F6 | Residential | Single Family Moderate Income | Existing | Space Heating | Natural Gas | Furnace | E8 | Utility - Value of Sales | 0 | 0 | 0 | 0 | 0 | 0 | 0 | 0 | 0 | 0 | 0 | 0 | 0 | 0 | 0 | 0 | 0 | 0 | 0 | 0 | 0 | 0 | 0 | 0 | 0 | 0 | 0 | 0 | 0 | 0 | 0 | 0 | 0 | 0 | 0 | 0 | 0 | 0 | 0 | 0 | 0 | 0
F6_Residential_Single Family Moderate Income_Existing_Space Heating_Natural Gas_Furnace_E9 | F6 | Residential | Single Family Moderate Income | Existing | Space Heating | Natural Gas | Furnace | E9 | Utility - Value of Sales | 0 | 0 | 0 | 0 | 0 | 0 | 0 | 0 | 0 | 0 | 0 | 0 | 0 | 0 | 0 | 0 | 0 | 0 | 0 | 0 | 0 | 0 | 0 | 0 | 0 | 0 | 0 | 0 | 0 | 0 | 0 | 0 | 0 | 0 | 0 | 0 | 0 | 0 | 0 | 0 | 0 | 0
F6_Residential_Single Family Moderate Income_Existing_Space Heating_Natural Gas_Furnace_E10 | F6 | Residential | Single Family Moderate Income | Existing | Space Heating | Natural Gas | Furnace | E10 | Utility - Value of Sales | 0 | 0 | 0 | 0 | 0 | 0 | 0 | 0 | 0 | 0 | 0 | 0 | 0 | 0 | 0 | 0 | 0 | 0 | 0 | 0 | 0 | 0 | 0 | 0 | 0 | 0 | 0 | 0 | 0 | 0 | 0 | 0 | 0 | 0 | 0 | 0 | 0 | 0 | 0 | 0 | 0 | 0
F1_Residential_Single Family Moderate Income_Existing_Space Heating_Natural Gas_Boiler_E1 | F1 | Residential | Single Family Moderate Income | Existing | Space Heating | Natural Gas | Boiler | E1 | RVT - Cost of Equipment | 957.5389 | 958.4285 | 0 | 0 | 0 | 0 | 0 | 0 | 0 | 0 | 0 | 0 | 0 | 0 | 0 | 0 | 0 | 0 | 0 | 0 | 0 | 0 | 0 | 0 | 0 | 0 | 0 | 0 | 0 | 0 | 0 | 0 | 0 | 0 | 0 | 0 | 0 | 0 | 0 | 0 | 0 | 0
F1_Residential_Single Family Moderate Income_Existing_Space Heating_Natural Gas_Boiler_E2 | F1 | Residential | Single Family Moderate Income | Existing | Space Heating | Natural Gas | Boiler | E2 | RVT - Cost of Equipment | 936.3388 | 937.2087 | 939.8354 | 941.5519 | 938.4791 | 937.293 | 937.7943 | 937.5355 | 937.5968 | 937.1166 | 936.1559 | 934.612 | 932.8493 | 930.7303 | 928.2702 | 925.6965 | 922.9747 | 920.3138 | 917.458 | 914.6844 | 911.605 | 908.4379 | 904.9257 | 901.3955 | 897.4575 | 893.2761 | 888.8601 | 884.3062 | 879.2979 | 874.1236 | 868.5063 | 862.7513 | 856.3702 | 0 | 0 | 0 | 0 | 0 | 0 | 0 | 0 | 0
F1_Residential_Single Family Moderate Income_Existing_Space Heating_Natural Gas_Boiler_E3 | F1 | Residential | Single Family Moderate Income | Existing | Space Heating | Natural Gas | Boiler | E3 | RVT - Cost of Equipment | 923.972 | 924.8305 | 927.4225 | 929.1163 | 926.0841 | 924.9137 | 925.4083 | 925.153 | 925.2134 | 924.7396 | 923.7915 | 922.2681 | 920.5287 | 918.4377 | 916.01 | 913.4703 | 910.7845 | 908.1588 | 905.3406 | 902.6037 | 899.565 | 896.4397 | 892.9739 | 889.4903 | 885.6043 | 881.4781 | 877.1204 | 872.6267 | 867.6846 | 862.5786 | 857.0355 | 851.3565 | 845.0597 | 0 | 0 | 0 | 0 | 0 | 0 | 0 | 0 | 0
F1_Residential_Single Family Moderate Income_Existing_Space Heating_Natural Gas_Boiler_E4 | F1 | Residential | Single Family Moderate Income | Existing | Space Heating | Natural Gas | Boiler | E4 | RVT - Cost of Equipment | 866.555 | 867.3601 | 869.7911 | 871.3796 | 868.5359 | 867.4382 | 867.9021 | 867.6626 | 867.7193 | 867.2749 | 866.3858 | 864.957 | 863.3256 | 861.3646 | 859.0878 | 856.7059 | 854.187 | 851.7244 | 849.0814 | 846.5145 | 843.6647 | 840.7336 | 837.4831 | 834.216 | 830.5715 | 826.7017 | 822.6149 | 818.4004 | 813.7654 | 808.9766 | 803.778 | 798.452 | 792.5464 | 0 | 0 | 0 | 0 | 0 | 0 | 0 | 0 | 0
F1_Residential_Single Family Moderate Income_Existing_Space Heating_Natural Gas_Boiler_E5 | F1 | Residential | Single Family Moderate Income | Existing | Space Heating | Natural Gas | Boiler | E5 | RVT - Cost of Equipment | 807.3713 | 808.1215 | 810.3864 | 811.8664 | 809.2169 | 808.1942 | 808.6264 | 808.4033 | 808.4561 | 808.042 | 807.2136 | 805.8824 | 804.3625 | 802.5354 | 800.4141 | 798.1949 | 795.848 | 793.5536 | 791.0911 | 788.6996 | 786.0444 | 783.3134 | 780.285 | 777.241 | 773.8454 | 770.2399 | 766.4322 | 762.5055 | 758.1871 | 753.7254 | 748.8819 | 743.9196 | 738.4174 | 0 | 0 | 0 | 0 | 0 | 0 | 0 | 0 | 0
F1_Residential_Single Family Moderate Income_Existing_Space Heating_Natural Gas_Boiler_E6 | F1 | Residential | Single Family Moderate Income | Existing | Space Heating | Natural Gas | Boiler | E6 | RVT - Cost of Equipment | 641.3072 | 641.8363 | 644.0583 | 645.5421 | 642.4849 | 641.4816 | 642.3914 | 642.8205 | 643.8758 | 644.7206 | 645.4604 | 646.0064 | 646.7693 | 647.6286 | 648.3356 | 648.6057 | 648.3802 | 647.8092 | 646.6106 | 645.0001 | 642.5652 | 639.4423 | 635.9792 | 632.4984 | 628.6154 | 624.4924 | 620.1382 | 615.648 | 610.7097 | 605.6104 | 600.0774 | 594.4116 | 588.1318 | 0 | 0 | 0 | 0 | 0 | 0 | 0 | 0 | 0
F1_Residential_Single Family Moderate Income_Existing_Space Heating_Natural Gas_Boiler_E7 | F1 | Residential | Single Family Moderate Income | Existing | Space Heating | Natural Gas | Boiler | E7 | RVT - Cost of Equipment | 512.8556 | 513.2665 | 514.8551 | 515.9455 | 513.8858 | 513.2822 | 514.0317 | 514.456 | 515.3212 | 516.0449 | 516.7044 | 516.9986 | 517.1718 | 517.1395 | 516.6951 | 515.9666 | 514.9153 | 513.6556 | 511.9964 | 510.0884 | 507.9702 | 505.7915 | 503.3754 | 500.947 | 498.2381 | 495.3616 | 492.3239 | 489.1913 | 485.7461 | 482.1886 | 478.3284 | 474.3757 | 469.9946 | 0 | 0 | 0 | 0 | 0 | 0 | 0 | 0 | 0
F1_Residential_Single Family Moderate Income_Existing_Space Heating_Natural Gas_Boiler_E8 | F1 | Residential | Single Family Moderate Income | Existing | Space Heating | Natural Gas | Boiler | E8 | RVT - Cost of Equipment | 431.8784 | 432.2244 | 433.5622 | 434.4804 | 432.7459 | 432.2376 | 432.8688 | 433.2261 | 433.9547 | 434.5641 | 435.1195 | 435.3673 | 435.5131 | 435.4859 | 435.1117 | 434.4982 | 433.6129 | 432.5521 | 431.1549 | 429.5482 | 427.7643 | 425.9297 | 423.8951 | 421.8501 | 419.5689 | 417.1466 | 414.5885 | 411.9505 | 409.0493 | 406.0535 | 402.8029 | 399.4743 | 395.7849 | 0 | 0 | 0 | 0 | 0 | 0 | 0 | 0 | 0
F1_Residential_Single Family Moderate Income_Existing_Space Heating_Natural Gas_Boiler_E9 | F1 | Residential | Single Family Moderate Income | Existing | Space Heating | Natural Gas | Boiler | E9 | RVT - Cost of Equipment | 0 | 0 | 0 | 0 | 0 | 0 | 0 | 0 | 0 | 0 | 0 | 0 | 0 | 0 | 0 | 0 | 0 | 0 | 0 | 0 | 0 | 0 | 0 | 0 | 0 | 0 | 0 | 0 | 0 | 0 | 0 | 0 | 0 | 0 | 0 | 0 | 0 | 0 | 0 | 0 | 0 | 0
F1_Residential_Single Family Moderate Income_Existing_Space Heating_Natural Gas_Boiler_E10 | F1 | Residential | Single Family Moderate Income | Existing | Space Heating | Natural Gas | Boiler | E10 | RVT - Cost of Equipment | 0 | 0 | 0 | 0 | 0 | 0 | 0 | 0 | 0 | 0 | 0 | 0 | 0 | 0 | 0 | 0 | 0 | 0 | 0 | 0 | 0 | 0 | 0 | 0 | 0 | 0 | 0 | 0 | 0 | 0 | 0 | 0 | 0 | 0 | 0 | 0 | 0 | 0 | 0 | 0 | 0 | 0
F2_Residential_Single Family Moderate Income_Existing_Space Heating_Natural Gas_Boiler_E1 | F2 | Residential | Single Family Moderate Income | Existing | Space Heating | Natural Gas | Boiler | E1 | RVT - Cost of Operation | 955.9949 | 956.8832 | 0 | 0 | 0 | 0 | 0 | 0 | 0 | 0 | 0 | 0 | 0 | 0 | 0 | 0 | 0 | 0 | 0 | 0 | 0 | 0 | 0 | 0 | 0 | 0 | 0 | 0 | 0 | 0 | 0 | 0 | 0 | 0 | 0 | 0 | 0 | 0 | 0 | 0 | 0 | 0
F2_Residential_Single Family Moderate Income_Existing_Space Heating_Natural Gas_Boiler_E2 | F2 | Residential | Single Family Moderate Income | Existing | Space Heating | Natural Gas | Boiler | E2 | RVT - Cost of Operation | 934.829 | 935.6976 | 938.32 | 940.0337 | 936.9659 | 935.7817 | 936.2822 | 936.0238 | 936.085 | 935.6056 | 934.6464 | 933.105 | 931.3452 | 929.2296 | 926.7735 | 924.2039 | 921.4865 | 918.8299 | 915.9787 | 913.2096 | 910.1352 | 906.9731 | 903.4666 | 899.9421 | 896.0104 | 891.8357 | 887.4269 | 882.8803 | 877.8802 | 870.9951 | 861.8323 | 850.574 | 836.604 | 0 | 0 | 0 | 0 | 0 | 0 | 0 | 0 | 0
F2_Residential_Single Family Moderate Income_Existing_Space Heating_Natural Gas_Boiler_E3 | F2 | Residential | Single Family Moderate Income | Existing | Space Heating | Natural Gas | Boiler | E3 | RVT - Cost of Operation | 922.4822 | 923.3393 | 925.9271 | 927.6182 | 924.5909 | 923.4224 | 923.9162 | 923.6613 | 923.7216 | 923.2485 | 922.302 | 920.781 | 919.0444 | 916.9568 | 914.5331 | 911.9975 | 909.3159 | 906.6944 | 903.8809 | 901.1483 | 898.1145 | 894.9943 | 891.534 | 888.056 | 884.1763 | 880.0568 | 875.7062 | 871.2197 | 866.2855 | 859.4914 | 850.4496 | 839.34 | 825.5545 | 0 | 0 | 0 | 0 | 0 | 0 | 0 | 0 | 0
F2_Residential_Single Family Moderate Income_Existing_Space Heating_Natural Gas_Boiler_E4 | F2 | Residential | Single Family Moderate Income | Existing | Space Heating | Natural Gas | Boiler | E4 | RVT - Cost of Operation | 865.1578 | 865.9616 | 868.3886 | 869.9746 | 867.1354 | 866.0395 | 866.5027 | 866.2636 | 866.3202 | 865.8765 | 864.9888 | 863.5623 | 861.9336 | 859.9757 | 857.7026 | 855.3246 | 852.8097 | 850.3511 | 847.7123 | 845.1496 | 842.3043 | 839.378 | 836.1328 | 832.8709 | 829.2323 | 825.3687 | 821.2885 | 817.0808 | 812.4533 | 806.0813 | 797.6014 | 787.1822 | 774.2533 | 0 | 0 | 0 | 0 | 0 | 0 | 0 | 0 | 0
F2_Residential_Single Family Moderate Income_Existing_Space Heating_Natural Gas_Boiler_E5 | F2 | Residential | Single Family Moderate Income | Existing | Space Heating | Natural Gas | Boiler | E5 | RVT - Cost of Operation | 806.0695 | 806.8185 | 809.0797 | 810.5574 | 807.9121 | 806.891 | 807.3226 | 807.0998 | 807.1525 | 806.7392 | 805.9121 | 804.583 | 803.0656 | 801.2414 | 799.1235 | 796.9079 | 794.5648 | 792.2741 | 789.8156 | 787.4279 | 784.7769 | 782.0504 | 779.0269 | 775.9878 | 772.5977 | 768.998 | 765.1964 | 761.2761 | 756.9646 | 751.0279 | 743.1271 | 733.4195 | 721.3736 | 0 | 0 | 0 | 0 | 0 | 0 | 0 | 0 | 0
F2_Residential_Single Family Moderate Income_Existing_Space Heating_Natural Gas_Boiler_E6 | F2 | Residential | Single Family Moderate Income | Existing | Space Heating | Natural Gas | Boiler | E6 | RVT - Cost of Operation | 640.2732 | 640.8014 | 643.0198 | 644.5012 | 641.4489 | 640.4473 | 641.3556 | 641.7841 | 642.8376 | 643.6811 | 644.4197 | 644.9648 | 645.7265 | 646.5844 | 647.2903 | 647.5599 | 647.3348 | 646.7647 | 645.568 | 643.9601 | 641.5291 | 638.4113 | 634.9538 | 631.4785 | 627.6019 | 623.4855 | 619.1383 | 614.6553 | 609.725 | 604.634 | 599.1098 | 593.4532 | 587.1835 | 0 | 0 | 0 | 0 | 0 | 0 | 0 | 0 | 0
F2_Residential_Single Family Moderate Income_Existing_Space Heating_Natural Gas_Boiler_E7 | F2 | Residential | Single Family Moderate Income | Existing | Space Heating | Natural Gas | Boiler | E7 | RVT - Cost of Operation | 512.0286 | 512.4389 | 514.025 | 515.1136 | 513.0572 | 512.4546 | 513.2029 | 513.6265 | 514.4902 | 515.2128 | 515.8713 | 516.165 | 516.3379 | 516.3057 | 515.862 | 515.1347 | 514.0851 | 512.8274 | 511.1709 | 509.266 | 507.1511 | 504.9759 | 502.5638 | 500.1393 | 497.4347 | 494.5629 | 491.5301 | 488.4025 | 484.9629 | 481.4111 | 477.5572 | 473.6108 | 469.2368 | 0 | 0 | 0 | 0 | 0 | 0 | 0 | 0 | 0
F2_Residential_Single Family Moderate Income_Existing_Space Heating_Natural Gas_Boiler_E8 | F2 | Residential | Single Family Moderate Income | Existing | Space Heating | Natural Gas | Boiler | E8 | RVT - Cost of Operation | 431.182 | 431.5275 | 432.8632 | 433.7799 | 432.0482 | 431.5407 | 432.1708 | 432.5276 | 433.2549 | 433.8634 | 434.4179 | 434.6653 | 434.8109 | 434.7837 | 434.4101 | 433.7976 | 432.9138 | 431.8547 | 430.4597 | 428.8556 | 427.0746 | 425.2429 | 423.2116 | 421.1699 | 418.8924 | 416.474 | 413.9201 | 411.2863 | 408.3898 | 405.3988 | 402.1534 | 398.8302 | 395.1467 | 0 | 0 | 0 | 0 | 0 | 0 | 0 | 0 | 0
F2_Residential_Single Family Moderate Income_Existing_Space Heating_Natural Gas_Boiler_E9 | F2 | Residential | Single Family Moderate Income | Existing | Space Heating | Natural Gas | Boiler | E9 | RVT - Cost of Operation | 0 | 0 | 0 | 0 | 0 | 0 | 0 | 0 | 0 | 0 | 0 | 0 | 0 | 0 | 0 | 0 | 0 | 0 | 0 | 0 | 0 | 0 | 0 | 0 | 0 | 0 | 0 | 0 | 0 | 0 | 0 | 0 | 0 | 0 | 0 | 0 | 0 | 0 | 0 | 0 | 0 | 0
F2_Residential_Single Family Moderate Income_Existing_Space Heating_Natural Gas_Boiler_E10 | F2 | Residential | Single Family Moderate Income | Existing | Space Heating | Natural Gas | Boiler | E10 | RVT - Cost of Operation | 0 | 0 | 0 | 0 | 0 | 0 | 0 | 0 | 0 | 0 | 0 | 0 | 0 | 0 | 0 | 0 | 0 | 0 | 0 | 0 | 0 | 0 | 0 | 0 | 0 | 0 | 0 | 0 | 0 | 0 | 0 | 0 | 0 | 0 | 0 | 0 | 0 | 0 | 0 | 0 | 0 | 0
F3_Residential_Single Family Moderate Income_Existing_Space Heating_Natural Gas_Boiler_E1 | F3 | Residential | Single Family Moderate Income | Existing | Space Heating | Natural Gas | Boiler | E1 | System - kBTUs of Consumption | 128.5283 | 128.5283 | 0 | 0 | 0 | 0 | 0 | 0 | 0 | 0 | 0 | 0 | 0 | 0 | 0 | 0 | 0 | 0 | 0 | 0 | 0 | 0 | 0 | 0 | 0 | 0 | 0 | 0 | 0 | 0 | 0 | 0 | 0 | 0 | 0 | 0 | 0 | 0 | 0 | 0 | 0 | 0
F3_Residential_Single Family Moderate Income_Existing_Space Heating_Natural Gas_Boiler_E2 | F3 | Residential | Single Family Moderate Income | Existing | Space Heating | Natural Gas | Boiler | E2 | System - kBTUs of Consumption | 158.8826 | 158.8826 | 158.8826 | 158.8826 | 158.8826 | 158.8826 | 158.8826 | 158.8826 | 158.8826 | 158.8826 | 158.8826 | 158.8826 | 158.8826 | 158.8826 | 158.8826 | 158.8826 | 158.8826 | 158.8826 | 158.8826 | 158.8826 | 158.8826 | 158.8826 | 158.8826 | 158.8826 | 158.8826 | 158.8826 | 158.8826 | 158.8826 | 158.8826 | 158.8826 | 158.8826 | 158.8826 | 158.8826 | 0 | 0 | 0 | 0 | 0 | 0 | 0 | 0 | 0
F3_Residential_Single Family Moderate Income_Existing_Space Heating_Natural Gas_Boiler_E3 | F3 | Residential | Single Family Moderate Income | Existing | Space Heating | Natural Gas | Boiler | E3 | System - kBTUs of Consumption | 180.5333 | 180.5333 | 180.5333 | 180.5333 | 180.5333 | 180.5333 | 180.5333 | 180.5333 | 180.5333 | 180.5333 | 180.5333 | 180.5333 | 180.5333 | 180.5333 | 180.5333 | 180.5333 | 180.5333 | 180.5333 | 180.5333 | 180.5333 | 180.5333 | 180.5333 | 180.5333 | 180.5333 | 180.5333 | 180.5333 | 180.5333 | 180.5333 | 180.5333 | 180.5333 | 180.5333 | 180.5333 | 180.5333 | 0 | 0 | 0 | 0 | 0 | 0 | 0 | 0 | 0
F3_Residential_Single Family Moderate Income_Existing_Space Heating_Natural Gas_Boiler_E4 | F3 | Residential | Single Family Moderate Income | Existing | Space Heating | Natural Gas | Boiler | E4 | System - kBTUs of Consumption | 188.8605 | 188.8605 | 188.8605 | 188.8605 | 188.8605 | 188.8605 | 188.8605 | 188.8605 | 188.8605 | 188.8605 | 188.8605 | 188.8605 | 188.8605 | 188.8605 | 188.8605 | 188.8605 | 188.8605 | 188.8605 | 188.8605 | 188.8605 | 188.8605 | 188.8605 | 188.8605 | 188.8605 | 188.8605 | 188.8605 | 188.8605 | 188.8605 | 188.8605 | 188.8605 | 188.8605 | 188.8605 | 188.8605 | 0 | 0 | 0 | 0 | 0 | 0 | 0 | 0 | 0
F3_Residential_Single Family Moderate Income_Existing_Space Heating_Natural Gas_Boiler_E5 | F3 | Residential | Single Family Moderate Income | Existing | Space Heating | Natural Gas | Boiler | E5 | System - kBTUs of Consumption | 212.5768 | 212.5768 | 212.5768 | 212.5768 | 212.5768 | 212.5768 | 212.5768 | 212.5768 | 212.5768 | 212.5768 | 212.5768 | 212.5768 | 212.5768 | 212.5768 | 212.5768 | 212.5768 | 212.5768 | 212.5768 | 212.5768 | 212.5768 | 212.5768 | 212.5768 | 212.5768 | 212.5768 | 212.5768 | 212.5768 | 212.5768 | 212.5768 | 212.5768 | 212.5768 | 212.5768 | 212.5768 | 212.5768 | 0 | 0 | 0 | 0 | 0 | 0 | 0 | 0 | 0
F3_Residential_Single Family Moderate Income_Existing_Space Heating_Natural Gas_Boiler_E6 | F3 | Residential | Single Family Moderate Income | Existing | Space Heating | Natural Gas | Boiler | E6 | System - kBTUs of Consumption | 988.2344 | 988.2344 | 988.2344 | 988.2344 | 988.2344 | 988.2344 | 988.2344 | 988.2344 | 988.2344 | 988.2344 | 988.2344 | 988.2344 | 988.2344 | 988.2344 | 988.2344 | 988.2344 | 988.2344 | 988.2344 | 988.2344 | 988.2344 | 988.2344 | 988.2344 | 988.2344 | 988.2344 | 988.2344 | 988.2344 | 988.2344 | 988.2344 | 988.2344 | 988.2344 | 988.2344 | 988.2344 | 988.2344 | 0 | 0 | 0 | 0 | 0 | 0 | 0 | 0 | 0
F3_Residential_Single Family Moderate Income_Existing_Space Heating_Natural Gas_Boiler_E7 | F3 | Residential | Single Family Moderate Income | Existing | Space Heating | Natural Gas | Boiler | E7 | System - kBTUs of Consumption | 471.5962 | 471.5962 | 471.5962 | 471.5962 | 471.5962 | 471.5962 | 471.5962 | 471.5962 | 471.5962 | 471.5962 | 471.5962 | 471.5962 | 471.5962 | 471.5962 | 471.5962 | 471.5962 | 471.5962 | 471.5962 | 471.5962 | 471.5962 | 471.5962 | 471.5962 | 471.5962 | 471.5962 | 471.5962 | 471.5962 | 471.5962 | 471.5962 | 471.5962 | 471.5962 | 471.5962 | 471.5962 | 471.5962 | 0 | 0 | 0 | 0 | 0 | 0 | 0 | 0 | 0
F3_Residential_Single Family Moderate Income_Existing_Space Heating_Natural Gas_Boiler_E8 | F3 | Residential | Single Family Moderate Income | Existing | Space Heating | Natural Gas | Boiler | E8 | System - kBTUs of Consumption | 499.5439 | 499.5439 | 499.5439 | 499.5439 | 499.5439 | 499.5439 | 499.5439 | 499.5439 | 499.5439 | 499.5439 | 499.5439 | 499.5439 | 499.5439 | 499.5439 | 499.5439 | 499.5439 | 499.5439 | 499.5439 | 499.5439 | 499.5439 | 499.5439 | 499.5439 | 499.5439 | 499.5439 | 499.5439 | 499.5439 | 499.5439 | 499.5439 | 499.5439 | 499.5439 | 499.5439 | 499.5439 | 499.5439 | 0 | 0 | 0 | 0 | 0 | 0 | 0 | 0 | 0
F3_Residential_Single Family Moderate Income_Existing_Space Heating_Natural Gas_Boiler_E9 | F3 | Residential | Single Family Moderate Income | Existing | Space Heating | Natural Gas | Boiler | E9 | System - kBTUs of Consumption | 0 | 0 | 0 | 0 | 0 | 0 | 0 | 0 | 0 | 0 | 0 | 0 | 0 | 0 | 0 | 0 | 0 | 0 | 0 | 0 | 0 | 0 | 0 | 0 | 0 | 0 | 0 | 0 | 0 | 0 | 0 | 0 | 0 | 0 | 0 | 0 | 0 | 0 | 0 | 0 | 0 | 0
F3_Residential_Single Family Moderate Income_Existing_Space Heating_Natural Gas_Boiler_E10 | F3 | Residential | Single Family Moderate Income | Existing | Space Heating | Natural Gas | Boiler | E10 | System - kBTUs of Consumption | 0 | 0 | 0 | 0 | 0 | 0 | 0 | 0 | 0 | 0 | 0 | 0 | 0 | 0 | 0 | 0 | 0 | 0 | 0 | 0 | 0 | 0 | 0 | 0 | 0 | 0 | 0 | 0 | 0 | 0 | 0 | 0 | 0 | 0 | 0 | 0 | 0 | 0 | 0 | 0 | 0 | 0
F4_Residential_Single Family Moderate Income_Existing_Space Heating_Natural Gas_Boiler_E1 | F4 | Residential | Single Family Moderate Income | Existing | Space Heating | Natural Gas | Boiler | E1 | Utility - Cost of Equipment | 955.9949 | 956.8832 | 0 | 0 | 0 | 0 | 0 | 0 | 0 | 0 | 0 | 0 | 0 | 0 | 0 | 0 | 0 | 0 | 0 | 0 | 0 | 0 | 0 | 0 | 0 | 0 | 0 | 0 | 0 | 0 | 0 | 0 | 0 | 0 | 0 | 0 | 0 | 0 | 0 | 0 | 0 | 0
F4_Residential_Single Family Moderate Income_Existing_Space Heating_Natural Gas_Boiler_E2 | F4 | Residential | Single Family Moderate Income | Existing | Space Heating | Natural Gas | Boiler | E2 | Utility - Cost of Equipment | 934.829 | 935.6976 | 938.32 | 940.0337 | 936.9659 | 935.7817 | 936.2822 | 936.0238 | 936.085 | 935.6056 | 934.6464 | 933.105 | 931.3452 | 929.2296 | 926.7735 | 924.2039 | 921.4865 | 918.8299 | 915.9787 | 913.2096 | 910.1352 | 906.9731 | 903.4666 | 899.9421 | 896.0104 | 891.8357 | 887.4269 | 882.8803 | 877.8802 | 870.9951 | 861.8323 | 850.574 | 836.604 | 0 | 0 | 0 | 0 | 0 | 0 | 0 | 0 | 0
F4_Residential_Single Family Moderate Income_Existing_Space Heating_Natural Gas_Boiler_E3 | F4 | Residential | Single Family Moderate Income | Existing | Space Heating | Natural Gas | Boiler | E3 | Utility - Cost of Equipment | 922.4822 | 923.3393 | 925.9271 | 927.6182 | 924.5909 | 923.4224 | 923.9162 | 923.6613 | 923.7216 | 923.2485 | 922.302 | 920.781 | 919.0444 | 916.9568 | 914.5331 | 911.9975 | 909.3159 | 906.6944 | 903.8809 | 901.1483 | 898.1145 | 894.9943 | 891.534 | 888.056 | 884.1763 | 880.0568 | 875.7062 | 871.2197 | 866.2855 | 859.4914 | 850.4496 | 839.34 | 825.5545 | 0 | 0 | 0 | 0 | 0 | 0 | 0 | 0 | 0
F4_Residential_Single Family Moderate Income_Existing_Space Heating_Natural Gas_Boiler_E4 | F4 | Residential | Single Family Moderate Income | Existing | Space Heating | Natural Gas | Boiler | E4 | Utility - Cost of Equipment | 865.1578 | 865.9616 | 868.3886 | 869.9746 | 867.1354 | 866.0395 | 866.5027 | 866.2636 | 866.3202 | 865.8765 | 864.9888 | 863.5623 | 861.9336 | 859.9757 | 857.7026 | 855.3246 | 852.8097 | 850.3511 | 847.7123 | 845.1496 | 842.3043 | 839.378 | 836.1328 | 832.8709 | 829.2323 | 825.3687 | 821.2885 | 817.0808 | 812.4533 | 806.0813 | 797.6014 | 787.1822 | 774.2533 | 0 | 0 | 0 | 0 | 0 | 0 | 0 | 0 | 0
F4_Residential_Single Family Moderate Income_Existing_Space Heating_Natural Gas_Boiler_E5 | F4 | Residential | Single Family Moderate Income | Existing | Space Heating | Natural Gas | Boiler | E5 | Utility - Cost of Equipment | 806.0695 | 806.8185 | 809.0797 | 810.5574 | 807.9121 | 806.891 | 807.3226 | 807.0998 | 807.1525 | 806.7392 | 805.9121 | 804.583 | 803.0656 | 801.2414 | 799.1235 | 796.9079 | 794.5648 | 792.2741 | 789.8156 | 787.4279 | 784.7769 | 782.0504 | 779.0269 | 775.9878 | 772.5977 | 768.998 | 765.1964 | 761.2761 | 756.9646 | 751.0279 | 743.1271 | 733.4195 | 721.3736 | 0 | 0 | 0 | 0 | 0 | 0 | 0 | 0 | 0
F4_Residential_Single Family Moderate Income_Existing_Space Heating_Natural Gas_Boiler_E6 | F4 | Residential | Single Family Moderate Income | Existing | Space Heating | Natural Gas | Boiler | E6 | Utility - Cost of Equipment | 640.2732 | 640.8014 | 643.0198 | 644.5012 | 641.4489 | 640.4473 | 641.3556 | 641.7841 | 642.8376 | 643.6811 | 644.4197 | 644.9648 | 645.7265 | 646.5844 | 647.2903 | 647.5599 | 647.3348 | 646.7647 | 645.568 | 643.9601 | 641.5291 | 638.4113 | 634.9538 | 631.4785 | 627.6019 | 623.4855 | 619.1383 | 614.6553 | 609.725 | 604.634 | 599.1098 | 593.4532 | 587.1835 | 0 | 0 | 0 | 0 | 0 | 0 | 0 | 0 | 0
F4_Residential_Single Family Moderate Income_Existing_Space Heating_Natural Gas_Boiler_E7 | F4 | Residential | Single Family Moderate Income | Existing | Space Heating | Natural Gas | Boiler | E7 | Utility - Cost of Equipment | 512.0286 | 512.4389 | 514.025 | 515.1136 | 513.0572 | 512.4546 | 513.2029 | 513.6265 | 514.4902 | 515.2128 | 515.8713 | 516.165 | 516.3379 | 516.3057 | 515.862 | 515.1347 | 514.0851 | 512.8274 | 511.1709 | 509.266 | 507.1511 | 504.9759 | 502.5638 | 500.1393 | 497.4347 | 494.5629 | 491.5301 | 488.4025 | 484.9629 | 481.4111 | 477.5572 | 473.6108 | 469.2368 | 0 | 0 | 0 | 0 | 0 | 0 | 0 | 0 | 0
F4_Residential_Single Family Moderate Income_Existing_Space Heating_Natural Gas_Boiler_E8 | F4 | Residential | Single Family Moderate Income | Existing | Space Heating | Natural Gas | Boiler | E8 | Utility - Cost of Equipment | 431.182 | 431.5275 | 432.8632 | 433.7799 | 432.0482 | 431.5407 | 432.1708 | 432.5276 | 433.2549 | 433.8634 | 434.4179 | 434.6653 | 434.8109 | 434.7837 | 434.4101 | 433.7976 | 432.9138 | 431.8547 | 430.4597 | 428.8556 | 427.0746 | 425.2429 | 423.2116 | 421.1699 | 418.8924 | 416.474 | 413.9201 | 411.2863 | 408.3898 | 405.3988 | 402.1534 | 398.8302 | 395.1467 | 0 | 0 | 0 | 0 | 0 | 0 | 0 | 0 | 0
F4_Residential_Single Family Moderate Income_Existing_Space Heating_Natural Gas_Boiler_E9 | F4 | Residential | Single Family Moderate Income | Existing | Space Heating | Natural Gas | Boiler | E9 | Utility - Cost of Equipment | 0 | 0 | 0 | 0 | 0 | 0 | 0 | 0 | 0 | 0 | 0 | 0 | 0 | 0 | 0 | 0 | 0 | 0 | 0 | 0 | 0 | 0 | 0 | 0 | 0 | 0 | 0 | 0 | 0 | 0 | 0 | 0 | 0 | 0 | 0 | 0 | 0 | 0 | 0 | 0 | 0 | 0
F4_Residential_Single Family Moderate Income_Existing_Space Heating_Natural Gas_Boiler_E10 | F4 | Residential | Single Family Moderate Income | Existing | Space Heating | Natural Gas | Boiler | E10 | Utility - Cost of Equipment | 0 | 0 | 0 | 0 | 0 | 0 | 0 | 0 | 0 | 0 | 0 | 0 | 0 | 0 | 0 | 0 | 0 | 0 | 0 | 0 | 0 | 0 | 0 | 0 | 0 | 0 | 0 | 0 | 0 | 0 | 0 | 0 | 0 | 0 | 0 | 0 | 0 | 0 | 0 | 0 | 0 | 0
F5_Residential_Single Family Moderate Income_Existing_Space Heating_Natural Gas_Boiler_E1 | F5 | Residential | Single Family Moderate Income | Existing | Space Heating | Natural Gas | Boiler | E1 | Utility - Cost of Operation | 128.5283 | 128.5283 | 0 | 0 | 0 | 0 | 0 | 0 | 0 | 0 | 0 | 0 | 0 | 0 | 0 | 0 | 0 | 0 | 0 | 0 | 0 | 0 | 0 | 0 | 0 | 0 | 0 | 0 | 0 | 0 | 0 | 0 | 0 | 0 | 0 | 0 | 0 | 0 | 0 | 0 | 0 | 0
F5_Residential_Single Family Moderate Income_Existing_Space Heating_Natural Gas_Boiler_E2 | F5 | Residential | Single Family Moderate Income | Existing | Space Heating | Natural Gas | Boiler | E2 | Utility - Cost of Operation | 158.8826 | 158.8826 | 158.8826 | 158.8826 | 158.8826 | 158.8826 | 158.8826 | 158.8826 | 158.8826 | 158.8826 | 158.8826 | 158.8826 | 158.8826 | 158.8826 | 158.8826 | 158.8826 | 158.8826 | 158.8826 | 158.8826 | 158.8826 | 158.8826 | 158.8826 | 158.8826 | 158.8826 | 158.8826 | 158.8826 | 158.8826 | 158.8826 | 158.8826 | 158.8826 | 158.8826 | 158.8826 | 158.8826 | 0 | 0 | 0 | 0 | 0 | 0 | 0 | 0 | 0
F5_Residential_Single Family Moderate Income_Existing_Space Heating_Natural Gas_Boiler_E3 | F5 | Residential | Single Family Moderate Income | Existing | Space Heating | Natural Gas | Boiler | E3 | Utility - Cost of Operation | 180.5333 | 180.5333 | 180.5333 | 180.5333 | 180.5333 | 180.5333 | 180.5333 | 180.5333 | 180.5333 | 180.5333 | 180.5333 | 180.5333 | 180.5333 | 180.5333 | 180.5333 | 180.5333 | 180.5333 | 180.5333 | 180.5333 | 180.5333 | 180.5333 | 180.5333 | 180.5333 | 180.5333 | 180.5333 | 180.5333 | 180.5333 | 180.5333 | 180.5333 | 180.5333 | 180.5333 | 180.5333 | 180.5333 | 0 | 0 | 0 | 0 | 0 | 0 | 0 | 0 | 0
F5_Residential_Single Family Moderate Income_Existing_Space Heating_Natural Gas_Boiler_E4 | F5 | Residential | Single Family Moderate Income | Existing | Space Heating | Natural Gas | Boiler | E4 | Utility - Cost of Operation | 188.8605 | 188.8605 | 188.8605 | 188.8605 | 188.8605 | 188.8605 | 188.8605 | 188.8605 | 188.8605 | 188.8605 | 188.8605 | 188.8605 | 188.8605 | 188.8605 | 188.8605 | 188.8605 | 188.8605 | 188.8605 | 188.8605 | 188.8605 | 188.8605 | 188.8605 | 188.8605 | 188.8605 | 188.8605 | 188.8605 | 188.8605 | 188.8605 | 188.8605 | 188.8605 | 188.8605 | 188.8605 | 188.8605 | 0 | 0 | 0 | 0 | 0 | 0 | 0 | 0 | 0
F5_Residential_Single Family Moderate Income_Existing_Space Heating_Natural Gas_Boiler_E5 | F5 | Residential | Single Family Moderate Income | Existing | Space Heating | Natural Gas | Boiler | E5 | Utility - Cost of Operation | 212.5768 | 212.5768 | 212.5768 | 212.5768 | 212.5768 | 212.5768 | 212.5768 | 212.5768 | 212.5768 | 212.5768 | 212.5768 | 212.5768 | 212.5768 | 212.5768 | 212.5768 | 212.5768 | 212.5768 | 212.5768 | 212.5768 | 212.5768 | 212.5768 | 212.5768 | 212.5768 | 212.5768 | 212.5768 | 212.5768 | 212.5768 | 212.5768 | 212.5768 | 212.5768 | 212.5768 | 212.5768 | 212.5768 | 0 | 0 | 0 | 0 | 0 | 0 | 0 | 0 | 0
F5_Residential_Single Family Moderate Income_Existing_Space Heating_Natural Gas_Boiler_E6 | F5 | Residential | Single Family Moderate Income | Existing | Space Heating | Natural Gas | Boiler | E6 | Utility - Cost of Operation | 988.2344 | 988.2344 | 988.2344 | 988.2344 | 988.2344 | 988.2344 | 988.2344 | 988.2344 | 988.2344 | 988.2344 | 988.2344 | 988.2344 | 988.2344 | 988.2344 | 988.2344 | 988.2344 | 988.2344 | 988.2344 | 988.2344 | 988.2344 | 988.2344 | 988.2344 | 988.2344 | 988.2344 | 988.2344 | 988.2344 | 988.2344 | 988.2344 | 988.2344 | 988.2344 | 988.2344 | 988.2344 | 988.2344 | 0 | 0 | 0 | 0 | 0 | 0 | 0 | 0 | 0
F5_Residential_Single Family Moderate Income_Existing_Space Heating_Natural Gas_Boiler_E7 | F5 | Residential | Single Family Moderate Income | Existing | Space Heating | Natural Gas | Boiler | E7 | Utility - Cost of Operation | 471.5962 | 471.5962 | 471.5962 | 471.5962 | 471.5962 | 471.5962 | 471.5962 | 471.5962 | 471.5962 | 471.5962 | 471.5962 | 471.5962 | 471.5962 | 471.5962 | 471.5962 | 471.5962 | 471.5962 | 471.5962 | 471.5962 | 471.5962 | 471.5962 | 471.5962 | 471.5962 | 471.5962 | 471.5962 | 471.5962 | 471.5962 | 471.5962 | 471.5962 | 471.5962 | 471.5962 | 471.5962 | 471.5962 | 0 | 0 | 0 | 0 | 0 | 0 | 0 | 0 | 0
F5_Residential_Single Family Moderate Income_Existing_Space Heating_Natural Gas_Boiler_E8 | F5 | Residential | Single Family Moderate Income | Existing | Space Heating | Natural Gas | Boiler | E8 | Utility - Cost of Operation | 499.5439 | 499.5439 | 499.5439 | 499.5439 | 499.5439 | 499.5439 | 499.5439 | 499.5439 | 499.5439 | 499.5439 | 499.5439 | 499.5439 | 499.5439 | 499.5439 | 499.5439 | 499.5439 | 499.5439 | 499.5439 | 499.5439 | 499.5439 | 499.5439 | 499.5439 | 499.5439 | 499.5439 | 499.5439 | 499.5439 | 499.5439 | 499.5439 | 499.5439 | 499.5439 | 499.5439 | 499.5439 | 499.5439 | 0 | 0 | 0 | 0 | 0 | 0 | 0 | 0 | 0
F5_Residential_Single Family Moderate Income_Existing_Space Heating_Natural Gas_Boiler_E9 | F5 | Residential | Single Family Moderate Income | Existing | Space Heating | Natural Gas | Boiler | E9 | Utility - Cost of Operation | 0 | 0 | 0 | 0 | 0 | 0 | 0 | 0 | 0 | 0 | 0 | 0 | 0 | 0 | 0 | 0 | 0 | 0 | 0 | 0 | 0 | 0 | 0 | 0 | 0 | 0 | 0 | 0 | 0 | 0 | 0 | 0 | 0 | 0 | 0 | 0 | 0 | 0 | 0 | 0 | 0 | 0
F5_Residential_Single Family Moderate Income_Existing_Space Heating_Natural Gas_Boiler_E10 | F5 | Residential | Single Family Moderate Income | Existing | Space Heating | Natural Gas | Boiler | E10 | Utility - Cost of Operation | 0 | 0 | 0 | 0 | 0 | 0 | 0 | 0 | 0 | 0 | 0 | 0 | 0 | 0 | 0 | 0 | 0 | 0 | 0 | 0 | 0 | 0 | 0 | 0 | 0 | 0 | 0 | 0 | 0 | 0 | 0 | 0 | 0 | 0 | 0 | 0 | 0 | 0 | 0 | 0 | 0 | 0
F6_Residential_Single Family Moderate Income_Existing_Space Heating_Natural Gas_Boiler_E1 | F6 | Residential | Single Family Moderate Income | Existing | Space Heating | Natural Gas | Boiler | E1 | Utility - Value of Sales | 470.9905 | 469.922 | 0 | 0 | 0 | 0 | 0 | 0 | 0 | 0 | 0 | 0 | 0 | 0 | 0 | 0 | 0 | 0 | 0 | 0 | 0 | 0 | 0 | 0 | 0 | 0 | 0 | 0 | 0 | 0 | 0 | 0 | 0 | 0 | 0 | 0 | 0 | 0 | 0 | 0 | 0 | 0
F6_Residential_Single Family Moderate Income_Existing_Space Heating_Natural Gas_Boiler_E2 | F6 | Residential | Single Family Moderate Income | Existing | Space Heating | Natural Gas | Boiler | E2 | Utility - Value of Sales | 460.5627 | 459.5178 | 458.9156 | 457.9456 | 455.3545 | 452.792 | 450.2675 | 447.7909 | 445.3714 | 443.0187 | 440.7422 | 438.5515 | 436.4561 | 434.4655 | 432.5797 | 430.7988 | 429.1226 | 427.5513 | 426.0846 | 424.7229 | 423.4659 | 422.3138 | 421.2662 | 420.3235 | 419.4856 | 418.7524 | 418.1237 | 417.6 | 417.181 | 416.8667 | 416.6571 | 416.5523 | 416.5523 | 0 | 0 | 0 | 0 | 0 | 0 | 0 | 0 | 0
F6_Residential_Single Family Moderate Income_Existing_Space Heating_Natural Gas_Boiler_E3 | F6 | Residential | Single Family Moderate Income | Existing | Space Heating | Natural Gas | Boiler | E3 | Utility - Value of Sales | 454.4798 | 453.4487 | 452.8544 | 451.8973 | 449.3404 | 446.8117 | 444.3206 | 441.8767 | 439.4892 | 437.1675 | 434.9211 | 432.7593 | 430.6916 | 428.7273 | 426.8664 | 425.109 | 423.455 | 421.9044 | 420.4571 | 419.1133 | 417.873 | 416.7361 | 415.7023 | 414.7721 | 413.9452 | 413.2217 | 412.6014 | 412.0846 | 411.6711 | 411.3609 | 411.154 | 411.0506 | 411.0506 | 0 | 0 | 0 | 0 | 0 | 0 | 0 | 0 | 0
F6_Residential_Single Family Moderate Income_Existing_Space Heating_Natural Gas_Boiler_E4 | F6 | Residential | Single Family Moderate Income | Existing | Space Heating | Natural Gas | Boiler | E4 | Utility - Value of Sales | 426.2377 | 425.2708 | 424.7134 | 423.8157 | 421.4177 | 419.0462 | 416.7099 | 414.4178 | 412.1787 | 410.0013 | 407.8944 | 405.867 | 403.9278 | 402.0856 | 400.3403 | 398.6921 | 397.1408 | 395.6866 | 394.3293 | 393.069 | 391.9057 | 390.8395 | 389.8699 | 388.9975 | 388.222 | 387.5435 | 386.9617 | 386.477 | 386.0892 | 385.7983 | 385.6043 | 385.5073 | 385.5073 | 0 | 0 | 0 | 0 | 0 | 0 | 0 | 0 | 0
F6_Residential_Single Family Moderate Income_Existing_Space Heating_Natural Gas_Boiler_E5 | F6 | Residential | Single Family Moderate Income | Existing | Space Heating | Natural Gas | Boiler | E5 | Utility - Value of Sales | 397.1267 | 396.2258 | 395.7064 | 394.8701 | 392.6358 | 390.4263 | 388.2496 | 386.114 | 384.0278 | 381.9992 | 380.0362 | 378.1472 | 376.3405 | 374.6241 | 372.998 | 371.4623 | 370.0171 | 368.6621 | 367.3975 | 366.2233 | 365.1395 | 364.1461 | 363.2427 | 362.4299 | 361.7074 | 361.0752 | 360.5331 | 360.0815 | 359.7202 | 359.4492 | 359.2684 | 359.1781 | 359.1781 | 0 | 0 | 0 | 0 | 0 | 0 | 0 | 0 | 0
F6_Residential_Single Family Moderate Income_Existing_Space Heating_Natural Gas_Boiler_E6 | F6 | Residential | Single Family Moderate Income | Existing | Space Heating | Natural Gas | Boiler | E6 | Utility - Value of Sales | 322.7363 | 322.7395 | 323.2488 | 323.3267 | 321.5287 | 319.7308 | 317.9328 | 316.135 | 314.3373 | 312.5397 | 310.7421 | 308.9446 | 307.1474 | 305.3501 | 303.5529 | 301.773 | 300.0273 | 298.333 | 296.7071 | 295.1669 | 293.7295 | 292.4119 | 291.2139 | 290.1358 | 289.1775 | 288.3391 | 287.6201 | 287.0212 | 286.542 | 286.1826 | 285.9428 | 285.823 | 285.823 | 0 | 0 | 0 | 0 | 0 | 0 | 0 | 0 | 0
F6_Residential_Single Family Moderate Income_Existing_Space Heating_Natural Gas_Boiler_E7 | F6 | Residential | Single Family Moderate Income | Existing | Space Heating | Natural Gas | Boiler | E7 | Utility - Value of Sales | 256.7548 | 256.5173 | 256.6171 | 256.4294 | 254.9911 | 253.5529 | 252.1147 | 250.6766 | 249.2386 | 247.8006 | 246.3626 | 244.9336 | 243.5225 | 242.138 | 240.789 | 239.4844 | 238.2332 | 237.0441 | 235.9259 | 234.8877 | 233.9294 | 233.051 | 232.2523 | 231.5336 | 230.8947 | 230.3358 | 229.8565 | 229.4572 | 229.1377 | 228.8981 | 228.7383 | 228.6584 | 228.6584 | 0 | 0 | 0 | 0 | 0 | 0 | 0 | 0 | 0
F6_Residential_Single Family Moderate Income_Existing_Space Heating_Natural Gas_Boiler_E8 | F6 | Residential | Single Family Moderate Income | Existing | Space Heating | Natural Gas | Boiler | E8 | Utility - Value of Sales | 216.2146 | 216.0146 | 216.0986 | 215.9406 | 214.7294 | 213.5182 | 212.3071 | 211.0961 | 209.8851 | 208.6742 | 207.4633 | 206.2599 | 205.0716 | 203.9057 | 202.7697 | 201.6711 | 200.6174 | 199.6161 | 198.6744 | 197.8001 | 196.9932 | 196.2535 | 195.5809 | 194.9757 | 194.4377 | 193.967 | 193.5633 | 193.2271 | 192.9581 | 192.7563 | 192.6217 | 192.5544 | 192.5544 | 0 | 0 | 0 | 0 | 0 | 0 | 0 | 0 | 0
F6_Residential_Single Family Moderate Income_Existing_Space Heating_Natural Gas_Boiler_E9 | F6 | Residential | Single Family Moderate Income | Existing | Space Heating | Natural Gas | Boiler | E9 | Utility - Value of Sales | 0 | 0 | 0 | 0 | 0 | 0 | 0 | 0 | 0 | 0 | 0 | 0 | 0 | 0 | 0 | 0 | 0 | 0 | 0 | 0 | 0 | 0 | 0 | 0 | 0 | 0 | 0 | 0 | 0 | 0 | 0 | 0 | 0 | 0 | 0 | 0 | 0 | 0 | 0 | 0 | 0 | 0
F6_Residential_Single Family Moderate Income_Existing_Space Heating_Natural Gas_Boiler_E10 | F6 | Residential | Single Family Moderate Income | Existing | Space Heating | Natural Gas | Boiler | E10 | Utility - Value of Sales | 0 | 0 | 0 | 0 | 0 | 0 | 0 | 0 | 0 | 0 | 0 | 0 | 0 | 0 | 0 | 0 | 0 | 0 | 0 | 0 | 0 | 0 | 0 | 0 | 0 | 0 | 0 | 0 | 0 | 0 | 0 | 0 | 0 | 0 | 0 | 0 | 0 | 0 | 0 | 0 | 0 | 0
F1_Residential_Single Family Moderate Income_Existing_Secondary Heating_Natural Gas_Fireplace_E1 | F1 | Residential | Single Family Moderate Income | Existing | Secondary Heating | Natural Gas | Fireplace | E1 | RVT - Cost of Equipment | 168.0231 | 168.5974 | 169.646 | 170.534 | 170.3182 | 170.7602 | 171.8136 | 172.7208 | 173.8351 | 174.8925 | 175.9242 | 176.902 | 177.9588 | 178.9603 | 179.8058 | 180.5563 | 181.1915 | 181.7609 | 182.171 | 182.4926 | 182.5884 | 182.504 | 182.2742 | 182.0034 | 181.5626 | 181.0034 | 180.3269 | 179.5626 | 178.6039 | 177.5447 | 176.2909 | 174.9417 | 173.3309 | 0 | 0 | 0 | 0 | 0 | 0 | 0 | 0 | 0
F1_Residential_Single Family Moderate Income_Existing_Secondary Heating_Natural Gas_Fireplace_E2 | F1 | Residential | Single Family Moderate Income | Existing | Secondary Heating | Natural Gas | Fireplace | E2 | RVT - Cost of Equipment | 139.7256 | 140.2031 | 141.0752 | 141.8137 | 141.6341 | 142.0017 | 142.8777 | 143.6321 | 144.5587 | 145.4381 | 146.296 | 147.1092 | 147.988 | 148.8208 | 149.5239 | 150.148 | 150.6763 | 151.1497 | 151.4908 | 151.7582 | 151.8379 | 151.7677 | 151.5766 | 151.3514 | 150.9849 | 150.5198 | 149.9572 | 149.3217 | 148.5244 | 147.6437 | 146.601 | 145.479 | 144.1395 | 0 | 0 | 0 | 0 | 0 | 0 | 0 | 0 | 0
F1_Residential_Single Family Moderate Income_Existing_Secondary Heating_Natural Gas_Fireplace_E3 | F1 | Residential | Single Family Moderate Income | Existing | Secondary Heating | Natural Gas | Fireplace | E3 | RVT - Cost of Equipment | 133.3074 | 133.763 | 134.595 | 135.2995 | 135.1282 | 135.479 | 136.3147 | 137.0345 | 137.9185 | 138.7574 | 139.576 | 140.3518 | 141.1903 | 141.9848 | 142.6556 | 143.251 | 143.755 | 144.2067 | 144.5322 | 144.7873 | 144.8633 | 144.7963 | 144.614 | 144.3992 | 144.0494 | 143.6058 | 143.069 | 142.4627 | 141.702 | 140.8617 | 139.8669 | 138.7965 | 137.5185 | 0 | 0 | 0 | 0 | 0 | 0 | 0 | 0 | 0
F1_Residential_Single Family Moderate Income_Existing_Secondary Heating_Natural Gas_Fireplace_E4 | F1 | Residential | Single Family Moderate Income | Existing | Secondary Heating | Natural Gas | Fireplace | E4 | RVT - Cost of Equipment | 0 | 0 | 0 | 0 | 0 | 0 | 0 | 0 | 0 | 0 | 0 | 0 | 0 | 0 | 0 | 0 | 0 | 0 | 0 | 0 | 0 | 0 | 0 | 0 | 0 | 0 | 0 | 0 | 0 | 0 | 0 | 0 | 0 | 0 | 0 | 0 | 0 | 0 | 0 | 0 | 0 | 0
F1_Residential_Single Family Moderate Income_Existing_Secondary Heating_Natural Gas_Fireplace_E5 | F1 | Residential | Single Family Moderate Income | Existing | Secondary Heating | Natural Gas | Fireplace | E5 | RVT - Cost of Equipment | 0 | 0 | 0 | 0 | 0 | 0 | 0 | 0 | 0 | 0 | 0 | 0 | 0 | 0 | 0 | 0 | 0 | 0 | 0 | 0 | 0 | 0 | 0 | 0 | 0 | 0 | 0 | 0 | 0 | 0 | 0 | 0 | 0 | 0 | 0 | 0 | 0 | 0 | 0 | 0 | 0 | 0
F1_Residential_Single Family Moderate Income_Existing_Secondary Heating_Natural Gas_Fireplace_E6 | F1 | Residential | Single Family Moderate Income | Existing | Secondary Heating | Natural Gas | Fireplace | E6 | RVT - Cost of Equipment | 0 | 0 | 0 | 0 | 0 | 0 | 0 | 0 | 0 | 0 | 0 | 0 | 0 | 0 | 0 | 0 | 0 | 0 | 0 | 0 | 0 | 0 | 0 | 0 | 0 | 0 | 0 | 0 | 0 | 0 | 0 | 0 | 0 | 0 | 0 | 0 | 0 | 0 | 0 | 0 | 0 | 0
F1_Residential_Single Family Moderate Income_Existing_Secondary Heating_Natural Gas_Fireplace_E7 | F1 | Residential | Single Family Moderate Income | Existing | Secondary Heating | Natural Gas | Fireplace | E7 | RVT - Cost of Equipment | 0 | 0 | 0 | 0 | 0 | 0 | 0 | 0 | 0 | 0 | 0 | 0 | 0 | 0 | 0 | 0 | 0 | 0 | 0 | 0 | 0 | 0 | 0 | 0 | 0 | 0 | 0 | 0 | 0 | 0 | 0 | 0 | 0 | 0 | 0 | 0 | 0 | 0 | 0 | 0 | 0 | 0
F1_Residential_Single Family Moderate Income_Existing_Secondary Heating_Natural Gas_Fireplace_E8 | F1 | Residential | Single Family Moderate Income | Existing | Secondary Heating | Natural Gas | Fireplace | E8 | RVT - Cost of Equipment | 0 | 0 | 0 | 0 | 0 | 0 | 0 | 0 | 0 | 0 | 0 | 0 | 0 | 0 | 0 | 0 | 0 | 0 | 0 | 0 | 0 | 0 | 0 | 0 | 0 | 0 | 0 | 0 | 0 | 0 | 0 | 0 | 0 | 0 | 0 | 0 | 0 | 0 | 0 | 0 | 0 | 0
F1_Residential_Single Family Moderate Income_Existing_Secondary Heating_Natural Gas_Fireplace_E9 | F1 | Residential | Single Family Moderate Income | Existing | Secondary Heating | Natural Gas | Fireplace | E9 | RVT - Cost of Equipment | 0 | 0 | 0 | 0 | 0 | 0 | 0 | 0 | 0 | 0 | 0 | 0 | 0 | 0 | 0 | 0 | 0 | 0 | 0 | 0 | 0 | 0 | 0 | 0 | 0 | 0 | 0 | 0 | 0 | 0 | 0 | 0 | 0 | 0 | 0 | 0 | 0 | 0 | 0 | 0 | 0 | 0
F1_Residential_Single Family Moderate Income_Existing_Secondary Heating_Natural Gas_Fireplace_E10 | F1 | Residential | Single Family Moderate Income | Existing | Secondary Heating | Natural Gas | Fireplace | E10 | RVT - Cost of Equipment | 0 | 0 | 0 | 0 | 0 | 0 | 0 | 0 | 0 | 0 | 0 | 0 | 0 | 0 | 0 | 0 | 0 | 0 | 0 | 0 | 0 | 0 | 0 | 0 | 0 | 0 | 0 | 0 | 0 | 0 | 0 | 0 | 0 | 0 | 0 | 0 | 0 | 0 | 0 | 0 | 0 | 0
F2_Residential_Single Family Moderate Income_Existing_Secondary Heating_Natural Gas_Fireplace_E1 | F2 | Residential | Single Family Moderate Income | Existing | Secondary Heating | Natural Gas | Fireplace | E1 | RVT - Cost of Operation | 167.7522 | 168.3255 | 169.3725 | 170.2591 | 170.0435 | 170.4849 | 171.5366 | 172.4423 | 173.5548 | 174.6105 | 175.6405 | 176.6168 | 177.6719 | 178.6717 | 179.5159 | 180.2651 | 180.8994 | 181.4678 | 181.8773 | 182.1984 | 182.294 | 182.2098 | 181.9803 | 181.71 | 181.2699 | 180.7115 | 180.0361 | 179.2731 | 178.3159 | 177.2585 | 176.0066 | 174.6596 | 173.0514 | 0 | 0 | 0 | 0 | 0 | 0 | 0 | 0 | 0
F2_Residential_Single Family Moderate Income_Existing_Secondary Heating_Natural Gas_Fireplace_E2 | F2 | Residential | Single Family Moderate Income | Existing | Secondary Heating | Natural Gas | Fireplace | E2 | RVT - Cost of Operation | 139.5003 | 139.9771 | 140.8477 | 141.585 | 141.4058 | 141.7728 | 142.6473 | 143.4006 | 144.3257 | 145.2036 | 146.0601 | 146.872 | 147.7494 | 148.5809 | 149.2828 | 149.9059 | 150.4333 | 150.906 | 151.2466 | 151.5135 | 151.5931 | 151.523 | 151.3322 | 151.1074 | 150.7414 | 150.2771 | 149.7155 | 149.0809 | 148.2849 | 147.4056 | 146.3646 | 145.2444 | 143.9071 | 0 | 0 | 0 | 0 | 0 | 0 | 0 | 0 | 0
F2_Residential_Single Family Moderate Income_Existing_Secondary Heating_Natural Gas_Fireplace_E3 | F2 | Residential | Single Family Moderate Income | Existing | Secondary Heating | Natural Gas | Fireplace | E3 | RVT - Cost of Operation | 133.0924 | 133.5473 | 134.378 | 135.0813 | 134.9104 | 135.2605 | 136.0949 | 136.8135 | 137.6961 | 138.5337 | 139.3509 | 140.1255 | 140.9626 | 141.7559 | 142.4256 | 143.02 | 143.5232 | 143.9742 | 144.2991 | 144.5538 | 144.6297 | 144.5629 | 144.3808 | 144.1664 | 143.8172 | 143.3742 | 142.8383 | 142.233 | 141.4735 | 140.6346 | 139.6414 | 138.5727 | 137.2968 | 0 | 0 | 0 | 0 | 0 | 0 | 0 | 0 | 0
F2_Residential_Single Family Moderate Income_Existing_Secondary Heating_Natural Gas_Fireplace_E4 | F2 | Residential | Single Family Moderate Income | Existing | Secondary Heating | Natural Gas | Fireplace | E4 | RVT - Cost of Operation | 0 | 0 | 0 | 0 | 0 | 0 | 0 | 0 | 0 | 0 | 0 | 0 | 0 | 0 | 0 | 0 | 0 | 0 | 0 | 0 | 0 | 0 | 0 | 0 | 0 | 0 | 0 | 0 | 0 | 0 | 0 | 0 | 0 | 0 | 0 | 0 | 0 | 0 | 0 | 0 | 0 | 0
F2_Residential_Single Family Moderate Income_Existing_Secondary Heating_Natural Gas_Fireplace_E5 | F2 | Residential | Single Family Moderate Income | Existing | Secondary Heating | Natural Gas | Fireplace | E5 | RVT - Cost of Operation | 0 | 0 | 0 | 0 | 0 | 0 | 0 | 0 | 0 | 0 | 0 | 0 | 0 | 0 | 0 | 0 | 0 | 0 | 0 | 0 | 0 | 0 | 0 | 0 | 0 | 0 | 0 | 0 | 0 | 0 | 0 | 0 | 0 | 0 | 0 | 0 | 0 | 0 | 0 | 0 | 0 | 0
F2_Residential_Single Family Moderate Income_Existing_Secondary Heating_Natural Gas_Fireplace_E6 | F2 | Residential | Single Family Moderate Income | Existing | Secondary Heating | Natural Gas | Fireplace | E6 | RVT - Cost of Operation | 0 | 0 | 0 | 0 | 0 | 0 | 0 | 0 | 0 | 0 | 0 | 0 | 0 | 0 | 0 | 0 | 0 | 0 | 0 | 0 | 0 | 0 | 0 | 0 | 0 | 0 | 0 | 0 | 0 | 0 | 0 | 0 | 0 | 0 | 0 | 0 | 0 | 0 | 0 | 0 | 0 | 0
F2_Residential_Single Family Moderate Income_Existing_Secondary Heating_Natural Gas_Fireplace_E7 | F2 | Residential | Single Family Moderate Income | Existing | Secondary Heating | Natural Gas | Fireplace | E7 | RVT - Cost of Operation | 0 | 0 | 0 | 0 | 0 | 0 | 0 | 0 | 0 | 0 | 0 | 0 | 0 | 0 | 0 | 0 | 0 | 0 | 0 | 0 | 0 | 0 | 0 | 0 | 0 | 0 | 0 | 0 | 0 | 0 | 0 | 0 | 0 | 0 | 0 | 0 | 0 | 0 | 0 | 0 | 0 | 0
F2_Residential_Single Family Moderate Income_Existing_Secondary Heating_Natural Gas_Fireplace_E8 | F2 | Residential | Single Family Moderate Income | Existing | Secondary Heating | Natural Gas | Fireplace | E8 | RVT - Cost of Operation | 0 | 0 | 0 | 0 | 0 | 0 | 0 | 0 | 0 | 0 | 0 | 0 | 0 | 0 | 0 | 0 | 0 | 0 | 0 | 0 | 0 | 0 | 0 | 0 | 0 | 0 | 0 | 0 | 0 | 0 | 0 | 0 | 0 | 0 | 0 | 0 | 0 | 0 | 0 | 0 | 0 | 0
F2_Residential_Single Family Moderate Income_Existing_Secondary Heating_Natural Gas_Fireplace_E9 | F2 | Residential | Single Family Moderate Income | Existing | Secondary Heating | Natural Gas | Fireplace | E9 | RVT - Cost of Operation | 0 | 0 | 0 | 0 | 0 | 0 | 0 | 0 | 0 | 0 | 0 | 0 | 0 | 0 | 0 | 0 | 0 | 0 | 0 | 0 | 0 | 0 | 0 | 0 | 0 | 0 | 0 | 0 | 0 | 0 | 0 | 0 | 0 | 0 | 0 | 0 | 0 | 0 | 0 | 0 | 0 | 0
F2_Residential_Single Family Moderate Income_Existing_Secondary Heating_Natural Gas_Fireplace_E10 | F2 | Residential | Single Family Moderate Income | Existing | Secondary Heating | Natural Gas | Fireplace | E10 | RVT - Cost of Operation | 0 | 0 | 0 | 0 | 0 | 0 | 0 | 0 | 0 | 0 | 0 | 0 | 0 | 0 | 0 | 0 | 0 | 0 | 0 | 0 | 0 | 0 | 0 | 0 | 0 | 0 | 0 | 0 | 0 | 0 | 0 | 0 | 0 | 0 | 0 | 0 | 0 | 0 | 0 | 0 | 0 | 0
F3_Residential_Single Family Moderate Income_Existing_Secondary Heating_Natural Gas_Fireplace_E1 | F3 | Residential | Single Family Moderate Income | Existing | Secondary Heating | Natural Gas | Fireplace | E1 | System - kBTUs of Consumption | 296.7502 | 296.7502 | 296.7502 | 296.7502 | 296.7502 | 296.7502 | 296.7502 | 296.7502 | 296.7502 | 296.7502 | 296.7502 | 296.7502 | 296.7502 | 296.7502 | 296.7502 | 296.7502 | 296.7502 | 296.7502 | 296.7502 | 296.7502 | 296.7502 | 296.7502 | 296.7502 | 296.7502 | 296.7502 | 296.7502 | 296.7502 | 296.7502 | 296.7502 | 296.7502 | 296.7502 | 296.7502 | 296.7502 | 0 | 0 | 0 | 0 | 0 | 0 | 0 | 0 | 0
F3_Residential_Single Family Moderate Income_Existing_Secondary Heating_Natural Gas_Fireplace_E2 | F3 | Residential | Single Family Moderate Income | Existing | Secondary Heating | Natural Gas | Fireplace | E2 | System - kBTUs of Consumption | 323.1286 | 323.1286 | 323.1286 | 323.1286 | 323.1286 | 323.1286 | 323.1286 | 323.1286 | 323.1286 | 323.1286 | 323.1286 | 323.1286 | 323.1286 | 323.1286 | 323.1286 | 323.1286 | 323.1286 | 323.1286 | 323.1286 | 323.1286 | 323.1286 | 323.1286 | 323.1286 | 323.1286 | 323.1286 | 323.1286 | 323.1286 | 323.1286 | 323.1286 | 323.1286 | 323.1286 | 323.1286 | 323.1286 | 0 | 0 | 0 | 0 | 0 | 0 | 0 | 0 | 0
F3_Residential_Single Family Moderate Income_Existing_Secondary Heating_Natural Gas_Fireplace_E3 | F3 | Residential | Single Family Moderate Income | Existing | Secondary Heating | Natural Gas | Fireplace | E3 | System - kBTUs of Consumption | 329.3635 | 329.3635 | 329.3635 | 329.3635 | 329.3635 | 329.3635 | 329.3635 | 329.3635 | 329.3635 | 329.3635 | 329.3635 | 329.3635 | 329.3635 | 329.3635 | 329.3635 | 329.3635 | 329.3635 | 329.3635 | 329.3635 | 329.3635 | 329.3635 | 329.3635 | 329.3635 | 329.3635 | 329.3635 | 329.3635 | 329.3635 | 329.3635 | 329.3635 | 329.3635 | 329.3635 | 329.3635 | 329.3635 | 0 | 0 | 0 | 0 | 0 | 0 | 0 | 0 | 0
F3_Residential_Single Family Moderate Income_Existing_Secondary Heating_Natural Gas_Fireplace_E4 | F3 | Residential | Single Family Moderate Income | Existing | Secondary Heating | Natural Gas | Fireplace | E4 | System - kBTUs of Consumption | 0 | 0 | 0 | 0 | 0 | 0 | 0 | 0 | 0 | 0 | 0 | 0 | 0 | 0 | 0 | 0 | 0 | 0 | 0 | 0 | 0 | 0 | 0 | 0 | 0 | 0 | 0 | 0 | 0 | 0 | 0 | 0 | 0 | 0 | 0 | 0 | 0 | 0 | 0 | 0 | 0 | 0
F3_Residential_Single Family Moderate Income_Existing_Secondary Heating_Natural Gas_Fireplace_E5 | F3 | Residential | Single Family Moderate Income | Existing | Secondary Heating | Natural Gas | Fireplace | E5 | System - kBTUs of Consumption | 0 | 0 | 0 | 0 | 0 | 0 | 0 | 0 | 0 | 0 | 0 | 0 | 0 | 0 | 0 | 0 | 0 | 0 | 0 | 0 | 0 | 0 | 0 | 0 | 0 | 0 | 0 | 0 | 0 | 0 | 0 | 0 | 0 | 0 | 0 | 0 | 0 | 0 | 0 | 0 | 0 | 0
F3_Residential_Single Family Moderate Income_Existing_Secondary Heating_Natural Gas_Fireplace_E6 | F3 | Residential | Single Family Moderate Income | Existing | Secondary Heating | Natural Gas | Fireplace | E6 | System - kBTUs of Consumption | 0 | 0 | 0 | 0 | 0 | 0 | 0 | 0 | 0 | 0 | 0 | 0 | 0 | 0 | 0 | 0 | 0 | 0 | 0 | 0 | 0 | 0 | 0 | 0 | 0 | 0 | 0 | 0 | 0 | 0 | 0 | 0 | 0 | 0 | 0 | 0 | 0 | 0 | 0 | 0 | 0 | 0
F3_Residential_Single Family Moderate Income_Existing_Secondary Heating_Natural Gas_Fireplace_E7 | F3 | Residential | Single Family Moderate Income | Existing | Secondary Heating | Natural Gas | Fireplace | E7 | System - kBTUs of Consumption | 0 | 0 | 0 | 0 | 0 | 0 | 0 | 0 | 0 | 0 | 0 | 0 | 0 | 0 | 0 | 0 | 0 | 0 | 0 | 0 | 0 | 0 | 0 | 0 | 0 | 0 | 0 | 0 | 0 | 0 | 0 | 0 | 0 | 0 | 0 | 0 | 0 | 0 | 0 | 0 | 0 | 0
F3_Residential_Single Family Moderate Income_Existing_Secondary Heating_Natural Gas_Fireplace_E8 | F3 | Residential | Single Family Moderate Income | Existing | Secondary Heating | Natural Gas | Fireplace | E8 | System - kBTUs of Consumption | 0 | 0 | 0 | 0 | 0 | 0 | 0 | 0 | 0 | 0 | 0 | 0 | 0 | 0 | 0 | 0 | 0 | 0 | 0 | 0 | 0 | 0 | 0 | 0 | 0 | 0 | 0 | 0 | 0 | 0 | 0 | 0 | 0 | 0 | 0 | 0 | 0 | 0 | 0 | 0 | 0 | 0
F3_Residential_Single Family Moderate Income_Existing_Secondary Heating_Natural Gas_Fireplace_E9 | F3 | Residential | Single Family Moderate Income | Existing | Secondary Heating | Natural Gas | Fireplace | E9 | System - kBTUs of Consumption | 0 | 0 | 0 | 0 | 0 | 0 | 0 | 0 | 0 | 0 | 0 | 0 | 0 | 0 | 0 | 0 | 0 | 0 | 0 | 0 | 0 | 0 | 0 | 0 | 0 | 0 | 0 | 0 | 0 | 0 | 0 | 0 | 0 | 0 | 0 | 0 | 0 | 0 | 0 | 0 | 0 | 0
F3_Residential_Single Family Moderate Income_Existing_Secondary Heating_Natural Gas_Fireplace_E10 | F3 | Residential | Single Family Moderate Income | Existing | Secondary Heating | Natural Gas | Fireplace | E10 | System - kBTUs of Consumption | 0 | 0 | 0 | 0 | 0 | 0 | 0 | 0 | 0 | 0 | 0 | 0 | 0 | 0 | 0 | 0 | 0 | 0 | 0 | 0 | 0 | 0 | 0 | 0 | 0 | 0 | 0 | 0 | 0 | 0 | 0 | 0 | 0 | 0 | 0 | 0 | 0 | 0 | 0 | 0 | 0 | 0
F4_Residential_Single Family Moderate Income_Existing_Secondary Heating_Natural Gas_Fireplace_E1 | F4 | Residential | Single Family Moderate Income | Existing | Secondary Heating | Natural Gas | Fireplace | E1 | Utility - Cost of Equipment | 167.7522 | 168.3255 | 169.3725 | 170.2591 | 170.0435 | 170.4849 | 171.5366 | 172.4423 | 173.5548 | 174.6105 | 175.6405 | 176.6168 | 177.6719 | 178.6717 | 179.5159 | 180.2651 | 180.8994 | 181.4678 | 181.8773 | 182.1984 | 182.294 | 182.2098 | 181.9803 | 181.71 | 181.2699 | 180.7115 | 180.0361 | 179.2731 | 178.3159 | 177.2585 | 176.0066 | 174.6596 | 173.0514 | 0 | 0 | 0 | 0 | 0 | 0 | 0 | 0 | 0
F4_Residential_Single Family Moderate Income_Existing_Secondary Heating_Natural Gas_Fireplace_E2 | F4 | Residential | Single Family Moderate Income | Existing | Secondary Heating | Natural Gas | Fireplace | E2 | Utility - Cost of Equipment | 139.5003 | 139.9771 | 140.8477 | 141.585 | 141.4058 | 141.7728 | 142.6473 | 143.4006 | 144.3257 | 145.2036 | 146.0601 | 146.872 | 147.7494 | 148.5809 | 149.2828 | 149.9059 | 150.4333 | 150.906 | 151.2466 | 151.5135 | 151.5931 | 151.523 | 151.3322 | 151.1074 | 150.7414 | 150.2771 | 149.7155 | 149.0809 | 148.2849 | 147.4056 | 146.3646 | 145.2444 | 143.9071 | 0 | 0 | 0 | 0 | 0 | 0 | 0 | 0 | 0
F4_Residential_Single Family Moderate Income_Existing_Secondary Heating_Natural Gas_Fireplace_E3 | F4 | Residential | Single Family Moderate Income | Existing | Secondary Heating | Natural Gas | Fireplace | E3 | Utility - Cost of Equipment | 133.0924 | 133.5473 | 134.378 | 135.0813 | 134.9104 | 135.2605 | 136.0949 | 136.8135 | 137.6961 | 138.5337 | 139.3509 | 140.1255 | 140.9626 | 141.7559 | 142.4256 | 143.02 | 143.5232 | 143.9742 | 144.2991 | 144.5538 | 144.6297 | 144.5629 | 144.3808 | 144.1664 | 143.8172 | 143.3742 | 142.8383 | 142.233 | 141.4735 | 140.6346 | 139.6414 | 138.5727 | 137.2968 | 0 | 0 | 0 | 0 | 0 | 0 | 0 | 0 | 0
F4_Residential_Single Family Moderate Income_Existing_Secondary Heating_Natural Gas_Fireplace_E4 | F4 | Residential | Single Family Moderate Income | Existing | Secondary Heating | Natural Gas | Fireplace | E4 | Utility - Cost of Equipment | 0 | 0 | 0 | 0 | 0 | 0 | 0 | 0 | 0 | 0 | 0 | 0 | 0 | 0 | 0 | 0 | 0 | 0 | 0 | 0 | 0 | 0 | 0 | 0 | 0 | 0 | 0 | 0 | 0 | 0 | 0 | 0 | 0 | 0 | 0 | 0 | 0 | 0 | 0 | 0 | 0 | 0
F4_Residential_Single Family Moderate Income_Existing_Secondary Heating_Natural Gas_Fireplace_E5 | F4 | Residential | Single Family Moderate Income | Existing | Secondary Heating | Natural Gas | Fireplace | E5 | Utility - Cost of Equipment | 0 | 0 | 0 | 0 | 0 | 0 | 0 | 0 | 0 | 0 | 0 | 0 | 0 | 0 | 0 | 0 | 0 | 0 | 0 | 0 | 0 | 0 | 0 | 0 | 0 | 0 | 0 | 0 | 0 | 0 | 0 | 0 | 0 | 0 | 0 | 0 | 0 | 0 | 0 | 0 | 0 | 0
F4_Residential_Single Family Moderate Income_Existing_Secondary Heating_Natural Gas_Fireplace_E6 | F4 | Residential | Single Family Moderate Income | Existing | Secondary Heating | Natural Gas | Fireplace | E6 | Utility - Cost of Equipment | 0 | 0 | 0 | 0 | 0 | 0 | 0 | 0 | 0 | 0 | 0 | 0 | 0 | 0 | 0 | 0 | 0 | 0 | 0 | 0 | 0 | 0 | 0 | 0 | 0 | 0 | 0 | 0 | 0 | 0 | 0 | 0 | 0 | 0 | 0 | 0 | 0 | 0 | 0 | 0 | 0 | 0
F4_Residential_Single Family Moderate Income_Existing_Secondary Heating_Natural Gas_Fireplace_E7 | F4 | Residential | Single Family Moderate Income | Existing | Secondary Heating | Natural Gas | Fireplace | E7 | Utility - Cost of Equipment | 0 | 0 | 0 | 0 | 0 | 0 | 0 | 0 | 0 | 0 | 0 | 0 | 0 | 0 | 0 | 0 | 0 | 0 | 0 | 0 | 0 | 0 | 0 | 0 | 0 | 0 | 0 | 0 | 0 | 0 | 0 | 0 | 0 | 0 | 0 | 0 | 0 | 0 | 0 | 0 | 0 | 0
F4_Residential_Single Family Moderate Income_Existing_Secondary Heating_Natural Gas_Fireplace_E8 | F4 | Residential | Single Family Moderate Income | Existing | Secondary Heating | Natural Gas | Fireplace | E8 | Utility - Cost of Equipment | 0 | 0 | 0 | 0 | 0 | 0 | 0 | 0 | 0 | 0 | 0 | 0 | 0 | 0 | 0 | 0 | 0 | 0 | 0 | 0 | 0 | 0 | 0 | 0 | 0 | 0 | 0 | 0 | 0 | 0 | 0 | 0 | 0 | 0 | 0 | 0 | 0 | 0 | 0 | 0 | 0 | 0
F4_Residential_Single Family Moderate Income_Existing_Secondary Heating_Natural Gas_Fireplace_E9 | F4 | Residential | Single Family Moderate Income | Existing | Secondary Heating | Natural Gas | Fireplace | E9 | Utility - Cost of Equipment | 0 | 0 | 0 | 0 | 0 | 0 | 0 | 0 | 0 | 0 | 0 | 0 | 0 | 0 | 0 | 0 | 0 | 0 | 0 | 0 | 0 | 0 | 0 | 0 | 0 | 0 | 0 | 0 | 0 | 0 | 0 | 0 | 0 | 0 | 0 | 0 | 0 | 0 | 0 | 0 | 0 | 0
F4_Residential_Single Family Moderate Income_Existing_Secondary Heating_Natural Gas_Fireplace_E10 | F4 | Residential | Single Family Moderate Income | Existing | Secondary Heating | Natural Gas | Fireplace | E10 | Utility - Cost of Equipment | 0 | 0 | 0 | 0 | 0 | 0 | 0 | 0 | 0 | 0 | 0 | 0 | 0 | 0 | 0 | 0 | 0 | 0 | 0 | 0 | 0 | 0 | 0 | 0 | 0 | 0 | 0 | 0 | 0 | 0 | 0 | 0 | 0 | 0 | 0 | 0 | 0 | 0 | 0 | 0 | 0 | 0
F5_Residential_Single Family Moderate Income_Existing_Secondary Heating_Natural Gas_Fireplace_E1 | F5 | Residential | Single Family Moderate Income | Existing | Secondary Heating | Natural Gas | Fireplace | E1 | Utility - Cost of Operation | 296.7502 | 296.7502 | 296.7502 | 296.7502 | 296.7502 | 296.7502 | 296.7502 | 296.7502 | 296.7502 | 296.7502 | 296.7502 | 296.7502 | 296.7502 | 296.7502 | 296.7502 | 296.7502 | 296.7502 | 296.7502 | 296.7502 | 296.7502 | 296.7502 | 296.7502 | 296.7502 | 296.7502 | 296.7502 | 296.7502 | 296.7502 | 296.7502 | 296.7502 | 296.7502 | 296.7502 | 296.7502 | 296.7502 | 0 | 0 | 0 | 0 | 0 | 0 | 0 | 0 | 0
F5_Residential_Single Family Moderate Income_Existing_Secondary Heating_Natural Gas_Fireplace_E2 | F5 | Residential | Single Family Moderate Income | Existing | Secondary Heating | Natural Gas | Fireplace | E2 | Utility - Cost of Operation | 323.1286 | 323.1286 | 323.1286 | 323.1286 | 323.1286 | 323.1286 | 323.1286 | 323.1286 | 323.1286 | 323.1286 | 323.1286 | 323.1286 | 323.1286 | 323.1286 | 323.1286 | 323.1286 | 323.1286 | 323.1286 | 323.1286 | 323.1286 | 323.1286 | 323.1286 | 323.1286 | 323.1286 | 323.1286 | 323.1286 | 323.1286 | 323.1286 | 323.1286 | 323.1286 | 323.1286 | 323.1286 | 323.1286 | 0 | 0 | 0 | 0 | 0 | 0 | 0 | 0 | 0
F5_Residential_Single Family Moderate Income_Existing_Secondary Heating_Natural Gas_Fireplace_E3 | F5 | Residential | Single Family Moderate Income | Existing | Secondary Heating | Natural Gas | Fireplace | E3 | Utility - Cost of Operation | 329.3635 | 329.3635 | 329.3635 | 329.3635 | 329.3635 | 329.3635 | 329.3635 | 329.3635 | 329.3635 | 329.3635 | 329.3635 | 329.3635 | 329.3635 | 329.3635 | 329.3635 | 329.3635 | 329.3635 | 329.3635 | 329.3635 | 329.3635 | 329.3635 | 329.3635 | 329.3635 | 329.3635 | 329.3635 | 329.3635 | 329.3635 | 329.3635 | 329.3635 | 329.3635 | 329.3635 | 329.3635 | 329.3635 | 0 | 0 | 0 | 0 | 0 | 0 | 0 | 0 | 0
F5_Residential_Single Family Moderate Income_Existing_Secondary Heating_Natural Gas_Fireplace_E4 | F5 | Residential | Single Family Moderate Income | Existing | Secondary Heating | Natural Gas | Fireplace | E4 | Utility - Cost of Operation | 0 | 0 | 0 | 0 | 0 | 0 | 0 | 0 | 0 | 0 | 0 | 0 | 0 | 0 | 0 | 0 | 0 | 0 | 0 | 0 | 0 | 0 | 0 | 0 | 0 | 0 | 0 | 0 | 0 | 0 | 0 | 0 | 0 | 0 | 0 | 0 | 0 | 0 | 0 | 0 | 0 | 0
F5_Residential_Single Family Moderate Income_Existing_Secondary Heating_Natural Gas_Fireplace_E5 | F5 | Residential | Single Family Moderate Income | Existing | Secondary Heating | Natural Gas | Fireplace | E5 | Utility - Cost of Operation | 0 | 0 | 0 | 0 | 0 | 0 | 0 | 0 | 0 | 0 | 0 | 0 | 0 | 0 | 0 | 0 | 0 | 0 | 0 | 0 | 0 | 0 | 0 | 0 | 0 | 0 | 0 | 0 | 0 | 0 | 0 | 0 | 0 | 0 | 0 | 0 | 0 | 0 | 0 | 0 | 0 | 0
F5_Residential_Single Family Moderate Income_Existing_Secondary Heating_Natural Gas_Fireplace_E6 | F5 | Residential | Single Family Moderate Income | Existing | Secondary Heating | Natural Gas | Fireplace | E6 | Utility - Cost of Operation | 0 | 0 | 0 | 0 | 0 | 0 | 0 | 0 | 0 | 0 | 0 | 0 | 0 | 0 | 0 | 0 | 0 | 0 | 0 | 0 | 0 | 0 | 0 | 0 | 0 | 0 | 0 | 0 | 0 | 0 | 0 | 0 | 0 | 0 | 0 | 0 | 0 | 0 | 0 | 0 | 0 | 0
F5_Residential_Single Family Moderate Income_Existing_Secondary Heating_Natural Gas_Fireplace_E7 | F5 | Residential | Single Family Moderate Income | Existing | Secondary Heating | Natural Gas | Fireplace | E7 | Utility - Cost of Operation | 0 | 0 | 0 | 0 | 0 | 0 | 0 | 0 | 0 | 0 | 0 | 0 | 0 | 0 | 0 | 0 | 0 | 0 | 0 | 0 | 0 | 0 | 0 | 0 | 0 | 0 | 0 | 0 | 0 | 0 | 0 | 0 | 0 | 0 | 0 | 0 | 0 | 0 | 0 | 0 | 0 | 0
F5_Residential_Single Family Moderate Income_Existing_Secondary Heating_Natural Gas_Fireplace_E8 | F5 | Residential | Single Family Moderate Income | Existing | Secondary Heating | Natural Gas | Fireplace | E8 | Utility - Cost of Operation | 0 | 0 | 0 | 0 | 0 | 0 | 0 | 0 | 0 | 0 | 0 | 0 | 0 | 0 | 0 | 0 | 0 | 0 | 0 | 0 | 0 | 0 | 0 | 0 | 0 | 0 | 0 | 0 | 0 | 0 | 0 | 0 | 0 | 0 | 0 | 0 | 0 | 0 | 0 | 0 | 0 | 0
F5_Residential_Single Family Moderate Income_Existing_Secondary Heating_Natural Gas_Fireplace_E9 | F5 | Residential | Single Family Moderate Income | Existing | Secondary Heating | Natural Gas | Fireplace | E9 | Utility - Cost of Operation | 0 | 0 | 0 | 0 | 0 | 0 | 0 | 0 | 0 | 0 | 0 | 0 | 0 | 0 | 0 | 0 | 0 | 0 | 0 | 0 | 0 | 0 | 0 | 0 | 0 | 0 | 0 | 0 | 0 | 0 | 0 | 0 | 0 | 0 | 0 | 0 | 0 | 0 | 0 | 0 | 0 | 0
F5_Residential_Single Family Moderate Income_Existing_Secondary Heating_Natural Gas_Fireplace_E10 | F5 | Residential | Single Family Moderate Income | Existing | Secondary Heating | Natural Gas | Fireplace | E10 | Utility - Cost of Operation | 0 | 0 | 0 | 0 | 0 | 0 | 0 | 0 | 0 | 0 | 0 | 0 | 0 | 0 | 0 | 0 | 0 | 0 | 0 | 0 | 0 | 0 | 0 | 0 | 0 | 0 | 0 | 0 | 0 | 0 | 0 | 0 | 0 | 0 | 0 | 0 | 0 | 0 | 0 | 0 | 0 | 0
F6_Residential_Single Family Moderate Income_Existing_Secondary Heating_Natural Gas_Fireplace_E1 | F6 | Residential | Single Family Moderate Income | Existing | Secondary Heating | Natural Gas | Fireplace | E1 | Utility - Value of Sales | 107.7565 | 107.9915 | 108.4 | 108.6763 | 108.3727 | 108.0681 | 107.7628 | 107.4566 | 107.1495 | 106.8415 | 106.5327 | 106.223 | 105.9124 | 105.6031 | 105.2974 | 104.9976 | 104.7058 | 104.4243 | 104.1554 | 103.9013 | 103.6644 | 103.4469 | 103.2489 | 103.0704 | 102.9115 | 102.7723 | 102.6528 | 102.553 | 102.4731 | 102.413 | 102.3729 | 102.3528 | 102.3528 | 0 | 0 | 0 | 0 | 0 | 0 | 0 | 0 | 0
F6_Residential_Single Family Moderate Income_Existing_Secondary Heating_Natural Gas_Fireplace_E2 | F6 | Residential | Single Family Moderate Income | Existing | Secondary Heating | Natural Gas | Fireplace | E2 | Utility - Value of Sales | 89.6087 | 89.8042 | 90.1439 | 90.3737 | 90.1212 | 89.8679 | 89.614 | 89.3593 | 89.104 | 88.8479 | 88.5911 | 88.3335 | 88.0752 | 87.8181 | 87.5638 | 87.3145 | 87.0718 | 86.8377 | 86.6141 | 86.4028 | 86.2058 | 86.025 | 85.8603 | 85.7119 | 85.5798 | 85.464 | 85.3646 | 85.2816 | 85.2151 | 85.1652 | 85.1318 | 85.1151 | 85.1151 | 0 | 0 | 0 | 0 | 0 | 0 | 0 | 0 | 0
F6_Residential_Single Family Moderate Income_Existing_Secondary Heating_Natural Gas_Fireplace_E3 | F6 | Residential | Single Family Moderate Income | Existing | Secondary Heating | Natural Gas | Fireplace | E3 | Utility - Value of Sales | 85.4926 | 85.6791 | 86.0032 | 86.2224 | 85.9815 | 85.7399 | 85.4976 | 85.2546 | 85.011 | 84.7667 | 84.5217 | 84.276 | 84.0295 | 83.7842 | 83.5416 | 83.3037 | 83.0722 | 82.8489 | 82.6355 | 82.434 | 82.246 | 82.0735 | 81.9164 | 81.7748 | 81.6487 | 81.5382 | 81.4434 | 81.3642 | 81.3008 | 81.2532 | 81.2213 | 81.2054 | 81.2054 | 0 | 0 | 0 | 0 | 0 | 0 | 0 | 0 | 0
F6_Residential_Single Family Moderate Income_Existing_Secondary Heating_Natural Gas_Fireplace_E4 | F6 | Residential | Single Family Moderate Income | Existing | Secondary Heating | Natural Gas | Fireplace | E4 | Utility - Value of Sales | 0 | 0 | 0 | 0 | 0 | 0 | 0 | 0 | 0 | 0 | 0 | 0 | 0 | 0 | 0 | 0 | 0 | 0 | 0 | 0 | 0 | 0 | 0 | 0 | 0 | 0 | 0 | 0 | 0 | 0 | 0 | 0 | 0 | 0 | 0 | 0 | 0 | 0 | 0 | 0 | 0 | 0
F6_Residential_Single Family Moderate Income_Existing_Secondary Heating_Natural Gas_Fireplace_E5 | F6 | Residential | Single Family Moderate Income | Existing | Secondary Heating | Natural Gas | Fireplace | E5 | Utility - Value of Sales | 0 | 0 | 0 | 0 | 0 | 0 | 0 | 0 | 0 | 0 | 0 | 0 | 0 | 0 | 0 | 0 | 0 | 0 | 0 | 0 | 0 | 0 | 0 | 0 | 0 | 0 | 0 | 0 | 0 | 0 | 0 | 0 | 0 | 0 | 0 | 0 | 0 | 0 | 0 | 0 | 0 | 0
F6_Residential_Single Family Moderate Income_Existing_Secondary Heating_Natural Gas_Fireplace_E6 | F6 | Residential | Single Family Moderate Income | Existing | Secondary Heating | Natural Gas | Fireplace | E6 | Utility - Value of Sales | 0 | 0 | 0 | 0 | 0 | 0 | 0 | 0 | 0 | 0 | 0 | 0 | 0 | 0 | 0 | 0 | 0 | 0 | 0 | 0 | 0 | 0 | 0 | 0 | 0 | 0 | 0 | 0 | 0 | 0 | 0 | 0 | 0 | 0 | 0 | 0 | 0 | 0 | 0 | 0 | 0 | 0
F6_Residential_Single Family Moderate Income_Existing_Secondary Heating_Natural Gas_Fireplace_E7 | F6 | Residential | Single Family Moderate Income | Existing | Secondary Heating | Natural Gas | Fireplace | E7 | Utility - Value of Sales | 0 | 0 | 0 | 0 | 0 | 0 | 0 | 0 | 0 | 0 | 0 | 0 | 0 | 0 | 0 | 0 | 0 | 0 | 0 | 0 | 0 | 0 | 0 | 0 | 0 | 0 | 0 | 0 | 0 | 0 | 0 | 0 | 0 | 0 | 0 | 0 | 0 | 0 | 0 | 0 | 0 | 0
F6_Residential_Single Family Moderate Income_Existing_Secondary Heating_Natural Gas_Fireplace_E8 | F6 | Residential | Single Family Moderate Income | Existing | Secondary Heating | Natural Gas | Fireplace | E8 | Utility - Value of Sales | 0 | 0 | 0 | 0 | 0 | 0 | 0 | 0 | 0 | 0 | 0 | 0 | 0 | 0 | 0 | 0 | 0 | 0 | 0 | 0 | 0 | 0 | 0 | 0 | 0 | 0 | 0 | 0 | 0 | 0 | 0 | 0 | 0 | 0 | 0 | 0 | 0 | 0 | 0 | 0 | 0 | 0
F6_Residential_Single Family Moderate Income_Existing_Secondary Heating_Natural Gas_Fireplace_E9 | F6 | Residential | Single Family Moderate Income | Existing | Secondary Heating | Natural Gas | Fireplace | E9 | Utility - Value of Sales | 0 | 0 | 0 | 0 | 0 | 0 | 0 | 0 | 0 | 0 | 0 | 0 | 0 | 0 | 0 | 0 | 0 | 0 | 0 | 0 | 0 | 0 | 0 | 0 | 0 | 0 | 0 | 0 | 0 | 0 | 0 | 0 | 0 | 0 | 0 | 0 | 0 | 0 | 0 | 0 | 0 | 0
F6_Residential_Single Family Moderate Income_Existing_Secondary Heating_Natural Gas_Fireplace_E10 | F6 | Residential | Single Family Moderate Income | Existing | Secondary Heating | Natural Gas | Fireplace | E10 | Utility - Value of Sales | 0 | 0 | 0 | 0 | 0 | 0 | 0 | 0 | 0 | 0 | 0 | 0 | 0 | 0 | 0 | 0 | 0 | 0 | 0 | 0 | 0 | 0 | 0 | 0 | 0 | 0 | 0 | 0 | 0 | 0 | 0 | 0 | 0 | 0 | 0 | 0 | 0 | 0 | 0 | 0 | 0 | 0
F1_Residential_Single Family Moderate Income_Existing_Water Heating_Natural Gas_Water Heater (<= 55 gal)_E1 | F1 | Residential | Single Family Moderate Income | Existing | Water Heating | Natural Gas | Water Heater (<= 55 gal) | E1 | RVT - Cost of Equipment | 211.517 | 212.1364 | 213.5257 | 214.6938 | 214.2187 | 215.3645 | 217.9451 | 220.087 | 222.662 | 225.1737 | 227.7057 | 230.1028 | 232.6532 | 235.2884 | 237.8567 | 240.4835 | 243.121 | 245.7976 | 248.3713 | 250.8459 | 253.0125 | 254.9976 | 256.52 | 257.8469 | 258.808 | 259.4519 | 259.8836 | 260.051 | 259.856 | 259.4176 | 258.5192 | 257.4003 | 255.8822 | 0 | 0 | 0 | 0 | 0 | 0 | 0 | 0 | 0
F1_Residential_Single Family Moderate Income_Existing_Water Heating_Natural Gas_Water Heater (<= 55 gal)_E2 | F1 | Residential | Single Family Moderate Income | Existing | Water Heating | Natural Gas | Water Heater (<= 55 gal) | E2 | RVT - Cost of Equipment | 191.6873 | 192.2486 | 193.5077 | 194.5663 | 194.1357 | 195.1741 | 197.5128 | 199.4538 | 201.7874 | 204.0637 | 206.3583 | 208.5306 | 210.842 | 213.2301 | 215.5577 | 217.9381 | 220.3284 | 222.7541 | 225.0865 | 227.3291 | 229.2926 | 231.0916 | 232.4713 | 233.6737 | 234.5448 | 235.1283 | 235.5195 | 235.6712 | 235.4945 | 235.0972 | 234.283 | 233.269 | 231.8932 | 0 | 0 | 0 | 0 | 0 | 0 | 0 | 0 | 0
F1_Residential_Single Family Moderate Income_Existing_Water Heating_Natural Gas_Water Heater (<= 55 gal)_E3 | F1 | Residential | Single Family Moderate Income | Existing | Water Heating | Natural Gas | Water Heater (<= 55 gal) | E3 | RVT - Cost of Equipment | 151.4566 | 151.9002 | 152.8949 | 153.7314 | 153.3912 | 154.2116 | 156.0595 | 157.5931 | 159.437 | 161.2355 | 163.0485 | 164.765 | 166.5912 | 168.4781 | 170.3172 | 172.198 | 174.0866 | 176.0032 | 177.8461 | 179.6181 | 181.1694 | 182.5909 | 183.681 | 184.6311 | 185.3193 | 185.7804 | 186.0895 | 186.2093 | 186.0697 | 185.7558 | 185.1125 | 184.3113 | 183.2243 | 0 | 0 | 0 | 0 | 0 | 0 | 0 | 0 | 0
F1_Residential_Single Family Moderate Income_Existing_Water Heating_Natural Gas_Water Heater (<= 55 gal)_E4 | F1 | Residential | Single Family Moderate Income | Existing | Water Heating | Natural Gas | Water Heater (<= 55 gal) | E4 | RVT - Cost of Equipment | 143.9159 | 144.656 | 145.7763 | 146.8038 | 147.0477 | 148.0973 | 149.8528 | 151.4249 | 153.1823 | 154.8777 | 156.5365 | 158.0768 | 159.6204 | 161.1326 | 162.5116 | 163.8172 | 165.0106 | 166.1675 | 167.22 | 168.2284 | 169.1045 | 169.9333 | 170.592 | 171.2312 | 171.6943 | 172.0045 | 172.2125 | 172.2931 | 172.1992 | 171.988 | 171.5551 | 171.016 | 170.2846 | 0 | 0 | 0 | 0 | 0 | 0 | 0 | 0 | 0
F1_Residential_Single Family Moderate Income_Existing_Water Heating_Natural Gas_Water Heater (<= 55 gal)_E5 | F1 | Residential | Single Family Moderate Income | Existing | Water Heating | Natural Gas | Water Heater (<= 55 gal) | E5 | RVT - Cost of Equipment | 137.59 | 138.2975 | 139.3686 | 140.3509 | 140.5841 | 141.5875 | 143.2658 | 144.7689 | 146.449 | 148.0699 | 149.6558 | 151.1284 | 152.6041 | 154.0499 | 155.3682 | 156.6165 | 157.7574 | 158.8634 | 159.8697 | 160.8338 | 161.6714 | 162.4637 | 163.0934 | 163.7046 | 164.1473 | 164.4439 | 164.6427 | 164.7198 | 164.63 | 164.4281 | 164.0142 | 163.4989 | 162.7996 | 0 | 0 | 0 | 0 | 0 | 0 | 0 | 0 | 0
F1_Residential_Single Family Moderate Income_Existing_Water Heating_Natural Gas_Water Heater (<= 55 gal)_E6 | F1 | Residential | Single Family Moderate Income | Existing | Water Heating | Natural Gas | Water Heater (<= 55 gal) | E6 | RVT - Cost of Equipment | 115.7357 | 116.0747 | 116.8348 | 117.474 | 117.214 | 117.8409 | 119.253 | 120.4249 | 121.8339 | 123.2083 | 124.5937 | 125.9053 | 127.3008 | 128.7427 | 130.148 | 131.5853 | 133.0285 | 134.493 | 135.9013 | 137.2553 | 138.4408 | 139.527 | 140.36 | 141.086 | 141.6119 | 141.9643 | 142.2005 | 142.292 | 142.1854 | 141.9455 | 141.4539 | 140.8417 | 140.011 | 0 | 0 | 0 | 0 | 0 | 0 | 0 | 0 | 0
F1_Residential_Single Family Moderate Income_Existing_Water Heating_Natural Gas_Water Heater (<= 55 gal)_E7 | F1 | Residential | Single Family Moderate Income | Existing | Water Heating | Natural Gas | Water Heater (<= 55 gal) | E7 | RVT - Cost of Equipment | 0 | 0 | 0 | 0 | 94.4993 | 95.0046 | 96.1515 | 97.1152 | 98.2757 | 99.4028 | 100.5337 | 101.6008 | 102.7292 | 103.8691 | 104.9344 | 105.9817 | 106.9856 | 108.0152 | 109.0188 | 110.0067 | 110.8901 | 111.7431 | 112.4455 | 113.1283 | 113.6399 | 113.9902 | 114.2198 | 114.2945 | 114.2075 | 114.0119 | 113.6111 | 113.1118 | 112.4345 | 0 | 0 | 0 | 0 | 0 | 0 | 0 | 0 | 0
F1_Residential_Single Family Moderate Income_Existing_Water Heating_Natural Gas_Water Heater (<= 55 gal)_E8 | F1 | Residential | Single Family Moderate Income | Existing | Water Heating | Natural Gas | Water Heater (<= 55 gal) | E8 | RVT - Cost of Equipment | 0 | 0 | 0 | 0 | 0 | 0 | 0 | 0 | 0 | 0 | 0 | 0 | 0 | 0 | 0 | 0 | 0 | 0 | 0 | 0 | 0 | 0 | 0 | 0 | 0 | 0 | 0 | 0 | 0 | 0 | 0 | 0 | 0 | 0 | 0 | 0 | 0 | 0 | 0 | 0 | 0 | 0
F1_Residential_Single Family Moderate Income_Existing_Water Heating_Natural Gas_Water Heater (<= 55 gal)_E9 | F1 | Residential | Single Family Moderate Income | Existing | Water Heating | Natural Gas | Water Heater (<= 55 gal) | E9 | RVT - Cost of Equipment | 0 | 0 | 0 | 0 | 0 | 0 | 0 | 0 | 0 | 0 | 0 | 0 | 0 | 0 | 0 | 0 | 0 | 0 | 0 | 0 | 0 | 0 | 0 | 0 | 0 | 0 | 0 | 0 | 0 | 0 | 0 | 0 | 0 | 0 | 0 | 0 | 0 | 0 | 0 | 0 | 0 | 0
F1_Residential_Single Family Moderate Income_Existing_Water Heating_Natural Gas_Water Heater (<= 55 gal)_E10 | F1 | Residential | Single Family Moderate Income | Existing | Water Heating | Natural Gas | Water Heater (<= 55 gal) | E10 | RVT - Cost of Equipment | 0 | 0 | 0 | 0 | 0 | 0 | 0 | 0 | 0 | 0 | 0 | 0 | 0 | 0 | 0 | 0 | 0 | 0 | 0 | 0 | 0 | 0 | 0 | 0 | 0 | 0 | 0 | 0 | 0 | 0 | 0 | 0 | 0 | 0 | 0 | 0 | 0 | 0 | 0 | 0 | 0 | 0
F2_Residential_Single Family Moderate Income_Existing_Water Heating_Natural Gas_Water Heater (<= 55 gal)_E1 | F2 | Residential | Single Family Moderate Income | Existing | Water Heating | Natural Gas | Water Heater (<= 55 gal) | E1 | RVT - Cost of Operation | 211.1759 | 211.7944 | 213.1814 | 214.3476 | 213.8733 | 215.0172 | 217.5937 | 219.7321 | 222.303 | 224.8106 | 227.3386 | 229.7318 | 232.2781 | 234.909 | 237.4732 | 240.0957 | 242.729 | 245.4013 | 247.9708 | 250.4414 | 252.6045 | 254.5865 | 256.1064 | 257.4311 | 258.3907 | 259.0336 | 259.4646 | 259.6317 | 259.437 | 258.9993 | 258.1024 | 256.9853 | 255.4696 | 0 | 0 | 0 | 0 | 0 | 0 | 0 | 0 | 0
F2_Residential_Single Family Moderate Income_Existing_Water Heating_Natural Gas_Water Heater (<= 55 gal)_E2 | F2 | Residential | Single Family Moderate Income | Existing | Water Heating | Natural Gas | Water Heater (<= 55 gal) | E2 | RVT - Cost of Operation | 191.3782 | 191.9387 | 193.1956 | 194.2526 | 193.8227 | 194.8594 | 197.1943 | 199.1322 | 201.4621 | 203.7346 | 206.0256 | 208.1944 | 210.502 | 212.8863 | 215.2101 | 217.5867 | 219.9731 | 222.3949 | 224.7235 | 226.9626 | 228.9229 | 230.719 | 232.0965 | 233.297 | 234.1666 | 234.7492 | 235.1398 | 235.2912 | 235.1148 | 234.7181 | 233.9053 | 232.8929 | 231.5193 | 0 | 0 | 0 | 0 | 0 | 0 | 0 | 0 | 0
F2_Residential_Single Family Moderate Income_Existing_Water Heating_Natural Gas_Water Heater (<= 55 gal)_E3 | F2 | Residential | Single Family Moderate Income | Existing | Water Heating | Natural Gas | Water Heater (<= 55 gal) | E3 | RVT - Cost of Operation | 151.2124 | 151.6552 | 152.6484 | 153.4835 | 153.1438 | 153.963 | 155.8078 | 157.339 | 159.1799 | 160.9755 | 162.7856 | 164.4993 | 166.3226 | 168.2064 | 170.0425 | 171.9204 | 173.8059 | 175.7194 | 177.5593 | 179.3284 | 180.8773 | 182.2965 | 183.3849 | 184.3334 | 185.0205 | 185.4808 | 185.7894 | 185.9091 | 185.7697 | 185.4563 | 184.814 | 184.0141 | 182.9288 | 0 | 0 | 0 | 0 | 0 | 0 | 0 | 0 | 0
F2_Residential_Single Family Moderate Income_Existing_Water Heating_Natural Gas_Water Heater (<= 55 gal)_E4 | F2 | Residential | Single Family Moderate Income | Existing | Water Heating | Natural Gas | Water Heater (<= 55 gal) | E4 | RVT - Cost of Operation | 143.6839 | 144.4227 | 145.5413 | 146.5671 | 146.8107 | 147.8585 | 149.6112 | 151.1808 | 152.9353 | 154.628 | 156.2841 | 157.822 | 159.363 | 160.8728 | 162.2495 | 163.5531 | 164.7446 | 165.8995 | 166.9504 | 167.9572 | 168.8319 | 169.6593 | 170.3169 | 170.9551 | 171.4175 | 171.7272 | 171.9348 | 172.0153 | 171.9215 | 171.7107 | 171.2785 | 170.7403 | 170.0101 | 0 | 0 | 0 | 0 | 0 | 0 | 0 | 0 | 0
F2_Residential_Single Family Moderate Income_Existing_Water Heating_Natural Gas_Water Heater (<= 55 gal)_E5 | F2 | Residential | Single Family Moderate Income | Existing | Water Heating | Natural Gas | Water Heater (<= 55 gal) | E5 | RVT - Cost of Operation | 137.3681 | 138.0745 | 139.1439 | 140.1246 | 140.3574 | 141.3592 | 143.0348 | 144.5355 | 146.2129 | 147.8312 | 149.4145 | 150.8847 | 152.3581 | 153.8015 | 155.1177 | 156.3639 | 157.503 | 158.6073 | 159.6119 | 160.5744 | 161.4107 | 162.2018 | 162.8304 | 163.4406 | 163.8826 | 164.1787 | 164.3772 | 164.4542 | 164.3646 | 164.1629 | 163.7498 | 163.2352 | 162.5371 | 0 | 0 | 0 | 0 | 0 | 0 | 0 | 0 | 0
F2_Residential_Single Family Moderate Income_Existing_Water Heating_Natural Gas_Water Heater (<= 55 gal)_E6 | F2 | Residential | Single Family Moderate Income | Existing | Water Heating | Natural Gas | Water Heater (<= 55 gal) | E6 | RVT - Cost of Operation | 115.5491 | 115.8875 | 116.6464 | 117.2846 | 117.025 | 117.6509 | 119.0607 | 120.2308 | 121.6375 | 123.0096 | 124.3928 | 125.7023 | 127.0956 | 128.5351 | 129.9382 | 131.3731 | 132.814 | 134.2762 | 135.6821 | 137.034 | 138.2176 | 139.302 | 140.1337 | 140.8586 | 141.3836 | 141.7354 | 141.9712 | 142.0626 | 141.9561 | 141.7166 | 141.2258 | 140.6146 | 139.7852 | 0 | 0 | 0 | 0 | 0 | 0 | 0 | 0 | 0
F2_Residential_Single Family Moderate Income_Existing_Water Heating_Natural Gas_Water Heater (<= 55 gal)_E7 | F2 | Residential | Single Family Moderate Income | Existing | Water Heating | Natural Gas | Water Heater (<= 55 gal) | E7 | RVT - Cost of Operation | 0 | 0 | 0 | 0 | 94.347 | 94.8514 | 95.9965 | 96.9586 | 98.1172 | 99.2425 | 100.3716 | 101.437 | 102.5635 | 103.7016 | 104.7652 | 105.8108 | 106.8131 | 107.8411 | 108.843 | 109.8293 | 110.7113 | 111.5629 | 112.2642 | 112.9459 | 113.4567 | 113.8064 | 114.0356 | 114.1102 | 114.0233 | 113.828 | 113.4279 | 112.9295 | 112.2532 | 0 | 0 | 0 | 0 | 0 | 0 | 0 | 0 | 0
F2_Residential_Single Family Moderate Income_Existing_Water Heating_Natural Gas_Water Heater (<= 55 gal)_E8 | F2 | Residential | Single Family Moderate Income | Existing | Water Heating | Natural Gas | Water Heater (<= 55 gal) | E8 | RVT - Cost of Operation | 0 | 0 | 0 | 0 | 0 | 0 | 0 | 0 | 0 | 0 | 0 | 0 | 0 | 0 | 0 | 0 | 0 | 0 | 0 | 0 | 0 | 0 | 0 | 0 | 0 | 0 | 0 | 0 | 0 | 0 | 0 | 0 | 0 | 0 | 0 | 0 | 0 | 0 | 0 | 0 | 0 | 0
F2_Residential_Single Family Moderate Income_Existing_Water Heating_Natural Gas_Water Heater (<= 55 gal)_E9 | F2 | Residential | Single Family Moderate Income | Existing | Water Heating | Natural Gas | Water Heater (<= 55 gal) | E9 | RVT - Cost of Operation | 0 | 0 | 0 | 0 | 0 | 0 | 0 | 0 | 0 | 0 | 0 | 0 | 0 | 0 | 0 | 0 | 0 | 0 | 0 | 0 | 0 | 0 | 0 | 0 | 0 | 0 | 0 | 0 | 0 | 0 | 0 | 0 | 0 | 0 | 0 | 0 | 0 | 0 | 0 | 0 | 0 | 0
F2_Residential_Single Family Moderate Income_Existing_Water Heating_Natural Gas_Water Heater (<= 55 gal)_E10 | F2 | Residential | Single Family Moderate Income | Existing | Water Heating | Natural Gas | Water Heater (<= 55 gal) | E10 | RVT - Cost of Operation | 0 | 0 | 0 | 0 | 0 | 0 | 0 | 0 | 0 | 0 | 0 | 0 | 0 | 0 | 0 | 0 | 0 | 0 | 0 | 0 | 0 | 0 | 0 | 0 | 0 | 0 | 0 | 0 | 0 | 0 | 0 | 0 | 0 | 0 | 0 | 0 | 0 | 0 | 0 | 0 | 0 | 0
F3_Residential_Single Family Moderate Income_Existing_Water Heating_Natural Gas_Water Heater (<= 55 gal)_E1 | F3 | Residential | Single Family Moderate Income | Existing | Water Heating | Natural Gas | Water Heater (<= 55 gal) | E1 | System - kBTUs of Consumption | 108.75 | 108.75 | 108.75 | 108.75 | 108.75 | 108.75 | 108.75 | 108.75 | 108.75 | 108.75 | 108.75 | 108.75 | 108.75 | 108.75 | 108.75 | 108.75 | 108.75 | 108.75 | 108.75 | 108.75 | 108.75 | 108.75 | 108.75 | 108.75 | 108.75 | 108.75 | 108.75 | 108.75 | 108.75 | 108.75 | 108.75 | 108.75 | 108.75 | 0 | 0 | 0 | 0 | 0 | 0 | 0 | 0 | 0
F3_Residential_Single Family Moderate Income_Existing_Water Heating_Natural Gas_Water Heater (<= 55 gal)_E2 | F3 | Residential | Single Family Moderate Income | Existing | Water Heating | Natural Gas | Water Heater (<= 55 gal) | E2 | System - kBTUs of Consumption | 122.6873 | 122.6873 | 122.6873 | 122.6873 | 122.6873 | 122.6873 | 122.6873 | 122.6873 | 122.6873 | 122.6873 | 122.6873 | 122.6873 | 122.6873 | 122.6873 | 122.6873 | 122.6873 | 122.6873 | 122.6873 | 122.6873 | 122.6873 | 122.6873 | 122.6873 | 122.6873 | 122.6873 | 122.6873 | 122.6873 | 122.6873 | 122.6873 | 122.6873 | 122.6873 | 122.6873 | 122.6873 | 122.6873 | 0 | 0 | 0 | 0 | 0 | 0 | 0 | 0 | 0
F3_Residential_Single Family Moderate Income_Existing_Water Heating_Natural Gas_Water Heater (<= 55 gal)_E3 | F3 | Residential | Single Family Moderate Income | Existing | Water Heating | Natural Gas | Water Heater (<= 55 gal) | E3 | System - kBTUs of Consumption | 346.2727 | 346.2727 | 346.2727 | 346.2727 | 346.2727 | 346.2727 | 346.2727 | 346.2727 | 346.2727 | 346.2727 | 346.2727 | 346.2727 | 346.2727 | 346.2727 | 346.2727 | 346.2727 | 346.2727 | 346.2727 | 346.2727 | 346.2727 | 346.2727 | 346.2727 | 346.2727 | 346.2727 | 346.2727 | 346.2727 | 346.2727 | 346.2727 | 346.2727 | 346.2727 | 346.2727 | 346.2727 | 346.2727 | 0 | 0 | 0 | 0 | 0 | 0 | 0 | 0 | 0
F3_Residential_Single Family Moderate Income_Existing_Water Heating_Natural Gas_Water Heater (<= 55 gal)_E4 | F3 | Residential | Single Family Moderate Income | Existing | Water Heating | Natural Gas | Water Heater (<= 55 gal) | E4 | System - kBTUs of Consumption | 160.3908 | 160.3908 | 160.3908 | 160.3908 | 160.3908 | 160.3908 | 160.3908 | 160.3908 | 160.3908 | 160.3908 | 160.3908 | 160.3908 | 160.3908 | 160.3908 | 160.3908 | 160.3908 | 160.3908 | 160.3908 | 160.3908 | 160.3908 | 160.3908 | 160.3908 | 160.3908 | 160.3908 | 160.3908 | 160.3908 | 160.3908 | 160.3908 | 160.3908 | 160.3908 | 160.3908 | 160.3908 | 160.3908 | 0 | 0 | 0 | 0 | 0 | 0 | 0 | 0 | 0
F3_Residential_Single Family Moderate Income_Existing_Water Heating_Natural Gas_Water Heater (<= 55 gal)_E5 | F3 | Residential | Single Family Moderate Income | Existing | Water Heating | Natural Gas | Water Heater (<= 55 gal) | E5 | System - kBTUs of Consumption | 181.9005 | 181.9005 | 181.9005 | 181.9005 | 181.9005 | 181.9005 | 181.9005 | 181.9005 | 181.9005 | 181.9005 | 181.9005 | 181.9005 | 181.9005 | 181.9005 | 181.9005 | 181.9005 | 181.9005 | 181.9005 | 181.9005 | 181.9005 | 181.9005 | 181.9005 | 181.9005 | 181.9005 | 181.9005 | 181.9005 | 181.9005 | 181.9005 | 181.9005 | 181.9005 | 181.9005 | 181.9005 | 181.9005 | 0 | 0 | 0 | 0 | 0 | 0 | 0 | 0 | 0
F3_Residential_Single Family Moderate Income_Existing_Water Heating_Natural Gas_Water Heater (<= 55 gal)_E6 | F3 | Residential | Single Family Moderate Income | Existing | Water Heating | Natural Gas | Water Heater (<= 55 gal) | E6 | System - kBTUs of Consumption | 501.237 | 501.237 | 501.237 | 501.237 | 501.237 | 501.237 | 501.237 | 501.237 | 501.237 | 501.237 | 501.237 | 501.237 | 501.237 | 501.237 | 501.237 | 501.237 | 501.237 | 501.237 | 501.237 | 501.237 | 501.237 | 501.237 | 501.237 | 501.237 | 501.237 | 501.237 | 501.237 | 501.237 | 501.237 | 501.237 | 501.237 | 501.237 | 501.237 | 0 | 0 | 0 | 0 | 0 | 0 | 0 | 0 | 0
F3_Residential_Single Family Moderate Income_Existing_Water Heating_Natural Gas_Water Heater (<= 55 gal)_E7 | F3 | Residential | Single Family Moderate Income | Existing | Water Heating | Natural Gas | Water Heater (<= 55 gal) | E7 | System - kBTUs of Consumption | 0 | 0 | 0 | 0 | 593.764 | 593.764 | 593.764 | 593.764 | 593.764 | 593.764 | 593.764 | 593.764 | 593.764 | 593.764 | 593.764 | 593.764 | 593.764 | 593.764 | 593.764 | 593.764 | 593.764 | 593.764 | 593.764 | 593.764 | 593.764 | 593.764 | 593.764 | 593.764 | 593.764 | 593.764 | 593.764 | 593.764 | 593.764 | 0 | 0 | 0 | 0 | 0 | 0 | 0 | 0 | 0
F3_Residential_Single Family Moderate Income_Existing_Water Heating_Natural Gas_Water Heater (<= 55 gal)_E8 | F3 | Residential | Single Family Moderate Income | Existing | Water Heating | Natural Gas | Water Heater (<= 55 gal) | E8 | System - kBTUs of Consumption | 0 | 0 | 0 | 0 | 0 | 0 | 0 | 0 | 0 | 0 | 0 | 0 | 0 | 0 | 0 | 0 | 0 | 0 | 0 | 0 | 0 | 0 | 0 | 0 | 0 | 0 | 0 | 0 | 0 | 0 | 0 | 0 | 0 | 0 | 0 | 0 | 0 | 0 | 0 | 0 | 0 | 0
F3_Residential_Single Family Moderate Income_Existing_Water Heating_Natural Gas_Water Heater (<= 55 gal)_E9 | F3 | Residential | Single Family Moderate Income | Existing | Water Heating | Natural Gas | Water Heater (<= 55 gal) | E9 | System - kBTUs of Consumption | 0 | 0 | 0 | 0 | 0 | 0 | 0 | 0 | 0 | 0 | 0 | 0 | 0 | 0 | 0 | 0 | 0 | 0 | 0 | 0 | 0 | 0 | 0 | 0 | 0 | 0 | 0 | 0 | 0 | 0 | 0 | 0 | 0 | 0 | 0 | 0 | 0 | 0 | 0 | 0 | 0 | 0
F3_Residential_Single Family Moderate Income_Existing_Water Heating_Natural Gas_Water Heater (<= 55 gal)_E10 | F3 | Residential | Single Family Moderate Income | Existing | Water Heating | Natural Gas | Water Heater (<= 55 gal) | E10 | System - kBTUs of Consumption | 0 | 0 | 0 | 0 | 0 | 0 | 0 | 0 | 0 | 0 | 0 | 0 | 0 | 0 | 0 | 0 | 0 | 0 | 0 | 0 | 0 | 0 | 0 | 0 | 0 | 0 | 0 | 0 | 0 | 0 | 0 | 0 | 0 | 0 | 0 | 0 | 0 | 0 | 0 | 0 | 0 | 0
F4_Residential_Single Family Moderate Income_Existing_Water Heating_Natural Gas_Water Heater (<= 55 gal)_E1 | F4 | Residential | Single Family Moderate Income | Existing | Water Heating | Natural Gas | Water Heater (<= 55 gal) | E1 | Utility - Cost of Equipment | 211.1759 | 211.7944 | 213.1814 | 214.3476 | 213.8733 | 215.0172 | 217.5937 | 219.7321 | 222.303 | 224.8106 | 227.3386 | 229.7318 | 232.2781 | 234.909 | 237.4732 | 240.0957 | 242.729 | 245.4013 | 247.9708 | 250.4414 | 252.6045 | 254.5865 | 256.1064 | 257.4311 | 258.3907 | 259.0336 | 259.4646 | 259.6317 | 259.437 | 258.9993 | 258.1024 | 256.9853 | 255.4696 | 0 | 0 | 0 | 0 | 0 | 0 | 0 | 0 | 0
F4_Residential_Single Family Moderate Income_Existing_Water Heating_Natural Gas_Water Heater (<= 55 gal)_E2 | F4 | Residential | Single Family Moderate Income | Existing | Water Heating | Natural Gas | Water Heater (<= 55 gal) | E2 | Utility - Cost of Equipment | 191.3782 | 191.9387 | 193.1956 | 194.2526 | 193.8227 | 194.8594 | 197.1943 | 199.1322 | 201.4621 | 203.7346 | 206.0256 | 208.1944 | 210.502 | 212.8863 | 215.2101 | 217.5867 | 219.9731 | 222.3949 | 224.7235 | 226.9626 | 228.9229 | 230.719 | 232.0965 | 233.297 | 234.1666 | 234.7492 | 235.1398 | 235.2912 | 235.1148 | 234.7181 | 233.9053 | 232.8929 | 231.5193 | 0 | 0 | 0 | 0 | 0 | 0 | 0 | 0 | 0
F4_Residential_Single Family Moderate Income_Existing_Water Heating_Natural Gas_Water Heater (<= 55 gal)_E3 | F4 | Residential | Single Family Moderate Income | Existing | Water Heating | Natural Gas | Water Heater (<= 55 gal) | E3 | Utility - Cost of Equipment | 151.2124 | 151.6552 | 152.6484 | 153.4835 | 153.1438 | 153.963 | 155.8078 | 157.339 | 159.1799 | 160.9755 | 162.7856 | 164.4993 | 166.3226 | 168.2064 | 170.0425 | 171.9204 | 173.8059 | 175.7194 | 177.5593 | 179.3284 | 180.8773 | 182.2965 | 183.3849 | 184.3334 | 185.0205 | 185.4808 | 185.7894 | 185.9091 | 185.7697 | 185.4563 | 184.814 | 184.0141 | 182.9288 | 0 | 0 | 0 | 0 | 0 | 0 | 0 | 0 | 0
F4_Residential_Single Family Moderate Income_Existing_Water Heating_Natural Gas_Water Heater (<= 55 gal)_E4 | F4 | Residential | Single Family Moderate Income | Existing | Water Heating | Natural Gas | Water Heater (<= 55 gal) | E4 | Utility - Cost of Equipment | 143.6839 | 144.4227 | 145.5413 | 146.5671 | 146.8107 | 147.8585 | 149.6112 | 151.1808 | 152.9353 | 154.628 | 156.2841 | 157.822 | 159.363 | 160.8728 | 162.2495 | 163.5531 | 164.7446 | 165.8995 | 166.9504 | 167.9572 | 168.8319 | 169.6593 | 170.3169 | 170.9551 | 171.4175 | 171.7272 | 171.9348 | 172.0153 | 171.9215 | 171.7107 | 171.2785 | 170.7403 | 170.0101 | 0 | 0 | 0 | 0 | 0 | 0 | 0 | 0 | 0
F4_Residential_Single Family Moderate Income_Existing_Water Heating_Natural Gas_Water Heater (<= 55 gal)_E5 | F4 | Residential | Single Family Moderate Income | Existing | Water Heating | Natural Gas | Water Heater (<= 55 gal) | E5 | Utility - Cost of Equipment | 137.3681 | 138.0745 | 139.1439 | 140.1246 | 140.3574 | 141.3592 | 143.0348 | 144.5355 | 146.2129 | 147.8312 | 149.4145 | 150.8847 | 152.3581 | 153.8015 | 155.1177 | 156.3639 | 157.503 | 158.6073 | 159.6119 | 160.5744 | 161.4107 | 162.2018 | 162.8304 | 163.4406 | 163.8826 | 164.1787 | 164.3772 | 164.4542 | 164.3646 | 164.1629 | 163.7498 | 163.2352 | 162.5371 | 0 | 0 | 0 | 0 | 0 | 0 | 0 | 0 | 0
F4_Residential_Single Family Moderate Income_Existing_Water Heating_Natural Gas_Water Heater (<= 55 gal)_E6 | F4 | Residential | Single Family Moderate Income | Existing | Water Heating | Natural Gas | Water Heater (<= 55 gal) | E6 | Utility - Cost of Equipment | 115.5491 | 115.8875 | 116.6464 | 117.2846 | 117.025 | 117.6509 | 119.0607 | 120.2308 | 121.6375 | 123.0096 | 124.3928 | 125.7023 | 127.0956 | 128.5351 | 129.9382 | 131.3731 | 132.814 | 134.2762 | 135.6821 | 137.034 | 138.2176 | 139.302 | 140.1337 | 140.8586 | 141.3836 | 141.7354 | 141.9712 | 142.0626 | 141.9561 | 141.7166 | 141.2258 | 140.6146 | 139.7852 | 0 | 0 | 0 | 0 | 0 | 0 | 0 | 0 | 0
F4_Residential_Single Family Moderate Income_Existing_Water Heating_Natural Gas_Water Heater (<= 55 gal)_E7 | F4 | Residential | Single Family Moderate Income | Existing | Water Heating | Natural Gas | Water Heater (<= 55 gal) | E7 | Utility - Cost of Equipment | 0 | 0 | 0 | 0 | 94.347 | 94.8514 | 95.9965 | 96.9586 | 98.1172 | 99.2425 | 100.3716 | 101.437 | 102.5635 | 103.7016 | 104.7652 | 105.8108 | 106.8131 | 107.8411 | 108.843 | 109.8293 | 110.7113 | 111.5629 | 112.2642 | 112.9459 | 113.4567 | 113.8064 | 114.0356 | 114.1102 | 114.0233 | 113.828 | 113.4279 | 112.9295 | 112.2532 | 0 | 0 | 0 | 0 | 0 | 0 | 0 | 0 | 0
F4_Residential_Single Family Moderate Income_Existing_Water Heating_Natural Gas_Water Heater (<= 55 gal)_E8 | F4 | Residential | Single Family Moderate Income | Existing | Water Heating | Natural Gas | Water Heater (<= 55 gal) | E8 | Utility - Cost of Equipment | 0 | 0 | 0 | 0 | 0 | 0 | 0 | 0 | 0 | 0 | 0 | 0 | 0 | 0 | 0 | 0 | 0 | 0 | 0 | 0 | 0 | 0 | 0 | 0 | 0 | 0 | 0 | 0 | 0 | 0 | 0 | 0 | 0 | 0 | 0 | 0 | 0 | 0 | 0 | 0 | 0 | 0
F4_Residential_Single Family Moderate Income_Existing_Water Heating_Natural Gas_Water Heater (<= 55 gal)_E9 | F4 | Residential | Single Family Moderate Income | Existing | Water Heating | Natural Gas | Water Heater (<= 55 gal) | E9 | Utility - Cost of Equipment | 0 | 0 | 0 | 0 | 0 | 0 | 0 | 0 | 0 | 0 | 0 | 0 | 0 | 0 | 0 | 0 | 0 | 0 | 0 | 0 | 0 | 0 | 0 | 0 | 0 | 0 | 0 | 0 | 0 | 0 | 0 | 0 | 0 | 0 | 0 | 0 | 0 | 0 | 0 | 0 | 0 | 0
F4_Residential_Single Family Moderate Income_Existing_Water Heating_Natural Gas_Water Heater (<= 55 gal)_E10 | F4 | Residential | Single Family Moderate Income | Existing | Water Heating | Natural Gas | Water Heater (<= 55 gal) | E10 | Utility - Cost of Equipment | 0 | 0 | 0 | 0 | 0 | 0 | 0 | 0 | 0 | 0 | 0 | 0 | 0 | 0 | 0 | 0 | 0 | 0 | 0 | 0 | 0 | 0 | 0 | 0 | 0 | 0 | 0 | 0 | 0 | 0 | 0 | 0 | 0 | 0 | 0 | 0 | 0 | 0 | 0 | 0 | 0 | 0
F5_Residential_Single Family Moderate Income_Existing_Water Heating_Natural Gas_Water Heater (<= 55 gal)_E1 | F5 | Residential | Single Family Moderate Income | Existing | Water Heating | Natural Gas | Water Heater (<= 55 gal) | E1 | Utility - Cost of Operation | 108.75 | 108.75 | 108.75 | 108.75 | 108.75 | 108.75 | 108.75 | 108.75 | 108.75 | 108.75 | 108.75 | 108.75 | 108.75 | 108.75 | 108.75 | 108.75 | 108.75 | 108.75 | 108.75 | 108.75 | 108.75 | 108.75 | 108.75 | 108.75 | 108.75 | 108.75 | 108.75 | 108.75 | 108.75 | 108.75 | 108.75 | 108.75 | 108.75 | 0 | 0 | 0 | 0 | 0 | 0 | 0 | 0 | 0
F5_Residential_Single Family Moderate Income_Existing_Water Heating_Natural Gas_Water Heater (<= 55 gal)_E2 | F5 | Residential | Single Family Moderate Income | Existing | Water Heating | Natural Gas | Water Heater (<= 55 gal) | E2 | Utility - Cost of Operation | 122.6873 | 122.6873 | 122.6873 | 122.6873 | 122.6873 | 122.6873 | 122.6873 | 122.6873 | 122.6873 | 122.6873 | 122.6873 | 122.6873 | 122.6873 | 122.6873 | 122.6873 | 122.6873 | 122.6873 | 122.6873 | 122.6873 | 122.6873 | 122.6873 | 122.6873 | 122.6873 | 122.6873 | 122.6873 | 122.6873 | 122.6873 | 122.6873 | 122.6873 | 122.6873 | 122.6873 | 122.6873 | 122.6873 | 0 | 0 | 0 | 0 | 0 | 0 | 0 | 0 | 0
F5_Residential_Single Family Moderate Income_Existing_Water Heating_Natural Gas_Water Heater (<= 55 gal)_E3 | F5 | Residential | Single Family Moderate Income | Existing | Water Heating | Natural Gas | Water Heater (<= 55 gal) | E3 | Utility - Cost of Operation | 346.2727 | 346.2727 | 346.2727 | 346.2727 | 346.2727 | 346.2727 | 346.2727 | 346.2727 | 346.2727 | 346.2727 | 346.2727 | 346.2727 | 346.2727 | 346.2727 | 346.2727 | 346.2727 | 346.2727 | 346.2727 | 346.2727 | 346.2727 | 346.2727 | 346.2727 | 346.2727 | 346.2727 | 346.2727 | 346.2727 | 346.2727 | 346.2727 | 346.2727 | 346.2727 | 346.2727 | 346.2727 | 346.2727 | 0 | 0 | 0 | 0 | 0 | 0 | 0 | 0 | 0
F5_Residential_Single Family Moderate Income_Existing_Water Heating_Natural Gas_Water Heater (<= 55 gal)_E4 | F5 | Residential | Single Family Moderate Income | Existing | Water Heating | Natural Gas | Water Heater (<= 55 gal) | E4 | Utility - Cost of Operation | 160.3908 | 160.3908 | 160.3908 | 160.3908 | 160.3908 | 160.3908 | 160.3908 | 160.3908 | 160.3908 | 160.3908 | 160.3908 | 160.3908 | 160.3908 | 160.3908 | 160.3908 | 160.3908 | 160.3908 | 160.3908 | 160.3908 | 160.3908 | 160.3908 | 160.3908 | 160.3908 | 160.3908 | 160.3908 | 160.3908 | 160.3908 | 160.3908 | 160.3908 | 160.3908 | 160.3908 | 160.3908 | 160.3908 | 0 | 0 | 0 | 0 | 0 | 0 | 0 | 0 | 0
F5_Residential_Single Family Moderate Income_Existing_Water Heating_Natural Gas_Water Heater (<= 55 gal)_E5 | F5 | Residential | Single Family Moderate Income | Existing | Water Heating | Natural Gas | Water Heater (<= 55 gal) | E5 | Utility - Cost of Operation | 181.9005 | 181.9005 | 181.9005 | 181.9005 | 181.9005 | 181.9005 | 181.9005 | 181.9005 | 181.9005 | 181.9005 | 181.9005 | 181.9005 | 181.9005 | 181.9005 | 181.9005 | 181.9005 | 181.9005 | 181.9005 | 181.9005 | 181.9005 | 181.9005 | 181.9005 | 181.9005 | 181.9005 | 181.9005 | 181.9005 | 181.9005 | 181.9005 | 181.9005 | 181.9005 | 181.9005 | 181.9005 | 181.9005 | 0 | 0 | 0 | 0 | 0 | 0 | 0 | 0 | 0
F5_Residential_Single Family Moderate Income_Existing_Water Heating_Natural Gas_Water Heater (<= 55 gal)_E6 | F5 | Residential | Single Family Moderate Income | Existing | Water Heating | Natural Gas | Water Heater (<= 55 gal) | E6 | Utility - Cost of Operation | 501.237 | 501.237 | 501.237 | 501.237 | 501.237 | 501.237 | 501.237 | 501.237 | 501.237 | 501.237 | 501.237 | 501.237 | 501.237 | 501.237 | 501.237 | 501.237 | 501.237 | 501.237 | 501.237 | 501.237 | 501.237 | 501.237 | 501.237 | 501.237 | 501.237 | 501.237 | 501.237 | 501.237 | 501.237 | 501.237 | 501.237 | 501.237 | 501.237 | 0 | 0 | 0 | 0 | 0 | 0 | 0 | 0 | 0
F5_Residential_Single Family Moderate Income_Existing_Water Heating_Natural Gas_Water Heater (<= 55 gal)_E7 | F5 | Residential | Single Family Moderate Income | Existing | Water Heating | Natural Gas | Water Heater (<= 55 gal) | E7 | Utility - Cost of Operation | 0 | 0 | 0 | 0 | 593.764 | 593.764 | 593.764 | 593.764 | 593.764 | 593.764 | 593.764 | 593.764 | 593.764 | 593.764 | 593.764 | 593.764 | 593.764 | 593.764 | 593.764 | 593.764 | 593.764 | 593.764 | 593.764 | 593.764 | 593.764 | 593.764 | 593.764 | 593.764 | 593.764 | 593.764 | 593.764 | 593.764 | 593.764 | 0 | 0 | 0 | 0 | 0 | 0 | 0 | 0 | 0
F5_Residential_Single Family Moderate Income_Existing_Water Heating_Natural Gas_Water Heater (<= 55 gal)_E8 | F5 | Residential | Single Family Moderate Income | Existing | Water Heating | Natural Gas | Water Heater (<= 55 gal) | E8 | Utility - Cost of Operation | 0 | 0 | 0 | 0 | 0 | 0 | 0 | 0 | 0 | 0 | 0 | 0 | 0 | 0 | 0 | 0 | 0 | 0 | 0 | 0 | 0 | 0 | 0 | 0 | 0 | 0 | 0 | 0 | 0 | 0 | 0 | 0 | 0 | 0 | 0 | 0 | 0 | 0 | 0 | 0 | 0 | 0
F5_Residential_Single Family Moderate Income_Existing_Water Heating_Natural Gas_Water Heater (<= 55 gal)_E9 | F5 | Residential | Single Family Moderate Income | Existing | Water Heating | Natural Gas | Water Heater (<= 55 gal) | E9 | Utility - Cost of Operation | 0 | 0 | 0 | 0 | 0 | 0 | 0 | 0 | 0 | 0 | 0 | 0 | 0 | 0 | 0 | 0 | 0 | 0 | 0 | 0 | 0 | 0 | 0 | 0 | 0 | 0 | 0 | 0 | 0 | 0 | 0 | 0 | 0 | 0 | 0 | 0 | 0 | 0 | 0 | 0 | 0 | 0
F5_Residential_Single Family Moderate Income_Existing_Water Heating_Natural Gas_Water Heater (<= 55 gal)_E10 | F5 | Residential | Single Family Moderate Income | Existing | Water Heating | Natural Gas | Water Heater (<= 55 gal) | E10 | Utility - Cost of Operation | 0 | 0 | 0 | 0 | 0 | 0 | 0 | 0 | 0 | 0 | 0 | 0 | 0 | 0 | 0 | 0 | 0 | 0 | 0 | 0 | 0 | 0 | 0 | 0 | 0 | 0 | 0 | 0 | 0 | 0 | 0 | 0 | 0 | 0 | 0 | 0 | 0 | 0 | 0 | 0 | 0 | 0
F6_Residential_Single Family Moderate Income_Existing_Water Heating_Natural Gas_Water Heater (<= 55 gal)_E1 | F6 | Residential | Single Family Moderate Income | Existing | Water Heating | Natural Gas | Water Heater (<= 55 gal) | E1 | Utility - Value of Sales | 171.0236 | 172.0201 | 173.3876 | 174.5053 | 174.5053 | 174.5053 | 174.5053 | 174.5053 | 174.5053 | 174.5053 | 174.5053 | 174.5053 | 174.5053 | 174.5053 | 174.5053 | 174.5053 | 174.5053 | 174.5053 | 174.5053 | 174.5053 | 174.5053 | 174.5053 | 174.5053 | 174.5053 | 174.5053 | 174.5053 | 174.5053 | 174.5053 | 174.5053 | 174.5053 | 174.5053 | 174.5053 | 174.5053 | 0 | 0 | 0 | 0 | 0 | 0 | 0 | 0 | 0
F6_Residential_Single Family Moderate Income_Existing_Water Heating_Natural Gas_Water Heater (<= 55 gal)_E2 | F6 | Residential | Single Family Moderate Income | Existing | Water Heating | Natural Gas | Water Heater (<= 55 gal) | E2 | Utility - Value of Sales | 154.9901 | 155.8932 | 157.1326 | 158.1455 | 158.1455 | 158.1455 | 158.1455 | 158.1455 | 158.1455 | 158.1455 | 158.1455 | 158.1455 | 158.1455 | 158.1455 | 158.1455 | 158.1455 | 158.1455 | 158.1455 | 158.1455 | 158.1455 | 158.1455 | 158.1455 | 158.1455 | 158.1455 | 158.1455 | 158.1455 | 158.1455 | 158.1455 | 158.1455 | 158.1455 | 158.1455 | 158.1455 | 158.1455 | 0 | 0 | 0 | 0 | 0 | 0 | 0 | 0 | 0
F6_Residential_Single Family Moderate Income_Existing_Water Heating_Natural Gas_Water Heater (<= 55 gal)_E3 | F6 | Residential | Single Family Moderate Income | Existing | Water Heating | Natural Gas | Water Heater (<= 55 gal) | E3 | Utility - Value of Sales | 122.4613 | 123.1749 | 124.1541 | 124.9544 | 124.9544 | 124.9544 | 124.9544 | 124.9544 | 124.9544 | 124.9544 | 124.9544 | 124.9544 | 124.9544 | 124.9544 | 124.9544 | 124.9544 | 124.9544 | 124.9544 | 124.9544 | 124.9544 | 124.9544 | 124.9544 | 124.9544 | 124.9544 | 124.9544 | 124.9544 | 124.9544 | 124.9544 | 124.9544 | 124.9544 | 124.9544 | 124.9544 | 124.9544 | 0 | 0 | 0 | 0 | 0 | 0 | 0 | 0 | 0
F6_Residential_Single Family Moderate Income_Existing_Water Heating_Natural Gas_Water Heater (<= 55 gal)_E4 | F6 | Residential | Single Family Moderate Income | Existing | Water Heating | Natural Gas | Water Heater (<= 55 gal) | E4 | Utility - Value of Sales | 114.8281 | 115.26 | 115.8526 | 116.3369 | 116.3369 | 116.3369 | 116.3369 | 116.3369 | 116.3369 | 116.3369 | 116.3369 | 116.3369 | 116.3369 | 116.3369 | 116.3369 | 116.3369 | 116.3369 | 116.3369 | 116.3369 | 116.3369 | 116.3369 | 116.3369 | 116.3369 | 116.3369 | 116.3369 | 116.3369 | 116.3369 | 116.3369 | 116.3369 | 116.3369 | 116.3369 | 116.3369 | 116.3369 | 0 | 0 | 0 | 0 | 0 | 0 | 0 | 0 | 0
F6_Residential_Single Family Moderate Income_Existing_Water Heating_Natural Gas_Water Heater (<= 55 gal)_E5 | F6 | Residential | Single Family Moderate Income | Existing | Water Heating | Natural Gas | Water Heater (<= 55 gal) | E5 | Utility - Value of Sales | 109.7807 | 110.1936 | 110.7601 | 111.2232 | 111.2232 | 111.2232 | 111.2232 | 111.2232 | 111.2232 | 111.2232 | 111.2232 | 111.2232 | 111.2232 | 111.2232 | 111.2232 | 111.2232 | 111.2232 | 111.2232 | 111.2232 | 111.2232 | 111.2232 | 111.2232 | 111.2232 | 111.2232 | 111.2232 | 111.2232 | 111.2232 | 111.2232 | 111.2232 | 111.2232 | 111.2232 | 111.2232 | 111.2232 | 0 | 0 | 0 | 0 | 0 | 0 | 0 | 0 | 0
F6_Residential_Single Family Moderate Income_Existing_Water Heating_Natural Gas_Water Heater (<= 55 gal)_E6 | F6 | Residential | Single Family Moderate Income | Existing | Water Heating | Natural Gas | Water Heater (<= 55 gal) | E6 | Utility - Value of Sales | 93.5789 | 94.1242 | 94.8725 | 95.484 | 95.484 | 95.484 | 95.484 | 95.484 | 95.484 | 95.484 | 95.484 | 95.484 | 95.484 | 95.484 | 95.484 | 95.484 | 95.484 | 95.484 | 95.484 | 95.484 | 95.484 | 95.484 | 95.484 | 95.484 | 95.484 | 95.484 | 95.484 | 95.484 | 95.484 | 95.484 | 95.484 | 95.484 | 95.484 | 0 | 0 | 0 | 0 | 0 | 0 | 0 | 0 | 0
F6_Residential_Single Family Moderate Income_Existing_Water Heating_Natural Gas_Water Heater (<= 55 gal)_E7 | F6 | Residential | Single Family Moderate Income | Existing | Water Heating | Natural Gas | Water Heater (<= 55 gal) | E7 | Utility - Value of Sales | 0 | 0 | 0 | 0 | 77.8562 | 77.8562 | 77.8562 | 77.8562 | 77.8562 | 77.8562 | 77.8562 | 77.8562 | 77.8562 | 77.8562 | 77.8562 | 77.8562 | 77.8562 | 77.8562 | 77.8562 | 77.8562 | 77.8562 | 77.8562 | 77.8562 | 77.8562 | 77.8562 | 77.8562 | 77.8562 | 77.8562 | 77.8562 | 77.8562 | 77.8562 | 77.8562 | 77.8562 | 0 | 0 | 0 | 0 | 0 | 0 | 0 | 0 | 0
F6_Residential_Single Family Moderate Income_Existing_Water Heating_Natural Gas_Water Heater (<= 55 gal)_E8 | F6 | Residential | Single Family Moderate Income | Existing | Water Heating | Natural Gas | Water Heater (<= 55 gal) | E8 | Utility - Value of Sales | 0 | 0 | 0 | 0 | 0 | 0 | 0 | 0 | 0 | 0 | 0 | 0 | 0 | 0 | 0 | 0 | 0 | 0 | 0 | 0 | 0 | 0 | 0 | 0 | 0 | 0 | 0 | 0 | 0 | 0 | 0 | 0 | 0 | 0 | 0 | 0 | 0 | 0 | 0 | 0 | 0 | 0
F6_Residential_Single Family Moderate Income_Existing_Water Heating_Natural Gas_Water Heater (<= 55 gal)_E9 | F6 | Residential | Single Family Moderate Income | Existing | Water Heating | Natural Gas | Water Heater (<= 55 gal) | E9 | Utility - Value of Sales | 0 | 0 | 0 | 0 | 0 | 0 | 0 | 0 | 0 | 0 | 0 | 0 | 0 | 0 | 0 | 0 | 0 | 0 | 0 | 0 | 0 | 0 | 0 | 0 | 0 | 0 | 0 | 0 | 0 | 0 | 0 | 0 | 0 | 0 | 0 | 0 | 0 | 0 | 0 | 0 | 0 | 0
F6_Residential_Single Family Moderate Income_Existing_Water Heating_Natural Gas_Water Heater (<= 55 gal)_E10 | F6 | Residential | Single Family Moderate Income | Existing | Water Heating | Natural Gas | Water Heater (<= 55 gal) | E10 | Utility - Value of Sales | 0 | 0 | 0 | 0 | 0 | 0 | 0 | 0 | 0 | 0 | 0 | 0 | 0 | 0 | 0 | 0 | 0 | 0 | 0 | 0 | 0 | 0 | 0 | 0 | 0 | 0 | 0 | 0 | 0 | 0 | 0 | 0 | 0 | 0 | 0 | 0 | 0 | 0 | 0 | 0 | 0 | 0
F1_Residential_Single Family Moderate Income_Existing_Water Heating_Natural Gas_Water Heater (> 55 gal)_E1 | F1 | Residential | Single Family Moderate Income | Existing | Water Heating | Natural Gas | Water Heater (> 55 gal) | E1 | RVT - Cost of Equipment | 211.517 | 212.1364 | 213.5257 | 214.6938 | 214.2187 | 215.3645 | 217.9451 | 220.087 | 222.662 | 225.1737 | 227.7057 | 230.1028 | 232.6532 | 235.2884 | 237.8567 | 240.4835 | 243.121 | 245.7976 | 248.3713 | 250.8459 | 253.0125 | 254.9976 | 256.52 | 257.8469 | 258.808 | 259.4519 | 259.8836 | 260.051 | 259.856 | 259.4176 | 258.5192 | 257.4003 | 255.8822 | 0 | 0 | 0 | 0 | 0 | 0 | 0 | 0 | 0
F1_Residential_Single Family Moderate Income_Existing_Water Heating_Natural Gas_Water Heater (> 55 gal)_E2 | F1 | Residential | Single Family Moderate Income | Existing | Water Heating | Natural Gas | Water Heater (> 55 gal) | E2 | RVT - Cost of Equipment | 206.0935 | 206.697 | 208.0507 | 209.1888 | 208.7259 | 209.8423 | 212.3568 | 214.4437 | 216.9527 | 219.4 | 221.8671 | 224.2027 | 226.6878 | 229.2553 | 231.7578 | 234.3172 | 236.8871 | 239.4951 | 242.0028 | 244.414 | 246.525 | 248.4592 | 249.9426 | 251.2354 | 252.1719 | 252.7993 | 253.2199 | 253.383 | 253.193 | 252.7658 | 251.8905 | 250.8003 | 249.3211 | 0 | 0 | 0 | 0 | 0 | 0 | 0 | 0 | 0
F1_Residential_Single Family Moderate Income_Existing_Water Heating_Natural Gas_Water Heater (> 55 gal)_E3 | F1 | Residential | Single Family Moderate Income | Existing | Water Heating | Natural Gas | Water Heater (> 55 gal) | E3 | RVT - Cost of Equipment | 198.4604 | 199.0416 | 200.3451 | 201.4411 | 200.9953 | 202.0704 | 204.4917 | 206.5013 | 208.9174 | 211.2741 | 213.6498 | 215.8989 | 218.2919 | 220.7644 | 223.1742 | 225.6388 | 228.1135 | 230.6249 | 233.0397 | 235.3616 | 237.3944 | 239.257 | 240.6855 | 241.9304 | 242.8322 | 243.4364 | 243.8414 | 243.9984 | 243.8155 | 243.4041 | 242.5612 | 241.5114 | 240.087 | 0 | 0 | 0 | 0 | 0 | 0 | 0 | 0 | 0
F1_Residential_Single Family Moderate Income_Existing_Water Heating_Natural Gas_Water Heater (> 55 gal)_E4 | F1 | Residential | Single Family Moderate Income | Existing | Water Heating | Natural Gas | Water Heater (> 55 gal) | E4 | RVT - Cost of Equipment | 188.5795 | 189.5492 | 191.0172 | 192.3636 | 192.6833 | 194.0585 | 196.3588 | 198.4189 | 200.7216 | 202.9433 | 205.1168 | 207.1352 | 209.1578 | 211.1393 | 212.9462 | 214.6571 | 216.2208 | 217.7367 | 219.1159 | 220.4372 | 221.5852 | 222.6713 | 223.5343 | 224.3719 | 224.9787 | 225.3852 | 225.6577 | 225.7634 | 225.6403 | 225.3635 | 224.7964 | 224.09 | 223.1316 | 0 | 0 | 0 | 0 | 0 | 0 | 0 | 0 | 0
F1_Residential_Single Family Moderate Income_Existing_Water Heating_Natural Gas_Water Heater (> 55 gal)_E5 | F1 | Residential | Single Family Moderate Income | Existing | Water Heating | Natural Gas | Water Heater (> 55 gal) | E5 | RVT - Cost of Equipment | 180.2903 | 181.2174 | 182.6209 | 183.9081 | 184.2137 | 185.5285 | 187.7277 | 189.6972 | 191.8987 | 194.0227 | 196.1007 | 198.0303 | 199.964 | 201.8584 | 203.5859 | 205.2216 | 206.7166 | 208.1659 | 209.4844 | 210.7477 | 211.8452 | 212.8835 | 213.7086 | 214.5094 | 215.0896 | 215.4782 | 215.7387 | 215.8397 | 215.7221 | 215.4574 | 214.9152 | 214.2399 | 213.3236 | 0 | 0 | 0 | 0 | 0 | 0 | 0 | 0 | 0
F1_Residential_Single Family Moderate Income_Existing_Water Heating_Natural Gas_Water Heater (> 55 gal)_E6 | F1 | Residential | Single Family Moderate Income | Existing | Water Heating | Natural Gas | Water Heater (> 55 gal) | E6 | RVT - Cost of Equipment | 151.6537 | 152.0978 | 153.0939 | 153.9314 | 153.5908 | 154.4123 | 156.2625 | 157.7982 | 159.6444 | 161.4453 | 163.2607 | 164.9794 | 166.808 | 168.6973 | 170.5388 | 172.4221 | 174.3132 | 176.2322 | 178.0775 | 179.8518 | 181.4052 | 182.8285 | 183.92 | 184.8714 | 185.5605 | 186.0221 | 186.3316 | 186.4516 | 186.3119 | 185.9975 | 185.3534 | 184.5512 | 183.4627 | 0 | 0 | 0 | 0 | 0 | 0 | 0 | 0 | 0
F1_Residential_Single Family Moderate Income_Existing_Water Heating_Natural Gas_Water Heater (> 55 gal)_E7 | F1 | Residential | Single Family Moderate Income | Existing | Water Heating | Natural Gas | Water Heater (> 55 gal) | E7 | RVT - Cost of Equipment | 0 | 0 | 0 | 0 | 0 | 124.4887 | 125.9917 | 127.2544 | 128.775 | 130.252 | 131.7339 | 133.132 | 134.6106 | 136.1043 | 137.5003 | 138.8725 | 140.1881 | 141.5372 | 142.8522 | 144.1467 | 145.3043 | 146.422 | 147.3424 | 148.2371 | 148.9075 | 149.3665 | 149.6673 | 149.7652 | 149.6512 | 149.3949 | 148.8697 | 148.2155 | 147.328 | 0 | 0 | 0 | 0 | 0 | 0 | 0 | 0 | 0
F1_Residential_Single Family Moderate Income_Existing_Water Heating_Natural Gas_Water Heater (> 55 gal)_E8 | F1 | Residential | Single Family Moderate Income | Existing | Water Heating | Natural Gas | Water Heater (> 55 gal) | E8 | RVT - Cost of Equipment | 0 | 0 | 0 | 0 | 0 | 0 | 0 | 0 | 0 | 0 | 0 | 0 | 0 | 0 | 0 | 0 | 0 | 0 | 0 | 0 | 0 | 0 | 0 | 0 | 0 | 0 | 0 | 0 | 0 | 0 | 0 | 0 | 0 | 0 | 0 | 0 | 0 | 0 | 0 | 0 | 0 | 0
F1_Residential_Single Family Moderate Income_Existing_Water Heating_Natural Gas_Water Heater (> 55 gal)_E9 | F1 | Residential | Single Family Moderate Income | Existing | Water Heating | Natural Gas | Water Heater (> 55 gal) | E9 | RVT - Cost of Equipment | 0 | 0 | 0 | 0 | 0 | 0 | 0 | 0 | 0 | 0 | 0 | 0 | 0 | 0 | 0 | 0 | 0 | 0 | 0 | 0 | 0 | 0 | 0 | 0 | 0 | 0 | 0 | 0 | 0 | 0 | 0 | 0 | 0 | 0 | 0 | 0 | 0 | 0 | 0 | 0 | 0 | 0
F1_Residential_Single Family Moderate Income_Existing_Water Heating_Natural Gas_Water Heater (> 55 gal)_E10 | F1 | Residential | Single Family Moderate Income | Existing | Water Heating | Natural Gas | Water Heater (> 55 gal) | E10 | RVT - Cost of Equipment | 0 | 0 | 0 | 0 | 0 | 0 | 0 | 0 | 0 | 0 | 0 | 0 | 0 | 0 | 0 | 0 | 0 | 0 | 0 | 0 | 0 | 0 | 0 | 0 | 0 | 0 | 0 | 0 | 0 | 0 | 0 | 0 | 0 | 0 | 0 | 0 | 0 | 0 | 0 | 0 | 0 | 0
F2_Residential_Single Family Moderate Income_Existing_Water Heating_Natural Gas_Water Heater (> 55 gal)_E1 | F2 | Residential | Single Family Moderate Income | Existing | Water Heating | Natural Gas | Water Heater (> 55 gal) | E1 | RVT - Cost of Operation | 211.1759 | 211.7944 | 213.1814 | 214.3476 | 213.8733 | 215.0172 | 217.5937 | 219.7321 | 222.303 | 224.8106 | 227.3386 | 229.7318 | 232.2781 | 234.909 | 237.4732 | 240.0957 | 242.729 | 245.4013 | 247.9708 | 250.4414 | 252.6045 | 254.5865 | 256.1064 | 257.4311 | 258.3907 | 259.0336 | 259.4646 | 259.6317 | 259.437 | 258.9993 | 258.1024 | 256.9853 | 255.4696 | 0 | 0 | 0 | 0 | 0 | 0 | 0 | 0 | 0
F2_Residential_Single Family Moderate Income_Existing_Water Heating_Natural Gas_Water Heater (> 55 gal)_E2 | F2 | Residential | Single Family Moderate Income | Existing | Water Heating | Natural Gas | Water Heater (> 55 gal) | E2 | RVT - Cost of Operation | 205.7612 | 206.3638 | 207.7152 | 208.8516 | 208.3893 | 209.504 | 212.0144 | 214.0979 | 216.6029 | 219.0463 | 221.5094 | 223.8412 | 226.3223 | 228.8857 | 231.3841 | 233.9394 | 236.5052 | 239.1089 | 241.6126 | 244.0199 | 246.1275 | 248.0586 | 249.5396 | 250.8303 | 251.7653 | 252.3917 | 252.8116 | 252.9744 | 252.7848 | 252.3583 | 251.4844 | 250.3959 | 248.9191 | 0 | 0 | 0 | 0 | 0 | 0 | 0 | 0 | 0
F2_Residential_Single Family Moderate Income_Existing_Water Heating_Natural Gas_Water Heater (> 55 gal)_E3 | F2 | Residential | Single Family Moderate Income | Existing | Water Heating | Natural Gas | Water Heater (> 55 gal) | E3 | RVT - Cost of Operation | 198.1404 | 198.7207 | 200.0221 | 201.1163 | 200.6712 | 201.7446 | 204.162 | 206.1684 | 208.5805 | 210.9334 | 213.3053 | 215.5508 | 217.94 | 220.4084 | 222.8144 | 225.275 | 227.7457 | 230.2531 | 232.664 | 234.9821 | 237.0117 | 238.8713 | 240.2974 | 241.5403 | 242.4407 | 243.0439 | 243.4482 | 243.605 | 243.4224 | 243.0117 | 242.1701 | 241.122 | 239.6998 | 0 | 0 | 0 | 0 | 0 | 0 | 0 | 0 | 0
F2_Residential_Single Family Moderate Income_Existing_Water Heating_Natural Gas_Water Heater (> 55 gal)_E4 | F2 | Residential | Single Family Moderate Income | Existing | Water Heating | Natural Gas | Water Heater (> 55 gal) | E4 | RVT - Cost of Operation | 188.2754 | 189.2436 | 190.7093 | 192.0534 | 192.3726 | 193.7456 | 196.0422 | 198.099 | 200.398 | 202.616 | 204.7861 | 206.8012 | 208.8205 | 210.7988 | 212.6028 | 214.3109 | 215.8722 | 217.3856 | 218.7626 | 220.0818 | 221.2279 | 222.3122 | 223.1739 | 224.0102 | 224.616 | 225.0218 | 225.2939 | 225.3994 | 225.2765 | 225.0002 | 224.4339 | 223.7287 | 222.7718 | 0 | 0 | 0 | 0 | 0 | 0 | 0 | 0 | 0
F2_Residential_Single Family Moderate Income_Existing_Water Heating_Natural Gas_Water Heater (> 55 gal)_E5 | F2 | Residential | Single Family Moderate Income | Existing | Water Heating | Natural Gas | Water Heater (> 55 gal) | E5 | RVT - Cost of Operation | 179.9996 | 180.9252 | 182.3264 | 183.6115 | 183.9166 | 185.2293 | 187.425 | 189.3913 | 191.5893 | 193.7098 | 195.7845 | 197.711 | 199.6416 | 201.533 | 203.2577 | 204.8907 | 206.3833 | 207.8302 | 209.1466 | 210.4079 | 211.5036 | 212.5403 | 213.364 | 214.1636 | 214.7427 | 215.1308 | 215.3909 | 215.4917 | 215.3742 | 215.11 | 214.5687 | 213.8944 | 212.9796 | 0 | 0 | 0 | 0 | 0 | 0 | 0 | 0 | 0
F2_Residential_Single Family Moderate Income_Existing_Water Heating_Natural Gas_Water Heater (> 55 gal)_E6 | F2 | Residential | Single Family Moderate Income | Existing | Water Heating | Natural Gas | Water Heater (> 55 gal) | E6 | RVT - Cost of Operation | 151.4092 | 151.8526 | 152.847 | 153.6832 | 153.3431 | 154.1633 | 156.0106 | 157.5438 | 159.387 | 161.185 | 162.9975 | 164.7133 | 166.539 | 168.4253 | 170.2638 | 172.1441 | 174.0321 | 175.9481 | 177.7904 | 179.5618 | 181.1127 | 182.5337 | 183.6235 | 184.5733 | 185.2613 | 185.7222 | 186.0312 | 186.151 | 186.0114 | 185.6976 | 185.0545 | 184.2536 | 183.1669 | 0 | 0 | 0 | 0 | 0 | 0 | 0 | 0 | 0
F2_Residential_Single Family Moderate Income_Existing_Water Heating_Natural Gas_Water Heater (> 55 gal)_E7 | F2 | Residential | Single Family Moderate Income | Existing | Water Heating | Natural Gas | Water Heater (> 55 gal) | E7 | RVT - Cost of Operation | 0 | 0 | 0 | 0 | 0 | 124.288 | 125.7885 | 127.0492 | 128.5674 | 130.0419 | 131.5215 | 132.9174 | 134.3936 | 135.8849 | 137.2786 | 138.6486 | 139.962 | 141.309 | 142.6219 | 143.9143 | 145.07 | 146.1859 | 147.1049 | 147.9981 | 148.6674 | 149.1257 | 149.426 | 149.5237 | 149.4099 | 149.154 | 148.6296 | 147.9765 | 147.0905 | 0 | 0 | 0 | 0 | 0 | 0 | 0 | 0 | 0
F2_Residential_Single Family Moderate Income_Existing_Water Heating_Natural Gas_Water Heater (> 55 gal)_E8 | F2 | Residential | Single Family Moderate Income | Existing | Water Heating | Natural Gas | Water Heater (> 55 gal) | E8 | RVT - Cost of Operation | 0 | 0 | 0 | 0 | 0 | 0 | 0 | 0 | 0 | 0 | 0 | 0 | 0 | 0 | 0 | 0 | 0 | 0 | 0 | 0 | 0 | 0 | 0 | 0 | 0 | 0 | 0 | 0 | 0 | 0 | 0 | 0 | 0 | 0 | 0 | 0 | 0 | 0 | 0 | 0 | 0 | 0
F2_Residential_Single Family Moderate Income_Existing_Water Heating_Natural Gas_Water Heater (> 55 gal)_E9 | F2 | Residential | Single Family Moderate Income | Existing | Water Heating | Natural Gas | Water Heater (> 55 gal) | E9 | RVT - Cost of Operation | 0 | 0 | 0 | 0 | 0 | 0 | 0 | 0 | 0 | 0 | 0 | 0 | 0 | 0 | 0 | 0 | 0 | 0 | 0 | 0 | 0 | 0 | 0 | 0 | 0 | 0 | 0 | 0 | 0 | 0 | 0 | 0 | 0 | 0 | 0 | 0 | 0 | 0 | 0 | 0 | 0 | 0
F2_Residential_Single Family Moderate Income_Existing_Water Heating_Natural Gas_Water Heater (> 55 gal)_E10 | F2 | Residential | Single Family Moderate Income | Existing | Water Heating | Natural Gas | Water Heater (> 55 gal) | E10 | RVT - Cost of Operation | 0 | 0 | 0 | 0 | 0 | 0 | 0 | 0 | 0 | 0 | 0 | 0 | 0 | 0 | 0 | 0 | 0 | 0 | 0 | 0 | 0 | 0 | 0 | 0 | 0 | 0 | 0 | 0 | 0 | 0 | 0 | 0 | 0 | 0 | 0 | 0 | 0 | 0 | 0 | 0 | 0 | 0
F3_Residential_Single Family Moderate Income_Existing_Water Heating_Natural Gas_Water Heater (> 55 gal)_E1 | F3 | Residential | Single Family Moderate Income | Existing | Water Heating | Natural Gas | Water Heater (> 55 gal) | E1 | System - kBTUs of Consumption | 125.0625 | 125.0625 | 125.0625 | 125.0625 | 125.0625 | 125.0625 | 125.0625 | 125.0625 | 125.0625 | 125.0625 | 125.0625 | 125.0625 | 125.0625 | 125.0625 | 125.0625 | 125.0625 | 125.0625 | 125.0625 | 125.0625 | 125.0625 | 125.0625 | 125.0625 | 125.0625 | 125.0625 | 125.0625 | 125.0625 | 125.0625 | 125.0625 | 125.0625 | 125.0625 | 125.0625 | 125.0625 | 125.0625 | 0 | 0 | 0 | 0 | 0 | 0 | 0 | 0 | 0
F3_Residential_Single Family Moderate Income_Existing_Water Heating_Natural Gas_Water Heater (> 55 gal)_E2 | F3 | Residential | Single Family Moderate Income | Existing | Water Heating | Natural Gas | Water Heater (> 55 gal) | E2 | System - kBTUs of Consumption | 141.0904 | 141.0904 | 141.0904 | 141.0904 | 141.0904 | 141.0904 | 141.0904 | 141.0904 | 141.0904 | 141.0904 | 141.0904 | 141.0904 | 141.0904 | 141.0904 | 141.0904 | 141.0904 | 141.0904 | 141.0904 | 141.0904 | 141.0904 | 141.0904 | 141.0904 | 141.0904 | 141.0904 | 141.0904 | 141.0904 | 141.0904 | 141.0904 | 141.0904 | 141.0904 | 141.0904 | 141.0904 | 141.0904 | 0 | 0 | 0 | 0 | 0 | 0 | 0 | 0 | 0
F3_Residential_Single Family Moderate Income_Existing_Water Heating_Natural Gas_Water Heater (> 55 gal)_E3 | F3 | Residential | Single Family Moderate Income | Existing | Water Heating | Natural Gas | Water Heater (> 55 gal) | E3 | System - kBTUs of Consumption | 398.2136 | 398.2136 | 398.2136 | 398.2136 | 398.2136 | 398.2136 | 398.2136 | 398.2136 | 398.2136 | 398.2136 | 398.2136 | 398.2136 | 398.2136 | 398.2136 | 398.2136 | 398.2136 | 398.2136 | 398.2136 | 398.2136 | 398.2136 | 398.2136 | 398.2136 | 398.2136 | 398.2136 | 398.2136 | 398.2136 | 398.2136 | 398.2136 | 398.2136 | 398.2136 | 398.2136 | 398.2136 | 398.2136 | 0 | 0 | 0 | 0 | 0 | 0 | 0 | 0 | 0
F3_Residential_Single Family Moderate Income_Existing_Water Heating_Natural Gas_Water Heater (> 55 gal)_E4 | F3 | Residential | Single Family Moderate Income | Existing | Water Heating | Natural Gas | Water Heater (> 55 gal) | E4 | System - kBTUs of Consumption | 184.4494 | 184.4494 | 184.4494 | 184.4494 | 184.4494 | 184.4494 | 184.4494 | 184.4494 | 184.4494 | 184.4494 | 184.4494 | 184.4494 | 184.4494 | 184.4494 | 184.4494 | 184.4494 | 184.4494 | 184.4494 | 184.4494 | 184.4494 | 184.4494 | 184.4494 | 184.4494 | 184.4494 | 184.4494 | 184.4494 | 184.4494 | 184.4494 | 184.4494 | 184.4494 | 184.4494 | 184.4494 | 184.4494 | 0 | 0 | 0 | 0 | 0 | 0 | 0 | 0 | 0
F3_Residential_Single Family Moderate Income_Existing_Water Heating_Natural Gas_Water Heater (> 55 gal)_E5 | F3 | Residential | Single Family Moderate Income | Existing | Water Heating | Natural Gas | Water Heater (> 55 gal) | E5 | System - kBTUs of Consumption | 209.1856 | 209.1856 | 209.1856 | 209.1856 | 209.1856 | 209.1856 | 209.1856 | 209.1856 | 209.1856 | 209.1856 | 209.1856 | 209.1856 | 209.1856 | 209.1856 | 209.1856 | 209.1856 | 209.1856 | 209.1856 | 209.1856 | 209.1856 | 209.1856 | 209.1856 | 209.1856 | 209.1856 | 209.1856 | 209.1856 | 209.1856 | 209.1856 | 209.1856 | 209.1856 | 209.1856 | 209.1856 | 209.1856 | 0 | 0 | 0 | 0 | 0 | 0 | 0 | 0 | 0
F3_Residential_Single Family Moderate Income_Existing_Water Heating_Natural Gas_Water Heater (> 55 gal)_E6 | F3 | Residential | Single Family Moderate Income | Existing | Water Heating | Natural Gas | Water Heater (> 55 gal) | E6 | System - kBTUs of Consumption | 576.4226 | 576.4226 | 576.4226 | 576.4226 | 576.4226 | 576.4226 | 576.4226 | 576.4226 | 576.4226 | 576.4226 | 576.4226 | 576.4226 | 576.4226 | 576.4226 | 576.4226 | 576.4226 | 576.4226 | 576.4226 | 576.4226 | 576.4226 | 576.4226 | 576.4226 | 576.4226 | 576.4226 | 576.4226 | 576.4226 | 576.4226 | 576.4226 | 576.4226 | 576.4226 | 576.4226 | 576.4226 | 576.4226 | 0 | 0 | 0 | 0 | 0 | 0 | 0 | 0 | 0
F3_Residential_Single Family Moderate Income_Existing_Water Heating_Natural Gas_Water Heater (> 55 gal)_E7 | F3 | Residential | Single Family Moderate Income | Existing | Water Heating | Natural Gas | Water Heater (> 55 gal) | E7 | System - kBTUs of Consumption | 0 | 0 | 0 | 0 | 0 | 682.8286 | 682.8286 | 682.8286 | 682.8286 | 682.8286 | 682.8286 | 682.8286 | 682.8286 | 682.8286 | 682.8286 | 682.8286 | 682.8286 | 682.8286 | 682.8286 | 682.8286 | 682.8286 | 682.8286 | 682.8286 | 682.8286 | 682.8286 | 682.8286 | 682.8286 | 682.8286 | 682.8286 | 682.8286 | 682.8286 | 682.8286 | 682.8286 | 0 | 0 | 0 | 0 | 0 | 0 | 0 | 0 | 0
F3_Residential_Single Family Moderate Income_Existing_Water Heating_Natural Gas_Water Heater (> 55 gal)_E8 | F3 | Residential | Single Family Moderate Income | Existing | Water Heating | Natural Gas | Water Heater (> 55 gal) | E8 | System - kBTUs of Consumption | 0 | 0 | 0 | 0 | 0 | 0 | 0 | 0 | 0 | 0 | 0 | 0 | 0 | 0 | 0 | 0 | 0 | 0 | 0 | 0 | 0 | 0 | 0 | 0 | 0 | 0 | 0 | 0 | 0 | 0 | 0 | 0 | 0 | 0 | 0 | 0 | 0 | 0 | 0 | 0 | 0 | 0
F3_Residential_Single Family Moderate Income_Existing_Water Heating_Natural Gas_Water Heater (> 55 gal)_E9 | F3 | Residential | Single Family Moderate Income | Existing | Water Heating | Natural Gas | Water Heater (> 55 gal) | E9 | System - kBTUs of Consumption | 0 | 0 | 0 | 0 | 0 | 0 | 0 | 0 | 0 | 0 | 0 | 0 | 0 | 0 | 0 | 0 | 0 | 0 | 0 | 0 | 0 | 0 | 0 | 0 | 0 | 0 | 0 | 0 | 0 | 0 | 0 | 0 | 0 | 0 | 0 | 0 | 0 | 0 | 0 | 0 | 0 | 0
F3_Residential_Single Family Moderate Income_Existing_Water Heating_Natural Gas_Water Heater (> 55 gal)_E10 | F3 | Residential | Single Family Moderate Income | Existing | Water Heating | Natural Gas | Water Heater (> 55 gal) | E10 | System - kBTUs of Consumption | 0 | 0 | 0 | 0 | 0 | 0 | 0 | 0 | 0 | 0 | 0 | 0 | 0 | 0 | 0 | 0 | 0 | 0 | 0 | 0 | 0 | 0 | 0 | 0 | 0 | 0 | 0 | 0 | 0 | 0 | 0 | 0 | 0 | 0 | 0 | 0 | 0 | 0 | 0 | 0 | 0 | 0
F4_Residential_Single Family Moderate Income_Existing_Water Heating_Natural Gas_Water Heater (> 55 gal)_E1 | F4 | Residential | Single Family Moderate Income | Existing | Water Heating | Natural Gas | Water Heater (> 55 gal) | E1 | Utility - Cost of Equipment | 211.1759 | 211.7944 | 213.1814 | 214.3476 | 213.8733 | 215.0172 | 217.5937 | 219.7321 | 222.303 | 224.8106 | 227.3386 | 229.7318 | 232.2781 | 234.909 | 237.4732 | 240.0957 | 242.729 | 245.4013 | 247.9708 | 250.4414 | 252.6045 | 254.5865 | 256.1064 | 257.4311 | 258.3907 | 259.0336 | 259.4646 | 259.6317 | 259.437 | 258.9993 | 258.1024 | 256.9853 | 255.4696 | 0 | 0 | 0 | 0 | 0 | 0 | 0 | 0 | 0
F4_Residential_Single Family Moderate Income_Existing_Water Heating_Natural Gas_Water Heater (> 55 gal)_E2 | F4 | Residential | Single Family Moderate Income | Existing | Water Heating | Natural Gas | Water Heater (> 55 gal) | E2 | Utility - Cost of Equipment | 205.7612 | 206.3638 | 207.7152 | 208.8516 | 208.3893 | 209.504 | 212.0144 | 214.0979 | 216.6029 | 219.0463 | 221.5094 | 223.8412 | 226.3223 | 228.8857 | 231.3841 | 233.9394 | 236.5052 | 239.1089 | 241.6126 | 244.0199 | 246.1275 | 248.0586 | 249.5396 | 250.8303 | 251.7653 | 252.3917 | 252.8116 | 252.9744 | 252.7848 | 252.3583 | 251.4844 | 250.3959 | 248.9191 | 0 | 0 | 0 | 0 | 0 | 0 | 0 | 0 | 0
F4_Residential_Single Family Moderate Income_Existing_Water Heating_Natural Gas_Water Heater (> 55 gal)_E3 | F4 | Residential | Single Family Moderate Income | Existing | Water Heating | Natural Gas | Water Heater (> 55 gal) | E3 | Utility - Cost of Equipment | 198.1404 | 198.7207 | 200.0221 | 201.1163 | 200.6712 | 201.7446 | 204.162 | 206.1684 | 208.5805 | 210.9334 | 213.3053 | 215.5508 | 217.94 | 220.4084 | 222.8144 | 225.275 | 227.7457 | 230.2531 | 232.664 | 234.9821 | 237.0117 | 238.8713 | 240.2974 | 241.5403 | 242.4407 | 243.0439 | 243.4482 | 243.605 | 243.4224 | 243.0117 | 242.1701 | 241.122 | 239.6998 | 0 | 0 | 0 | 0 | 0 | 0 | 0 | 0 | 0
F4_Residential_Single Family Moderate Income_Existing_Water Heating_Natural Gas_Water Heater (> 55 gal)_E4 | F4 | Residential | Single Family Moderate Income | Existing | Water Heating | Natural Gas | Water Heater (> 55 gal) | E4 | Utility - Cost of Equipment | 188.2754 | 189.2436 | 190.7093 | 192.0534 | 192.3726 | 193.7456 | 196.0422 | 198.099 | 200.398 | 202.616 | 204.7861 | 206.8012 | 208.8205 | 210.7988 | 212.6028 | 214.3109 | 215.8722 | 217.3856 | 218.7626 | 220.0818 | 221.2279 | 222.3122 | 223.1739 | 224.0102 | 224.616 | 225.0218 | 225.2939 | 225.3994 | 225.2765 | 225.0002 | 224.4339 | 223.7287 | 222.7718 | 0 | 0 | 0 | 0 | 0 | 0 | 0 | 0 | 0
F4_Residential_Single Family Moderate Income_Existing_Water Heating_Natural Gas_Water Heater (> 55 gal)_E5 | F4 | Residential | Single Family Moderate Income | Existing | Water Heating | Natural Gas | Water Heater (> 55 gal) | E5 | Utility - Cost of Equipment | 179.9996 | 180.9252 | 182.3264 | 183.6115 | 183.9166 | 185.2293 | 187.425 | 189.3913 | 191.5893 | 193.7098 | 195.7845 | 197.711 | 199.6416 | 201.533 | 203.2577 | 204.8907 | 206.3833 | 207.8302 | 209.1466 | 210.4079 | 211.5036 | 212.5403 | 213.364 | 214.1636 | 214.7427 | 215.1308 | 215.3909 | 215.4917 | 215.3742 | 215.11 | 214.5687 | 213.8944 | 212.9796 | 0 | 0 | 0 | 0 | 0 | 0 | 0 | 0 | 0
F4_Residential_Single Family Moderate Income_Existing_Water Heating_Natural Gas_Water Heater (> 55 gal)_E6 | F4 | Residential | Single Family Moderate Income | Existing | Water Heating | Natural Gas | Water Heater (> 55 gal) | E6 | Utility - Cost of Equipment | 151.4092 | 151.8526 | 152.847 | 153.6832 | 153.3431 | 154.1633 | 156.0106 | 157.5438 | 159.387 | 161.185 | 162.9975 | 164.7133 | 166.539 | 168.4253 | 170.2638 | 172.1441 | 174.0321 | 175.9481 | 177.7904 | 179.5618 | 181.1127 | 182.5337 | 183.6235 | 184.5733 | 185.2613 | 185.7222 | 186.0312 | 186.151 | 186.0114 | 185.6976 | 185.0545 | 184.2536 | 183.1669 | 0 | 0 | 0 | 0 | 0 | 0 | 0 | 0 | 0
F4_Residential_Single Family Moderate Income_Existing_Water Heating_Natural Gas_Water Heater (> 55 gal)_E7 | F4 | Residential | Single Family Moderate Income | Existing | Water Heating | Natural Gas | Water Heater (> 55 gal) | E7 | Utility - Cost of Equipment | 0 | 0 | 0 | 0 | 0 | 124.288 | 125.7885 | 127.0492 | 128.5674 | 130.0419 | 131.5215 | 132.9174 | 134.3936 | 135.8849 | 137.2786 | 138.6486 | 139.962 | 141.309 | 142.6219 | 143.9143 | 145.07 | 146.1859 | 147.1049 | 147.9981 | 148.6674 | 149.1257 | 149.426 | 149.5237 | 149.4099 | 149.154 | 148.6296 | 147.9765 | 147.0905 | 0 | 0 | 0 | 0 | 0 | 0 | 0 | 0 | 0
F4_Residential_Single Family Moderate Income_Existing_Water Heating_Natural Gas_Water Heater (> 55 gal)_E8 | F4 | Residential | Single Family Moderate Income | Existing | Water Heating | Natural Gas | Water Heater (> 55 gal) | E8 | Utility - Cost of Equipment | 0 | 0 | 0 | 0 | 0 | 0 | 0 | 0 | 0 | 0 | 0 | 0 | 0 | 0 | 0 | 0 | 0 | 0 | 0 | 0 | 0 | 0 | 0 | 0 | 0 | 0 | 0 | 0 | 0 | 0 | 0 | 0 | 0 | 0 | 0 | 0 | 0 | 0 | 0 | 0 | 0 | 0
F4_Residential_Single Family Moderate Income_Existing_Water Heating_Natural Gas_Water Heater (> 55 gal)_E9 | F4 | Residential | Single Family Moderate Income | Existing | Water Heating | Natural Gas | Water Heater (> 55 gal) | E9 | Utility - Cost of Equipment | 0 | 0 | 0 | 0 | 0 | 0 | 0 | 0 | 0 | 0 | 0 | 0 | 0 | 0 | 0 | 0 | 0 | 0 | 0 | 0 | 0 | 0 | 0 | 0 | 0 | 0 | 0 | 0 | 0 | 0 | 0 | 0 | 0 | 0 | 0 | 0 | 0 | 0 | 0 | 0 | 0 | 0
F4_Residential_Single Family Moderate Income_Existing_Water Heating_Natural Gas_Water Heater (> 55 gal)_E10 | F4 | Residential | Single Family Moderate Income | Existing | Water Heating | Natural Gas | Water Heater (> 55 gal) | E10 | Utility - Cost of Equipment | 0 | 0 | 0 | 0 | 0 | 0 | 0 | 0 | 0 | 0 | 0 | 0 | 0 | 0 | 0 | 0 | 0 | 0 | 0 | 0 | 0 | 0 | 0 | 0 | 0 | 0 | 0 | 0 | 0 | 0 | 0 | 0 | 0 | 0 | 0 | 0 | 0 | 0 | 0 | 0 | 0 | 0
F5_Residential_Single Family Moderate Income_Existing_Water Heating_Natural Gas_Water Heater (> 55 gal)_E1 | F5 | Residential | Single Family Moderate Income | Existing | Water Heating | Natural Gas | Water Heater (> 55 gal) | E1 | Utility - Cost of Operation | 125.0625 | 125.0625 | 125.0625 | 125.0625 | 125.0625 | 125.0625 | 125.0625 | 125.0625 | 125.0625 | 125.0625 | 125.0625 | 125.0625 | 125.0625 | 125.0625 | 125.0625 | 125.0625 | 125.0625 | 125.0625 | 125.0625 | 125.0625 | 125.0625 | 125.0625 | 125.0625 | 125.0625 | 125.0625 | 125.0625 | 125.0625 | 125.0625 | 125.0625 | 125.0625 | 125.0625 | 125.0625 | 125.0625 | 0 | 0 | 0 | 0 | 0 | 0 | 0 | 0 | 0
F5_Residential_Single Family Moderate Income_Existing_Water Heating_Natural Gas_Water Heater (> 55 gal)_E2 | F5 | Residential | Single Family Moderate Income | Existing | Water Heating | Natural Gas | Water Heater (> 55 gal) | E2 | Utility - Cost of Operation | 141.0904 | 141.0904 | 141.0904 | 141.0904 | 141.0904 | 141.0904 | 141.0904 | 141.0904 | 141.0904 | 141.0904 | 141.0904 | 141.0904 | 141.0904 | 141.0904 | 141.0904 | 141.0904 | 141.0904 | 141.0904 | 141.0904 | 141.0904 | 141.0904 | 141.0904 | 141.0904 | 141.0904 | 141.0904 | 141.0904 | 141.0904 | 141.0904 | 141.0904 | 141.0904 | 141.0904 | 141.0904 | 141.0904 | 0 | 0 | 0 | 0 | 0 | 0 | 0 | 0 | 0
F5_Residential_Single Family Moderate Income_Existing_Water Heating_Natural Gas_Water Heater (> 55 gal)_E3 | F5 | Residential | Single Family Moderate Income | Existing | Water Heating | Natural Gas | Water Heater (> 55 gal) | E3 | Utility - Cost of Operation | 398.2136 | 398.2136 | 398.2136 | 398.2136 | 398.2136 | 398.2136 | 398.2136 | 398.2136 | 398.2136 | 398.2136 | 398.2136 | 398.2136 | 398.2136 | 398.2136 | 398.2136 | 398.2136 | 398.2136 | 398.2136 | 398.2136 | 398.2136 | 398.2136 | 398.2136 | 398.2136 | 398.2136 | 398.2136 | 398.2136 | 398.2136 | 398.2136 | 398.2136 | 398.2136 | 398.2136 | 398.2136 | 398.2136 | 0 | 0 | 0 | 0 | 0 | 0 | 0 | 0 | 0
F5_Residential_Single Family Moderate Income_Existing_Water Heating_Natural Gas_Water Heater (> 55 gal)_E4 | F5 | Residential | Single Family Moderate Income | Existing | Water Heating | Natural Gas | Water Heater (> 55 gal) | E4 | Utility - Cost of Operation | 184.4494 | 184.4494 | 184.4494 | 184.4494 | 184.4494 | 184.4494 | 184.4494 | 184.4494 | 184.4494 | 184.4494 | 184.4494 | 184.4494 | 184.4494 | 184.4494 | 184.4494 | 184.4494 | 184.4494 | 184.4494 | 184.4494 | 184.4494 | 184.4494 | 184.4494 | 184.4494 | 184.4494 | 184.4494 | 184.4494 | 184.4494 | 184.4494 | 184.4494 | 184.4494 | 184.4494 | 184.4494 | 184.4494 | 0 | 0 | 0 | 0 | 0 | 0 | 0 | 0 | 0
F5_Residential_Single Family Moderate Income_Existing_Water Heating_Natural Gas_Water Heater (> 55 gal)_E5 | F5 | Residential | Single Family Moderate Income | Existing | Water Heating | Natural Gas | Water Heater (> 55 gal) | E5 | Utility - Cost of Operation | 209.1856 | 209.1856 | 209.1856 | 209.1856 | 209.1856 | 209.1856 | 209.1856 | 209.1856 | 209.1856 | 209.1856 | 209.1856 | 209.1856 | 209.1856 | 209.1856 | 209.1856 | 209.1856 | 209.1856 | 209.1856 | 209.1856 | 209.1856 | 209.1856 | 209.1856 | 209.1856 | 209.1856 | 209.1856 | 209.1856 | 209.1856 | 209.1856 | 209.1856 | 209.1856 | 209.1856 | 209.1856 | 209.1856 | 0 | 0 | 0 | 0 | 0 | 0 | 0 | 0 | 0
F5_Residential_Single Family Moderate Income_Existing_Water Heating_Natural Gas_Water Heater (> 55 gal)_E6 | F5 | Residential | Single Family Moderate Income | Existing | Water Heating | Natural Gas | Water Heater (> 55 gal) | E6 | Utility - Cost of Operation | 576.4226 | 576.4226 | 576.4226 | 576.4226 | 576.4226 | 576.4226 | 576.4226 | 576.4226 | 576.4226 | 576.4226 | 576.4226 | 576.4226 | 576.4226 | 576.4226 | 576.4226 | 576.4226 | 576.4226 | 576.4226 | 576.4226 | 576.4226 | 576.4226 | 576.4226 | 576.4226 | 576.4226 | 576.4226 | 576.4226 | 576.4226 | 576.4226 | 576.4226 | 576.4226 | 576.4226 | 576.4226 | 576.4226 | 0 | 0 | 0 | 0 | 0 | 0 | 0 | 0 | 0
F5_Residential_Single Family Moderate Income_Existing_Water Heating_Natural Gas_Water Heater (> 55 gal)_E7 | F5 | Residential | Single Family Moderate Income | Existing | Water Heating | Natural Gas | Water Heater (> 55 gal) | E7 | Utility - Cost of Operation | 0 | 0 | 0 | 0 | 0 | 682.8286 | 682.8286 | 682.8286 | 682.8286 | 682.8286 | 682.8286 | 682.8286 | 682.8286 | 682.8286 | 682.8286 | 682.8286 | 682.8286 | 682.8286 | 682.8286 | 682.8286 | 682.8286 | 682.8286 | 682.8286 | 682.8286 | 682.8286 | 682.8286 | 682.8286 | 682.8286 | 682.8286 | 682.8286 | 682.8286 | 682.8286 | 682.8286 | 0 | 0 | 0 | 0 | 0 | 0 | 0 | 0 | 0
F5_Residential_Single Family Moderate Income_Existing_Water Heating_Natural Gas_Water Heater (> 55 gal)_E8 | F5 | Residential | Single Family Moderate Income | Existing | Water Heating | Natural Gas | Water Heater (> 55 gal) | E8 | Utility - Cost of Operation | 0 | 0 | 0 | 0 | 0 | 0 | 0 | 0 | 0 | 0 | 0 | 0 | 0 | 0 | 0 | 0 | 0 | 0 | 0 | 0 | 0 | 0 | 0 | 0 | 0 | 0 | 0 | 0 | 0 | 0 | 0 | 0 | 0 | 0 | 0 | 0 | 0 | 0 | 0 | 0 | 0 | 0
F5_Residential_Single Family Moderate Income_Existing_Water Heating_Natural Gas_Water Heater (> 55 gal)_E9 | F5 | Residential | Single Family Moderate Income | Existing | Water Heating | Natural Gas | Water Heater (> 55 gal) | E9 | Utility - Cost of Operation | 0 | 0 | 0 | 0 | 0 | 0 | 0 | 0 | 0 | 0 | 0 | 0 | 0 | 0 | 0 | 0 | 0 | 0 | 0 | 0 | 0 | 0 | 0 | 0 | 0 | 0 | 0 | 0 | 0 | 0 | 0 | 0 | 0 | 0 | 0 | 0 | 0 | 0 | 0 | 0 | 0 | 0
F5_Residential_Single Family Moderate Income_Existing_Water Heating_Natural Gas_Water Heater (> 55 gal)_E10 | F5 | Residential | Single Family Moderate Income | Existing | Water Heating | Natural Gas | Water Heater (> 55 gal) | E10 | Utility - Cost of Operation | 0 | 0 | 0 | 0 | 0 | 0 | 0 | 0 | 0 | 0 | 0 | 0 | 0 | 0 | 0 | 0 | 0 | 0 | 0 | 0 | 0 | 0 | 0 | 0 | 0 | 0 | 0 | 0 | 0 | 0 | 0 | 0 | 0 | 0 | 0 | 0 | 0 | 0 | 0 | 0 | 0 | 0
F6_Residential_Single Family Moderate Income_Existing_Water Heating_Natural Gas_Water Heater (> 55 gal)_E1 | F6 | Residential | Single Family Moderate Income | Existing | Water Heating | Natural Gas | Water Heater (> 55 gal) | E1 | Utility - Value of Sales | 171.0236 | 172.0201 | 173.3876 | 174.5053 | 174.5053 | 174.5053 | 174.5053 | 174.5053 | 174.5053 | 174.5053 | 174.5053 | 174.5053 | 174.5053 | 174.5053 | 174.5053 | 174.5053 | 174.5053 | 174.5053 | 174.5053 | 174.5053 | 174.5053 | 174.5053 | 174.5053 | 174.5053 | 174.5053 | 174.5053 | 174.5053 | 174.5053 | 174.5053 | 174.5053 | 174.5053 | 174.5053 | 174.5053 | 0 | 0 | 0 | 0 | 0 | 0 | 0 | 0 | 0
F6_Residential_Single Family Moderate Income_Existing_Water Heating_Natural Gas_Water Heater (> 55 gal)_E2 | F6 | Residential | Single Family Moderate Income | Existing | Water Heating | Natural Gas | Water Heater (> 55 gal) | E2 | Utility - Value of Sales | 166.6383 | 167.6094 | 168.9418 | 170.0308 | 170.0308 | 170.0308 | 170.0308 | 170.0308 | 170.0308 | 170.0308 | 170.0308 | 170.0308 | 170.0308 | 170.0308 | 170.0308 | 170.0308 | 170.0308 | 170.0308 | 170.0308 | 170.0308 | 170.0308 | 170.0308 | 170.0308 | 170.0308 | 170.0308 | 170.0308 | 170.0308 | 170.0308 | 170.0308 | 170.0308 | 170.0308 | 170.0308 | 170.0308 | 0 | 0 | 0 | 0 | 0 | 0 | 0 | 0 | 0
F6_Residential_Single Family Moderate Income_Existing_Water Heating_Natural Gas_Water Heater (> 55 gal)_E3 | F6 | Residential | Single Family Moderate Income | Existing | Water Heating | Natural Gas | Water Heater (> 55 gal) | E3 | Utility - Value of Sales | 160.4666 | 161.4016 | 162.6847 | 163.7334 | 163.7334 | 163.7334 | 163.7334 | 163.7334 | 163.7334 | 163.7334 | 163.7334 | 163.7334 | 163.7334 | 163.7334 | 163.7334 | 163.7334 | 163.7334 | 163.7334 | 163.7334 | 163.7334 | 163.7334 | 163.7334 | 163.7334 | 163.7334 | 163.7334 | 163.7334 | 163.7334 | 163.7334 | 163.7334 | 163.7334 | 163.7334 | 163.7334 | 163.7334 | 0 | 0 | 0 | 0 | 0 | 0 | 0 | 0 | 0
F6_Residential_Single Family Moderate Income_Existing_Water Heating_Natural Gas_Water Heater (> 55 gal)_E4 | F6 | Residential | Single Family Moderate Income | Existing | Water Heating | Natural Gas | Water Heater (> 55 gal) | E4 | Utility - Value of Sales | 150.4644 | 151.0303 | 151.8068 | 152.4414 | 152.4414 | 152.4414 | 152.4414 | 152.4414 | 152.4414 | 152.4414 | 152.4414 | 152.4414 | 152.4414 | 152.4414 | 152.4414 | 152.4414 | 152.4414 | 152.4414 | 152.4414 | 152.4414 | 152.4414 | 152.4414 | 152.4414 | 152.4414 | 152.4414 | 152.4414 | 152.4414 | 152.4414 | 152.4414 | 152.4414 | 152.4414 | 152.4414 | 152.4414 | 0 | 0 | 0 | 0 | 0 | 0 | 0 | 0 | 0
F6_Residential_Single Family Moderate Income_Existing_Water Heating_Natural Gas_Water Heater (> 55 gal)_E5 | F6 | Residential | Single Family Moderate Income | Existing | Water Heating | Natural Gas | Water Heater (> 55 gal) | E5 | Utility - Value of Sales | 143.8506 | 144.3916 | 145.134 | 145.7407 | 145.7407 | 145.7407 | 145.7407 | 145.7407 | 145.7407 | 145.7407 | 145.7407 | 145.7407 | 145.7407 | 145.7407 | 145.7407 | 145.7407 | 145.7407 | 145.7407 | 145.7407 | 145.7407 | 145.7407 | 145.7407 | 145.7407 | 145.7407 | 145.7407 | 145.7407 | 145.7407 | 145.7407 | 145.7407 | 145.7407 | 145.7407 | 145.7407 | 145.7407 | 0 | 0 | 0 | 0 | 0 | 0 | 0 | 0 | 0
F6_Residential_Single Family Moderate Income_Existing_Water Heating_Natural Gas_Water Heater (> 55 gal)_E6 | F6 | Residential | Single Family Moderate Income | Existing | Water Heating | Natural Gas | Water Heater (> 55 gal) | E6 | Utility - Value of Sales | 122.6207 | 123.3352 | 124.3157 | 125.117 | 125.117 | 125.117 | 125.117 | 125.117 | 125.117 | 125.117 | 125.117 | 125.117 | 125.117 | 125.117 | 125.117 | 125.117 | 125.117 | 125.117 | 125.117 | 125.117 | 125.117 | 125.117 | 125.117 | 125.117 | 125.117 | 125.117 | 125.117 | 125.117 | 125.117 | 125.117 | 125.117 | 125.117 | 125.117 | 0 | 0 | 0 | 0 | 0 | 0 | 0 | 0 | 0
F6_Residential_Single Family Moderate Income_Existing_Water Heating_Natural Gas_Water Heater (> 55 gal)_E7 | F6 | Residential | Single Family Moderate Income | Existing | Water Heating | Natural Gas | Water Heater (> 55 gal) | E7 | Utility - Value of Sales | 0 | 0 | 0 | 0 | 0 | 102.0185 | 102.0185 | 102.0185 | 102.0185 | 102.0185 | 102.0185 | 102.0185 | 102.0185 | 102.0185 | 102.0185 | 102.0185 | 102.0185 | 102.0185 | 102.0185 | 102.0185 | 102.0185 | 102.0185 | 102.0185 | 102.0185 | 102.0185 | 102.0185 | 102.0185 | 102.0185 | 102.0185 | 102.0185 | 102.0185 | 102.0185 | 102.0185 | 0 | 0 | 0 | 0 | 0 | 0 | 0 | 0 | 0
F6_Residential_Single Family Moderate Income_Existing_Water Heating_Natural Gas_Water Heater (> 55 gal)_E8 | F6 | Residential | Single Family Moderate Income | Existing | Water Heating | Natural Gas | Water Heater (> 55 gal) | E8 | Utility - Value of Sales | 0 | 0 | 0 | 0 | 0 | 0 | 0 | 0 | 0 | 0 | 0 | 0 | 0 | 0 | 0 | 0 | 0 | 0 | 0 | 0 | 0 | 0 | 0 | 0 | 0 | 0 | 0 | 0 | 0 | 0 | 0 | 0 | 0 | 0 | 0 | 0 | 0 | 0 | 0 | 0 | 0 | 0
F6_Residential_Single Family Moderate Income_Existing_Water Heating_Natural Gas_Water Heater (> 55 gal)_E9 | F6 | Residential | Single Family Moderate Income | Existing | Water Heating | Natural Gas | Water Heater (> 55 gal) | E9 | Utility - Value of Sales | 0 | 0 | 0 | 0 | 0 | 0 | 0 | 0 | 0 | 0 | 0 | 0 | 0 | 0 | 0 | 0 | 0 | 0 | 0 | 0 | 0 | 0 | 0 | 0 | 0 | 0 | 0 | 0 | 0 | 0 | 0 | 0 | 0 | 0 | 0 | 0 | 0 | 0 | 0 | 0 | 0 | 0
F6_Residential_Single Family Moderate Income_Existing_Water Heating_Natural Gas_Water Heater (> 55 gal)_E10 | F6 | Residential | Single Family Moderate Income | Existing | Water Heating | Natural Gas | Water Heater (> 55 gal) | E10 | Utility - Value of Sales | 0 | 0 | 0 | 0 | 0 | 0 | 0 | 0 | 0 | 0 | 0 | 0 | 0 | 0 | 0 | 0 | 0 | 0 | 0 | 0 | 0 | 0 | 0 | 0 | 0 | 0 | 0 | 0 | 0 | 0 | 0 | 0 | 0 | 0 | 0 | 0 | 0 | 0 | 0 | 0 | 0 | 0
F1_Residential_Single Family Moderate Income_Existing_Appliances_Natural Gas_Clothes Dryer_E1 | F1 | Residential | Single Family Moderate Income | Existing | Appliances | Natural Gas | Clothes Dryer | E1 | RVT - Cost of Equipment | 25.9274 | 26.0082 | 26.188 | 26.3352 | 26.2638 | 26.3686 | 26.6201 | 26.8274 | 27.0767 | 27.318 | 27.5616 | 27.7918 | 28.0353 | 28.2897 | 28.533 | 28.7844 | 29.0373 | 29.3086 | 29.571 | 29.8238 | 30.0447 | 30.2499 | 30.4053 | 30.5427 | 30.6226 | 30.6681 | 30.6918 | 30.6869 | 30.6447 | 30.5761 | 30.4587 | 30.3184 | 30.1374 | 0 | 0 | 0 | 0 | 0 | 0 | 0 | 0 | 0
F1_Residential_Single Family Moderate Income_Existing_Appliances_Natural Gas_Clothes Dryer_E2 | F1 | Residential | Single Family Moderate Income | Existing | Appliances | Natural Gas | Clothes Dryer | E2 | RVT - Cost of Equipment | 24.4827 | 24.559 | 24.7287 | 24.8677 | 24.8003 | 24.8993 | 25.1368 | 25.3326 | 25.568 | 25.7958 | 26.0258 | 26.2432 | 26.4731 | 26.7133 | 26.9431 | 27.1805 | 27.4193 | 27.6755 | 27.9233 | 28.162 | 28.3706 | 28.5643 | 28.7111 | 28.8408 | 28.9162 | 28.9592 | 28.9816 | 28.977 | 28.9371 | 28.8724 | 28.7614 | 28.629 | 28.4581 | 0 | 0 | 0 | 0 | 0 | 0 | 0 | 0 | 0
F1_Residential_Single Family Moderate Income_Existing_Appliances_Natural Gas_Clothes Dryer_E3 | F1 | Residential | Single Family Moderate Income | Existing | Appliances | Natural Gas | Clothes Dryer | E3 | RVT - Cost of Equipment | 0 | 0 | 0 | 0 | 0 | 0 | 0 | 0 | 0 | 0 | 0 | 0 | 0 | 0 | 0 | 0 | 0 | 0 | 0 | 0 | 0 | 0 | 0 | 0 | 0 | 0 | 0 | 0 | 0 | 0 | 0 | 0 | 0 | 0 | 0 | 0 | 0 | 0 | 0 | 0 | 0 | 0
F1_Residential_Single Family Moderate Income_Existing_Appliances_Natural Gas_Clothes Dryer_E4 | F1 | Residential | Single Family Moderate Income | Existing | Appliances | Natural Gas | Clothes Dryer | E4 | RVT - Cost of Equipment | 0 | 0 | 0 | 0 | 0 | 0 | 0 | 0 | 0 | 0 | 0 | 0 | 0 | 0 | 0 | 0 | 0 | 0 | 0 | 0 | 0 | 0 | 0 | 0 | 0 | 0 | 0 | 0 | 0 | 0 | 0 | 0 | 0 | 0 | 0 | 0 | 0 | 0 | 0 | 0 | 0 | 0
F1_Residential_Single Family Moderate Income_Existing_Appliances_Natural Gas_Clothes Dryer_E5 | F1 | Residential | Single Family Moderate Income | Existing | Appliances | Natural Gas | Clothes Dryer | E5 | RVT - Cost of Equipment | 0 | 0 | 0 | 0 | 0 | 0 | 0 | 0 | 0 | 0 | 0 | 0 | 0 | 0 | 0 | 0 | 0 | 0 | 0 | 0 | 0 | 0 | 0 | 0 | 0 | 0 | 0 | 0 | 0 | 0 | 0 | 0 | 0 | 0 | 0 | 0 | 0 | 0 | 0 | 0 | 0 | 0
F1_Residential_Single Family Moderate Income_Existing_Appliances_Natural Gas_Clothes Dryer_E6 | F1 | Residential | Single Family Moderate Income | Existing | Appliances | Natural Gas | Clothes Dryer | E6 | RVT - Cost of Equipment | 0 | 0 | 0 | 0 | 0 | 0 | 0 | 0 | 0 | 0 | 0 | 0 | 0 | 0 | 0 | 0 | 0 | 0 | 0 | 0 | 0 | 0 | 0 | 0 | 0 | 0 | 0 | 0 | 0 | 0 | 0 | 0 | 0 | 0 | 0 | 0 | 0 | 0 | 0 | 0 | 0 | 0
F1_Residential_Single Family Moderate Income_Existing_Appliances_Natural Gas_Clothes Dryer_E7 | F1 | Residential | Single Family Moderate Income | Existing | Appliances | Natural Gas | Clothes Dryer | E7 | RVT - Cost of Equipment | 0 | 0 | 0 | 0 | 0 | 0 | 0 | 0 | 0 | 0 | 0 | 0 | 0 | 0 | 0 | 0 | 0 | 0 | 0 | 0 | 0 | 0 | 0 | 0 | 0 | 0 | 0 | 0 | 0 | 0 | 0 | 0 | 0 | 0 | 0 | 0 | 0 | 0 | 0 | 0 | 0 | 0
F1_Residential_Single Family Moderate Income_Existing_Appliances_Natural Gas_Clothes Dryer_E8 | F1 | Residential | Single Family Moderate Income | Existing | Appliances | Natural Gas | Clothes Dryer | E8 | RVT - Cost of Equipment | 0 | 0 | 0 | 0 | 0 | 0 | 0 | 0 | 0 | 0 | 0 | 0 | 0 | 0 | 0 | 0 | 0 | 0 | 0 | 0 | 0 | 0 | 0 | 0 | 0 | 0 | 0 | 0 | 0 | 0 | 0 | 0 | 0 | 0 | 0 | 0 | 0 | 0 | 0 | 0 | 0 | 0
F1_Residential_Single Family Moderate Income_Existing_Appliances_Natural Gas_Clothes Dryer_E9 | F1 | Residential | Single Family Moderate Income | Existing | Appliances | Natural Gas | Clothes Dryer | E9 | RVT - Cost of Equipment | 0 | 0 | 0 | 0 | 0 | 0 | 0 | 0 | 0 | 0 | 0 | 0 | 0 | 0 | 0 | 0 | 0 | 0 | 0 | 0 | 0 | 0 | 0 | 0 | 0 | 0 | 0 | 0 | 0 | 0 | 0 | 0 | 0 | 0 | 0 | 0 | 0 | 0 | 0 | 0 | 0 | 0
F1_Residential_Single Family Moderate Income_Existing_Appliances_Natural Gas_Clothes Dryer_E10 | F1 | Residential | Single Family Moderate Income | Existing | Appliances | Natural Gas | Clothes Dryer | E10 | RVT - Cost of Equipment | 0 | 0 | 0 | 0 | 0 | 0 | 0 | 0 | 0 | 0 | 0 | 0 | 0 | 0 | 0 | 0 | 0 | 0 | 0 | 0 | 0 | 0 | 0 | 0 | 0 | 0 | 0 | 0 | 0 | 0 | 0 | 0 | 0 | 0 | 0 | 0 | 0 | 0 | 0 | 0 | 0 | 0
F2_Residential_Single Family Moderate Income_Existing_Appliances_Natural Gas_Clothes Dryer_E1 | F2 | Residential | Single Family Moderate Income | Existing | Appliances | Natural Gas | Clothes Dryer | E1 | RVT - Cost of Operation | 18.5136 | 18.5427 | 18.6473 | 18.7314 | 18.6601 | 18.7648 | 19.0158 | 19.2228 | 19.4717 | 19.7126 | 19.9558 | 20.1857 | 20.4288 | 20.6827 | 20.9257 | 21.1767 | 21.4291 | 21.7 | 21.9652 | 22.2242 | 22.455 | 22.674 | 22.8474 | 23.0071 | 23.1143 | 23.1879 | 23.2408 | 23.2661 | 23.2551 | 23.219 | 23.135 | 23.0295 | 22.8844 | 0 | 0 | 0 | 0 | 0 | 0 | 0 | 0 | 0
F2_Residential_Single Family Moderate Income_Existing_Appliances_Natural Gas_Clothes Dryer_E2 | F2 | Residential | Single Family Moderate Income | Existing | Appliances | Natural Gas | Clothes Dryer | E2 | RVT - Cost of Operation | 17.482 | 17.5095 | 17.6082 | 17.6876 | 17.6203 | 17.7192 | 17.9562 | 18.1517 | 18.3867 | 18.6142 | 18.8438 | 19.0609 | 19.2904 | 19.5302 | 19.7596 | 19.9967 | 20.2351 | 20.4908 | 20.7413 | 20.9858 | 21.2037 | 21.4105 | 21.5743 | 21.7251 | 21.8263 | 21.8959 | 21.9458 | 21.9697 | 21.9593 | 21.9251 | 21.8459 | 21.7462 | 21.6093 | 0 | 0 | 0 | 0 | 0 | 0 | 0 | 0 | 0
F2_Residential_Single Family Moderate Income_Existing_Appliances_Natural Gas_Clothes Dryer_E3 | F2 | Residential | Single Family Moderate Income | Existing | Appliances | Natural Gas | Clothes Dryer | E3 | RVT - Cost of Operation | 0 | 0 | 0 | 0 | 0 | 0 | 0 | 0 | 0 | 0 | 0 | 0 | 0 | 0 | 0 | 0 | 0 | 0 | 0 | 0 | 0 | 0 | 0 | 0 | 0 | 0 | 0 | 0 | 0 | 0 | 0 | 0 | 0 | 0 | 0 | 0 | 0 | 0 | 0 | 0 | 0 | 0
F2_Residential_Single Family Moderate Income_Existing_Appliances_Natural Gas_Clothes Dryer_E4 | F2 | Residential | Single Family Moderate Income | Existing | Appliances | Natural Gas | Clothes Dryer | E4 | RVT - Cost of Operation | 0 | 0 | 0 | 0 | 0 | 0 | 0 | 0 | 0 | 0 | 0 | 0 | 0 | 0 | 0 | 0 | 0 | 0 | 0 | 0 | 0 | 0 | 0 | 0 | 0 | 0 | 0 | 0 | 0 | 0 | 0 | 0 | 0 | 0 | 0 | 0 | 0 | 0 | 0 | 0 | 0 | 0
F2_Residential_Single Family Moderate Income_Existing_Appliances_Natural Gas_Clothes Dryer_E5 | F2 | Residential | Single Family Moderate Income | Existing | Appliances | Natural Gas | Clothes Dryer | E5 | RVT - Cost of Operation | 0 | 0 | 0 | 0 | 0 | 0 | 0 | 0 | 0 | 0 | 0 | 0 | 0 | 0 | 0 | 0 | 0 | 0 | 0 | 0 | 0 | 0 | 0 | 0 | 0 | 0 | 0 | 0 | 0 | 0 | 0 | 0 | 0 | 0 | 0 | 0 | 0 | 0 | 0 | 0 | 0 | 0
F2_Residential_Single Family Moderate Income_Existing_Appliances_Natural Gas_Clothes Dryer_E6 | F2 | Residential | Single Family Moderate Income | Existing | Appliances | Natural Gas | Clothes Dryer | E6 | RVT - Cost of Operation | 0 | 0 | 0 | 0 | 0 | 0 | 0 | 0 | 0 | 0 | 0 | 0 | 0 | 0 | 0 | 0 | 0 | 0 | 0 | 0 | 0 | 0 | 0 | 0 | 0 | 0 | 0 | 0 | 0 | 0 | 0 | 0 | 0 | 0 | 0 | 0 | 0 | 0 | 0 | 0 | 0 | 0
F2_Residential_Single Family Moderate Income_Existing_Appliances_Natural Gas_Clothes Dryer_E7 | F2 | Residential | Single Family Moderate Income | Existing | Appliances | Natural Gas | Clothes Dryer | E7 | RVT - Cost of Operation | 0 | 0 | 0 | 0 | 0 | 0 | 0 | 0 | 0 | 0 | 0 | 0 | 0 | 0 | 0 | 0 | 0 | 0 | 0 | 0 | 0 | 0 | 0 | 0 | 0 | 0 | 0 | 0 | 0 | 0 | 0 | 0 | 0 | 0 | 0 | 0 | 0 | 0 | 0 | 0 | 0 | 0
F2_Residential_Single Family Moderate Income_Existing_Appliances_Natural Gas_Clothes Dryer_E8 | F2 | Residential | Single Family Moderate Income | Existing | Appliances | Natural Gas | Clothes Dryer | E8 | RVT - Cost of Operation | 0 | 0 | 0 | 0 | 0 | 0 | 0 | 0 | 0 | 0 | 0 | 0 | 0 | 0 | 0 | 0 | 0 | 0 | 0 | 0 | 0 | 0 | 0 | 0 | 0 | 0 | 0 | 0 | 0 | 0 | 0 | 0 | 0 | 0 | 0 | 0 | 0 | 0 | 0 | 0 | 0 | 0
F2_Residential_Single Family Moderate Income_Existing_Appliances_Natural Gas_Clothes Dryer_E9 | F2 | Residential | Single Family Moderate Income | Existing | Appliances | Natural Gas | Clothes Dryer | E9 | RVT - Cost of Operation | 0 | 0 | 0 | 0 | 0 | 0 | 0 | 0 | 0 | 0 | 0 | 0 | 0 | 0 | 0 | 0 | 0 | 0 | 0 | 0 | 0 | 0 | 0 | 0 | 0 | 0 | 0 | 0 | 0 | 0 | 0 | 0 | 0 | 0 | 0 | 0 | 0 | 0 | 0 | 0 | 0 | 0
F2_Residential_Single Family Moderate Income_Existing_Appliances_Natural Gas_Clothes Dryer_E10 | F2 | Residential | Single Family Moderate Income | Existing | Appliances | Natural Gas | Clothes Dryer | E10 | RVT - Cost of Operation | 0 | 0 | 0 | 0 | 0 | 0 | 0 | 0 | 0 | 0 | 0 | 0 | 0 | 0 | 0 | 0 | 0 | 0 | 0 | 0 | 0 | 0 | 0 | 0 | 0 | 0 | 0 | 0 | 0 | 0 | 0 | 0 | 0 | 0 | 0 | 0 | 0 | 0 | 0 | 0 | 0 | 0
F3_Residential_Single Family Moderate Income_Existing_Appliances_Natural Gas_Clothes Dryer_E1 | F3 | Residential | Single Family Moderate Income | Existing | Appliances | Natural Gas | Clothes Dryer | E1 | System - kBTUs of Consumption | 71.2482 | 71.2482 | 71.2482 | 71.2482 | 71.2482 | 71.2482 | 71.2482 | 71.2482 | 71.2482 | 71.2482 | 71.2482 | 71.2482 | 71.2482 | 71.2482 | 71.2482 | 71.2482 | 71.2482 | 71.2482 | 71.2482 | 71.2482 | 71.2482 | 71.2482 | 71.2482 | 71.2482 | 71.2482 | 71.2482 | 71.2482 | 71.2482 | 71.2482 | 71.2482 | 71.2482 | 71.2482 | 71.2482 | 0 | 0 | 0 | 0 | 0 | 0 | 0 | 0 | 0
F3_Residential_Single Family Moderate Income_Existing_Appliances_Natural Gas_Clothes Dryer_E2 | F3 | Residential | Single Family Moderate Income | Existing | Appliances | Natural Gas | Clothes Dryer | E2 | System - kBTUs of Consumption | 76.5063 | 76.5063 | 76.5063 | 76.5063 | 76.5063 | 76.5063 | 76.5063 | 76.5063 | 76.5063 | 76.5063 | 76.5063 | 76.5063 | 76.5063 | 76.5063 | 76.5063 | 76.5063 | 76.5063 | 76.5063 | 76.5063 | 76.5063 | 76.5063 | 76.5063 | 76.5063 | 76.5063 | 76.5063 | 76.5063 | 76.5063 | 76.5063 | 76.5063 | 76.5063 | 76.5063 | 76.5063 | 76.5063 | 0 | 0 | 0 | 0 | 0 | 0 | 0 | 0 | 0
F3_Residential_Single Family Moderate Income_Existing_Appliances_Natural Gas_Clothes Dryer_E3 | F3 | Residential | Single Family Moderate Income | Existing | Appliances | Natural Gas | Clothes Dryer | E3 | System - kBTUs of Consumption | 0 | 0 | 0 | 0 | 0 | 0 | 0 | 0 | 0 | 0 | 0 | 0 | 0 | 0 | 0 | 0 | 0 | 0 | 0 | 0 | 0 | 0 | 0 | 0 | 0 | 0 | 0 | 0 | 0 | 0 | 0 | 0 | 0 | 0 | 0 | 0 | 0 | 0 | 0 | 0 | 0 | 0
F3_Residential_Single Family Moderate Income_Existing_Appliances_Natural Gas_Clothes Dryer_E4 | F3 | Residential | Single Family Moderate Income | Existing | Appliances | Natural Gas | Clothes Dryer | E4 | System - kBTUs of Consumption | 0 | 0 | 0 | 0 | 0 | 0 | 0 | 0 | 0 | 0 | 0 | 0 | 0 | 0 | 0 | 0 | 0 | 0 | 0 | 0 | 0 | 0 | 0 | 0 | 0 | 0 | 0 | 0 | 0 | 0 | 0 | 0 | 0 | 0 | 0 | 0 | 0 | 0 | 0 | 0 | 0 | 0
F3_Residential_Single Family Moderate Income_Existing_Appliances_Natural Gas_Clothes Dryer_E5 | F3 | Residential | Single Family Moderate Income | Existing | Appliances | Natural Gas | Clothes Dryer | E5 | System - kBTUs of Consumption | 0 | 0 | 0 | 0 | 0 | 0 | 0 | 0 | 0 | 0 | 0 | 0 | 0 | 0 | 0 | 0 | 0 | 0 | 0 | 0 | 0 | 0 | 0 | 0 | 0 | 0 | 0 | 0 | 0 | 0 | 0 | 0 | 0 | 0 | 0 | 0 | 0 | 0 | 0 | 0 | 0 | 0
F3_Residential_Single Family Moderate Income_Existing_Appliances_Natural Gas_Clothes Dryer_E6 | F3 | Residential | Single Family Moderate Income | Existing | Appliances | Natural Gas | Clothes Dryer | E6 | System - kBTUs of Consumption | 0 | 0 | 0 | 0 | 0 | 0 | 0 | 0 | 0 | 0 | 0 | 0 | 0 | 0 | 0 | 0 | 0 | 0 | 0 | 0 | 0 | 0 | 0 | 0 | 0 | 0 | 0 | 0 | 0 | 0 | 0 | 0 | 0 | 0 | 0 | 0 | 0 | 0 | 0 | 0 | 0 | 0
F3_Residential_Single Family Moderate Income_Existing_Appliances_Natural Gas_Clothes Dryer_E7 | F3 | Residential | Single Family Moderate Income | Existing | Appliances | Natural Gas | Clothes Dryer | E7 | System - kBTUs of Consumption | 0 | 0 | 0 | 0 | 0 | 0 | 0 | 0 | 0 | 0 | 0 | 0 | 0 | 0 | 0 | 0 | 0 | 0 | 0 | 0 | 0 | 0 | 0 | 0 | 0 | 0 | 0 | 0 | 0 | 0 | 0 | 0 | 0 | 0 | 0 | 0 | 0 | 0 | 0 | 0 | 0 | 0
F3_Residential_Single Family Moderate Income_Existing_Appliances_Natural Gas_Clothes Dryer_E8 | F3 | Residential | Single Family Moderate Income | Existing | Appliances | Natural Gas | Clothes Dryer | E8 | System - kBTUs of Consumption | 0 | 0 | 0 | 0 | 0 | 0 | 0 | 0 | 0 | 0 | 0 | 0 | 0 | 0 | 0 | 0 | 0 | 0 | 0 | 0 | 0 | 0 | 0 | 0 | 0 | 0 | 0 | 0 | 0 | 0 | 0 | 0 | 0 | 0 | 0 | 0 | 0 | 0 | 0 | 0 | 0 | 0
F3_Residential_Single Family Moderate Income_Existing_Appliances_Natural Gas_Clothes Dryer_E9 | F3 | Residential | Single Family Moderate Income | Existing | Appliances | Natural Gas | Clothes Dryer | E9 | System - kBTUs of Consumption | 0 | 0 | 0 | 0 | 0 | 0 | 0 | 0 | 0 | 0 | 0 | 0 | 0 | 0 | 0 | 0 | 0 | 0 | 0 | 0 | 0 | 0 | 0 | 0 | 0 | 0 | 0 | 0 | 0 | 0 | 0 | 0 | 0 | 0 | 0 | 0 | 0 | 0 | 0 | 0 | 0 | 0
F3_Residential_Single Family Moderate Income_Existing_Appliances_Natural Gas_Clothes Dryer_E10 | F3 | Residential | Single Family Moderate Income | Existing | Appliances | Natural Gas | Clothes Dryer | E10 | System - kBTUs of Consumption | 0 | 0 | 0 | 0 | 0 | 0 | 0 | 0 | 0 | 0 | 0 | 0 | 0 | 0 | 0 | 0 | 0 | 0 | 0 | 0 | 0 | 0 | 0 | 0 | 0 | 0 | 0 | 0 | 0 | 0 | 0 | 0 | 0 | 0 | 0 | 0 | 0 | 0 | 0 | 0 | 0 | 0
F4_Residential_Single Family Moderate Income_Existing_Appliances_Natural Gas_Clothes Dryer_E1 | F4 | Residential | Single Family Moderate Income | Existing | Appliances | Natural Gas | Clothes Dryer | E1 | Utility - Cost of Equipment | 18.5136 | 18.5427 | 18.6473 | 18.7314 | 18.6601 | 18.7648 | 19.0158 | 19.2228 | 19.4717 | 19.7126 | 19.9558 | 20.1857 | 20.4288 | 20.6827 | 20.9257 | 21.1767 | 21.4291 | 21.7 | 21.9652 | 22.2242 | 22.455 | 22.674 | 22.8474 | 23.0071 | 23.1143 | 23.1879 | 23.2408 | 23.2661 | 23.2551 | 23.219 | 23.135 | 23.0295 | 22.8844 | 0 | 0 | 0 | 0 | 0 | 0 | 0 | 0 | 0
F4_Residential_Single Family Moderate Income_Existing_Appliances_Natural Gas_Clothes Dryer_E2 | F4 | Residential | Single Family Moderate Income | Existing | Appliances | Natural Gas | Clothes Dryer | E2 | Utility - Cost of Equipment | 17.482 | 17.5095 | 17.6082 | 17.6876 | 17.6203 | 17.7192 | 17.9562 | 18.1517 | 18.3867 | 18.6142 | 18.8438 | 19.0609 | 19.2904 | 19.5302 | 19.7596 | 19.9967 | 20.2351 | 20.4908 | 20.7413 | 20.9858 | 21.2037 | 21.4105 | 21.5743 | 21.7251 | 21.8263 | 21.8959 | 21.9458 | 21.9697 | 21.9593 | 21.9251 | 21.8459 | 21.7462 | 21.6093 | 0 | 0 | 0 | 0 | 0 | 0 | 0 | 0 | 0
F4_Residential_Single Family Moderate Income_Existing_Appliances_Natural Gas_Clothes Dryer_E3 | F4 | Residential | Single Family Moderate Income | Existing | Appliances | Natural Gas | Clothes Dryer | E3 | Utility - Cost of Equipment | 0 | 0 | 0 | 0 | 0 | 0 | 0 | 0 | 0 | 0 | 0 | 0 | 0 | 0 | 0 | 0 | 0 | 0 | 0 | 0 | 0 | 0 | 0 | 0 | 0 | 0 | 0 | 0 | 0 | 0 | 0 | 0 | 0 | 0 | 0 | 0 | 0 | 0 | 0 | 0 | 0 | 0
F4_Residential_Single Family Moderate Income_Existing_Appliances_Natural Gas_Clothes Dryer_E4 | F4 | Residential | Single Family Moderate Income | Existing | Appliances | Natural Gas | Clothes Dryer | E4 | Utility - Cost of Equipment | 0 | 0 | 0 | 0 | 0 | 0 | 0 | 0 | 0 | 0 | 0 | 0 | 0 | 0 | 0 | 0 | 0 | 0 | 0 | 0 | 0 | 0 | 0 | 0 | 0 | 0 | 0 | 0 | 0 | 0 | 0 | 0 | 0 | 0 | 0 | 0 | 0 | 0 | 0 | 0 | 0 | 0
F4_Residential_Single Family Moderate Income_Existing_Appliances_Natural Gas_Clothes Dryer_E5 | F4 | Residential | Single Family Moderate Income | Existing | Appliances | Natural Gas | Clothes Dryer | E5 | Utility - Cost of Equipment | 0 | 0 | 0 | 0 | 0 | 0 | 0 | 0 | 0 | 0 | 0 | 0 | 0 | 0 | 0 | 0 | 0 | 0 | 0 | 0 | 0 | 0 | 0 | 0 | 0 | 0 | 0 | 0 | 0 | 0 | 0 | 0 | 0 | 0 | 0 | 0 | 0 | 0 | 0 | 0 | 0 | 0
F4_Residential_Single Family Moderate Income_Existing_Appliances_Natural Gas_Clothes Dryer_E6 | F4 | Residential | Single Family Moderate Income | Existing | Appliances | Natural Gas | Clothes Dryer | E6 | Utility - Cost of Equipment | 0 | 0 | 0 | 0 | 0 | 0 | 0 | 0 | 0 | 0 | 0 | 0 | 0 | 0 | 0 | 0 | 0 | 0 | 0 | 0 | 0 | 0 | 0 | 0 | 0 | 0 | 0 | 0 | 0 | 0 | 0 | 0 | 0 | 0 | 0 | 0 | 0 | 0 | 0 | 0 | 0 | 0
F4_Residential_Single Family Moderate Income_Existing_Appliances_Natural Gas_Clothes Dryer_E7 | F4 | Residential | Single Family Moderate Income | Existing | Appliances | Natural Gas | Clothes Dryer | E7 | Utility - Cost of Equipment | 0 | 0 | 0 | 0 | 0 | 0 | 0 | 0 | 0 | 0 | 0 | 0 | 0 | 0 | 0 | 0 | 0 | 0 | 0 | 0 | 0 | 0 | 0 | 0 | 0 | 0 | 0 | 0 | 0 | 0 | 0 | 0 | 0 | 0 | 0 | 0 | 0 | 0 | 0 | 0 | 0 | 0
F4_Residential_Single Family Moderate Income_Existing_Appliances_Natural Gas_Clothes Dryer_E8 | F4 | Residential | Single Family Moderate Income | Existing | Appliances | Natural Gas | Clothes Dryer | E8 | Utility - Cost of Equipment | 0 | 0 | 0 | 0 | 0 | 0 | 0 | 0 | 0 | 0 | 0 | 0 | 0 | 0 | 0 | 0 | 0 | 0 | 0 | 0 | 0 | 0 | 0 | 0 | 0 | 0 | 0 | 0 | 0 | 0 | 0 | 0 | 0 | 0 | 0 | 0 | 0 | 0 | 0 | 0 | 0 | 0
F4_Residential_Single Family Moderate Income_Existing_Appliances_Natural Gas_Clothes Dryer_E9 | F4 | Residential | Single Family Moderate Income | Existing | Appliances | Natural Gas | Clothes Dryer | E9 | Utility - Cost of Equipment | 0 | 0 | 0 | 0 | 0 | 0 | 0 | 0 | 0 | 0 | 0 | 0 | 0 | 0 | 0 | 0 | 0 | 0 | 0 | 0 | 0 | 0 | 0 | 0 | 0 | 0 | 0 | 0 | 0 | 0 | 0 | 0 | 0 | 0 | 0 | 0 | 0 | 0 | 0 | 0 | 0 | 0
F4_Residential_Single Family Moderate Income_Existing_Appliances_Natural Gas_Clothes Dryer_E10 | F4 | Residential | Single Family Moderate Income | Existing | Appliances | Natural Gas | Clothes Dryer | E10 | Utility - Cost of Equipment | 0 | 0 | 0 | 0 | 0 | 0 | 0 | 0 | 0 | 0 | 0 | 0 | 0 | 0 | 0 | 0 | 0 | 0 | 0 | 0 | 0 | 0 | 0 | 0 | 0 | 0 | 0 | 0 | 0 | 0 | 0 | 0 | 0 | 0 | 0 | 0 | 0 | 0 | 0 | 0 | 0 | 0
F5_Residential_Single Family Moderate Income_Existing_Appliances_Natural Gas_Clothes Dryer_E1 | F5 | Residential | Single Family Moderate Income | Existing | Appliances | Natural Gas | Clothes Dryer | E1 | Utility - Cost of Operation | 71.2482 | 71.2482 | 71.2482 | 71.2482 | 71.2482 | 71.2482 | 71.2482 | 71.2482 | 71.2482 | 71.2482 | 71.2482 | 71.2482 | 71.2482 | 71.2482 | 71.2482 | 71.2482 | 71.2482 | 71.2482 | 71.2482 | 71.2482 | 71.2482 | 71.2482 | 71.2482 | 71.2482 | 71.2482 | 71.2482 | 71.2482 | 71.2482 | 71.2482 | 71.2482 | 71.2482 | 71.2482 | 71.2482 | 0 | 0 | 0 | 0 | 0 | 0 | 0 | 0 | 0
F5_Residential_Single Family Moderate Income_Existing_Appliances_Natural Gas_Clothes Dryer_E2 | F5 | Residential | Single Family Moderate Income | Existing | Appliances | Natural Gas | Clothes Dryer | E2 | Utility - Cost of Operation | 76.5063 | 76.5063 | 76.5063 | 76.5063 | 76.5063 | 76.5063 | 76.5063 | 76.5063 | 76.5063 | 76.5063 | 76.5063 | 76.5063 | 76.5063 | 76.5063 | 76.5063 | 76.5063 | 76.5063 | 76.5063 | 76.5063 | 76.5063 | 76.5063 | 76.5063 | 76.5063 | 76.5063 | 76.5063 | 76.5063 | 76.5063 | 76.5063 | 76.5063 | 76.5063 | 76.5063 | 76.5063 | 76.5063 | 0 | 0 | 0 | 0 | 0 | 0 | 0 | 0 | 0
F5_Residential_Single Family Moderate Income_Existing_Appliances_Natural Gas_Clothes Dryer_E3 | F5 | Residential | Single Family Moderate Income | Existing | Appliances | Natural Gas | Clothes Dryer | E3 | Utility - Cost of Operation | 0 | 0 | 0 | 0 | 0 | 0 | 0 | 0 | 0 | 0 | 0 | 0 | 0 | 0 | 0 | 0 | 0 | 0 | 0 | 0 | 0 | 0 | 0 | 0 | 0 | 0 | 0 | 0 | 0 | 0 | 0 | 0 | 0 | 0 | 0 | 0 | 0 | 0 | 0 | 0 | 0 | 0
F5_Residential_Single Family Moderate Income_Existing_Appliances_Natural Gas_Clothes Dryer_E4 | F5 | Residential | Single Family Moderate Income | Existing | Appliances | Natural Gas | Clothes Dryer | E4 | Utility - Cost of Operation | 0 | 0 | 0 | 0 | 0 | 0 | 0 | 0 | 0 | 0 | 0 | 0 | 0 | 0 | 0 | 0 | 0 | 0 | 0 | 0 | 0 | 0 | 0 | 0 | 0 | 0 | 0 | 0 | 0 | 0 | 0 | 0 | 0 | 0 | 0 | 0 | 0 | 0 | 0 | 0 | 0 | 0
F5_Residential_Single Family Moderate Income_Existing_Appliances_Natural Gas_Clothes Dryer_E5 | F5 | Residential | Single Family Moderate Income | Existing | Appliances | Natural Gas | Clothes Dryer | E5 | Utility - Cost of Operation | 0 | 0 | 0 | 0 | 0 | 0 | 0 | 0 | 0 | 0 | 0 | 0 | 0 | 0 | 0 | 0 | 0 | 0 | 0 | 0 | 0 | 0 | 0 | 0 | 0 | 0 | 0 | 0 | 0 | 0 | 0 | 0 | 0 | 0 | 0 | 0 | 0 | 0 | 0 | 0 | 0 | 0
F5_Residential_Single Family Moderate Income_Existing_Appliances_Natural Gas_Clothes Dryer_E6 | F5 | Residential | Single Family Moderate Income | Existing | Appliances | Natural Gas | Clothes Dryer | E6 | Utility - Cost of Operation | 0 | 0 | 0 | 0 | 0 | 0 | 0 | 0 | 0 | 0 | 0 | 0 | 0 | 0 | 0 | 0 | 0 | 0 | 0 | 0 | 0 | 0 | 0 | 0 | 0 | 0 | 0 | 0 | 0 | 0 | 0 | 0 | 0 | 0 | 0 | 0 | 0 | 0 | 0 | 0 | 0 | 0
F5_Residential_Single Family Moderate Income_Existing_Appliances_Natural Gas_Clothes Dryer_E7 | F5 | Residential | Single Family Moderate Income | Existing | Appliances | Natural Gas | Clothes Dryer | E7 | Utility - Cost of Operation | 0 | 0 | 0 | 0 | 0 | 0 | 0 | 0 | 0 | 0 | 0 | 0 | 0 | 0 | 0 | 0 | 0 | 0 | 0 | 0 | 0 | 0 | 0 | 0 | 0 | 0 | 0 | 0 | 0 | 0 | 0 | 0 | 0 | 0 | 0 | 0 | 0 | 0 | 0 | 0 | 0 | 0
F5_Residential_Single Family Moderate Income_Existing_Appliances_Natural Gas_Clothes Dryer_E8 | F5 | Residential | Single Family Moderate Income | Existing | Appliances | Natural Gas | Clothes Dryer | E8 | Utility - Cost of Operation | 0 | 0 | 0 | 0 | 0 | 0 | 0 | 0 | 0 | 0 | 0 | 0 | 0 | 0 | 0 | 0 | 0 | 0 | 0 | 0 | 0 | 0 | 0 | 0 | 0 | 0 | 0 | 0 | 0 | 0 | 0 | 0 | 0 | 0 | 0 | 0 | 0 | 0 | 0 | 0 | 0 | 0
F5_Residential_Single Family Moderate Income_Existing_Appliances_Natural Gas_Clothes Dryer_E9 | F5 | Residential | Single Family Moderate Income | Existing | Appliances | Natural Gas | Clothes Dryer | E9 | Utility - Cost of Operation | 0 | 0 | 0 | 0 | 0 | 0 | 0 | 0 | 0 | 0 | 0 | 0 | 0 | 0 | 0 | 0 | 0 | 0 | 0 | 0 | 0 | 0 | 0 | 0 | 0 | 0 | 0 | 0 | 0 | 0 | 0 | 0 | 0 | 0 | 0 | 0 | 0 | 0 | 0 | 0 | 0 | 0
F5_Residential_Single Family Moderate Income_Existing_Appliances_Natural Gas_Clothes Dryer_E10 | F5 | Residential | Single Family Moderate Income | Existing | Appliances | Natural Gas | Clothes Dryer | E10 | Utility - Cost of Operation | 0 | 0 | 0 | 0 | 0 | 0 | 0 | 0 | 0 | 0 | 0 | 0 | 0 | 0 | 0 | 0 | 0 | 0 | 0 | 0 | 0 | 0 | 0 | 0 | 0 | 0 | 0 | 0 | 0 | 0 | 0 | 0 | 0 | 0 | 0 | 0 | 0 | 0 | 0 | 0 | 0 | 0
F6_Residential_Single Family Moderate Income_Existing_Appliances_Natural Gas_Clothes Dryer_E1 | F6 | Residential | Single Family Moderate Income | Existing | Appliances | Natural Gas | Clothes Dryer | E1 | Utility - Value of Sales | 16.5068 | 16.6112 | 16.7544 | 16.8715 | 16.8715 | 16.8715 | 16.8715 | 16.8715 | 16.8715 | 16.8715 | 16.8715 | 16.8715 | 16.8715 | 16.8715 | 16.8715 | 16.8715 | 16.8715 | 16.8715 | 16.8715 | 16.8715 | 16.8715 | 16.8715 | 16.8715 | 16.8715 | 16.8715 | 16.8715 | 16.8715 | 16.8715 | 16.8715 | 16.8715 | 16.8715 | 16.8715 | 16.8715 | 0 | 0 | 0 | 0 | 0 | 0 | 0 | 0 | 0
F6_Residential_Single Family Moderate Income_Existing_Appliances_Natural Gas_Clothes Dryer_E2 | F6 | Residential | Single Family Moderate Income | Existing | Appliances | Natural Gas | Clothes Dryer | E2 | Utility - Value of Sales | 15.587 | 15.6856 | 15.8208 | 15.9314 | 15.9314 | 15.9314 | 15.9314 | 15.9314 | 15.9314 | 15.9314 | 15.9314 | 15.9314 | 15.9314 | 15.9314 | 15.9314 | 15.9314 | 15.9314 | 15.9314 | 15.9314 | 15.9314 | 15.9314 | 15.9314 | 15.9314 | 15.9314 | 15.9314 | 15.9314 | 15.9314 | 15.9314 | 15.9314 | 15.9314 | 15.9314 | 15.9314 | 15.9314 | 0 | 0 | 0 | 0 | 0 | 0 | 0 | 0 | 0
F6_Residential_Single Family Moderate Income_Existing_Appliances_Natural Gas_Clothes Dryer_E3 | F6 | Residential | Single Family Moderate Income | Existing | Appliances | Natural Gas | Clothes Dryer | E3 | Utility - Value of Sales | 0 | 0 | 0 | 0 | 0 | 0 | 0 | 0 | 0 | 0 | 0 | 0 | 0 | 0 | 0 | 0 | 0 | 0 | 0 | 0 | 0 | 0 | 0 | 0 | 0 | 0 | 0 | 0 | 0 | 0 | 0 | 0 | 0 | 0 | 0 | 0 | 0 | 0 | 0 | 0 | 0 | 0
F6_Residential_Single Family Moderate Income_Existing_Appliances_Natural Gas_Clothes Dryer_E4 | F6 | Residential | Single Family Moderate Income | Existing | Appliances | Natural Gas | Clothes Dryer | E4 | Utility - Value of Sales | 0 | 0 | 0 | 0 | 0 | 0 | 0 | 0 | 0 | 0 | 0 | 0 | 0 | 0 | 0 | 0 | 0 | 0 | 0 | 0 | 0 | 0 | 0 | 0 | 0 | 0 | 0 | 0 | 0 | 0 | 0 | 0 | 0 | 0 | 0 | 0 | 0 | 0 | 0 | 0 | 0 | 0
F6_Residential_Single Family Moderate Income_Existing_Appliances_Natural Gas_Clothes Dryer_E5 | F6 | Residential | Single Family Moderate Income | Existing | Appliances | Natural Gas | Clothes Dryer | E5 | Utility - Value of Sales | 0 | 0 | 0 | 0 | 0 | 0 | 0 | 0 | 0 | 0 | 0 | 0 | 0 | 0 | 0 | 0 | 0 | 0 | 0 | 0 | 0 | 0 | 0 | 0 | 0 | 0 | 0 | 0 | 0 | 0 | 0 | 0 | 0 | 0 | 0 | 0 | 0 | 0 | 0 | 0 | 0 | 0
F6_Residential_Single Family Moderate Income_Existing_Appliances_Natural Gas_Clothes Dryer_E6 | F6 | Residential | Single Family Moderate Income | Existing | Appliances | Natural Gas | Clothes Dryer | E6 | Utility - Value of Sales | 0 | 0 | 0 | 0 | 0 | 0 | 0 | 0 | 0 | 0 | 0 | 0 | 0 | 0 | 0 | 0 | 0 | 0 | 0 | 0 | 0 | 0 | 0 | 0 | 0 | 0 | 0 | 0 | 0 | 0 | 0 | 0 | 0 | 0 | 0 | 0 | 0 | 0 | 0 | 0 | 0 | 0
F6_Residential_Single Family Moderate Income_Existing_Appliances_Natural Gas_Clothes Dryer_E7 | F6 | Residential | Single Family Moderate Income | Existing | Appliances | Natural Gas | Clothes Dryer | E7 | Utility - Value of Sales | 0 | 0 | 0 | 0 | 0 | 0 | 0 | 0 | 0 | 0 | 0 | 0 | 0 | 0 | 0 | 0 | 0 | 0 | 0 | 0 | 0 | 0 | 0 | 0 | 0 | 0 | 0 | 0 | 0 | 0 | 0 | 0 | 0 | 0 | 0 | 0 | 0 | 0 | 0 | 0 | 0 | 0
F6_Residential_Single Family Moderate Income_Existing_Appliances_Natural Gas_Clothes Dryer_E8 | F6 | Residential | Single Family Moderate Income | Existing | Appliances | Natural Gas | Clothes Dryer | E8 | Utility - Value of Sales | 0 | 0 | 0 | 0 | 0 | 0 | 0 | 0 | 0 | 0 | 0 | 0 | 0 | 0 | 0 | 0 | 0 | 0 | 0 | 0 | 0 | 0 | 0 | 0 | 0 | 0 | 0 | 0 | 0 | 0 | 0 | 0 | 0 | 0 | 0 | 0 | 0 | 0 | 0 | 0 | 0 | 0
F6_Residential_Single Family Moderate Income_Existing_Appliances_Natural Gas_Clothes Dryer_E9 | F6 | Residential | Single Family Moderate Income | Existing | Appliances | Natural Gas | Clothes Dryer | E9 | Utility - Value of Sales | 0 | 0 | 0 | 0 | 0 | 0 | 0 | 0 | 0 | 0 | 0 | 0 | 0 | 0 | 0 | 0 | 0 | 0 | 0 | 0 | 0 | 0 | 0 | 0 | 0 | 0 | 0 | 0 | 0 | 0 | 0 | 0 | 0 | 0 | 0 | 0 | 0 | 0 | 0 | 0 | 0 | 0
F6_Residential_Single Family Moderate Income_Existing_Appliances_Natural Gas_Clothes Dryer_E10 | F6 | Residential | Single Family Moderate Income | Existing | Appliances | Natural Gas | Clothes Dryer | E10 | Utility - Value of Sales | 0 | 0 | 0 | 0 | 0 | 0 | 0 | 0 | 0 | 0 | 0 | 0 | 0 | 0 | 0 | 0 | 0 | 0 | 0 | 0 | 0 | 0 | 0 | 0 | 0 | 0 | 0 | 0 | 0 | 0 | 0 | 0 | 0 | 0 | 0 | 0 | 0 | 0 | 0 | 0 | 0 | 0
F1_Residential_Single Family Moderate Income_Existing_Appliances_Natural Gas_Stove/Oven_E1 | F1 | Residential | Single Family Moderate Income | Existing | Appliances | Natural Gas | Stove/Oven | E1 | RVT - Cost of Equipment | 29.5908 | 29.683 | 29.8881 | 30.0562 | 29.9746 | 30.0943 | 30.3813 | 30.618 | 30.9025 | 31.1778 | 31.4558 | 31.7186 | 31.9965 | 32.2868 | 32.5645 | 32.8515 | 33.14 | 33.4497 | 33.7492 | 34.0377 | 34.2898 | 34.524 | 34.7014 | 34.8581 | 34.9493 | 35.0013 | 35.0284 | 35.0227 | 34.9745 | 34.8963 | 34.7623 | 34.6021 | 34.3956 | 0 | 0 | 0 | 0 | 0 | 0 | 0 | 0 | 0
F1_Residential_Single Family Moderate Income_Existing_Appliances_Natural Gas_Stove/Oven_E2 | F1 | Residential | Single Family Moderate Income | Existing | Appliances | Natural Gas | Stove/Oven | E2 | RVT - Cost of Equipment | 22.2257 | 22.2949 | 22.449 | 22.5752 | 22.514 | 22.6039 | 22.8194 | 22.9971 | 23.2108 | 23.4176 | 23.6265 | 23.8238 | 24.0326 | 24.2506 | 24.4592 | 24.6747 | 24.8915 | 25.1241 | 25.349 | 25.5657 | 25.7551 | 25.931 | 26.0642 | 26.1819 | 26.2505 | 26.2895 | 26.3098 | 26.3056 | 26.2694 | 26.2106 | 26.1099 | 25.9897 | 25.8345 | 0 | 0 | 0 | 0 | 0 | 0 | 0 | 0 | 0
F1_Residential_Single Family Moderate Income_Existing_Appliances_Natural Gas_Stove/Oven_E3 | F1 | Residential | Single Family Moderate Income | Existing | Appliances | Natural Gas | Stove/Oven | E3 | RVT - Cost of Equipment | 0 | 0 | 0 | 0 | 0 | 0 | 0 | 0 | 0 | 0 | 0 | 0 | 0 | 0 | 0 | 0 | 0 | 0 | 0 | 0 | 0 | 0 | 0 | 0 | 0 | 0 | 0 | 0 | 0 | 0 | 0 | 0 | 0 | 0 | 0 | 0 | 0 | 0 | 0 | 0 | 0 | 0
F1_Residential_Single Family Moderate Income_Existing_Appliances_Natural Gas_Stove/Oven_E4 | F1 | Residential | Single Family Moderate Income | Existing | Appliances | Natural Gas | Stove/Oven | E4 | RVT - Cost of Equipment | 0 | 0 | 0 | 0 | 0 | 0 | 0 | 0 | 0 | 0 | 0 | 0 | 0 | 0 | 0 | 0 | 0 | 0 | 0 | 0 | 0 | 0 | 0 | 0 | 0 | 0 | 0 | 0 | 0 | 0 | 0 | 0 | 0 | 0 | 0 | 0 | 0 | 0 | 0 | 0 | 0 | 0
F1_Residential_Single Family Moderate Income_Existing_Appliances_Natural Gas_Stove/Oven_E5 | F1 | Residential | Single Family Moderate Income | Existing | Appliances | Natural Gas | Stove/Oven | E5 | RVT - Cost of Equipment | 0 | 0 | 0 | 0 | 0 | 0 | 0 | 0 | 0 | 0 | 0 | 0 | 0 | 0 | 0 | 0 | 0 | 0 | 0 | 0 | 0 | 0 | 0 | 0 | 0 | 0 | 0 | 0 | 0 | 0 | 0 | 0 | 0 | 0 | 0 | 0 | 0 | 0 | 0 | 0 | 0 | 0
F1_Residential_Single Family Moderate Income_Existing_Appliances_Natural Gas_Stove/Oven_E6 | F1 | Residential | Single Family Moderate Income | Existing | Appliances | Natural Gas | Stove/Oven | E6 | RVT - Cost of Equipment | 0 | 0 | 0 | 0 | 0 | 0 | 0 | 0 | 0 | 0 | 0 | 0 | 0 | 0 | 0 | 0 | 0 | 0 | 0 | 0 | 0 | 0 | 0 | 0 | 0 | 0 | 0 | 0 | 0 | 0 | 0 | 0 | 0 | 0 | 0 | 0 | 0 | 0 | 0 | 0 | 0 | 0
F1_Residential_Single Family Moderate Income_Existing_Appliances_Natural Gas_Stove/Oven_E7 | F1 | Residential | Single Family Moderate Income | Existing | Appliances | Natural Gas | Stove/Oven | E7 | RVT - Cost of Equipment | 0 | 0 | 0 | 0 | 0 | 0 | 0 | 0 | 0 | 0 | 0 | 0 | 0 | 0 | 0 | 0 | 0 | 0 | 0 | 0 | 0 | 0 | 0 | 0 | 0 | 0 | 0 | 0 | 0 | 0 | 0 | 0 | 0 | 0 | 0 | 0 | 0 | 0 | 0 | 0 | 0 | 0
F1_Residential_Single Family Moderate Income_Existing_Appliances_Natural Gas_Stove/Oven_E8 | F1 | Residential | Single Family Moderate Income | Existing | Appliances | Natural Gas | Stove/Oven | E8 | RVT - Cost of Equipment | 0 | 0 | 0 | 0 | 0 | 0 | 0 | 0 | 0 | 0 | 0 | 0 | 0 | 0 | 0 | 0 | 0 | 0 | 0 | 0 | 0 | 0 | 0 | 0 | 0 | 0 | 0 | 0 | 0 | 0 | 0 | 0 | 0 | 0 | 0 | 0 | 0 | 0 | 0 | 0 | 0 | 0
F1_Residential_Single Family Moderate Income_Existing_Appliances_Natural Gas_Stove/Oven_E9 | F1 | Residential | Single Family Moderate Income | Existing | Appliances | Natural Gas | Stove/Oven | E9 | RVT - Cost of Equipment | 0 | 0 | 0 | 0 | 0 | 0 | 0 | 0 | 0 | 0 | 0 | 0 | 0 | 0 | 0 | 0 | 0 | 0 | 0 | 0 | 0 | 0 | 0 | 0 | 0 | 0 | 0 | 0 | 0 | 0 | 0 | 0 | 0 | 0 | 0 | 0 | 0 | 0 | 0 | 0 | 0 | 0
F1_Residential_Single Family Moderate Income_Existing_Appliances_Natural Gas_Stove/Oven_E10 | F1 | Residential | Single Family Moderate Income | Existing | Appliances | Natural Gas | Stove/Oven | E10 | RVT - Cost of Equipment | 0 | 0 | 0 | 0 | 0 | 0 | 0 | 0 | 0 | 0 | 0 | 0 | 0 | 0 | 0 | 0 | 0 | 0 | 0 | 0 | 0 | 0 | 0 | 0 | 0 | 0 | 0 | 0 | 0 | 0 | 0 | 0 | 0 | 0 | 0 | 0 | 0 | 0 | 0 | 0 | 0 | 0
F2_Residential_Single Family Moderate Income_Existing_Appliances_Natural Gas_Stove/Oven_E1 | F2 | Residential | Single Family Moderate Income | Existing | Appliances | Natural Gas | Stove/Oven | E1 | RVT - Cost of Operation | 21.1295 | 21.1627 | 21.282 | 21.378 | 21.2966 | 21.4161 | 21.7026 | 21.9389 | 22.223 | 22.4978 | 22.7754 | 23.0377 | 23.3152 | 23.605 | 23.8823 | 24.1688 | 24.4569 | 24.7661 | 25.0687 | 25.3643 | 25.6277 | 25.8776 | 26.0755 | 26.2579 | 26.3801 | 26.4642 | 26.5246 | 26.5534 | 26.5409 | 26.4996 | 26.4039 | 26.2834 | 26.1178 | 0 | 0 | 0 | 0 | 0 | 0 | 0 | 0 | 0
F2_Residential_Single Family Moderate Income_Existing_Appliances_Natural Gas_Stove/Oven_E2 | F2 | Residential | Single Family Moderate Income | Existing | Appliances | Natural Gas | Stove/Oven | E2 | RVT - Cost of Operation | 15.8704 | 15.8953 | 15.9849 | 16.057 | 15.9959 | 16.0857 | 16.3008 | 16.4783 | 16.6917 | 16.8981 | 17.1066 | 17.3036 | 17.512 | 17.7297 | 17.938 | 18.1532 | 18.3696 | 18.6018 | 18.8291 | 19.0511 | 19.249 | 19.4367 | 19.5853 | 19.7223 | 19.8141 | 19.8773 | 19.9226 | 19.9443 | 19.9349 | 19.9039 | 19.8319 | 19.7414 | 19.6171 | 0 | 0 | 0 | 0 | 0 | 0 | 0 | 0 | 0
F2_Residential_Single Family Moderate Income_Existing_Appliances_Natural Gas_Stove/Oven_E3 | F2 | Residential | Single Family Moderate Income | Existing | Appliances | Natural Gas | Stove/Oven | E3 | RVT - Cost of Operation | 0 | 0 | 0 | 0 | 0 | 0 | 0 | 0 | 0 | 0 | 0 | 0 | 0 | 0 | 0 | 0 | 0 | 0 | 0 | 0 | 0 | 0 | 0 | 0 | 0 | 0 | 0 | 0 | 0 | 0 | 0 | 0 | 0 | 0 | 0 | 0 | 0 | 0 | 0 | 0 | 0 | 0
F2_Residential_Single Family Moderate Income_Existing_Appliances_Natural Gas_Stove/Oven_E4 | F2 | Residential | Single Family Moderate Income | Existing | Appliances | Natural Gas | Stove/Oven | E4 | RVT - Cost of Operation | 0 | 0 | 0 | 0 | 0 | 0 | 0 | 0 | 0 | 0 | 0 | 0 | 0 | 0 | 0 | 0 | 0 | 0 | 0 | 0 | 0 | 0 | 0 | 0 | 0 | 0 | 0 | 0 | 0 | 0 | 0 | 0 | 0 | 0 | 0 | 0 | 0 | 0 | 0 | 0 | 0 | 0
F2_Residential_Single Family Moderate Income_Existing_Appliances_Natural Gas_Stove/Oven_E5 | F2 | Residential | Single Family Moderate Income | Existing | Appliances | Natural Gas | Stove/Oven | E5 | RVT - Cost of Operation | 0 | 0 | 0 | 0 | 0 | 0 | 0 | 0 | 0 | 0 | 0 | 0 | 0 | 0 | 0 | 0 | 0 | 0 | 0 | 0 | 0 | 0 | 0 | 0 | 0 | 0 | 0 | 0 | 0 | 0 | 0 | 0 | 0 | 0 | 0 | 0 | 0 | 0 | 0 | 0 | 0 | 0
F2_Residential_Single Family Moderate Income_Existing_Appliances_Natural Gas_Stove/Oven_E6 | F2 | Residential | Single Family Moderate Income | Existing | Appliances | Natural Gas | Stove/Oven | E6 | RVT - Cost of Operation | 0 | 0 | 0 | 0 | 0 | 0 | 0 | 0 | 0 | 0 | 0 | 0 | 0 | 0 | 0 | 0 | 0 | 0 | 0 | 0 | 0 | 0 | 0 | 0 | 0 | 0 | 0 | 0 | 0 | 0 | 0 | 0 | 0 | 0 | 0 | 0 | 0 | 0 | 0 | 0 | 0 | 0
F2_Residential_Single Family Moderate Income_Existing_Appliances_Natural Gas_Stove/Oven_E7 | F2 | Residential | Single Family Moderate Income | Existing | Appliances | Natural Gas | Stove/Oven | E7 | RVT - Cost of Operation | 0 | 0 | 0 | 0 | 0 | 0 | 0 | 0 | 0 | 0 | 0 | 0 | 0 | 0 | 0 | 0 | 0 | 0 | 0 | 0 | 0 | 0 | 0 | 0 | 0 | 0 | 0 | 0 | 0 | 0 | 0 | 0 | 0 | 0 | 0 | 0 | 0 | 0 | 0 | 0 | 0 | 0
F2_Residential_Single Family Moderate Income_Existing_Appliances_Natural Gas_Stove/Oven_E8 | F2 | Residential | Single Family Moderate Income | Existing | Appliances | Natural Gas | Stove/Oven | E8 | RVT - Cost of Operation | 0 | 0 | 0 | 0 | 0 | 0 | 0 | 0 | 0 | 0 | 0 | 0 | 0 | 0 | 0 | 0 | 0 | 0 | 0 | 0 | 0 | 0 | 0 | 0 | 0 | 0 | 0 | 0 | 0 | 0 | 0 | 0 | 0 | 0 | 0 | 0 | 0 | 0 | 0 | 0 | 0 | 0
F2_Residential_Single Family Moderate Income_Existing_Appliances_Natural Gas_Stove/Oven_E9 | F2 | Residential | Single Family Moderate Income | Existing | Appliances | Natural Gas | Stove/Oven | E9 | RVT - Cost of Operation | 0 | 0 | 0 | 0 | 0 | 0 | 0 | 0 | 0 | 0 | 0 | 0 | 0 | 0 | 0 | 0 | 0 | 0 | 0 | 0 | 0 | 0 | 0 | 0 | 0 | 0 | 0 | 0 | 0 | 0 | 0 | 0 | 0 | 0 | 0 | 0 | 0 | 0 | 0 | 0 | 0 | 0
F2_Residential_Single Family Moderate Income_Existing_Appliances_Natural Gas_Stove/Oven_E10 | F2 | Residential | Single Family Moderate Income | Existing | Appliances | Natural Gas | Stove/Oven | E10 | RVT - Cost of Operation | 0 | 0 | 0 | 0 | 0 | 0 | 0 | 0 | 0 | 0 | 0 | 0 | 0 | 0 | 0 | 0 | 0 | 0 | 0 | 0 | 0 | 0 | 0 | 0 | 0 | 0 | 0 | 0 | 0 | 0 | 0 | 0 | 0 | 0 | 0 | 0 | 0 | 0 | 0 | 0 | 0 | 0
F3_Residential_Single Family Moderate Income_Existing_Appliances_Natural Gas_Stove/Oven_E1 | F3 | Residential | Single Family Moderate Income | Existing | Appliances | Natural Gas | Stove/Oven | E1 | System - kBTUs of Consumption | 100.3952 | 100.3952 | 100.3952 | 100.3952 | 100.3952 | 100.3952 | 100.3952 | 100.3952 | 100.3952 | 100.3952 | 100.3952 | 100.3952 | 100.3952 | 100.3952 | 100.3952 | 100.3952 | 100.3952 | 100.3952 | 100.3952 | 100.3952 | 100.3952 | 100.3952 | 100.3952 | 100.3952 | 100.3952 | 100.3952 | 100.3952 | 100.3952 | 100.3952 | 100.3952 | 100.3952 | 100.3952 | 100.3952 | 0 | 0 | 0 | 0 | 0 | 0 | 0 | 0 | 0
F3_Residential_Single Family Moderate Income_Existing_Appliances_Natural Gas_Stove/Oven_E2 | F3 | Residential | Single Family Moderate Income | Existing | Appliances | Natural Gas | Stove/Oven | E2 | System - kBTUs of Consumption | 105.7927 | 105.7927 | 105.7927 | 105.7927 | 105.7927 | 105.7927 | 105.7927 | 105.7927 | 105.7927 | 105.7927 | 105.7927 | 105.7927 | 105.7927 | 105.7927 | 105.7927 | 105.7927 | 105.7927 | 105.7927 | 105.7927 | 105.7927 | 105.7927 | 105.7927 | 105.7927 | 105.7927 | 105.7927 | 105.7927 | 105.7927 | 105.7927 | 105.7927 | 105.7927 | 105.7927 | 105.7927 | 105.7927 | 0 | 0 | 0 | 0 | 0 | 0 | 0 | 0 | 0
F3_Residential_Single Family Moderate Income_Existing_Appliances_Natural Gas_Stove/Oven_E3 | F3 | Residential | Single Family Moderate Income | Existing | Appliances | Natural Gas | Stove/Oven | E3 | System - kBTUs of Consumption | 0 | 0 | 0 | 0 | 0 | 0 | 0 | 0 | 0 | 0 | 0 | 0 | 0 | 0 | 0 | 0 | 0 | 0 | 0 | 0 | 0 | 0 | 0 | 0 | 0 | 0 | 0 | 0 | 0 | 0 | 0 | 0 | 0 | 0 | 0 | 0 | 0 | 0 | 0 | 0 | 0 | 0
F3_Residential_Single Family Moderate Income_Existing_Appliances_Natural Gas_Stove/Oven_E4 | F3 | Residential | Single Family Moderate Income | Existing | Appliances | Natural Gas | Stove/Oven | E4 | System - kBTUs of Consumption | 0 | 0 | 0 | 0 | 0 | 0 | 0 | 0 | 0 | 0 | 0 | 0 | 0 | 0 | 0 | 0 | 0 | 0 | 0 | 0 | 0 | 0 | 0 | 0 | 0 | 0 | 0 | 0 | 0 | 0 | 0 | 0 | 0 | 0 | 0 | 0 | 0 | 0 | 0 | 0 | 0 | 0
F3_Residential_Single Family Moderate Income_Existing_Appliances_Natural Gas_Stove/Oven_E5 | F3 | Residential | Single Family Moderate Income | Existing | Appliances | Natural Gas | Stove/Oven | E5 | System - kBTUs of Consumption | 0 | 0 | 0 | 0 | 0 | 0 | 0 | 0 | 0 | 0 | 0 | 0 | 0 | 0 | 0 | 0 | 0 | 0 | 0 | 0 | 0 | 0 | 0 | 0 | 0 | 0 | 0 | 0 | 0 | 0 | 0 | 0 | 0 | 0 | 0 | 0 | 0 | 0 | 0 | 0 | 0 | 0
F3_Residential_Single Family Moderate Income_Existing_Appliances_Natural Gas_Stove/Oven_E6 | F3 | Residential | Single Family Moderate Income | Existing | Appliances | Natural Gas | Stove/Oven | E6 | System - kBTUs of Consumption | 0 | 0 | 0 | 0 | 0 | 0 | 0 | 0 | 0 | 0 | 0 | 0 | 0 | 0 | 0 | 0 | 0 | 0 | 0 | 0 | 0 | 0 | 0 | 0 | 0 | 0 | 0 | 0 | 0 | 0 | 0 | 0 | 0 | 0 | 0 | 0 | 0 | 0 | 0 | 0 | 0 | 0
F3_Residential_Single Family Moderate Income_Existing_Appliances_Natural Gas_Stove/Oven_E7 | F3 | Residential | Single Family Moderate Income | Existing | Appliances | Natural Gas | Stove/Oven | E7 | System - kBTUs of Consumption | 0 | 0 | 0 | 0 | 0 | 0 | 0 | 0 | 0 | 0 | 0 | 0 | 0 | 0 | 0 | 0 | 0 | 0 | 0 | 0 | 0 | 0 | 0 | 0 | 0 | 0 | 0 | 0 | 0 | 0 | 0 | 0 | 0 | 0 | 0 | 0 | 0 | 0 | 0 | 0 | 0 | 0
F3_Residential_Single Family Moderate Income_Existing_Appliances_Natural Gas_Stove/Oven_E8 | F3 | Residential | Single Family Moderate Income | Existing | Appliances | Natural Gas | Stove/Oven | E8 | System - kBTUs of Consumption | 0 | 0 | 0 | 0 | 0 | 0 | 0 | 0 | 0 | 0 | 0 | 0 | 0 | 0 | 0 | 0 | 0 | 0 | 0 | 0 | 0 | 0 | 0 | 0 | 0 | 0 | 0 | 0 | 0 | 0 | 0 | 0 | 0 | 0 | 0 | 0 | 0 | 0 | 0 | 0 | 0 | 0
F3_Residential_Single Family Moderate Income_Existing_Appliances_Natural Gas_Stove/Oven_E9 | F3 | Residential | Single Family Moderate Income | Existing | Appliances | Natural Gas | Stove/Oven | E9 | System - kBTUs of Consumption | 0 | 0 | 0 | 0 | 0 | 0 | 0 | 0 | 0 | 0 | 0 | 0 | 0 | 0 | 0 | 0 | 0 | 0 | 0 | 0 | 0 | 0 | 0 | 0 | 0 | 0 | 0 | 0 | 0 | 0 | 0 | 0 | 0 | 0 | 0 | 0 | 0 | 0 | 0 | 0 | 0 | 0
F3_Residential_Single Family Moderate Income_Existing_Appliances_Natural Gas_Stove/Oven_E10 | F3 | Residential | Single Family Moderate Income | Existing | Appliances | Natural Gas | Stove/Oven | E10 | System - kBTUs of Consumption | 0 | 0 | 0 | 0 | 0 | 0 | 0 | 0 | 0 | 0 | 0 | 0 | 0 | 0 | 0 | 0 | 0 | 0 | 0 | 0 | 0 | 0 | 0 | 0 | 0 | 0 | 0 | 0 | 0 | 0 | 0 | 0 | 0 | 0 | 0 | 0 | 0 | 0 | 0 | 0 | 0 | 0
F4_Residential_Single Family Moderate Income_Existing_Appliances_Natural Gas_Stove/Oven_E1 | F4 | Residential | Single Family Moderate Income | Existing | Appliances | Natural Gas | Stove/Oven | E1 | Utility - Cost of Equipment | 21.1295 | 21.1627 | 21.282 | 21.378 | 21.2966 | 21.4161 | 21.7026 | 21.9389 | 22.223 | 22.4978 | 22.7754 | 23.0377 | 23.3152 | 23.605 | 23.8823 | 24.1688 | 24.4569 | 24.7661 | 25.0687 | 25.3643 | 25.6277 | 25.8776 | 26.0755 | 26.2579 | 26.3801 | 26.4642 | 26.5246 | 26.5534 | 26.5409 | 26.4996 | 26.4039 | 26.2834 | 26.1178 | 0 | 0 | 0 | 0 | 0 | 0 | 0 | 0 | 0
F4_Residential_Single Family Moderate Income_Existing_Appliances_Natural Gas_Stove/Oven_E2 | F4 | Residential | Single Family Moderate Income | Existing | Appliances | Natural Gas | Stove/Oven | E2 | Utility - Cost of Equipment | 15.8704 | 15.8953 | 15.9849 | 16.057 | 15.9959 | 16.0857 | 16.3008 | 16.4783 | 16.6917 | 16.8981 | 17.1066 | 17.3036 | 17.512 | 17.7297 | 17.938 | 18.1532 | 18.3696 | 18.6018 | 18.8291 | 19.0511 | 19.249 | 19.4367 | 19.5853 | 19.7223 | 19.8141 | 19.8773 | 19.9226 | 19.9443 | 19.9349 | 19.9039 | 19.8319 | 19.7414 | 19.6171 | 0 | 0 | 0 | 0 | 0 | 0 | 0 | 0 | 0
F4_Residential_Single Family Moderate Income_Existing_Appliances_Natural Gas_Stove/Oven_E3 | F4 | Residential | Single Family Moderate Income | Existing | Appliances | Natural Gas | Stove/Oven | E3 | Utility - Cost of Equipment | 0 | 0 | 0 | 0 | 0 | 0 | 0 | 0 | 0 | 0 | 0 | 0 | 0 | 0 | 0 | 0 | 0 | 0 | 0 | 0 | 0 | 0 | 0 | 0 | 0 | 0 | 0 | 0 | 0 | 0 | 0 | 0 | 0 | 0 | 0 | 0 | 0 | 0 | 0 | 0 | 0 | 0
F4_Residential_Single Family Moderate Income_Existing_Appliances_Natural Gas_Stove/Oven_E4 | F4 | Residential | Single Family Moderate Income | Existing | Appliances | Natural Gas | Stove/Oven | E4 | Utility - Cost of Equipment | 0 | 0 | 0 | 0 | 0 | 0 | 0 | 0 | 0 | 0 | 0 | 0 | 0 | 0 | 0 | 0 | 0 | 0 | 0 | 0 | 0 | 0 | 0 | 0 | 0 | 0 | 0 | 0 | 0 | 0 | 0 | 0 | 0 | 0 | 0 | 0 | 0 | 0 | 0 | 0 | 0 | 0
F4_Residential_Single Family Moderate Income_Existing_Appliances_Natural Gas_Stove/Oven_E5 | F4 | Residential | Single Family Moderate Income | Existing | Appliances | Natural Gas | Stove/Oven | E5 | Utility - Cost of Equipment | 0 | 0 | 0 | 0 | 0 | 0 | 0 | 0 | 0 | 0 | 0 | 0 | 0 | 0 | 0 | 0 | 0 | 0 | 0 | 0 | 0 | 0 | 0 | 0 | 0 | 0 | 0 | 0 | 0 | 0 | 0 | 0 | 0 | 0 | 0 | 0 | 0 | 0 | 0 | 0 | 0 | 0
F4_Residential_Single Family Moderate Income_Existing_Appliances_Natural Gas_Stove/Oven_E6 | F4 | Residential | Single Family Moderate Income | Existing | Appliances | Natural Gas | Stove/Oven | E6 | Utility - Cost of Equipment | 0 | 0 | 0 | 0 | 0 | 0 | 0 | 0 | 0 | 0 | 0 | 0 | 0 | 0 | 0 | 0 | 0 | 0 | 0 | 0 | 0 | 0 | 0 | 0 | 0 | 0 | 0 | 0 | 0 | 0 | 0 | 0 | 0 | 0 | 0 | 0 | 0 | 0 | 0 | 0 | 0 | 0
F4_Residential_Single Family Moderate Income_Existing_Appliances_Natural Gas_Stove/Oven_E7 | F4 | Residential | Single Family Moderate Income | Existing | Appliances | Natural Gas | Stove/Oven | E7 | Utility - Cost of Equipment | 0 | 0 | 0 | 0 | 0 | 0 | 0 | 0 | 0 | 0 | 0 | 0 | 0 | 0 | 0 | 0 | 0 | 0 | 0 | 0 | 0 | 0 | 0 | 0 | 0 | 0 | 0 | 0 | 0 | 0 | 0 | 0 | 0 | 0 | 0 | 0 | 0 | 0 | 0 | 0 | 0 | 0
F4_Residential_Single Family Moderate Income_Existing_Appliances_Natural Gas_Stove/Oven_E8 | F4 | Residential | Single Family Moderate Income | Existing | Appliances | Natural Gas | Stove/Oven | E8 | Utility - Cost of Equipment | 0 | 0 | 0 | 0 | 0 | 0 | 0 | 0 | 0 | 0 | 0 | 0 | 0 | 0 | 0 | 0 | 0 | 0 | 0 | 0 | 0 | 0 | 0 | 0 | 0 | 0 | 0 | 0 | 0 | 0 | 0 | 0 | 0 | 0 | 0 | 0 | 0 | 0 | 0 | 0 | 0 | 0
F4_Residential_Single Family Moderate Income_Existing_Appliances_Natural Gas_Stove/Oven_E9 | F4 | Residential | Single Family Moderate Income | Existing | Appliances | Natural Gas | Stove/Oven | E9 | Utility - Cost of Equipment | 0 | 0 | 0 | 0 | 0 | 0 | 0 | 0 | 0 | 0 | 0 | 0 | 0 | 0 | 0 | 0 | 0 | 0 | 0 | 0 | 0 | 0 | 0 | 0 | 0 | 0 | 0 | 0 | 0 | 0 | 0 | 0 | 0 | 0 | 0 | 0 | 0 | 0 | 0 | 0 | 0 | 0
F4_Residential_Single Family Moderate Income_Existing_Appliances_Natural Gas_Stove/Oven_E10 | F4 | Residential | Single Family Moderate Income | Existing | Appliances | Natural Gas | Stove/Oven | E10 | Utility - Cost of Equipment | 0 | 0 | 0 | 0 | 0 | 0 | 0 | 0 | 0 | 0 | 0 | 0 | 0 | 0 | 0 | 0 | 0 | 0 | 0 | 0 | 0 | 0 | 0 | 0 | 0 | 0 | 0 | 0 | 0 | 0 | 0 | 0 | 0 | 0 | 0 | 0 | 0 | 0 | 0 | 0 | 0 | 0
F5_Residential_Single Family Moderate Income_Existing_Appliances_Natural Gas_Stove/Oven_E1 | F5 | Residential | Single Family Moderate Income | Existing | Appliances | Natural Gas | Stove/Oven | E1 | Utility - Cost of Operation | 100.3952 | 100.3952 | 100.3952 | 100.3952 | 100.3952 | 100.3952 | 100.3952 | 100.3952 | 100.3952 | 100.3952 | 100.3952 | 100.3952 | 100.3952 | 100.3952 | 100.3952 | 100.3952 | 100.3952 | 100.3952 | 100.3952 | 100.3952 | 100.3952 | 100.3952 | 100.3952 | 100.3952 | 100.3952 | 100.3952 | 100.3952 | 100.3952 | 100.3952 | 100.3952 | 100.3952 | 100.3952 | 100.3952 | 0 | 0 | 0 | 0 | 0 | 0 | 0 | 0 | 0
F5_Residential_Single Family Moderate Income_Existing_Appliances_Natural Gas_Stove/Oven_E2 | F5 | Residential | Single Family Moderate Income | Existing | Appliances | Natural Gas | Stove/Oven | E2 | Utility - Cost of Operation | 105.7927 | 105.7927 | 105.7927 | 105.7927 | 105.7927 | 105.7927 | 105.7927 | 105.7927 | 105.7927 | 105.7927 | 105.7927 | 105.7927 | 105.7927 | 105.7927 | 105.7927 | 105.7927 | 105.7927 | 105.7927 | 105.7927 | 105.7927 | 105.7927 | 105.7927 | 105.7927 | 105.7927 | 105.7927 | 105.7927 | 105.7927 | 105.7927 | 105.7927 | 105.7927 | 105.7927 | 105.7927 | 105.7927 | 0 | 0 | 0 | 0 | 0 | 0 | 0 | 0 | 0
F5_Residential_Single Family Moderate Income_Existing_Appliances_Natural Gas_Stove/Oven_E3 | F5 | Residential | Single Family Moderate Income | Existing | Appliances | Natural Gas | Stove/Oven | E3 | Utility - Cost of Operation | 0 | 0 | 0 | 0 | 0 | 0 | 0 | 0 | 0 | 0 | 0 | 0 | 0 | 0 | 0 | 0 | 0 | 0 | 0 | 0 | 0 | 0 | 0 | 0 | 0 | 0 | 0 | 0 | 0 | 0 | 0 | 0 | 0 | 0 | 0 | 0 | 0 | 0 | 0 | 0 | 0 | 0
F5_Residential_Single Family Moderate Income_Existing_Appliances_Natural Gas_Stove/Oven_E4 | F5 | Residential | Single Family Moderate Income | Existing | Appliances | Natural Gas | Stove/Oven | E4 | Utility - Cost of Operation | 0 | 0 | 0 | 0 | 0 | 0 | 0 | 0 | 0 | 0 | 0 | 0 | 0 | 0 | 0 | 0 | 0 | 0 | 0 | 0 | 0 | 0 | 0 | 0 | 0 | 0 | 0 | 0 | 0 | 0 | 0 | 0 | 0 | 0 | 0 | 0 | 0 | 0 | 0 | 0 | 0 | 0
F5_Residential_Single Family Moderate Income_Existing_Appliances_Natural Gas_Stove/Oven_E5 | F5 | Residential | Single Family Moderate Income | Existing | Appliances | Natural Gas | Stove/Oven | E5 | Utility - Cost of Operation | 0 | 0 | 0 | 0 | 0 | 0 | 0 | 0 | 0 | 0 | 0 | 0 | 0 | 0 | 0 | 0 | 0 | 0 | 0 | 0 | 0 | 0 | 0 | 0 | 0 | 0 | 0 | 0 | 0 | 0 | 0 | 0 | 0 | 0 | 0 | 0 | 0 | 0 | 0 | 0 | 0 | 0
F5_Residential_Single Family Moderate Income_Existing_Appliances_Natural Gas_Stove/Oven_E6 | F5 | Residential | Single Family Moderate Income | Existing | Appliances | Natural Gas | Stove/Oven | E6 | Utility - Cost of Operation | 0 | 0 | 0 | 0 | 0 | 0 | 0 | 0 | 0 | 0 | 0 | 0 | 0 | 0 | 0 | 0 | 0 | 0 | 0 | 0 | 0 | 0 | 0 | 0 | 0 | 0 | 0 | 0 | 0 | 0 | 0 | 0 | 0 | 0 | 0 | 0 | 0 | 0 | 0 | 0 | 0 | 0
F5_Residential_Single Family Moderate Income_Existing_Appliances_Natural Gas_Stove/Oven_E7 | F5 | Residential | Single Family Moderate Income | Existing | Appliances | Natural Gas | Stove/Oven | E7 | Utility - Cost of Operation | 0 | 0 | 0 | 0 | 0 | 0 | 0 | 0 | 0 | 0 | 0 | 0 | 0 | 0 | 0 | 0 | 0 | 0 | 0 | 0 | 0 | 0 | 0 | 0 | 0 | 0 | 0 | 0 | 0 | 0 | 0 | 0 | 0 | 0 | 0 | 0 | 0 | 0 | 0 | 0 | 0 | 0
F5_Residential_Single Family Moderate Income_Existing_Appliances_Natural Gas_Stove/Oven_E8 | F5 | Residential | Single Family Moderate Income | Existing | Appliances | Natural Gas | Stove/Oven | E8 | Utility - Cost of Operation | 0 | 0 | 0 | 0 | 0 | 0 | 0 | 0 | 0 | 0 | 0 | 0 | 0 | 0 | 0 | 0 | 0 | 0 | 0 | 0 | 0 | 0 | 0 | 0 | 0 | 0 | 0 | 0 | 0 | 0 | 0 | 0 | 0 | 0 | 0 | 0 | 0 | 0 | 0 | 0 | 0 | 0
F5_Residential_Single Family Moderate Income_Existing_Appliances_Natural Gas_Stove/Oven_E9 | F5 | Residential | Single Family Moderate Income | Existing | Appliances | Natural Gas | Stove/Oven | E9 | Utility - Cost of Operation | 0 | 0 | 0 | 0 | 0 | 0 | 0 | 0 | 0 | 0 | 0 | 0 | 0 | 0 | 0 | 0 | 0 | 0 | 0 | 0 | 0 | 0 | 0 | 0 | 0 | 0 | 0 | 0 | 0 | 0 | 0 | 0 | 0 | 0 | 0 | 0 | 0 | 0 | 0 | 0 | 0 | 0
F5_Residential_Single Family Moderate Income_Existing_Appliances_Natural Gas_Stove/Oven_E10 | F5 | Residential | Single Family Moderate Income | Existing | Appliances | Natural Gas | Stove/Oven | E10 | Utility - Cost of Operation | 0 | 0 | 0 | 0 | 0 | 0 | 0 | 0 | 0 | 0 | 0 | 0 | 0 | 0 | 0 | 0 | 0 | 0 | 0 | 0 | 0 | 0 | 0 | 0 | 0 | 0 | 0 | 0 | 0 | 0 | 0 | 0 | 0 | 0 | 0 | 0 | 0 | 0 | 0 | 0 | 0 | 0
F6_Residential_Single Family Moderate Income_Existing_Appliances_Natural Gas_Stove/Oven_E1 | F6 | Residential | Single Family Moderate Income | Existing | Appliances | Natural Gas | Stove/Oven | E1 | Utility - Value of Sales | 18.8391 | 18.9582 | 19.1217 | 19.2553 | 19.2553 | 19.2553 | 19.2553 | 19.2553 | 19.2553 | 19.2553 | 19.2553 | 19.2553 | 19.2553 | 19.2553 | 19.2553 | 19.2553 | 19.2553 | 19.2553 | 19.2553 | 19.2553 | 19.2553 | 19.2553 | 19.2553 | 19.2553 | 19.2553 | 19.2553 | 19.2553 | 19.2553 | 19.2553 | 19.2553 | 19.2553 | 19.2553 | 19.2553 | 0 | 0 | 0 | 0 | 0 | 0 | 0 | 0 | 0
F6_Residential_Single Family Moderate Income_Existing_Appliances_Natural Gas_Stove/Oven_E2 | F6 | Residential | Single Family Moderate Income | Existing | Appliances | Natural Gas | Stove/Oven | E2 | Utility - Value of Sales | 14.1501 | 14.2395 | 14.3623 | 14.4627 | 14.4627 | 14.4627 | 14.4627 | 14.4627 | 14.4627 | 14.4627 | 14.4627 | 14.4627 | 14.4627 | 14.4627 | 14.4627 | 14.4627 | 14.4627 | 14.4627 | 14.4627 | 14.4627 | 14.4627 | 14.4627 | 14.4627 | 14.4627 | 14.4627 | 14.4627 | 14.4627 | 14.4627 | 14.4627 | 14.4627 | 14.4627 | 14.4627 | 14.4627 | 0 | 0 | 0 | 0 | 0 | 0 | 0 | 0 | 0
F6_Residential_Single Family Moderate Income_Existing_Appliances_Natural Gas_Stove/Oven_E3 | F6 | Residential | Single Family Moderate Income | Existing | Appliances | Natural Gas | Stove/Oven | E3 | Utility - Value of Sales | 0 | 0 | 0 | 0 | 0 | 0 | 0 | 0 | 0 | 0 | 0 | 0 | 0 | 0 | 0 | 0 | 0 | 0 | 0 | 0 | 0 | 0 | 0 | 0 | 0 | 0 | 0 | 0 | 0 | 0 | 0 | 0 | 0 | 0 | 0 | 0 | 0 | 0 | 0 | 0 | 0 | 0
F6_Residential_Single Family Moderate Income_Existing_Appliances_Natural Gas_Stove/Oven_E4 | F6 | Residential | Single Family Moderate Income | Existing | Appliances | Natural Gas | Stove/Oven | E4 | Utility - Value of Sales | 0 | 0 | 0 | 0 | 0 | 0 | 0 | 0 | 0 | 0 | 0 | 0 | 0 | 0 | 0 | 0 | 0 | 0 | 0 | 0 | 0 | 0 | 0 | 0 | 0 | 0 | 0 | 0 | 0 | 0 | 0 | 0 | 0 | 0 | 0 | 0 | 0 | 0 | 0 | 0 | 0 | 0
F6_Residential_Single Family Moderate Income_Existing_Appliances_Natural Gas_Stove/Oven_E5 | F6 | Residential | Single Family Moderate Income | Existing | Appliances | Natural Gas | Stove/Oven | E5 | Utility - Value of Sales | 0 | 0 | 0 | 0 | 0 | 0 | 0 | 0 | 0 | 0 | 0 | 0 | 0 | 0 | 0 | 0 | 0 | 0 | 0 | 0 | 0 | 0 | 0 | 0 | 0 | 0 | 0 | 0 | 0 | 0 | 0 | 0 | 0 | 0 | 0 | 0 | 0 | 0 | 0 | 0 | 0 | 0
F6_Residential_Single Family Moderate Income_Existing_Appliances_Natural Gas_Stove/Oven_E6 | F6 | Residential | Single Family Moderate Income | Existing | Appliances | Natural Gas | Stove/Oven | E6 | Utility - Value of Sales | 0 | 0 | 0 | 0 | 0 | 0 | 0 | 0 | 0 | 0 | 0 | 0 | 0 | 0 | 0 | 0 | 0 | 0 | 0 | 0 | 0 | 0 | 0 | 0 | 0 | 0 | 0 | 0 | 0 | 0 | 0 | 0 | 0 | 0 | 0 | 0 | 0 | 0 | 0 | 0 | 0 | 0
F6_Residential_Single Family Moderate Income_Existing_Appliances_Natural Gas_Stove/Oven_E7 | F6 | Residential | Single Family Moderate Income | Existing | Appliances | Natural Gas | Stove/Oven | E7 | Utility - Value of Sales | 0 | 0 | 0 | 0 | 0 | 0 | 0 | 0 | 0 | 0 | 0 | 0 | 0 | 0 | 0 | 0 | 0 | 0 | 0 | 0 | 0 | 0 | 0 | 0 | 0 | 0 | 0 | 0 | 0 | 0 | 0 | 0 | 0 | 0 | 0 | 0 | 0 | 0 | 0 | 0 | 0 | 0
F6_Residential_Single Family Moderate Income_Existing_Appliances_Natural Gas_Stove/Oven_E8 | F6 | Residential | Single Family Moderate Income | Existing | Appliances | Natural Gas | Stove/Oven | E8 | Utility - Value of Sales | 0 | 0 | 0 | 0 | 0 | 0 | 0 | 0 | 0 | 0 | 0 | 0 | 0 | 0 | 0 | 0 | 0 | 0 | 0 | 0 | 0 | 0 | 0 | 0 | 0 | 0 | 0 | 0 | 0 | 0 | 0 | 0 | 0 | 0 | 0 | 0 | 0 | 0 | 0 | 0 | 0 | 0
F6_Residential_Single Family Moderate Income_Existing_Appliances_Natural Gas_Stove/Oven_E9 | F6 | Residential | Single Family Moderate Income | Existing | Appliances | Natural Gas | Stove/Oven | E9 | Utility - Value of Sales | 0 | 0 | 0 | 0 | 0 | 0 | 0 | 0 | 0 | 0 | 0 | 0 | 0 | 0 | 0 | 0 | 0 | 0 | 0 | 0 | 0 | 0 | 0 | 0 | 0 | 0 | 0 | 0 | 0 | 0 | 0 | 0 | 0 | 0 | 0 | 0 | 0 | 0 | 0 | 0 | 0 | 0
F6_Residential_Single Family Moderate Income_Existing_Appliances_Natural Gas_Stove/Oven_E10 | F6 | Residential | Single Family Moderate Income | Existing | Appliances | Natural Gas | Stove/Oven | E10 | Utility - Value of Sales | 0 | 0 | 0 | 0 | 0 | 0 | 0 | 0 | 0 | 0 | 0 | 0 | 0 | 0 | 0 | 0 | 0 | 0 | 0 | 0 | 0 | 0 | 0 | 0 | 0 | 0 | 0 | 0 | 0 | 0 | 0 | 0 | 0 | 0 | 0 | 0 | 0 | 0 | 0 | 0 | 0 | 0
F1_Residential_Single Family Moderate Income_Existing_Miscellaneous_Natural Gas_Pool Heater_E1 | F1 | Residential | Single Family Moderate Income | Existing | Miscellaneous | Natural Gas | Pool Heater | E1 | RVT - Cost of Equipment | 0 | 0 | 0 | 0 | 0 | 0 | 0 | 0 | 0 | 0 | 0 | 0 | 0 | 0 | 0 | 0 | 0 | 0 | 0 | 0 | 0 | 0 | 0 | 0 | 0 | 0 | 0 | 0 | 0 | 0 | 0 | 0 | 0 | 0 | 0 | 0 | 0 | 0 | 0 | 0 | 0 | 0
F1_Residential_Single Family Moderate Income_Existing_Miscellaneous_Natural Gas_Pool Heater_E2 | F1 | Residential | Single Family Moderate Income | Existing | Miscellaneous | Natural Gas | Pool Heater | E2 | RVT - Cost of Equipment | 0 | 0 | 0 | 0 | 0 | 0 | 0 | 0 | 0 | 0 | 0 | 0 | 0 | 0 | 0 | 0 | 0 | 0 | 0 | 0 | 0 | 0 | 0 | 0 | 0 | 0 | 0 | 0 | 0 | 0 | 0 | 0 | 0 | 0 | 0 | 0 | 0 | 0 | 0 | 0 | 0 | 0
F1_Residential_Single Family Moderate Income_Existing_Miscellaneous_Natural Gas_Pool Heater_E3 | F1 | Residential | Single Family Moderate Income | Existing | Miscellaneous | Natural Gas | Pool Heater | E3 | RVT - Cost of Equipment | 0 | 0 | 0 | 0 | 0 | 0 | 0 | 0 | 0 | 0 | 0 | 0 | 0 | 0 | 0 | 0 | 0 | 0 | 0 | 0 | 0 | 0 | 0 | 0 | 0 | 0 | 0 | 0 | 0 | 0 | 0 | 0 | 0 | 0 | 0 | 0 | 0 | 0 | 0 | 0 | 0 | 0
F1_Residential_Single Family Moderate Income_Existing_Miscellaneous_Natural Gas_Pool Heater_E4 | F1 | Residential | Single Family Moderate Income | Existing | Miscellaneous | Natural Gas | Pool Heater | E4 | RVT - Cost of Equipment | 0 | 0 | 0 | 0 | 0 | 0 | 0 | 0 | 0 | 0 | 0 | 0 | 0 | 0 | 0 | 0 | 0 | 0 | 0 | 0 | 0 | 0 | 0 | 0 | 0 | 0 | 0 | 0 | 0 | 0 | 0 | 0 | 0 | 0 | 0 | 0 | 0 | 0 | 0 | 0 | 0 | 0
F1_Residential_Single Family Moderate Income_Existing_Miscellaneous_Natural Gas_Pool Heater_E5 | F1 | Residential | Single Family Moderate Income | Existing | Miscellaneous | Natural Gas | Pool Heater | E5 | RVT - Cost of Equipment | 0 | 0 | 0 | 0 | 0 | 0 | 0 | 0 | 0 | 0 | 0 | 0 | 0 | 0 | 0 | 0 | 0 | 0 | 0 | 0 | 0 | 0 | 0 | 0 | 0 | 0 | 0 | 0 | 0 | 0 | 0 | 0 | 0 | 0 | 0 | 0 | 0 | 0 | 0 | 0 | 0 | 0
F1_Residential_Single Family Moderate Income_Existing_Miscellaneous_Natural Gas_Pool Heater_E6 | F1 | Residential | Single Family Moderate Income | Existing | Miscellaneous | Natural Gas | Pool Heater | E6 | RVT - Cost of Equipment | 0 | 0 | 0 | 0 | 0 | 0 | 0 | 0 | 0 | 0 | 0 | 0 | 0 | 0 | 0 | 0 | 0 | 0 | 0 | 0 | 0 | 0 | 0 | 0 | 0 | 0 | 0 | 0 | 0 | 0 | 0 | 0 | 0 | 0 | 0 | 0 | 0 | 0 | 0 | 0 | 0 | 0
F1_Residential_Single Family Moderate Income_Existing_Miscellaneous_Natural Gas_Pool Heater_E7 | F1 | Residential | Single Family Moderate Income | Existing | Miscellaneous | Natural Gas | Pool Heater | E7 | RVT - Cost of Equipment | 0 | 0 | 0 | 0 | 0 | 0 | 0 | 0 | 0 | 0 | 0 | 0 | 0 | 0 | 0 | 0 | 0 | 0 | 0 | 0 | 0 | 0 | 0 | 0 | 0 | 0 | 0 | 0 | 0 | 0 | 0 | 0 | 0 | 0 | 0 | 0 | 0 | 0 | 0 | 0 | 0 | 0
F1_Residential_Single Family Moderate Income_Existing_Miscellaneous_Natural Gas_Pool Heater_E8 | F1 | Residential | Single Family Moderate Income | Existing | Miscellaneous | Natural Gas | Pool Heater | E8 | RVT - Cost of Equipment | 0 | 0 | 0 | 0 | 0 | 0 | 0 | 0 | 0 | 0 | 0 | 0 | 0 | 0 | 0 | 0 | 0 | 0 | 0 | 0 | 0 | 0 | 0 | 0 | 0 | 0 | 0 | 0 | 0 | 0 | 0 | 0 | 0 | 0 | 0 | 0 | 0 | 0 | 0 | 0 | 0 | 0
F1_Residential_Single Family Moderate Income_Existing_Miscellaneous_Natural Gas_Pool Heater_E9 | F1 | Residential | Single Family Moderate Income | Existing | Miscellaneous | Natural Gas | Pool Heater | E9 | RVT - Cost of Equipment | 0 | 0 | 0 | 0 | 0 | 0 | 0 | 0 | 0 | 0 | 0 | 0 | 0 | 0 | 0 | 0 | 0 | 0 | 0 | 0 | 0 | 0 | 0 | 0 | 0 | 0 | 0 | 0 | 0 | 0 | 0 | 0 | 0 | 0 | 0 | 0 | 0 | 0 | 0 | 0 | 0 | 0
F1_Residential_Single Family Moderate Income_Existing_Miscellaneous_Natural Gas_Pool Heater_E10 | F1 | Residential | Single Family Moderate Income | Existing | Miscellaneous | Natural Gas | Pool Heater | E10 | RVT - Cost of Equipment | 0 | 0 | 0 | 0 | 0 | 0 | 0 | 0 | 0 | 0 | 0 | 0 | 0 | 0 | 0 | 0 | 0 | 0 | 0 | 0 | 0 | 0 | 0 | 0 | 0 | 0 | 0 | 0 | 0 | 0 | 0 | 0 | 0 | 0 | 0 | 0 | 0 | 0 | 0 | 0 | 0 | 0
F2_Residential_Single Family Moderate Income_Existing_Miscellaneous_Natural Gas_Pool Heater_E1 | F2 | Residential | Single Family Moderate Income | Existing | Miscellaneous | Natural Gas | Pool Heater | E1 | RVT - Cost of Operation | 0 | 0 | 0 | 0 | 0 | 0 | 0 | 0 | 0 | 0 | 0 | 0 | 0 | 0 | 0 | 0 | 0 | 0 | 0 | 0 | 0 | 0 | 0 | 0 | 0 | 0 | 0 | 0 | 0 | 0 | 0 | 0 | 0 | 0 | 0 | 0 | 0 | 0 | 0 | 0 | 0 | 0
F2_Residential_Single Family Moderate Income_Existing_Miscellaneous_Natural Gas_Pool Heater_E2 | F2 | Residential | Single Family Moderate Income | Existing | Miscellaneous | Natural Gas | Pool Heater | E2 | RVT - Cost of Operation | 0 | 0 | 0 | 0 | 0 | 0 | 0 | 0 | 0 | 0 | 0 | 0 | 0 | 0 | 0 | 0 | 0 | 0 | 0 | 0 | 0 | 0 | 0 | 0 | 0 | 0 | 0 | 0 | 0 | 0 | 0 | 0 | 0 | 0 | 0 | 0 | 0 | 0 | 0 | 0 | 0 | 0
F2_Residential_Single Family Moderate Income_Existing_Miscellaneous_Natural Gas_Pool Heater_E3 | F2 | Residential | Single Family Moderate Income | Existing | Miscellaneous | Natural Gas | Pool Heater | E3 | RVT - Cost of Operation | 0 | 0 | 0 | 0 | 0 | 0 | 0 | 0 | 0 | 0 | 0 | 0 | 0 | 0 | 0 | 0 | 0 | 0 | 0 | 0 | 0 | 0 | 0 | 0 | 0 | 0 | 0 | 0 | 0 | 0 | 0 | 0 | 0 | 0 | 0 | 0 | 0 | 0 | 0 | 0 | 0 | 0
F2_Residential_Single Family Moderate Income_Existing_Miscellaneous_Natural Gas_Pool Heater_E4 | F2 | Residential | Single Family Moderate Income | Existing | Miscellaneous | Natural Gas | Pool Heater | E4 | RVT - Cost of Operation | 0 | 0 | 0 | 0 | 0 | 0 | 0 | 0 | 0 | 0 | 0 | 0 | 0 | 0 | 0 | 0 | 0 | 0 | 0 | 0 | 0 | 0 | 0 | 0 | 0 | 0 | 0 | 0 | 0 | 0 | 0 | 0 | 0 | 0 | 0 | 0 | 0 | 0 | 0 | 0 | 0 | 0
F2_Residential_Single Family Moderate Income_Existing_Miscellaneous_Natural Gas_Pool Heater_E5 | F2 | Residential | Single Family Moderate Income | Existing | Miscellaneous | Natural Gas | Pool Heater | E5 | RVT - Cost of Operation | 0 | 0 | 0 | 0 | 0 | 0 | 0 | 0 | 0 | 0 | 0 | 0 | 0 | 0 | 0 | 0 | 0 | 0 | 0 | 0 | 0 | 0 | 0 | 0 | 0 | 0 | 0 | 0 | 0 | 0 | 0 | 0 | 0 | 0 | 0 | 0 | 0 | 0 | 0 | 0 | 0 | 0
F2_Residential_Single Family Moderate Income_Existing_Miscellaneous_Natural Gas_Pool Heater_E6 | F2 | Residential | Single Family Moderate Income | Existing | Miscellaneous | Natural Gas | Pool Heater | E6 | RVT - Cost of Operation | 0 | 0 | 0 | 0 | 0 | 0 | 0 | 0 | 0 | 0 | 0 | 0 | 0 | 0 | 0 | 0 | 0 | 0 | 0 | 0 | 0 | 0 | 0 | 0 | 0 | 0 | 0 | 0 | 0 | 0 | 0 | 0 | 0 | 0 | 0 | 0 | 0 | 0 | 0 | 0 | 0 | 0
F2_Residential_Single Family Moderate Income_Existing_Miscellaneous_Natural Gas_Pool Heater_E7 | F2 | Residential | Single Family Moderate Income | Existing | Miscellaneous | Natural Gas | Pool Heater | E7 | RVT - Cost of Operation | 0 | 0 | 0 | 0 | 0 | 0 | 0 | 0 | 0 | 0 | 0 | 0 | 0 | 0 | 0 | 0 | 0 | 0 | 0 | 0 | 0 | 0 | 0 | 0 | 0 | 0 | 0 | 0 | 0 | 0 | 0 | 0 | 0 | 0 | 0 | 0 | 0 | 0 | 0 | 0 | 0 | 0
F2_Residential_Single Family Moderate Income_Existing_Miscellaneous_Natural Gas_Pool Heater_E8 | F2 | Residential | Single Family Moderate Income | Existing | Miscellaneous | Natural Gas | Pool Heater | E8 | RVT - Cost of Operation | 0 | 0 | 0 | 0 | 0 | 0 | 0 | 0 | 0 | 0 | 0 | 0 | 0 | 0 | 0 | 0 | 0 | 0 | 0 | 0 | 0 | 0 | 0 | 0 | 0 | 0 | 0 | 0 | 0 | 0 | 0 | 0 | 0 | 0 | 0 | 0 | 0 | 0 | 0 | 0 | 0 | 0
F2_Residential_Single Family Moderate Income_Existing_Miscellaneous_Natural Gas_Pool Heater_E9 | F2 | Residential | Single Family Moderate Income | Existing | Miscellaneous | Natural Gas | Pool Heater | E9 | RVT - Cost of Operation | 0 | 0 | 0 | 0 | 0 | 0 | 0 | 0 | 0 | 0 | 0 | 0 | 0 | 0 | 0 | 0 | 0 | 0 | 0 | 0 | 0 | 0 | 0 | 0 | 0 | 0 | 0 | 0 | 0 | 0 | 0 | 0 | 0 | 0 | 0 | 0 | 0 | 0 | 0 | 0 | 0 | 0
F2_Residential_Single Family Moderate Income_Existing_Miscellaneous_Natural Gas_Pool Heater_E10 | F2 | Residential | Single Family Moderate Income | Existing | Miscellaneous | Natural Gas | Pool Heater | E10 | RVT - Cost of Operation | 0 | 0 | 0 | 0 | 0 | 0 | 0 | 0 | 0 | 0 | 0 | 0 | 0 | 0 | 0 | 0 | 0 | 0 | 0 | 0 | 0 | 0 | 0 | 0 | 0 | 0 | 0 | 0 | 0 | 0 | 0 | 0 | 0 | 0 | 0 | 0 | 0 | 0 | 0 | 0 | 0 | 0
F3_Residential_Single Family Moderate Income_Existing_Miscellaneous_Natural Gas_Pool Heater_E1 | F3 | Residential | Single Family Moderate Income | Existing | Miscellaneous | Natural Gas | Pool Heater | E1 | System - kBTUs of Consumption | 351.766 | 351.766 | 351.766 | 351.766 | 351.766 | 351.766 | 351.766 | 351.766 | 351.766 | 351.766 | 351.766 | 351.766 | 351.766 | 351.766 | 351.766 | 351.766 | 351.766 | 351.766 | 351.766 | 351.766 | 351.766 | 351.766 | 351.766 | 351.766 | 351.766 | 351.766 | 351.766 | 351.766 | 351.766 | 351.766 | 351.766 | 351.766 | 351.766 | 0 | 0 | 0 | 0 | 0 | 0 | 0 | 0 | 0
F3_Residential_Single Family Moderate Income_Existing_Miscellaneous_Natural Gas_Pool Heater_E2 | F3 | Residential | Single Family Moderate Income | Existing | Miscellaneous | Natural Gas | Pool Heater | E2 | System - kBTUs of Consumption | 427.2575 | 427.2575 | 427.2575 | 427.2575 | 427.2575 | 427.2575 | 427.2575 | 427.2575 | 427.2575 | 427.2575 | 427.2575 | 427.2575 | 427.2575 | 427.2575 | 427.2575 | 427.2575 | 427.2575 | 427.2575 | 427.2575 | 427.2575 | 427.2575 | 427.2575 | 427.2575 | 427.2575 | 427.2575 | 427.2575 | 427.2575 | 427.2575 | 427.2575 | 427.2575 | 427.2575 | 427.2575 | 427.2575 | 0 | 0 | 0 | 0 | 0 | 0 | 0 | 0 | 0
F3_Residential_Single Family Moderate Income_Existing_Miscellaneous_Natural Gas_Pool Heater_E3 | F3 | Residential | Single Family Moderate Income | Existing | Miscellaneous | Natural Gas | Pool Heater | E3 | System - kBTUs of Consumption | 710.8377 | 710.8377 | 710.8377 | 710.8377 | 710.8377 | 710.8377 | 710.8377 | 710.8377 | 710.8377 | 710.8377 | 710.8377 | 710.8377 | 710.8377 | 710.8377 | 710.8377 | 710.8377 | 710.8377 | 710.8377 | 710.8377 | 710.8377 | 710.8377 | 710.8377 | 710.8377 | 710.8377 | 710.8377 | 710.8377 | 710.8377 | 710.8377 | 710.8377 | 710.8377 | 710.8377 | 710.8377 | 710.8377 | 0 | 0 | 0 | 0 | 0 | 0 | 0 | 0 | 0
F3_Residential_Single Family Moderate Income_Existing_Miscellaneous_Natural Gas_Pool Heater_E4 | F3 | Residential | Single Family Moderate Income | Existing | Miscellaneous | Natural Gas | Pool Heater | E4 | System - kBTUs of Consumption | 717.234 | 717.234 | 717.234 | 717.234 | 717.234 | 717.234 | 717.234 | 717.234 | 717.234 | 717.234 | 717.234 | 717.234 | 717.234 | 717.234 | 717.234 | 717.234 | 717.234 | 717.234 | 717.234 | 717.234 | 717.234 | 717.234 | 717.234 | 717.234 | 717.234 | 717.234 | 717.234 | 717.234 | 717.234 | 717.234 | 717.234 | 717.234 | 717.234 | 0 | 0 | 0 | 0 | 0 | 0 | 0 | 0 | 0
F3_Residential_Single Family Moderate Income_Existing_Miscellaneous_Natural Gas_Pool Heater_E5 | F3 | Residential | Single Family Moderate Income | Existing | Miscellaneous | Natural Gas | Pool Heater | E5 | System - kBTUs of Consumption | 0 | 0 | 0 | 0 | 0 | 0 | 0 | 0 | 0 | 0 | 0 | 0 | 0 | 0 | 0 | 0 | 0 | 0 | 0 | 0 | 0 | 0 | 0 | 0 | 0 | 0 | 0 | 0 | 0 | 0 | 0 | 0 | 0 | 0 | 0 | 0 | 0 | 0 | 0 | 0 | 0 | 0
F3_Residential_Single Family Moderate Income_Existing_Miscellaneous_Natural Gas_Pool Heater_E6 | F3 | Residential | Single Family Moderate Income | Existing | Miscellaneous | Natural Gas | Pool Heater | E6 | System - kBTUs of Consumption | 0 | 0 | 0 | 0 | 0 | 0 | 0 | 0 | 0 | 0 | 0 | 0 | 0 | 0 | 0 | 0 | 0 | 0 | 0 | 0 | 0 | 0 | 0 | 0 | 0 | 0 | 0 | 0 | 0 | 0 | 0 | 0 | 0 | 0 | 0 | 0 | 0 | 0 | 0 | 0 | 0 | 0
F3_Residential_Single Family Moderate Income_Existing_Miscellaneous_Natural Gas_Pool Heater_E7 | F3 | Residential | Single Family Moderate Income | Existing | Miscellaneous | Natural Gas | Pool Heater | E7 | System - kBTUs of Consumption | 0 | 0 | 0 | 0 | 0 | 0 | 0 | 0 | 0 | 0 | 0 | 0 | 0 | 0 | 0 | 0 | 0 | 0 | 0 | 0 | 0 | 0 | 0 | 0 | 0 | 0 | 0 | 0 | 0 | 0 | 0 | 0 | 0 | 0 | 0 | 0 | 0 | 0 | 0 | 0 | 0 | 0
F3_Residential_Single Family Moderate Income_Existing_Miscellaneous_Natural Gas_Pool Heater_E8 | F3 | Residential | Single Family Moderate Income | Existing | Miscellaneous | Natural Gas | Pool Heater | E8 | System - kBTUs of Consumption | 0 | 0 | 0 | 0 | 0 | 0 | 0 | 0 | 0 | 0 | 0 | 0 | 0 | 0 | 0 | 0 | 0 | 0 | 0 | 0 | 0 | 0 | 0 | 0 | 0 | 0 | 0 | 0 | 0 | 0 | 0 | 0 | 0 | 0 | 0 | 0 | 0 | 0 | 0 | 0 | 0 | 0
F3_Residential_Single Family Moderate Income_Existing_Miscellaneous_Natural Gas_Pool Heater_E9 | F3 | Residential | Single Family Moderate Income | Existing | Miscellaneous | Natural Gas | Pool Heater | E9 | System - kBTUs of Consumption | 0 | 0 | 0 | 0 | 0 | 0 | 0 | 0 | 0 | 0 | 0 | 0 | 0 | 0 | 0 | 0 | 0 | 0 | 0 | 0 | 0 | 0 | 0 | 0 | 0 | 0 | 0 | 0 | 0 | 0 | 0 | 0 | 0 | 0 | 0 | 0 | 0 | 0 | 0 | 0 | 0 | 0
F3_Residential_Single Family Moderate Income_Existing_Miscellaneous_Natural Gas_Pool Heater_E10 | F3 | Residential | Single Family Moderate Income | Existing | Miscellaneous | Natural Gas | Pool Heater | E10 | System - kBTUs of Consumption | 0 | 0 | 0 | 0 | 0 | 0 | 0 | 0 | 0 | 0 | 0 | 0 | 0 | 0 | 0 | 0 | 0 | 0 | 0 | 0 | 0 | 0 | 0 | 0 | 0 | 0 | 0 | 0 | 0 | 0 | 0 | 0 | 0 | 0 | 0 | 0 | 0 | 0 | 0 | 0 | 0 | 0
F4_Residential_Single Family Moderate Income_Existing_Miscellaneous_Natural Gas_Pool Heater_E1 | F4 | Residential | Single Family Moderate Income | Existing | Miscellaneous | Natural Gas | Pool Heater | E1 | Utility - Cost of Equipment | 0 | 0 | 0 | 0 | 0 | 0 | 0 | 0 | 0 | 0 | 0 | 0 | 0 | 0 | 0 | 0 | 0 | 0 | 0 | 0 | 0 | 0 | 0 | 0 | 0 | 0 | 0 | 0 | 0 | 0 | 0 | 0 | 0 | 0 | 0 | 0 | 0 | 0 | 0 | 0 | 0 | 0
F4_Residential_Single Family Moderate Income_Existing_Miscellaneous_Natural Gas_Pool Heater_E2 | F4 | Residential | Single Family Moderate Income | Existing | Miscellaneous | Natural Gas | Pool Heater | E2 | Utility - Cost of Equipment | 0 | 0 | 0 | 0 | 0 | 0 | 0 | 0 | 0 | 0 | 0 | 0 | 0 | 0 | 0 | 0 | 0 | 0 | 0 | 0 | 0 | 0 | 0 | 0 | 0 | 0 | 0 | 0 | 0 | 0 | 0 | 0 | 0 | 0 | 0 | 0 | 0 | 0 | 0 | 0 | 0 | 0
F4_Residential_Single Family Moderate Income_Existing_Miscellaneous_Natural Gas_Pool Heater_E3 | F4 | Residential | Single Family Moderate Income | Existing | Miscellaneous | Natural Gas | Pool Heater | E3 | Utility - Cost of Equipment | 0 | 0 | 0 | 0 | 0 | 0 | 0 | 0 | 0 | 0 | 0 | 0 | 0 | 0 | 0 | 0 | 0 | 0 | 0 | 0 | 0 | 0 | 0 | 0 | 0 | 0 | 0 | 0 | 0 | 0 | 0 | 0 | 0 | 0 | 0 | 0 | 0 | 0 | 0 | 0 | 0 | 0
F4_Residential_Single Family Moderate Income_Existing_Miscellaneous_Natural Gas_Pool Heater_E4 | F4 | Residential | Single Family Moderate Income | Existing | Miscellaneous | Natural Gas | Pool Heater | E4 | Utility - Cost of Equipment | 0 | 0 | 0 | 0 | 0 | 0 | 0 | 0 | 0 | 0 | 0 | 0 | 0 | 0 | 0 | 0 | 0 | 0 | 0 | 0 | 0 | 0 | 0 | 0 | 0 | 0 | 0 | 0 | 0 | 0 | 0 | 0 | 0 | 0 | 0 | 0 | 0 | 0 | 0 | 0 | 0 | 0
F4_Residential_Single Family Moderate Income_Existing_Miscellaneous_Natural Gas_Pool Heater_E5 | F4 | Residential | Single Family Moderate Income | Existing | Miscellaneous | Natural Gas | Pool Heater | E5 | Utility - Cost of Equipment | 0 | 0 | 0 | 0 | 0 | 0 | 0 | 0 | 0 | 0 | 0 | 0 | 0 | 0 | 0 | 0 | 0 | 0 | 0 | 0 | 0 | 0 | 0 | 0 | 0 | 0 | 0 | 0 | 0 | 0 | 0 | 0 | 0 | 0 | 0 | 0 | 0 | 0 | 0 | 0 | 0 | 0
F4_Residential_Single Family Moderate Income_Existing_Miscellaneous_Natural Gas_Pool Heater_E6 | F4 | Residential | Single Family Moderate Income | Existing | Miscellaneous | Natural Gas | Pool Heater | E6 | Utility - Cost of Equipment | 0 | 0 | 0 | 0 | 0 | 0 | 0 | 0 | 0 | 0 | 0 | 0 | 0 | 0 | 0 | 0 | 0 | 0 | 0 | 0 | 0 | 0 | 0 | 0 | 0 | 0 | 0 | 0 | 0 | 0 | 0 | 0 | 0 | 0 | 0 | 0 | 0 | 0 | 0 | 0 | 0 | 0
F4_Residential_Single Family Moderate Income_Existing_Miscellaneous_Natural Gas_Pool Heater_E7 | F4 | Residential | Single Family Moderate Income | Existing | Miscellaneous | Natural Gas | Pool Heater | E7 | Utility - Cost of Equipment | 0 | 0 | 0 | 0 | 0 | 0 | 0 | 0 | 0 | 0 | 0 | 0 | 0 | 0 | 0 | 0 | 0 | 0 | 0 | 0 | 0 | 0 | 0 | 0 | 0 | 0 | 0 | 0 | 0 | 0 | 0 | 0 | 0 | 0 | 0 | 0 | 0 | 0 | 0 | 0 | 0 | 0
F4_Residential_Single Family Moderate Income_Existing_Miscellaneous_Natural Gas_Pool Heater_E8 | F4 | Residential | Single Family Moderate Income | Existing | Miscellaneous | Natural Gas | Pool Heater | E8 | Utility - Cost of Equipment | 0 | 0 | 0 | 0 | 0 | 0 | 0 | 0 | 0 | 0 | 0 | 0 | 0 | 0 | 0 | 0 | 0 | 0 | 0 | 0 | 0 | 0 | 0 | 0 | 0 | 0 | 0 | 0 | 0 | 0 | 0 | 0 | 0 | 0 | 0 | 0 | 0 | 0 | 0 | 0 | 0 | 0
F4_Residential_Single Family Moderate Income_Existing_Miscellaneous_Natural Gas_Pool Heater_E9 | F4 | Residential | Single Family Moderate Income | Existing | Miscellaneous | Natural Gas | Pool Heater | E9 | Utility - Cost of Equipment | 0 | 0 | 0 | 0 | 0 | 0 | 0 | 0 | 0 | 0 | 0 | 0 | 0 | 0 | 0 | 0 | 0 | 0 | 0 | 0 | 0 | 0 | 0 | 0 | 0 | 0 | 0 | 0 | 0 | 0 | 0 | 0 | 0 | 0 | 0 | 0 | 0 | 0 | 0 | 0 | 0 | 0
F4_Residential_Single Family Moderate Income_Existing_Miscellaneous_Natural Gas_Pool Heater_E10 | F4 | Residential | Single Family Moderate Income | Existing | Miscellaneous | Natural Gas | Pool Heater | E10 | Utility - Cost of Equipment | 0 | 0 | 0 | 0 | 0 | 0 | 0 | 0 | 0 | 0 | 0 | 0 | 0 | 0 | 0 | 0 | 0 | 0 | 0 | 0 | 0 | 0 | 0 | 0 | 0 | 0 | 0 | 0 | 0 | 0 | 0 | 0 | 0 | 0 | 0 | 0 | 0 | 0 | 0 | 0 | 0 | 0
F5_Residential_Single Family Moderate Income_Existing_Miscellaneous_Natural Gas_Pool Heater_E1 | F5 | Residential | Single Family Moderate Income | Existing | Miscellaneous | Natural Gas | Pool Heater | E1 | Utility - Cost of Operation | 351.766 | 351.766 | 351.766 | 351.766 | 351.766 | 351.766 | 351.766 | 351.766 | 351.766 | 351.766 | 351.766 | 351.766 | 351.766 | 351.766 | 351.766 | 351.766 | 351.766 | 351.766 | 351.766 | 351.766 | 351.766 | 351.766 | 351.766 | 351.766 | 351.766 | 351.766 | 351.766 | 351.766 | 351.766 | 351.766 | 351.766 | 351.766 | 351.766 | 0 | 0 | 0 | 0 | 0 | 0 | 0 | 0 | 0
F5_Residential_Single Family Moderate Income_Existing_Miscellaneous_Natural Gas_Pool Heater_E2 | F5 | Residential | Single Family Moderate Income | Existing | Miscellaneous | Natural Gas | Pool Heater | E2 | Utility - Cost of Operation | 427.2575 | 427.2575 | 427.2575 | 427.2575 | 427.2575 | 427.2575 | 427.2575 | 427.2575 | 427.2575 | 427.2575 | 427.2575 | 427.2575 | 427.2575 | 427.2575 | 427.2575 | 427.2575 | 427.2575 | 427.2575 | 427.2575 | 427.2575 | 427.2575 | 427.2575 | 427.2575 | 427.2575 | 427.2575 | 427.2575 | 427.2575 | 427.2575 | 427.2575 | 427.2575 | 427.2575 | 427.2575 | 427.2575 | 0 | 0 | 0 | 0 | 0 | 0 | 0 | 0 | 0
F5_Residential_Single Family Moderate Income_Existing_Miscellaneous_Natural Gas_Pool Heater_E3 | F5 | Residential | Single Family Moderate Income | Existing | Miscellaneous | Natural Gas | Pool Heater | E3 | Utility - Cost of Operation | 710.8377 | 710.8377 | 710.8377 | 710.8377 | 710.8377 | 710.8377 | 710.8377 | 710.8377 | 710.8377 | 710.8377 | 710.8377 | 710.8377 | 710.8377 | 710.8377 | 710.8377 | 710.8377 | 710.8377 | 710.8377 | 710.8377 | 710.8377 | 710.8377 | 710.8377 | 710.8377 | 710.8377 | 710.8377 | 710.8377 | 710.8377 | 710.8377 | 710.8377 | 710.8377 | 710.8377 | 710.8377 | 710.8377 | 0 | 0 | 0 | 0 | 0 | 0 | 0 | 0 | 0
F5_Residential_Single Family Moderate Income_Existing_Miscellaneous_Natural Gas_Pool Heater_E4 | F5 | Residential | Single Family Moderate Income | Existing | Miscellaneous | Natural Gas | Pool Heater | E4 | Utility - Cost of Operation | 717.234 | 717.234 | 717.234 | 717.234 | 717.234 | 717.234 | 717.234 | 717.234 | 717.234 | 717.234 | 717.234 | 717.234 | 717.234 | 717.234 | 717.234 | 717.234 | 717.234 | 717.234 | 717.234 | 717.234 | 717.234 | 717.234 | 717.234 | 717.234 | 717.234 | 717.234 | 717.234 | 717.234 | 717.234 | 717.234 | 717.234 | 717.234 | 717.234 | 0 | 0 | 0 | 0 | 0 | 0 | 0 | 0 | 0
F5_Residential_Single Family Moderate Income_Existing_Miscellaneous_Natural Gas_Pool Heater_E5 | F5 | Residential | Single Family Moderate Income | Existing | Miscellaneous | Natural Gas | Pool Heater | E5 | Utility - Cost of Operation | 0 | 0 | 0 | 0 | 0 | 0 | 0 | 0 | 0 | 0 | 0 | 0 | 0 | 0 | 0 | 0 | 0 | 0 | 0 | 0 | 0 | 0 | 0 | 0 | 0 | 0 | 0 | 0 | 0 | 0 | 0 | 0 | 0 | 0 | 0 | 0 | 0 | 0 | 0 | 0 | 0 | 0
F5_Residential_Single Family Moderate Income_Existing_Miscellaneous_Natural Gas_Pool Heater_E6 | F5 | Residential | Single Family Moderate Income | Existing | Miscellaneous | Natural Gas | Pool Heater | E6 | Utility - Cost of Operation | 0 | 0 | 0 | 0 | 0 | 0 | 0 | 0 | 0 | 0 | 0 | 0 | 0 | 0 | 0 | 0 | 0 | 0 | 0 | 0 | 0 | 0 | 0 | 0 | 0 | 0 | 0 | 0 | 0 | 0 | 0 | 0 | 0 | 0 | 0 | 0 | 0 | 0 | 0 | 0 | 0 | 0
F5_Residential_Single Family Moderate Income_Existing_Miscellaneous_Natural Gas_Pool Heater_E7 | F5 | Residential | Single Family Moderate Income | Existing | Miscellaneous | Natural Gas | Pool Heater | E7 | Utility - Cost of Operation | 0 | 0 | 0 | 0 | 0 | 0 | 0 | 0 | 0 | 0 | 0 | 0 | 0 | 0 | 0 | 0 | 0 | 0 | 0 | 0 | 0 | 0 | 0 | 0 | 0 | 0 | 0 | 0 | 0 | 0 | 0 | 0 | 0 | 0 | 0 | 0 | 0 | 0 | 0 | 0 | 0 | 0
F5_Residential_Single Family Moderate Income_Existing_Miscellaneous_Natural Gas_Pool Heater_E8 | F5 | Residential | Single Family Moderate Income | Existing | Miscellaneous | Natural Gas | Pool Heater | E8 | Utility - Cost of Operation | 0 | 0 | 0 | 0 | 0 | 0 | 0 | 0 | 0 | 0 | 0 | 0 | 0 | 0 | 0 | 0 | 0 | 0 | 0 | 0 | 0 | 0 | 0 | 0 | 0 | 0 | 0 | 0 | 0 | 0 | 0 | 0 | 0 | 0 | 0 | 0 | 0 | 0 | 0 | 0 | 0 | 0
F5_Residential_Single Family Moderate Income_Existing_Miscellaneous_Natural Gas_Pool Heater_E9 | F5 | Residential | Single Family Moderate Income | Existing | Miscellaneous | Natural Gas | Pool Heater | E9 | Utility - Cost of Operation | 0 | 0 | 0 | 0 | 0 | 0 | 0 | 0 | 0 | 0 | 0 | 0 | 0 | 0 | 0 | 0 | 0 | 0 | 0 | 0 | 0 | 0 | 0 | 0 | 0 | 0 | 0 | 0 | 0 | 0 | 0 | 0 | 0 | 0 | 0 | 0 | 0 | 0 | 0 | 0 | 0 | 0
F5_Residential_Single Family Moderate Income_Existing_Miscellaneous_Natural Gas_Pool Heater_E10 | F5 | Residential | Single Family Moderate Income | Existing | Miscellaneous | Natural Gas | Pool Heater | E10 | Utility - Cost of Operation | 0 | 0 | 0 | 0 | 0 | 0 | 0 | 0 | 0 | 0 | 0 | 0 | 0 | 0 | 0 | 0 | 0 | 0 | 0 | 0 | 0 | 0 | 0 | 0 | 0 | 0 | 0 | 0 | 0 | 0 | 0 | 0 | 0 | 0 | 0 | 0 | 0 | 0 | 0 | 0 | 0 | 0
F6_Residential_Single Family Moderate Income_Existing_Miscellaneous_Natural Gas_Pool Heater_E1 | F6 | Residential | Single Family Moderate Income | Existing | Miscellaneous | Natural Gas | Pool Heater | E1 | Utility - Value of Sales | 80.6457 | 81.2604 | 82.1039 | 82.7932 | 82.7932 | 82.7932 | 82.7932 | 82.7932 | 82.7932 | 82.7932 | 82.7932 | 82.7932 | 82.7932 | 82.7932 | 82.7932 | 82.7932 | 82.7932 | 82.7932 | 82.7932 | 82.7932 | 82.7932 | 82.7932 | 82.7932 | 82.7932 | 82.7932 | 82.7932 | 82.7932 | 82.7932 | 82.7932 | 82.7932 | 82.7932 | 82.7932 | 82.7932 | 0 | 0 | 0 | 0 | 0 | 0 | 0 | 0 | 0
F6_Residential_Single Family Moderate Income_Existing_Miscellaneous_Natural Gas_Pool Heater_E2 | F6 | Residential | Single Family Moderate Income | Existing | Miscellaneous | Natural Gas | Pool Heater | E2 | Utility - Value of Sales | 77.7541 | 78.3467 | 79.1599 | 79.8245 | 79.8245 | 79.8245 | 79.8245 | 79.8245 | 79.8245 | 79.8245 | 79.8245 | 79.8245 | 79.8245 | 79.8245 | 79.8245 | 79.8245 | 79.8245 | 79.8245 | 79.8245 | 79.8245 | 79.8245 | 79.8245 | 79.8245 | 79.8245 | 79.8245 | 79.8245 | 79.8245 | 79.8245 | 79.8245 | 79.8245 | 79.8245 | 79.8245 | 79.8245 | 0 | 0 | 0 | 0 | 0 | 0 | 0 | 0 | 0
F6_Residential_Single Family Moderate Income_Existing_Miscellaneous_Natural Gas_Pool Heater_E3 | F6 | Residential | Single Family Moderate Income | Existing | Miscellaneous | Natural Gas | Pool Heater | E3 | Utility - Value of Sales | 68.9184 | 69.4436 | 70.1644 | 70.7536 | 70.7536 | 70.7536 | 70.7536 | 70.7536 | 70.7536 | 70.7536 | 70.7536 | 70.7536 | 70.7536 | 70.7536 | 70.7536 | 70.7536 | 70.7536 | 70.7536 | 70.7536 | 70.7536 | 70.7536 | 70.7536 | 70.7536 | 70.7536 | 70.7536 | 70.7536 | 70.7536 | 70.7536 | 70.7536 | 70.7536 | 70.7536 | 70.7536 | 70.7536 | 0 | 0 | 0 | 0 | 0 | 0 | 0 | 0 | 0
F6_Residential_Single Family Moderate Income_Existing_Miscellaneous_Natural Gas_Pool Heater_E4 | F6 | Residential | Single Family Moderate Income | Existing | Miscellaneous | Natural Gas | Pool Heater | E4 | Utility - Value of Sales | 68.2292 | 68.7492 | 69.4628 | 70.046 | 70.046 | 70.046 | 70.046 | 70.046 | 70.046 | 70.046 | 70.046 | 70.046 | 70.046 | 70.046 | 70.046 | 70.046 | 70.046 | 70.046 | 70.046 | 70.046 | 70.046 | 70.046 | 70.046 | 70.046 | 70.046 | 70.046 | 70.046 | 70.046 | 70.046 | 70.046 | 70.046 | 70.046 | 70.046 | 0 | 0 | 0 | 0 | 0 | 0 | 0 | 0 | 0
F6_Residential_Single Family Moderate Income_Existing_Miscellaneous_Natural Gas_Pool Heater_E5 | F6 | Residential | Single Family Moderate Income | Existing | Miscellaneous | Natural Gas | Pool Heater | E5 | Utility - Value of Sales | 0 | 0 | 0 | 0 | 0 | 0 | 0 | 0 | 0 | 0 | 0 | 0 | 0 | 0 | 0 | 0 | 0 | 0 | 0 | 0 | 0 | 0 | 0 | 0 | 0 | 0 | 0 | 0 | 0 | 0 | 0 | 0 | 0 | 0 | 0 | 0 | 0 | 0 | 0 | 0 | 0 | 0
F6_Residential_Single Family Moderate Income_Existing_Miscellaneous_Natural Gas_Pool Heater_E6 | F6 | Residential | Single Family Moderate Income | Existing | Miscellaneous | Natural Gas | Pool Heater | E6 | Utility - Value of Sales | 0 | 0 | 0 | 0 | 0 | 0 | 0 | 0 | 0 | 0 | 0 | 0 | 0 | 0 | 0 | 0 | 0 | 0 | 0 | 0 | 0 | 0 | 0 | 0 | 0 | 0 | 0 | 0 | 0 | 0 | 0 | 0 | 0 | 0 | 0 | 0 | 0 | 0 | 0 | 0 | 0 | 0
F6_Residential_Single Family Moderate Income_Existing_Miscellaneous_Natural Gas_Pool Heater_E7 | F6 | Residential | Single Family Moderate Income | Existing | Miscellaneous | Natural Gas | Pool Heater | E7 | Utility - Value of Sales | 0 | 0 | 0 | 0 | 0 | 0 | 0 | 0 | 0 | 0 | 0 | 0 | 0 | 0 | 0 | 0 | 0 | 0 | 0 | 0 | 0 | 0 | 0 | 0 | 0 | 0 | 0 | 0 | 0 | 0 | 0 | 0 | 0 | 0 | 0 | 0 | 0 | 0 | 0 | 0 | 0 | 0
F6_Residential_Single Family Moderate Income_Existing_Miscellaneous_Natural Gas_Pool Heater_E8 | F6 | Residential | Single Family Moderate Income | Existing | Miscellaneous | Natural Gas | Pool Heater | E8 | Utility - Value of Sales | 0 | 0 | 0 | 0 | 0 | 0 | 0 | 0 | 0 | 0 | 0 | 0 | 0 | 0 | 0 | 0 | 0 | 0 | 0 | 0 | 0 | 0 | 0 | 0 | 0 | 0 | 0 | 0 | 0 | 0 | 0 | 0 | 0 | 0 | 0 | 0 | 0 | 0 | 0 | 0 | 0 | 0
F6_Residential_Single Family Moderate Income_Existing_Miscellaneous_Natural Gas_Pool Heater_E9 | F6 | Residential | Single Family Moderate Income | Existing | Miscellaneous | Natural Gas | Pool Heater | E9 | Utility - Value of Sales | 0 | 0 | 0 | 0 | 0 | 0 | 0 | 0 | 0 | 0 | 0 | 0 | 0 | 0 | 0 | 0 | 0 | 0 | 0 | 0 | 0 | 0 | 0 | 0 | 0 | 0 | 0 | 0 | 0 | 0 | 0 | 0 | 0 | 0 | 0 | 0 | 0 | 0 | 0 | 0 | 0 | 0
F6_Residential_Single Family Moderate Income_Existing_Miscellaneous_Natural Gas_Pool Heater_E10 | F6 | Residential | Single Family Moderate Income | Existing | Miscellaneous | Natural Gas | Pool Heater | E10 | Utility - Value of Sales | 0 | 0 | 0 | 0 | 0 | 0 | 0 | 0 | 0 | 0 | 0 | 0 | 0 | 0 | 0 | 0 | 0 | 0 | 0 | 0 | 0 | 0 | 0 | 0 | 0 | 0 | 0 | 0 | 0 | 0 | 0 | 0 | 0 | 0 | 0 | 0 | 0 | 0 | 0 | 0 | 0 | 0
F1_Residential_Single Family Moderate Income_Existing_Miscellaneous_Natural Gas_Miscellaneous_E1 | F1 | Residential | Single Family Moderate Income | Existing | Miscellaneous | Natural Gas | Miscellaneous | E1 | RVT - Cost of Equipment | 0 | 0 | 0 | 0 | 0 | 0 | 0 | 0 | 0 | 0 | 0 | 0 | 0 | 0 | 0 | 0 | 0 | 0 | 0 | 0 | 0 | 0 | 0 | 0 | 0 | 0 | 0 | 0 | 0 | 0 | 0 | 0 | 0 | 0 | 0 | 0 | 0 | 0 | 0 | 0 | 0 | 0
F1_Residential_Single Family Moderate Income_Existing_Miscellaneous_Natural Gas_Miscellaneous_E2 | F1 | Residential | Single Family Moderate Income | Existing | Miscellaneous | Natural Gas | Miscellaneous | E2 | RVT - Cost of Equipment | 0 | 0 | 0 | 0 | 0 | 0 | 0 | 0 | 0 | 0 | 0 | 0 | 0 | 0 | 0 | 0 | 0 | 0 | 0 | 0 | 0 | 0 | 0 | 0 | 0 | 0 | 0 | 0 | 0 | 0 | 0 | 0 | 0 | 0 | 0 | 0 | 0 | 0 | 0 | 0 | 0 | 0
F1_Residential_Single Family Moderate Income_Existing_Miscellaneous_Natural Gas_Miscellaneous_E3 | F1 | Residential | Single Family Moderate Income | Existing | Miscellaneous | Natural Gas | Miscellaneous | E3 | RVT - Cost of Equipment | 0 | 0 | 0 | 0 | 0 | 0 | 0 | 0 | 0 | 0 | 0 | 0 | 0 | 0 | 0 | 0 | 0 | 0 | 0 | 0 | 0 | 0 | 0 | 0 | 0 | 0 | 0 | 0 | 0 | 0 | 0 | 0 | 0 | 0 | 0 | 0 | 0 | 0 | 0 | 0 | 0 | 0
F1_Residential_Single Family Moderate Income_Existing_Miscellaneous_Natural Gas_Miscellaneous_E4 | F1 | Residential | Single Family Moderate Income | Existing | Miscellaneous | Natural Gas | Miscellaneous | E4 | RVT - Cost of Equipment | 0 | 0 | 0 | 0 | 0 | 0 | 0 | 0 | 0 | 0 | 0 | 0 | 0 | 0 | 0 | 0 | 0 | 0 | 0 | 0 | 0 | 0 | 0 | 0 | 0 | 0 | 0 | 0 | 0 | 0 | 0 | 0 | 0 | 0 | 0 | 0 | 0 | 0 | 0 | 0 | 0 | 0
F1_Residential_Single Family Moderate Income_Existing_Miscellaneous_Natural Gas_Miscellaneous_E5 | F1 | Residential | Single Family Moderate Income | Existing | Miscellaneous | Natural Gas | Miscellaneous | E5 | RVT - Cost of Equipment | 0 | 0 | 0 | 0 | 0 | 0 | 0 | 0 | 0 | 0 | 0 | 0 | 0 | 0 | 0 | 0 | 0 | 0 | 0 | 0 | 0 | 0 | 0 | 0 | 0 | 0 | 0 | 0 | 0 | 0 | 0 | 0 | 0 | 0 | 0 | 0 | 0 | 0 | 0 | 0 | 0 | 0
F1_Residential_Single Family Moderate Income_Existing_Miscellaneous_Natural Gas_Miscellaneous_E6 | F1 | Residential | Single Family Moderate Income | Existing | Miscellaneous | Natural Gas | Miscellaneous | E6 | RVT - Cost of Equipment | 0 | 0 | 0 | 0 | 0 | 0 | 0 | 0 | 0 | 0 | 0 | 0 | 0 | 0 | 0 | 0 | 0 | 0 | 0 | 0 | 0 | 0 | 0 | 0 | 0 | 0 | 0 | 0 | 0 | 0 | 0 | 0 | 0 | 0 | 0 | 0 | 0 | 0 | 0 | 0 | 0 | 0
F1_Residential_Single Family Moderate Income_Existing_Miscellaneous_Natural Gas_Miscellaneous_E7 | F1 | Residential | Single Family Moderate Income | Existing | Miscellaneous | Natural Gas | Miscellaneous | E7 | RVT - Cost of Equipment | 0 | 0 | 0 | 0 | 0 | 0 | 0 | 0 | 0 | 0 | 0 | 0 | 0 | 0 | 0 | 0 | 0 | 0 | 0 | 0 | 0 | 0 | 0 | 0 | 0 | 0 | 0 | 0 | 0 | 0 | 0 | 0 | 0 | 0 | 0 | 0 | 0 | 0 | 0 | 0 | 0 | 0
F1_Residential_Single Family Moderate Income_Existing_Miscellaneous_Natural Gas_Miscellaneous_E8 | F1 | Residential | Single Family Moderate Income | Existing | Miscellaneous | Natural Gas | Miscellaneous | E8 | RVT - Cost of Equipment | 0 | 0 | 0 | 0 | 0 | 0 | 0 | 0 | 0 | 0 | 0 | 0 | 0 | 0 | 0 | 0 | 0 | 0 | 0 | 0 | 0 | 0 | 0 | 0 | 0 | 0 | 0 | 0 | 0 | 0 | 0 | 0 | 0 | 0 | 0 | 0 | 0 | 0 | 0 | 0 | 0 | 0
F1_Residential_Single Family Moderate Income_Existing_Miscellaneous_Natural Gas_Miscellaneous_E9 | F1 | Residential | Single Family Moderate Income | Existing | Miscellaneous | Natural Gas | Miscellaneous | E9 | RVT - Cost of Equipment | 0 | 0 | 0 | 0 | 0 | 0 | 0 | 0 | 0 | 0 | 0 | 0 | 0 | 0 | 0 | 0 | 0 | 0 | 0 | 0 | 0 | 0 | 0 | 0 | 0 | 0 | 0 | 0 | 0 | 0 | 0 | 0 | 0 | 0 | 0 | 0 | 0 | 0 | 0 | 0 | 0 | 0
F1_Residential_Single Family Moderate Income_Existing_Miscellaneous_Natural Gas_Miscellaneous_E10 | F1 | Residential | Single Family Moderate Income | Existing | Miscellaneous | Natural Gas | Miscellaneous | E10 | RVT - Cost of Equipment | 0 | 0 | 0 | 0 | 0 | 0 | 0 | 0 | 0 | 0 | 0 | 0 | 0 | 0 | 0 | 0 | 0 | 0 | 0 | 0 | 0 | 0 | 0 | 0 | 0 | 0 | 0 | 0 | 0 | 0 | 0 | 0 | 0 | 0 | 0 | 0 | 0 | 0 | 0 | 0 | 0 | 0
F2_Residential_Single Family Moderate Income_Existing_Miscellaneous_Natural Gas_Miscellaneous_E1 | F2 | Residential | Single Family Moderate Income | Existing | Miscellaneous | Natural Gas | Miscellaneous | E1 | RVT - Cost of Operation | 0 | 0 | 0 | 0 | 0 | 0 | 0 | 0 | 0 | 0 | 0 | 0 | 0 | 0 | 0 | 0 | 0 | 0 | 0 | 0 | 0 | 0 | 0 | 0 | 0 | 0 | 0 | 0 | 0 | 0 | 0 | 0 | 0 | 0 | 0 | 0 | 0 | 0 | 0 | 0 | 0 | 0
F2_Residential_Single Family Moderate Income_Existing_Miscellaneous_Natural Gas_Miscellaneous_E2 | F2 | Residential | Single Family Moderate Income | Existing | Miscellaneous | Natural Gas | Miscellaneous | E2 | RVT - Cost of Operation | 0 | 0 | 0 | 0 | 0 | 0 | 0 | 0 | 0 | 0 | 0 | 0 | 0 | 0 | 0 | 0 | 0 | 0 | 0 | 0 | 0 | 0 | 0 | 0 | 0 | 0 | 0 | 0 | 0 | 0 | 0 | 0 | 0 | 0 | 0 | 0 | 0 | 0 | 0 | 0 | 0 | 0
F2_Residential_Single Family Moderate Income_Existing_Miscellaneous_Natural Gas_Miscellaneous_E3 | F2 | Residential | Single Family Moderate Income | Existing | Miscellaneous | Natural Gas | Miscellaneous | E3 | RVT - Cost of Operation | 0 | 0 | 0 | 0 | 0 | 0 | 0 | 0 | 0 | 0 | 0 | 0 | 0 | 0 | 0 | 0 | 0 | 0 | 0 | 0 | 0 | 0 | 0 | 0 | 0 | 0 | 0 | 0 | 0 | 0 | 0 | 0 | 0 | 0 | 0 | 0 | 0 | 0 | 0 | 0 | 0 | 0
F2_Residential_Single Family Moderate Income_Existing_Miscellaneous_Natural Gas_Miscellaneous_E4 | F2 | Residential | Single Family Moderate Income | Existing | Miscellaneous | Natural Gas | Miscellaneous | E4 | RVT - Cost of Operation | 0 | 0 | 0 | 0 | 0 | 0 | 0 | 0 | 0 | 0 | 0 | 0 | 0 | 0 | 0 | 0 | 0 | 0 | 0 | 0 | 0 | 0 | 0 | 0 | 0 | 0 | 0 | 0 | 0 | 0 | 0 | 0 | 0 | 0 | 0 | 0 | 0 | 0 | 0 | 0 | 0 | 0
F2_Residential_Single Family Moderate Income_Existing_Miscellaneous_Natural Gas_Miscellaneous_E5 | F2 | Residential | Single Family Moderate Income | Existing | Miscellaneous | Natural Gas | Miscellaneous | E5 | RVT - Cost of Operation | 0 | 0 | 0 | 0 | 0 | 0 | 0 | 0 | 0 | 0 | 0 | 0 | 0 | 0 | 0 | 0 | 0 | 0 | 0 | 0 | 0 | 0 | 0 | 0 | 0 | 0 | 0 | 0 | 0 | 0 | 0 | 0 | 0 | 0 | 0 | 0 | 0 | 0 | 0 | 0 | 0 | 0
F2_Residential_Single Family Moderate Income_Existing_Miscellaneous_Natural Gas_Miscellaneous_E6 | F2 | Residential | Single Family Moderate Income | Existing | Miscellaneous | Natural Gas | Miscellaneous | E6 | RVT - Cost of Operation | 0 | 0 | 0 | 0 | 0 | 0 | 0 | 0 | 0 | 0 | 0 | 0 | 0 | 0 | 0 | 0 | 0 | 0 | 0 | 0 | 0 | 0 | 0 | 0 | 0 | 0 | 0 | 0 | 0 | 0 | 0 | 0 | 0 | 0 | 0 | 0 | 0 | 0 | 0 | 0 | 0 | 0
F2_Residential_Single Family Moderate Income_Existing_Miscellaneous_Natural Gas_Miscellaneous_E7 | F2 | Residential | Single Family Moderate Income | Existing | Miscellaneous | Natural Gas | Miscellaneous | E7 | RVT - Cost of Operation | 0 | 0 | 0 | 0 | 0 | 0 | 0 | 0 | 0 | 0 | 0 | 0 | 0 | 0 | 0 | 0 | 0 | 0 | 0 | 0 | 0 | 0 | 0 | 0 | 0 | 0 | 0 | 0 | 0 | 0 | 0 | 0 | 0 | 0 | 0 | 0 | 0 | 0 | 0 | 0 | 0 | 0
F2_Residential_Single Family Moderate Income_Existing_Miscellaneous_Natural Gas_Miscellaneous_E8 | F2 | Residential | Single Family Moderate Income | Existing | Miscellaneous | Natural Gas | Miscellaneous | E8 | RVT - Cost of Operation | 0 | 0 | 0 | 0 | 0 | 0 | 0 | 0 | 0 | 0 | 0 | 0 | 0 | 0 | 0 | 0 | 0 | 0 | 0 | 0 | 0 | 0 | 0 | 0 | 0 | 0 | 0 | 0 | 0 | 0 | 0 | 0 | 0 | 0 | 0 | 0 | 0 | 0 | 0 | 0 | 0 | 0
F2_Residential_Single Family Moderate Income_Existing_Miscellaneous_Natural Gas_Miscellaneous_E9 | F2 | Residential | Single Family Moderate Income | Existing | Miscellaneous | Natural Gas | Miscellaneous | E9 | RVT - Cost of Operation | 0 | 0 | 0 | 0 | 0 | 0 | 0 | 0 | 0 | 0 | 0 | 0 | 0 | 0 | 0 | 0 | 0 | 0 | 0 | 0 | 0 | 0 | 0 | 0 | 0 | 0 | 0 | 0 | 0 | 0 | 0 | 0 | 0 | 0 | 0 | 0 | 0 | 0 | 0 | 0 | 0 | 0
F2_Residential_Single Family Moderate Income_Existing_Miscellaneous_Natural Gas_Miscellaneous_E10 | F2 | Residential | Single Family Moderate Income | Existing | Miscellaneous | Natural Gas | Miscellaneous | E10 | RVT - Cost of Operation | 0 | 0 | 0 | 0 | 0 | 0 | 0 | 0 | 0 | 0 | 0 | 0 | 0 | 0 | 0 | 0 | 0 | 0 | 0 | 0 | 0 | 0 | 0 | 0 | 0 | 0 | 0 | 0 | 0 | 0 | 0 | 0 | 0 | 0 | 0 | 0 | 0 | 0 | 0 | 0 | 0 | 0
F3_Residential_Single Family Moderate Income_Existing_Miscellaneous_Natural Gas_Miscellaneous_E1 | F3 | Residential | Single Family Moderate Income | Existing | Miscellaneous | Natural Gas | Miscellaneous | E1 | System - kBTUs of Consumption | 16.4611 | 16.4611 | 16.4611 | 16.4611 | 16.4611 | 16.4611 | 16.4611 | 16.4611 | 16.4611 | 16.4611 | 16.4611 | 16.4611 | 16.4611 | 16.4611 | 16.4611 | 16.4611 | 16.4611 | 16.4611 | 16.4611 | 16.4611 | 16.4611 | 16.4611 | 16.4611 | 16.4611 | 16.4611 | 16.4611 | 16.4611 | 16.4611 | 16.4611 | 16.4611 | 16.4611 | 16.4611 | 16.4611 | 0 | 0 | 0 | 0 | 0 | 0 | 0 | 0 | 0
F3_Residential_Single Family Moderate Income_Existing_Miscellaneous_Natural Gas_Miscellaneous_E2 | F3 | Residential | Single Family Moderate Income | Existing | Miscellaneous | Natural Gas | Miscellaneous | E2 | System - kBTUs of Consumption | 0 | 0 | 0 | 0 | 0 | 0 | 0 | 0 | 0 | 0 | 0 | 0 | 0 | 0 | 0 | 0 | 0 | 0 | 0 | 0 | 0 | 0 | 0 | 0 | 0 | 0 | 0 | 0 | 0 | 0 | 0 | 0 | 0 | 0 | 0 | 0 | 0 | 0 | 0 | 0 | 0 | 0
F3_Residential_Single Family Moderate Income_Existing_Miscellaneous_Natural Gas_Miscellaneous_E3 | F3 | Residential | Single Family Moderate Income | Existing | Miscellaneous | Natural Gas | Miscellaneous | E3 | System - kBTUs of Consumption | 0 | 0 | 0 | 0 | 0 | 0 | 0 | 0 | 0 | 0 | 0 | 0 | 0 | 0 | 0 | 0 | 0 | 0 | 0 | 0 | 0 | 0 | 0 | 0 | 0 | 0 | 0 | 0 | 0 | 0 | 0 | 0 | 0 | 0 | 0 | 0 | 0 | 0 | 0 | 0 | 0 | 0
F3_Residential_Single Family Moderate Income_Existing_Miscellaneous_Natural Gas_Miscellaneous_E4 | F3 | Residential | Single Family Moderate Income | Existing | Miscellaneous | Natural Gas | Miscellaneous | E4 | System - kBTUs of Consumption | 0 | 0 | 0 | 0 | 0 | 0 | 0 | 0 | 0 | 0 | 0 | 0 | 0 | 0 | 0 | 0 | 0 | 0 | 0 | 0 | 0 | 0 | 0 | 0 | 0 | 0 | 0 | 0 | 0 | 0 | 0 | 0 | 0 | 0 | 0 | 0 | 0 | 0 | 0 | 0 | 0 | 0
F3_Residential_Single Family Moderate Income_Existing_Miscellaneous_Natural Gas_Miscellaneous_E5 | F3 | Residential | Single Family Moderate Income | Existing | Miscellaneous | Natural Gas | Miscellaneous | E5 | System - kBTUs of Consumption | 0 | 0 | 0 | 0 | 0 | 0 | 0 | 0 | 0 | 0 | 0 | 0 | 0 | 0 | 0 | 0 | 0 | 0 | 0 | 0 | 0 | 0 | 0 | 0 | 0 | 0 | 0 | 0 | 0 | 0 | 0 | 0 | 0 | 0 | 0 | 0 | 0 | 0 | 0 | 0 | 0 | 0
F3_Residential_Single Family Moderate Income_Existing_Miscellaneous_Natural Gas_Miscellaneous_E6 | F3 | Residential | Single Family Moderate Income | Existing | Miscellaneous | Natural Gas | Miscellaneous | E6 | System - kBTUs of Consumption | 0 | 0 | 0 | 0 | 0 | 0 | 0 | 0 | 0 | 0 | 0 | 0 | 0 | 0 | 0 | 0 | 0 | 0 | 0 | 0 | 0 | 0 | 0 | 0 | 0 | 0 | 0 | 0 | 0 | 0 | 0 | 0 | 0 | 0 | 0 | 0 | 0 | 0 | 0 | 0 | 0 | 0
F3_Residential_Single Family Moderate Income_Existing_Miscellaneous_Natural Gas_Miscellaneous_E7 | F3 | Residential | Single Family Moderate Income | Existing | Miscellaneous | Natural Gas | Miscellaneous | E7 | System - kBTUs of Consumption | 0 | 0 | 0 | 0 | 0 | 0 | 0 | 0 | 0 | 0 | 0 | 0 | 0 | 0 | 0 | 0 | 0 | 0 | 0 | 0 | 0 | 0 | 0 | 0 | 0 | 0 | 0 | 0 | 0 | 0 | 0 | 0 | 0 | 0 | 0 | 0 | 0 | 0 | 0 | 0 | 0 | 0
F3_Residential_Single Family Moderate Income_Existing_Miscellaneous_Natural Gas_Miscellaneous_E8 | F3 | Residential | Single Family Moderate Income | Existing | Miscellaneous | Natural Gas | Miscellaneous | E8 | System - kBTUs of Consumption | 0 | 0 | 0 | 0 | 0 | 0 | 0 | 0 | 0 | 0 | 0 | 0 | 0 | 0 | 0 | 0 | 0 | 0 | 0 | 0 | 0 | 0 | 0 | 0 | 0 | 0 | 0 | 0 | 0 | 0 | 0 | 0 | 0 | 0 | 0 | 0 | 0 | 0 | 0 | 0 | 0 | 0
F3_Residential_Single Family Moderate Income_Existing_Miscellaneous_Natural Gas_Miscellaneous_E9 | F3 | Residential | Single Family Moderate Income | Existing | Miscellaneous | Natural Gas | Miscellaneous | E9 | System - kBTUs of Consumption | 0 | 0 | 0 | 0 | 0 | 0 | 0 | 0 | 0 | 0 | 0 | 0 | 0 | 0 | 0 | 0 | 0 | 0 | 0 | 0 | 0 | 0 | 0 | 0 | 0 | 0 | 0 | 0 | 0 | 0 | 0 | 0 | 0 | 0 | 0 | 0 | 0 | 0 | 0 | 0 | 0 | 0
F3_Residential_Single Family Moderate Income_Existing_Miscellaneous_Natural Gas_Miscellaneous_E10 | F3 | Residential | Single Family Moderate Income | Existing | Miscellaneous | Natural Gas | Miscellaneous | E10 | System - kBTUs of Consumption | 0 | 0 | 0 | 0 | 0 | 0 | 0 | 0 | 0 | 0 | 0 | 0 | 0 | 0 | 0 | 0 | 0 | 0 | 0 | 0 | 0 | 0 | 0 | 0 | 0 | 0 | 0 | 0 | 0 | 0 | 0 | 0 | 0 | 0 | 0 | 0 | 0 | 0 | 0 | 0 | 0 | 0
F4_Residential_Single Family Moderate Income_Existing_Miscellaneous_Natural Gas_Miscellaneous_E1 | F4 | Residential | Single Family Moderate Income | Existing | Miscellaneous | Natural Gas | Miscellaneous | E1 | Utility - Cost of Equipment | 0 | 0 | 0 | 0 | 0 | 0 | 0 | 0 | 0 | 0 | 0 | 0 | 0 | 0 | 0 | 0 | 0 | 0 | 0 | 0 | 0 | 0 | 0 | 0 | 0 | 0 | 0 | 0 | 0 | 0 | 0 | 0 | 0 | 0 | 0 | 0 | 0 | 0 | 0 | 0 | 0 | 0
F4_Residential_Single Family Moderate Income_Existing_Miscellaneous_Natural Gas_Miscellaneous_E2 | F4 | Residential | Single Family Moderate Income | Existing | Miscellaneous | Natural Gas | Miscellaneous | E2 | Utility - Cost of Equipment | 0 | 0 | 0 | 0 | 0 | 0 | 0 | 0 | 0 | 0 | 0 | 0 | 0 | 0 | 0 | 0 | 0 | 0 | 0 | 0 | 0 | 0 | 0 | 0 | 0 | 0 | 0 | 0 | 0 | 0 | 0 | 0 | 0 | 0 | 0 | 0 | 0 | 0 | 0 | 0 | 0 | 0
F4_Residential_Single Family Moderate Income_Existing_Miscellaneous_Natural Gas_Miscellaneous_E3 | F4 | Residential | Single Family Moderate Income | Existing | Miscellaneous | Natural Gas | Miscellaneous | E3 | Utility - Cost of Equipment | 0 | 0 | 0 | 0 | 0 | 0 | 0 | 0 | 0 | 0 | 0 | 0 | 0 | 0 | 0 | 0 | 0 | 0 | 0 | 0 | 0 | 0 | 0 | 0 | 0 | 0 | 0 | 0 | 0 | 0 | 0 | 0 | 0 | 0 | 0 | 0 | 0 | 0 | 0 | 0 | 0 | 0
F4_Residential_Single Family Moderate Income_Existing_Miscellaneous_Natural Gas_Miscellaneous_E4 | F4 | Residential | Single Family Moderate Income | Existing | Miscellaneous | Natural Gas | Miscellaneous | E4 | Utility - Cost of Equipment | 0 | 0 | 0 | 0 | 0 | 0 | 0 | 0 | 0 | 0 | 0 | 0 | 0 | 0 | 0 | 0 | 0 | 0 | 0 | 0 | 0 | 0 | 0 | 0 | 0 | 0 | 0 | 0 | 0 | 0 | 0 | 0 | 0 | 0 | 0 | 0 | 0 | 0 | 0 | 0 | 0 | 0
F4_Residential_Single Family Moderate Income_Existing_Miscellaneous_Natural Gas_Miscellaneous_E5 | F4 | Residential | Single Family Moderate Income | Existing | Miscellaneous | Natural Gas | Miscellaneous | E5 | Utility - Cost of Equipment | 0 | 0 | 0 | 0 | 0 | 0 | 0 | 0 | 0 | 0 | 0 | 0 | 0 | 0 | 0 | 0 | 0 | 0 | 0 | 0 | 0 | 0 | 0 | 0 | 0 | 0 | 0 | 0 | 0 | 0 | 0 | 0 | 0 | 0 | 0 | 0 | 0 | 0 | 0 | 0 | 0 | 0
F4_Residential_Single Family Moderate Income_Existing_Miscellaneous_Natural Gas_Miscellaneous_E6 | F4 | Residential | Single Family Moderate Income | Existing | Miscellaneous | Natural Gas | Miscellaneous | E6 | Utility - Cost of Equipment | 0 | 0 | 0 | 0 | 0 | 0 | 0 | 0 | 0 | 0 | 0 | 0 | 0 | 0 | 0 | 0 | 0 | 0 | 0 | 0 | 0 | 0 | 0 | 0 | 0 | 0 | 0 | 0 | 0 | 0 | 0 | 0 | 0 | 0 | 0 | 0 | 0 | 0 | 0 | 0 | 0 | 0
F4_Residential_Single Family Moderate Income_Existing_Miscellaneous_Natural Gas_Miscellaneous_E7 | F4 | Residential | Single Family Moderate Income | Existing | Miscellaneous | Natural Gas | Miscellaneous | E7 | Utility - Cost of Equipment | 0 | 0 | 0 | 0 | 0 | 0 | 0 | 0 | 0 | 0 | 0 | 0 | 0 | 0 | 0 | 0 | 0 | 0 | 0 | 0 | 0 | 0 | 0 | 0 | 0 | 0 | 0 | 0 | 0 | 0 | 0 | 0 | 0 | 0 | 0 | 0 | 0 | 0 | 0 | 0 | 0 | 0
F4_Residential_Single Family Moderate Income_Existing_Miscellaneous_Natural Gas_Miscellaneous_E8 | F4 | Residential | Single Family Moderate Income | Existing | Miscellaneous | Natural Gas | Miscellaneous | E8 | Utility - Cost of Equipment | 0 | 0 | 0 | 0 | 0 | 0 | 0 | 0 | 0 | 0 | 0 | 0 | 0 | 0 | 0 | 0 | 0 | 0 | 0 | 0 | 0 | 0 | 0 | 0 | 0 | 0 | 0 | 0 | 0 | 0 | 0 | 0 | 0 | 0 | 0 | 0 | 0 | 0 | 0 | 0 | 0 | 0
F4_Residential_Single Family Moderate Income_Existing_Miscellaneous_Natural Gas_Miscellaneous_E9 | F4 | Residential | Single Family Moderate Income | Existing | Miscellaneous | Natural Gas | Miscellaneous | E9 | Utility - Cost of Equipment | 0 | 0 | 0 | 0 | 0 | 0 | 0 | 0 | 0 | 0 | 0 | 0 | 0 | 0 | 0 | 0 | 0 | 0 | 0 | 0 | 0 | 0 | 0 | 0 | 0 | 0 | 0 | 0 | 0 | 0 | 0 | 0 | 0 | 0 | 0 | 0 | 0 | 0 | 0 | 0 | 0 | 0
F4_Residential_Single Family Moderate Income_Existing_Miscellaneous_Natural Gas_Miscellaneous_E10 | F4 | Residential | Single Family Moderate Income | Existing | Miscellaneous | Natural Gas | Miscellaneous | E10 | Utility - Cost of Equipment | 0 | 0 | 0 | 0 | 0 | 0 | 0 | 0 | 0 | 0 | 0 | 0 | 0 | 0 | 0 | 0 | 0 | 0 | 0 | 0 | 0 | 0 | 0 | 0 | 0 | 0 | 0 | 0 | 0 | 0 | 0 | 0 | 0 | 0 | 0 | 0 | 0 | 0 | 0 | 0 | 0 | 0
F5_Residential_Single Family Moderate Income_Existing_Miscellaneous_Natural Gas_Miscellaneous_E1 | F5 | Residential | Single Family Moderate Income | Existing | Miscellaneous | Natural Gas | Miscellaneous | E1 | Utility - Cost of Operation | 16.4611 | 16.4611 | 16.4611 | 16.4611 | 16.4611 | 16.4611 | 16.4611 | 16.4611 | 16.4611 | 16.4611 | 16.4611 | 16.4611 | 16.4611 | 16.4611 | 16.4611 | 16.4611 | 16.4611 | 16.4611 | 16.4611 | 16.4611 | 16.4611 | 16.4611 | 16.4611 | 16.4611 | 16.4611 | 16.4611 | 16.4611 | 16.4611 | 16.4611 | 16.4611 | 16.4611 | 16.4611 | 16.4611 | 0 | 0 | 0 | 0 | 0 | 0 | 0 | 0 | 0
F5_Residential_Single Family Moderate Income_Existing_Miscellaneous_Natural Gas_Miscellaneous_E2 | F5 | Residential | Single Family Moderate Income | Existing | Miscellaneous | Natural Gas | Miscellaneous | E2 | Utility - Cost of Operation | 0 | 0 | 0 | 0 | 0 | 0 | 0 | 0 | 0 | 0 | 0 | 0 | 0 | 0 | 0 | 0 | 0 | 0 | 0 | 0 | 0 | 0 | 0 | 0 | 0 | 0 | 0 | 0 | 0 | 0 | 0 | 0 | 0 | 0 | 0 | 0 | 0 | 0 | 0 | 0 | 0 | 0
F5_Residential_Single Family Moderate Income_Existing_Miscellaneous_Natural Gas_Miscellaneous_E3 | F5 | Residential | Single Family Moderate Income | Existing | Miscellaneous | Natural Gas | Miscellaneous | E3 | Utility - Cost of Operation | 0 | 0 | 0 | 0 | 0 | 0 | 0 | 0 | 0 | 0 | 0 | 0 | 0 | 0 | 0 | 0 | 0 | 0 | 0 | 0 | 0 | 0 | 0 | 0 | 0 | 0 | 0 | 0 | 0 | 0 | 0 | 0 | 0 | 0 | 0 | 0 | 0 | 0 | 0 | 0 | 0 | 0
F5_Residential_Single Family Moderate Income_Existing_Miscellaneous_Natural Gas_Miscellaneous_E4 | F5 | Residential | Single Family Moderate Income | Existing | Miscellaneous | Natural Gas | Miscellaneous | E4 | Utility - Cost of Operation | 0 | 0 | 0 | 0 | 0 | 0 | 0 | 0 | 0 | 0 | 0 | 0 | 0 | 0 | 0 | 0 | 0 | 0 | 0 | 0 | 0 | 0 | 0 | 0 | 0 | 0 | 0 | 0 | 0 | 0 | 0 | 0 | 0 | 0 | 0 | 0 | 0 | 0 | 0 | 0 | 0 | 0
F5_Residential_Single Family Moderate Income_Existing_Miscellaneous_Natural Gas_Miscellaneous_E5 | F5 | Residential | Single Family Moderate Income | Existing | Miscellaneous | Natural Gas | Miscellaneous | E5 | Utility - Cost of Operation | 0 | 0 | 0 | 0 | 0 | 0 | 0 | 0 | 0 | 0 | 0 | 0 | 0 | 0 | 0 | 0 | 0 | 0 | 0 | 0 | 0 | 0 | 0 | 0 | 0 | 0 | 0 | 0 | 0 | 0 | 0 | 0 | 0 | 0 | 0 | 0 | 0 | 0 | 0 | 0 | 0 | 0
F5_Residential_Single Family Moderate Income_Existing_Miscellaneous_Natural Gas_Miscellaneous_E6 | F5 | Residential | Single Family Moderate Income | Existing | Miscellaneous | Natural Gas | Miscellaneous | E6 | Utility - Cost of Operation | 0 | 0 | 0 | 0 | 0 | 0 | 0 | 0 | 0 | 0 | 0 | 0 | 0 | 0 | 0 | 0 | 0 | 0 | 0 | 0 | 0 | 0 | 0 | 0 | 0 | 0 | 0 | 0 | 0 | 0 | 0 | 0 | 0 | 0 | 0 | 0 | 0 | 0 | 0 | 0 | 0 | 0
F5_Residential_Single Family Moderate Income_Existing_Miscellaneous_Natural Gas_Miscellaneous_E7 | F5 | Residential | Single Family Moderate Income | Existing | Miscellaneous | Natural Gas | Miscellaneous | E7 | Utility - Cost of Operation | 0 | 0 | 0 | 0 | 0 | 0 | 0 | 0 | 0 | 0 | 0 | 0 | 0 | 0 | 0 | 0 | 0 | 0 | 0 | 0 | 0 | 0 | 0 | 0 | 0 | 0 | 0 | 0 | 0 | 0 | 0 | 0 | 0 | 0 | 0 | 0 | 0 | 0 | 0 | 0 | 0 | 0
F5_Residential_Single Family Moderate Income_Existing_Miscellaneous_Natural Gas_Miscellaneous_E8 | F5 | Residential | Single Family Moderate Income | Existing | Miscellaneous | Natural Gas | Miscellaneous | E8 | Utility - Cost of Operation | 0 | 0 | 0 | 0 | 0 | 0 | 0 | 0 | 0 | 0 | 0 | 0 | 0 | 0 | 0 | 0 | 0 | 0 | 0 | 0 | 0 | 0 | 0 | 0 | 0 | 0 | 0 | 0 | 0 | 0 | 0 | 0 | 0 | 0 | 0 | 0 | 0 | 0 | 0 | 0 | 0 | 0
F5_Residential_Single Family Moderate Income_Existing_Miscellaneous_Natural Gas_Miscellaneous_E9 | F5 | Residential | Single Family Moderate Income | Existing | Miscellaneous | Natural Gas | Miscellaneous | E9 | Utility - Cost of Operation | 0 | 0 | 0 | 0 | 0 | 0 | 0 | 0 | 0 | 0 | 0 | 0 | 0 | 0 | 0 | 0 | 0 | 0 | 0 | 0 | 0 | 0 | 0 | 0 | 0 | 0 | 0 | 0 | 0 | 0 | 0 | 0 | 0 | 0 | 0 | 0 | 0 | 0 | 0 | 0 | 0 | 0
F5_Residential_Single Family Moderate Income_Existing_Miscellaneous_Natural Gas_Miscellaneous_E10 | F5 | Residential | Single Family Moderate Income | Existing | Miscellaneous | Natural Gas | Miscellaneous | E10 | Utility - Cost of Operation | 0 | 0 | 0 | 0 | 0 | 0 | 0 | 0 | 0 | 0 | 0 | 0 | 0 | 0 | 0 | 0 | 0 | 0 | 0 | 0 | 0 | 0 | 0 | 0 | 0 | 0 | 0 | 0 | 0 | 0 | 0 | 0 | 0 | 0 | 0 | 0 | 0 | 0 | 0 | 0 | 0 | 0
F6_Residential_Single Family Moderate Income_Existing_Miscellaneous_Natural Gas_Miscellaneous_E1 | F6 | Residential | Single Family Moderate Income | Existing | Miscellaneous | Natural Gas | Miscellaneous | E1 | Utility - Value of Sales | 6.3745 | 6.4399 | 6.5296 | 6.6029 | 6.6029 | 6.6029 | 6.6029 | 6.6029 | 6.6029 | 6.6029 | 6.6029 | 6.6029 | 6.6029 | 6.6029 | 6.6029 | 6.6029 | 6.6029 | 6.6029 | 6.6029 | 6.6029 | 6.6029 | 6.6029 | 6.6029 | 6.6029 | 6.6029 | 6.6029 | 6.6029 | 6.6029 | 6.6029 | 6.6029 | 6.6029 | 6.6029 | 6.6029 | 0 | 0 | 0 | 0 | 0 | 0 | 0 | 0 | 0
F6_Residential_Single Family Moderate Income_Existing_Miscellaneous_Natural Gas_Miscellaneous_E2 | F6 | Residential | Single Family Moderate Income | Existing | Miscellaneous | Natural Gas | Miscellaneous | E2 | Utility - Value of Sales | 0 | 0 | 0 | 0 | 0 | 0 | 0 | 0 | 0 | 0 | 0 | 0 | 0 | 0 | 0 | 0 | 0 | 0 | 0 | 0 | 0 | 0 | 0 | 0 | 0 | 0 | 0 | 0 | 0 | 0 | 0 | 0 | 0 | 0 | 0 | 0 | 0 | 0 | 0 | 0 | 0 | 0
F6_Residential_Single Family Moderate Income_Existing_Miscellaneous_Natural Gas_Miscellaneous_E3 | F6 | Residential | Single Family Moderate Income | Existing | Miscellaneous | Natural Gas | Miscellaneous | E3 | Utility - Value of Sales | 0 | 0 | 0 | 0 | 0 | 0 | 0 | 0 | 0 | 0 | 0 | 0 | 0 | 0 | 0 | 0 | 0 | 0 | 0 | 0 | 0 | 0 | 0 | 0 | 0 | 0 | 0 | 0 | 0 | 0 | 0 | 0 | 0 | 0 | 0 | 0 | 0 | 0 | 0 | 0 | 0 | 0
F6_Residential_Single Family Moderate Income_Existing_Miscellaneous_Natural Gas_Miscellaneous_E4 | F6 | Residential | Single Family Moderate Income | Existing | Miscellaneous | Natural Gas | Miscellaneous | E4 | Utility - Value of Sales | 0 | 0 | 0 | 0 | 0 | 0 | 0 | 0 | 0 | 0 | 0 | 0 | 0 | 0 | 0 | 0 | 0 | 0 | 0 | 0 | 0 | 0 | 0 | 0 | 0 | 0 | 0 | 0 | 0 | 0 | 0 | 0 | 0 | 0 | 0 | 0 | 0 | 0 | 0 | 0 | 0 | 0
F6_Residential_Single Family Moderate Income_Existing_Miscellaneous_Natural Gas_Miscellaneous_E5 | F6 | Residential | Single Family Moderate Income | Existing | Miscellaneous | Natural Gas | Miscellaneous | E5 | Utility - Value of Sales | 0 | 0 | 0 | 0 | 0 | 0 | 0 | 0 | 0 | 0 | 0 | 0 | 0 | 0 | 0 | 0 | 0 | 0 | 0 | 0 | 0 | 0 | 0 | 0 | 0 | 0 | 0 | 0 | 0 | 0 | 0 | 0 | 0 | 0 | 0 | 0 | 0 | 0 | 0 | 0 | 0 | 0
F6_Residential_Single Family Moderate Income_Existing_Miscellaneous_Natural Gas_Miscellaneous_E6 | F6 | Residential | Single Family Moderate Income | Existing | Miscellaneous | Natural Gas | Miscellaneous | E6 | Utility - Value of Sales | 0 | 0 | 0 | 0 | 0 | 0 | 0 | 0 | 0 | 0 | 0 | 0 | 0 | 0 | 0 | 0 | 0 | 0 | 0 | 0 | 0 | 0 | 0 | 0 | 0 | 0 | 0 | 0 | 0 | 0 | 0 | 0 | 0 | 0 | 0 | 0 | 0 | 0 | 0 | 0 | 0 | 0
F6_Residential_Single Family Moderate Income_Existing_Miscellaneous_Natural Gas_Miscellaneous_E7 | F6 | Residential | Single Family Moderate Income | Existing | Miscellaneous | Natural Gas | Miscellaneous | E7 | Utility - Value of Sales | 0 | 0 | 0 | 0 | 0 | 0 | 0 | 0 | 0 | 0 | 0 | 0 | 0 | 0 | 0 | 0 | 0 | 0 | 0 | 0 | 0 | 0 | 0 | 0 | 0 | 0 | 0 | 0 | 0 | 0 | 0 | 0 | 0 | 0 | 0 | 0 | 0 | 0 | 0 | 0 | 0 | 0
F6_Residential_Single Family Moderate Income_Existing_Miscellaneous_Natural Gas_Miscellaneous_E8 | F6 | Residential | Single Family Moderate Income | Existing | Miscellaneous | Natural Gas | Miscellaneous | E8 | Utility - Value of Sales | 0 | 0 | 0 | 0 | 0 | 0 | 0 | 0 | 0 | 0 | 0 | 0 | 0 | 0 | 0 | 0 | 0 | 0 | 0 | 0 | 0 | 0 | 0 | 0 | 0 | 0 | 0 | 0 | 0 | 0 | 0 | 0 | 0 | 0 | 0 | 0 | 0 | 0 | 0 | 0 | 0 | 0
F6_Residential_Single Family Moderate Income_Existing_Miscellaneous_Natural Gas_Miscellaneous_E9 | F6 | Residential | Single Family Moderate Income | Existing | Miscellaneous | Natural Gas | Miscellaneous | E9 | Utility - Value of Sales | 0 | 0 | 0 | 0 | 0 | 0 | 0 | 0 | 0 | 0 | 0 | 0 | 0 | 0 | 0 | 0 | 0 | 0 | 0 | 0 | 0 | 0 | 0 | 0 | 0 | 0 | 0 | 0 | 0 | 0 | 0 | 0 | 0 | 0 | 0 | 0 | 0 | 0 | 0 | 0 | 0 | 0
F6_Residential_Single Family Moderate Income_Existing_Miscellaneous_Natural Gas_Miscellaneous_E10 | F6 | Residential | Single Family Moderate Income | Existing | Miscellaneous | Natural Gas | Miscellaneous | E10 | Utility - Value of Sales | 0 | 0 | 0 | 0 | 0 | 0 | 0 | 0 | 0 | 0 | 0 | 0 | 0 | 0 | 0 | 0 | 0 | 0 | 0 | 0 | 0 | 0 | 0 | 0 | 0 | 0 | 0 | 0 | 0 | 0 | 0 | 0 | 0 | 0 | 0 | 0 | 0 | 0 | 0 | 0 | 0 | 0
F1_Residential_Single Family Moderate Income_New_Space Heating_Natural Gas_Furnace_E1 | F1 | Residential | Single Family Moderate Income | New | Space Heating | Natural Gas | Furnace | E1 | RVT - Cost of Equipment | 1065.2791 | 1066.1822 | 1069.2697 | 1071.4732 | 1067.9216 | 0 | 0 | 0 | 0 | 0 | 0 | 0 | 0 | 0 | 0 | 0 | 0 | 0 | 0 | 0 | 0 | 0 | 0 | 0 | 0 | 0 | 0 | 0 | 0 | 0 | 0 | 0 | 0 | 0 | 0 | 0 | 0 | 0 | 0 | 0 | 0 | 0
F1_Residential_Single Family Moderate Income_New_Space Heating_Natural Gas_Furnace_E2 | F1 | Residential | Single Family Moderate Income | New | Space Heating | Natural Gas | Furnace | E2 | RVT - Cost of Equipment | 901.7957 | 902.5601 | 905.1739 | 907.0392 | 904.0326 | 0 | 0 | 0 | 0 | 0 | 0 | 0 | 0 | 0 | 0 | 0 | 0 | 0 | 0 | 0 | 0 | 0 | 0 | 0 | 0 | 0 | 0 | 0 | 0 | 0 | 0 | 0 | 0 | 0 | 0 | 0 | 0 | 0 | 0 | 0 | 0 | 0
F1_Residential_Single Family Moderate Income_New_Space Heating_Natural Gas_Furnace_E3 | F1 | Residential | Single Family Moderate Income | New | Space Heating | Natural Gas | Furnace | E3 | RVT - Cost of Equipment | 871.9116 | 872.6507 | 875.1779 | 876.9814 | 874.0744 | 0 | 0 | 0 | 0 | 0 | 0 | 0 | 0 | 0 | 0 | 0 | 0 | 0 | 0 | 0 | 0 | 0 | 0 | 0 | 0 | 0 | 0 | 0 | 0 | 0 | 0 | 0 | 0 | 0 | 0 | 0 | 0 | 0 | 0 | 0 | 0 | 0
F1_Residential_Single Family Moderate Income_New_Space Heating_Natural Gas_Furnace_E4 | F1 | Residential | Single Family Moderate Income | New | Space Heating | Natural Gas | Furnace | E4 | RVT - Cost of Equipment | 711.0788 | 711.6654 | 714.1291 | 715.7744 | 712.3846 | 711.2722 | 712.281 | 712.7568 | 713.9268 | 714.8635 | 715.6838 | 716.2892 | 717.1352 | 718.088 | 718.8719 | 719.1713 | 718.9213 | 718.2882 | 716.9592 | 715.1735 | 712.4736 | 709.011 | 705.1711 | 701.3116 | 697.0062 | 692.4346 | 687.6067 | 682.6279 | 677.1524 | 671.4983 | 665.3633 | 659.0812 | 652.1181 | 0 | 0 | 0 | 0 | 0 | 0 | 0 | 0 | 0
F1_Residential_Single Family Moderate Income_New_Space Heating_Natural Gas_Furnace_E5 | F1 | Residential | Single Family Moderate Income | New | Space Heating | Natural Gas | Furnace | E5 | RVT - Cost of Equipment | 568.6521 | 569.1078 | 570.8693 | 572.0783 | 569.7945 | 569.1251 | 569.9562 | 570.4267 | 571.386 | 572.1884 | 572.9197 | 573.2459 | 573.438 | 573.4021 | 572.9094 | 572.1017 | 570.936 | 569.5393 | 567.6995 | 565.5839 | 563.2352 | 560.8195 | 558.1406 | 555.4479 | 552.4443 | 549.2549 | 545.8867 | 542.4133 | 538.5933 | 534.6487 | 530.3686 | 525.9858 | 521.128 | 0 | 0 | 0 | 0 | 0 | 0 | 0 | 0 | 0
F1_Residential_Single Family Moderate Income_New_Space Heating_Natural Gas_Furnace_E6 | F1 | Residential | Single Family Moderate Income | New | Space Heating | Natural Gas | Furnace | E6 | RVT - Cost of Equipment | 478.8649 | 479.2486 | 480.732 | 481.7501 | 479.8269 | 479.2633 | 479.9631 | 480.3593 | 481.1671 | 481.8429 | 482.4587 | 482.7334 | 482.8951 | 482.865 | 482.45 | 481.7698 | 480.7882 | 479.612 | 478.0627 | 476.2812 | 474.3033 | 472.2691 | 470.0131 | 467.7456 | 465.2162 | 462.5305 | 459.6941 | 456.7691 | 453.5522 | 450.2305 | 446.6262 | 442.9354 | 438.8447 | 0 | 0 | 0 | 0 | 0 | 0 | 0 | 0 | 0
F1_Residential_Single Family Moderate Income_New_Space Heating_Natural Gas_Furnace_E7 | F1 | Residential | Single Family Moderate Income | New | Space Heating | Natural Gas | Furnace | E7 | RVT - Cost of Equipment | 0 | 0 | 0 | 0 | 0 | 0 | 0 | 0 | 0 | 0 | 0 | 0 | 0 | 0 | 0 | 0 | 0 | 0 | 0 | 0 | 0 | 0 | 0 | 0 | 0 | 0 | 0 | 0 | 0 | 0 | 0 | 0 | 0 | 0 | 0 | 0 | 0 | 0 | 0 | 0 | 0 | 0
F1_Residential_Single Family Moderate Income_New_Space Heating_Natural Gas_Furnace_E8 | F1 | Residential | Single Family Moderate Income | New | Space Heating | Natural Gas | Furnace | E8 | RVT - Cost of Equipment | 0 | 0 | 0 | 0 | 0 | 0 | 0 | 0 | 0 | 0 | 0 | 0 | 0 | 0 | 0 | 0 | 0 | 0 | 0 | 0 | 0 | 0 | 0 | 0 | 0 | 0 | 0 | 0 | 0 | 0 | 0 | 0 | 0 | 0 | 0 | 0 | 0 | 0 | 0 | 0 | 0 | 0
F1_Residential_Single Family Moderate Income_New_Space Heating_Natural Gas_Furnace_E9 | F1 | Residential | Single Family Moderate Income | New | Space Heating | Natural Gas | Furnace | E9 | RVT - Cost of Equipment | 0 | 0 | 0 | 0 | 0 | 0 | 0 | 0 | 0 | 0 | 0 | 0 | 0 | 0 | 0 | 0 | 0 | 0 | 0 | 0 | 0 | 0 | 0 | 0 | 0 | 0 | 0 | 0 | 0 | 0 | 0 | 0 | 0 | 0 | 0 | 0 | 0 | 0 | 0 | 0 | 0 | 0
F1_Residential_Single Family Moderate Income_New_Space Heating_Natural Gas_Furnace_E10 | F1 | Residential | Single Family Moderate Income | New | Space Heating | Natural Gas | Furnace | E10 | RVT - Cost of Equipment | 0 | 0 | 0 | 0 | 0 | 0 | 0 | 0 | 0 | 0 | 0 | 0 | 0 | 0 | 0 | 0 | 0 | 0 | 0 | 0 | 0 | 0 | 0 | 0 | 0 | 0 | 0 | 0 | 0 | 0 | 0 | 0 | 0 | 0 | 0 | 0 | 0 | 0 | 0 | 0 | 0 | 0
F2_Residential_Single Family Moderate Income_New_Space Heating_Natural Gas_Furnace_E1 | F2 | Residential | Single Family Moderate Income | New | Space Heating | Natural Gas | Furnace | E1 | RVT - Cost of Operation | 1063.5614 | 1064.463 | 1067.5456 | 1069.7456 | 1066.1997 | 0 | 0 | 0 | 0 | 0 | 0 | 0 | 0 | 0 | 0 | 0 | 0 | 0 | 0 | 0 | 0 | 0 | 0 | 0 | 0 | 0 | 0 | 0 | 0 | 0 | 0 | 0 | 0 | 0 | 0 | 0 | 0 | 0 | 0 | 0 | 0 | 0
F2_Residential_Single Family Moderate Income_New_Space Heating_Natural Gas_Furnace_E2 | F2 | Residential | Single Family Moderate Income | New | Space Heating | Natural Gas | Furnace | E2 | RVT - Cost of Operation | 900.3416 | 901.1049 | 903.7144 | 905.5767 | 902.575 | 0 | 0 | 0 | 0 | 0 | 0 | 0 | 0 | 0 | 0 | 0 | 0 | 0 | 0 | 0 | 0 | 0 | 0 | 0 | 0 | 0 | 0 | 0 | 0 | 0 | 0 | 0 | 0 | 0 | 0 | 0 | 0 | 0 | 0 | 0 | 0 | 0
F2_Residential_Single Family Moderate Income_New_Space Heating_Natural Gas_Furnace_E3 | F2 | Residential | Single Family Moderate Income | New | Space Heating | Natural Gas | Furnace | E3 | RVT - Cost of Operation | 870.5057 | 871.2437 | 873.7667 | 875.5673 | 872.6651 | 0 | 0 | 0 | 0 | 0 | 0 | 0 | 0 | 0 | 0 | 0 | 0 | 0 | 0 | 0 | 0 | 0 | 0 | 0 | 0 | 0 | 0 | 0 | 0 | 0 | 0 | 0 | 0 | 0 | 0 | 0 | 0 | 0 | 0 | 0 | 0 | 0
F2_Residential_Single Family Moderate Income_New_Space Heating_Natural Gas_Furnace_E4 | F2 | Residential | Single Family Moderate Income | New | Space Heating | Natural Gas | Furnace | E4 | RVT - Cost of Operation | 709.9322 | 710.5179 | 712.9777 | 714.6203 | 711.2359 | 710.1253 | 711.1325 | 711.6075 | 712.7757 | 713.7109 | 714.5299 | 715.1343 | 715.9789 | 716.9301 | 717.7128 | 718.0117 | 717.7621 | 717.13 | 715.8032 | 714.0203 | 711.3249 | 707.8678 | 704.0341 | 700.1808 | 695.8823 | 691.3182 | 686.498 | 681.5272 | 676.0606 | 670.4156 | 664.2905 | 658.0185 | 651.0667 | 0 | 0 | 0 | 0 | 0 | 0 | 0 | 0 | 0
F2_Residential_Single Family Moderate Income_New_Space Heating_Natural Gas_Furnace_E5 | F2 | Residential | Single Family Moderate Income | New | Space Heating | Natural Gas | Furnace | E5 | RVT - Cost of Operation | 567.7352 | 568.1901 | 569.9488 | 571.1558 | 568.8757 | 568.2075 | 569.0372 | 569.5069 | 570.4647 | 571.2659 | 571.9959 | 572.3216 | 572.5134 | 572.4776 | 571.9856 | 571.1792 | 570.0154 | 568.6209 | 566.7841 | 564.672 | 562.327 | 559.9152 | 557.2407 | 554.5523 | 551.5535 | 548.3693 | 545.0065 | 541.5387 | 537.7248 | 533.7866 | 529.5134 | 525.1377 | 520.2878 | 0 | 0 | 0 | 0 | 0 | 0 | 0 | 0 | 0
F2_Residential_Single Family Moderate Income_New_Space Heating_Natural Gas_Furnace_E6 | F2 | Residential | Single Family Moderate Income | New | Space Heating | Natural Gas | Furnace | E6 | RVT - Cost of Operation | 478.0928 | 478.4759 | 479.9569 | 480.9733 | 479.0532 | 478.4905 | 479.1892 | 479.5848 | 480.3913 | 481.066 | 481.6808 | 481.9551 | 482.1165 | 482.0864 | 481.6721 | 480.993 | 480.013 | 478.8387 | 477.2919 | 475.5133 | 473.5386 | 471.5076 | 469.2553 | 466.9914 | 464.4661 | 461.7847 | 458.9529 | 456.0326 | 452.8209 | 449.5045 | 445.906 | 442.2212 | 438.1371 | 0 | 0 | 0 | 0 | 0 | 0 | 0 | 0 | 0
F2_Residential_Single Family Moderate Income_New_Space Heating_Natural Gas_Furnace_E7 | F2 | Residential | Single Family Moderate Income | New | Space Heating | Natural Gas | Furnace | E7 | RVT - Cost of Operation | 0 | 0 | 0 | 0 | 0 | 0 | 0 | 0 | 0 | 0 | 0 | 0 | 0 | 0 | 0 | 0 | 0 | 0 | 0 | 0 | 0 | 0 | 0 | 0 | 0 | 0 | 0 | 0 | 0 | 0 | 0 | 0 | 0 | 0 | 0 | 0 | 0 | 0 | 0 | 0 | 0 | 0
F2_Residential_Single Family Moderate Income_New_Space Heating_Natural Gas_Furnace_E8 | F2 | Residential | Single Family Moderate Income | New | Space Heating | Natural Gas | Furnace | E8 | RVT - Cost of Operation | 0 | 0 | 0 | 0 | 0 | 0 | 0 | 0 | 0 | 0 | 0 | 0 | 0 | 0 | 0 | 0 | 0 | 0 | 0 | 0 | 0 | 0 | 0 | 0 | 0 | 0 | 0 | 0 | 0 | 0 | 0 | 0 | 0 | 0 | 0 | 0 | 0 | 0 | 0 | 0 | 0 | 0
F2_Residential_Single Family Moderate Income_New_Space Heating_Natural Gas_Furnace_E9 | F2 | Residential | Single Family Moderate Income | New | Space Heating | Natural Gas | Furnace | E9 | RVT - Cost of Operation | 0 | 0 | 0 | 0 | 0 | 0 | 0 | 0 | 0 | 0 | 0 | 0 | 0 | 0 | 0 | 0 | 0 | 0 | 0 | 0 | 0 | 0 | 0 | 0 | 0 | 0 | 0 | 0 | 0 | 0 | 0 | 0 | 0 | 0 | 0 | 0 | 0 | 0 | 0 | 0 | 0 | 0
F2_Residential_Single Family Moderate Income_New_Space Heating_Natural Gas_Furnace_E10 | F2 | Residential | Single Family Moderate Income | New | Space Heating | Natural Gas | Furnace | E10 | RVT - Cost of Operation | 0 | 0 | 0 | 0 | 0 | 0 | 0 | 0 | 0 | 0 | 0 | 0 | 0 | 0 | 0 | 0 | 0 | 0 | 0 | 0 | 0 | 0 | 0 | 0 | 0 | 0 | 0 | 0 | 0 | 0 | 0 | 0 | 0 | 0 | 0 | 0 | 0 | 0 | 0 | 0 | 0 | 0
F3_Residential_Single Family Moderate Income_New_Space Heating_Natural Gas_Furnace_E1 | F3 | Residential | Single Family Moderate Income | New | Space Heating | Natural Gas | Furnace | E1 | System - kBTUs of Consumption | 167.9703 | 167.9703 | 167.9703 | 167.9703 | 167.9703 | 0 | 0 | 0 | 0 | 0 | 0 | 0 | 0 | 0 | 0 | 0 | 0 | 0 | 0 | 0 | 0 | 0 | 0 | 0 | 0 | 0 | 0 | 0 | 0 | 0 | 0 | 0 | 0 | 0 | 0 | 0 | 0 | 0 | 0 | 0 | 0 | 0
F3_Residential_Single Family Moderate Income_New_Space Heating_Natural Gas_Furnace_E2 | F3 | Residential | Single Family Moderate Income | New | Space Heating | Natural Gas | Furnace | E2 | System - kBTUs of Consumption | 203.0039 | 203.0039 | 203.0039 | 203.0039 | 203.0039 | 0 | 0 | 0 | 0 | 0 | 0 | 0 | 0 | 0 | 0 | 0 | 0 | 0 | 0 | 0 | 0 | 0 | 0 | 0 | 0 | 0 | 0 | 0 | 0 | 0 | 0 | 0 | 0 | 0 | 0 | 0 | 0 | 0 | 0 | 0 | 0 | 0
F3_Residential_Single Family Moderate Income_New_Space Heating_Natural Gas_Furnace_E3 | F3 | Residential | Single Family Moderate Income | New | Space Heating | Natural Gas | Furnace | E3 | System - kBTUs of Consumption | 212.1138 | 212.1138 | 212.1138 | 212.1138 | 212.1138 | 0 | 0 | 0 | 0 | 0 | 0 | 0 | 0 | 0 | 0 | 0 | 0 | 0 | 0 | 0 | 0 | 0 | 0 | 0 | 0 | 0 | 0 | 0 | 0 | 0 | 0 | 0 | 0 | 0 | 0 | 0 | 0 | 0 | 0 | 0 | 0 | 0
F3_Residential_Single Family Moderate Income_New_Space Heating_Natural Gas_Furnace_E4 | F3 | Residential | Single Family Moderate Income | New | Space Heating | Natural Gas | Furnace | E4 | System - kBTUs of Consumption | 790.5875 | 790.5875 | 790.5875 | 790.5875 | 790.5875 | 790.5875 | 790.5875 | 790.5875 | 790.5875 | 790.5875 | 790.5875 | 790.5875 | 790.5875 | 790.5875 | 790.5875 | 790.5875 | 790.5875 | 790.5875 | 790.5875 | 790.5875 | 790.5875 | 790.5875 | 790.5875 | 790.5875 | 790.5875 | 790.5875 | 790.5875 | 790.5875 | 790.5875 | 790.5875 | 790.5875 | 790.5875 | 790.5875 | 0 | 0 | 0 | 0 | 0 | 0 | 0 | 0 | 0
F3_Residential_Single Family Moderate Income_New_Space Heating_Natural Gas_Furnace_E5 | F3 | Residential | Single Family Moderate Income | New | Space Heating | Natural Gas | Furnace | E5 | System - kBTUs of Consumption | 377.277 | 377.277 | 377.277 | 377.277 | 377.277 | 377.277 | 377.277 | 377.277 | 377.277 | 377.277 | 377.277 | 377.277 | 377.277 | 377.277 | 377.277 | 377.277 | 377.277 | 377.277 | 377.277 | 377.277 | 377.277 | 377.277 | 377.277 | 377.277 | 377.277 | 377.277 | 377.277 | 377.277 | 377.277 | 377.277 | 377.277 | 377.277 | 377.277 | 0 | 0 | 0 | 0 | 0 | 0 | 0 | 0 | 0
F3_Residential_Single Family Moderate Income_New_Space Heating_Natural Gas_Furnace_E6 | F3 | Residential | Single Family Moderate Income | New | Space Heating | Natural Gas | Furnace | E6 | System - kBTUs of Consumption | 399.6351 | 399.6351 | 399.6351 | 399.6351 | 399.6351 | 399.6351 | 399.6351 | 399.6351 | 399.6351 | 399.6351 | 399.6351 | 399.6351 | 399.6351 | 399.6351 | 399.6351 | 399.6351 | 399.6351 | 399.6351 | 399.6351 | 399.6351 | 399.6351 | 399.6351 | 399.6351 | 399.6351 | 399.6351 | 399.6351 | 399.6351 | 399.6351 | 399.6351 | 399.6351 | 399.6351 | 399.6351 | 399.6351 | 0 | 0 | 0 | 0 | 0 | 0 | 0 | 0 | 0
F3_Residential_Single Family Moderate Income_New_Space Heating_Natural Gas_Furnace_E7 | F3 | Residential | Single Family Moderate Income | New | Space Heating | Natural Gas | Furnace | E7 | System - kBTUs of Consumption | 0 | 0 | 0 | 0 | 0 | 0 | 0 | 0 | 0 | 0 | 0 | 0 | 0 | 0 | 0 | 0 | 0 | 0 | 0 | 0 | 0 | 0 | 0 | 0 | 0 | 0 | 0 | 0 | 0 | 0 | 0 | 0 | 0 | 0 | 0 | 0 | 0 | 0 | 0 | 0 | 0 | 0
F3_Residential_Single Family Moderate Income_New_Space Heating_Natural Gas_Furnace_E8 | F3 | Residential | Single Family Moderate Income | New | Space Heating | Natural Gas | Furnace | E8 | System - kBTUs of Consumption | 0 | 0 | 0 | 0 | 0 | 0 | 0 | 0 | 0 | 0 | 0 | 0 | 0 | 0 | 0 | 0 | 0 | 0 | 0 | 0 | 0 | 0 | 0 | 0 | 0 | 0 | 0 | 0 | 0 | 0 | 0 | 0 | 0 | 0 | 0 | 0 | 0 | 0 | 0 | 0 | 0 | 0
F3_Residential_Single Family Moderate Income_New_Space Heating_Natural Gas_Furnace_E9 | F3 | Residential | Single Family Moderate Income | New | Space Heating | Natural Gas | Furnace | E9 | System - kBTUs of Consumption | 0 | 0 | 0 | 0 | 0 | 0 | 0 | 0 | 0 | 0 | 0 | 0 | 0 | 0 | 0 | 0 | 0 | 0 | 0 | 0 | 0 | 0 | 0 | 0 | 0 | 0 | 0 | 0 | 0 | 0 | 0 | 0 | 0 | 0 | 0 | 0 | 0 | 0 | 0 | 0 | 0 | 0
F3_Residential_Single Family Moderate Income_New_Space Heating_Natural Gas_Furnace_E10 | F3 | Residential | Single Family Moderate Income | New | Space Heating | Natural Gas | Furnace | E10 | System - kBTUs of Consumption | 0 | 0 | 0 | 0 | 0 | 0 | 0 | 0 | 0 | 0 | 0 | 0 | 0 | 0 | 0 | 0 | 0 | 0 | 0 | 0 | 0 | 0 | 0 | 0 | 0 | 0 | 0 | 0 | 0 | 0 | 0 | 0 | 0 | 0 | 0 | 0 | 0 | 0 | 0 | 0 | 0 | 0
F4_Residential_Single Family Moderate Income_New_Space Heating_Natural Gas_Furnace_E1 | F4 | Residential | Single Family Moderate Income | New | Space Heating | Natural Gas | Furnace | E1 | Utility - Cost of Equipment | 1063.5614 | 1064.463 | 1067.5456 | 1069.7456 | 1066.1997 | 0 | 0 | 0 | 0 | 0 | 0 | 0 | 0 | 0 | 0 | 0 | 0 | 0 | 0 | 0 | 0 | 0 | 0 | 0 | 0 | 0 | 0 | 0 | 0 | 0 | 0 | 0 | 0 | 0 | 0 | 0 | 0 | 0 | 0 | 0 | 0 | 0
F4_Residential_Single Family Moderate Income_New_Space Heating_Natural Gas_Furnace_E2 | F4 | Residential | Single Family Moderate Income | New | Space Heating | Natural Gas | Furnace | E2 | Utility - Cost of Equipment | 900.3416 | 901.1049 | 903.7144 | 905.5767 | 902.575 | 0 | 0 | 0 | 0 | 0 | 0 | 0 | 0 | 0 | 0 | 0 | 0 | 0 | 0 | 0 | 0 | 0 | 0 | 0 | 0 | 0 | 0 | 0 | 0 | 0 | 0 | 0 | 0 | 0 | 0 | 0 | 0 | 0 | 0 | 0 | 0 | 0
F4_Residential_Single Family Moderate Income_New_Space Heating_Natural Gas_Furnace_E3 | F4 | Residential | Single Family Moderate Income | New | Space Heating | Natural Gas | Furnace | E3 | Utility - Cost of Equipment | 870.5057 | 871.2437 | 873.7667 | 875.5673 | 872.6651 | 0 | 0 | 0 | 0 | 0 | 0 | 0 | 0 | 0 | 0 | 0 | 0 | 0 | 0 | 0 | 0 | 0 | 0 | 0 | 0 | 0 | 0 | 0 | 0 | 0 | 0 | 0 | 0 | 0 | 0 | 0 | 0 | 0 | 0 | 0 | 0 | 0
F4_Residential_Single Family Moderate Income_New_Space Heating_Natural Gas_Furnace_E4 | F4 | Residential | Single Family Moderate Income | New | Space Heating | Natural Gas | Furnace | E4 | Utility - Cost of Equipment | 709.9322 | 710.5179 | 712.9777 | 714.6203 | 711.2359 | 710.1253 | 711.1325 | 711.6075 | 712.7757 | 713.7109 | 714.5299 | 715.1343 | 715.9789 | 716.9301 | 717.7128 | 718.0117 | 717.7621 | 717.13 | 715.8032 | 714.0203 | 711.3249 | 707.8678 | 704.0341 | 700.1808 | 695.8823 | 691.3182 | 686.498 | 681.5272 | 676.0606 | 670.4156 | 664.2905 | 658.0185 | 651.0667 | 0 | 0 | 0 | 0 | 0 | 0 | 0 | 0 | 0
F4_Residential_Single Family Moderate Income_New_Space Heating_Natural Gas_Furnace_E5 | F4 | Residential | Single Family Moderate Income | New | Space Heating | Natural Gas | Furnace | E5 | Utility - Cost of Equipment | 567.7352 | 568.1901 | 569.9488 | 571.1558 | 568.8757 | 568.2075 | 569.0372 | 569.5069 | 570.4647 | 571.2659 | 571.9959 | 572.3216 | 572.5134 | 572.4776 | 571.9856 | 571.1792 | 570.0154 | 568.6209 | 566.7841 | 564.672 | 562.327 | 559.9152 | 557.2407 | 554.5523 | 551.5535 | 548.3693 | 545.0065 | 541.5387 | 537.7248 | 533.7866 | 529.5134 | 525.1377 | 520.2878 | 0 | 0 | 0 | 0 | 0 | 0 | 0 | 0 | 0
F4_Residential_Single Family Moderate Income_New_Space Heating_Natural Gas_Furnace_E6 | F4 | Residential | Single Family Moderate Income | New | Space Heating | Natural Gas | Furnace | E6 | Utility - Cost of Equipment | 478.0928 | 478.4759 | 479.9569 | 480.9733 | 479.0532 | 478.4905 | 479.1892 | 479.5848 | 480.3913 | 481.066 | 481.6808 | 481.9551 | 482.1165 | 482.0864 | 481.6721 | 480.993 | 480.013 | 478.8387 | 477.2919 | 475.5133 | 473.5386 | 471.5076 | 469.2553 | 466.9914 | 464.4661 | 461.7847 | 458.9529 | 456.0326 | 452.8209 | 449.5045 | 445.906 | 442.2212 | 438.1371 | 0 | 0 | 0 | 0 | 0 | 0 | 0 | 0 | 0
F4_Residential_Single Family Moderate Income_New_Space Heating_Natural Gas_Furnace_E7 | F4 | Residential | Single Family Moderate Income | New | Space Heating | Natural Gas | Furnace | E7 | Utility - Cost of Equipment | 0 | 0 | 0 | 0 | 0 | 0 | 0 | 0 | 0 | 0 | 0 | 0 | 0 | 0 | 0 | 0 | 0 | 0 | 0 | 0 | 0 | 0 | 0 | 0 | 0 | 0 | 0 | 0 | 0 | 0 | 0 | 0 | 0 | 0 | 0 | 0 | 0 | 0 | 0 | 0 | 0 | 0
F4_Residential_Single Family Moderate Income_New_Space Heating_Natural Gas_Furnace_E8 | F4 | Residential | Single Family Moderate Income | New | Space Heating | Natural Gas | Furnace | E8 | Utility - Cost of Equipment | 0 | 0 | 0 | 0 | 0 | 0 | 0 | 0 | 0 | 0 | 0 | 0 | 0 | 0 | 0 | 0 | 0 | 0 | 0 | 0 | 0 | 0 | 0 | 0 | 0 | 0 | 0 | 0 | 0 | 0 | 0 | 0 | 0 | 0 | 0 | 0 | 0 | 0 | 0 | 0 | 0 | 0
F4_Residential_Single Family Moderate Income_New_Space Heating_Natural Gas_Furnace_E9 | F4 | Residential | Single Family Moderate Income | New | Space Heating | Natural Gas | Furnace | E9 | Utility - Cost of Equipment | 0 | 0 | 0 | 0 | 0 | 0 | 0 | 0 | 0 | 0 | 0 | 0 | 0 | 0 | 0 | 0 | 0 | 0 | 0 | 0 | 0 | 0 | 0 | 0 | 0 | 0 | 0 | 0 | 0 | 0 | 0 | 0 | 0 | 0 | 0 | 0 | 0 | 0 | 0 | 0 | 0 | 0
F4_Residential_Single Family Moderate Income_New_Space Heating_Natural Gas_Furnace_E10 | F4 | Residential | Single Family Moderate Income | New | Space Heating | Natural Gas | Furnace | E10 | Utility - Cost of Equipment | 0 | 0 | 0 | 0 | 0 | 0 | 0 | 0 | 0 | 0 | 0 | 0 | 0 | 0 | 0 | 0 | 0 | 0 | 0 | 0 | 0 | 0 | 0 | 0 | 0 | 0 | 0 | 0 | 0 | 0 | 0 | 0 | 0 | 0 | 0 | 0 | 0 | 0 | 0 | 0 | 0 | 0
F5_Residential_Single Family Moderate Income_New_Space Heating_Natural Gas_Furnace_E1 | F5 | Residential | Single Family Moderate Income | New | Space Heating | Natural Gas | Furnace | E1 | Utility - Cost of Operation | 167.9703 | 167.9703 | 167.9703 | 167.9703 | 167.9703 | 0 | 0 | 0 | 0 | 0 | 0 | 0 | 0 | 0 | 0 | 0 | 0 | 0 | 0 | 0 | 0 | 0 | 0 | 0 | 0 | 0 | 0 | 0 | 0 | 0 | 0 | 0 | 0 | 0 | 0 | 0 | 0 | 0 | 0 | 0 | 0 | 0
F5_Residential_Single Family Moderate Income_New_Space Heating_Natural Gas_Furnace_E2 | F5 | Residential | Single Family Moderate Income | New | Space Heating | Natural Gas | Furnace | E2 | Utility - Cost of Operation | 203.0039 | 203.0039 | 203.0039 | 203.0039 | 203.0039 | 0 | 0 | 0 | 0 | 0 | 0 | 0 | 0 | 0 | 0 | 0 | 0 | 0 | 0 | 0 | 0 | 0 | 0 | 0 | 0 | 0 | 0 | 0 | 0 | 0 | 0 | 0 | 0 | 0 | 0 | 0 | 0 | 0 | 0 | 0 | 0 | 0
F5_Residential_Single Family Moderate Income_New_Space Heating_Natural Gas_Furnace_E3 | F5 | Residential | Single Family Moderate Income | New | Space Heating | Natural Gas | Furnace | E3 | Utility - Cost of Operation | 212.1138 | 212.1138 | 212.1138 | 212.1138 | 212.1138 | 0 | 0 | 0 | 0 | 0 | 0 | 0 | 0 | 0 | 0 | 0 | 0 | 0 | 0 | 0 | 0 | 0 | 0 | 0 | 0 | 0 | 0 | 0 | 0 | 0 | 0 | 0 | 0 | 0 | 0 | 0 | 0 | 0 | 0 | 0 | 0 | 0
F5_Residential_Single Family Moderate Income_New_Space Heating_Natural Gas_Furnace_E4 | F5 | Residential | Single Family Moderate Income | New | Space Heating | Natural Gas | Furnace | E4 | Utility - Cost of Operation | 790.5875 | 790.5875 | 790.5875 | 790.5875 | 790.5875 | 790.5875 | 790.5875 | 790.5875 | 790.5875 | 790.5875 | 790.5875 | 790.5875 | 790.5875 | 790.5875 | 790.5875 | 790.5875 | 790.5875 | 790.5875 | 790.5875 | 790.5875 | 790.5875 | 790.5875 | 790.5875 | 790.5875 | 790.5875 | 790.5875 | 790.5875 | 790.5875 | 790.5875 | 790.5875 | 790.5875 | 790.5875 | 790.5875 | 0 | 0 | 0 | 0 | 0 | 0 | 0 | 0 | 0
F5_Residential_Single Family Moderate Income_New_Space Heating_Natural Gas_Furnace_E5 | F5 | Residential | Single Family Moderate Income | New | Space Heating | Natural Gas | Furnace | E5 | Utility - Cost of Operation | 377.277 | 377.277 | 377.277 | 377.277 | 377.277 | 377.277 | 377.277 | 377.277 | 377.277 | 377.277 | 377.277 | 377.277 | 377.277 | 377.277 | 377.277 | 377.277 | 377.277 | 377.277 | 377.277 | 377.277 | 377.277 | 377.277 | 377.277 | 377.277 | 377.277 | 377.277 | 377.277 | 377.277 | 377.277 | 377.277 | 377.277 | 377.277 | 377.277 | 0 | 0 | 0 | 0 | 0 | 0 | 0 | 0 | 0
F5_Residential_Single Family Moderate Income_New_Space Heating_Natural Gas_Furnace_E6 | F5 | Residential | Single Family Moderate Income | New | Space Heating | Natural Gas | Furnace | E6 | Utility - Cost of Operation | 399.6351 | 399.6351 | 399.6351 | 399.6351 | 399.6351 | 399.6351 | 399.6351 | 399.6351 | 399.6351 | 399.6351 | 399.6351 | 399.6351 | 399.6351 | 399.6351 | 399.6351 | 399.6351 | 399.6351 | 399.6351 | 399.6351 | 399.6351 | 399.6351 | 399.6351 | 399.6351 | 399.6351 | 399.6351 | 399.6351 | 399.6351 | 399.6351 | 399.6351 | 399.6351 | 399.6351 | 399.6351 | 399.6351 | 0 | 0 | 0 | 0 | 0 | 0 | 0 | 0 | 0
F5_Residential_Single Family Moderate Income_New_Space Heating_Natural Gas_Furnace_E7 | F5 | Residential | Single Family Moderate Income | New | Space Heating | Natural Gas | Furnace | E7 | Utility - Cost of Operation | 0 | 0 | 0 | 0 | 0 | 0 | 0 | 0 | 0 | 0 | 0 | 0 | 0 | 0 | 0 | 0 | 0 | 0 | 0 | 0 | 0 | 0 | 0 | 0 | 0 | 0 | 0 | 0 | 0 | 0 | 0 | 0 | 0 | 0 | 0 | 0 | 0 | 0 | 0 | 0 | 0 | 0
F5_Residential_Single Family Moderate Income_New_Space Heating_Natural Gas_Furnace_E8 | F5 | Residential | Single Family Moderate Income | New | Space Heating | Natural Gas | Furnace | E8 | Utility - Cost of Operation | 0 | 0 | 0 | 0 | 0 | 0 | 0 | 0 | 0 | 0 | 0 | 0 | 0 | 0 | 0 | 0 | 0 | 0 | 0 | 0 | 0 | 0 | 0 | 0 | 0 | 0 | 0 | 0 | 0 | 0 | 0 | 0 | 0 | 0 | 0 | 0 | 0 | 0 | 0 | 0 | 0 | 0
F5_Residential_Single Family Moderate Income_New_Space Heating_Natural Gas_Furnace_E9 | F5 | Residential | Single Family Moderate Income | New | Space Heating | Natural Gas | Furnace | E9 | Utility - Cost of Operation | 0 | 0 | 0 | 0 | 0 | 0 | 0 | 0 | 0 | 0 | 0 | 0 | 0 | 0 | 0 | 0 | 0 | 0 | 0 | 0 | 0 | 0 | 0 | 0 | 0 | 0 | 0 | 0 | 0 | 0 | 0 | 0 | 0 | 0 | 0 | 0 | 0 | 0 | 0 | 0 | 0 | 0
F5_Residential_Single Family Moderate Income_New_Space Heating_Natural Gas_Furnace_E10 | F5 | Residential | Single Family Moderate Income | New | Space Heating | Natural Gas | Furnace | E10 | Utility - Cost of Operation | 0 | 0 | 0 | 0 | 0 | 0 | 0 | 0 | 0 | 0 | 0 | 0 | 0 | 0 | 0 | 0 | 0 | 0 | 0 | 0 | 0 | 0 | 0 | 0 | 0 | 0 | 0 | 0 | 0 | 0 | 0 | 0 | 0 | 0 | 0 | 0 | 0 | 0 | 0 | 0 | 0 | 0
F6_Residential_Single Family Moderate Income_New_Space Heating_Natural Gas_Furnace_E1 | F6 | Residential | Single Family Moderate Income | New | Space Heating | Natural Gas | Furnace | E1 | Utility - Value of Sales | 529.634 | 528.734 | 528.4213 | 527.608 | 524.6181 | 0 | 0 | 0 | 0 | 0 | 0 | 0 | 0 | 0 | 0 | 0 | 0 | 0 | 0 | 0 | 0 | 0 | 0 | 0 | 0 | 0 | 0 | 0 | 0 | 0 | 0 | 0 | 0 | 0 | 0 | 0 | 0 | 0 | 0 | 0 | 0 | 0
F6_Residential_Single Family Moderate Income_New_Space Heating_Natural Gas_Furnace_E2 | F6 | Residential | Single Family Moderate Income | New | Space Heating | Natural Gas | Furnace | E2 | Utility - Value of Sales | 448.3536 | 447.5917 | 447.3269 | 446.6385 | 444.1074 | 0 | 0 | 0 | 0 | 0 | 0 | 0 | 0 | 0 | 0 | 0 | 0 | 0 | 0 | 0 | 0 | 0 | 0 | 0 | 0 | 0 | 0 | 0 | 0 | 0 | 0 | 0 | 0 | 0 | 0 | 0 | 0 | 0 | 0 | 0 | 0 | 0
F6_Residential_Single Family Moderate Income_New_Space Heating_Natural Gas_Furnace_E3 | F6 | Residential | Single Family Moderate Income | New | Space Heating | Natural Gas | Furnace | E3 | Utility - Value of Sales | 433.4958 | 432.7592 | 432.5032 | 431.8376 | 429.3904 | 0 | 0 | 0 | 0 | 0 | 0 | 0 | 0 | 0 | 0 | 0 | 0 | 0 | 0 | 0 | 0 | 0 | 0 | 0 | 0 | 0 | 0 | 0 | 0 | 0 | 0 | 0 | 0 | 0 | 0 | 0 | 0 | 0 | 0 | 0 | 0 | 0
F6_Residential_Single Family Moderate Income_New_Space Heating_Natural Gas_Furnace_E4 | F6 | Residential | Single Family Moderate Income | New | Space Heating | Natural Gas | Furnace | E4 | Utility - Value of Sales | 357.8487 | 357.8523 | 358.417 | 358.5033 | 356.5097 | 354.5162 | 352.5226 | 350.5292 | 348.5359 | 346.5427 | 344.5495 | 342.5565 | 340.5637 | 338.571 | 336.5782 | 334.6046 | 332.669 | 330.7904 | 328.9876 | 327.2799 | 325.686 | 324.2251 | 322.8967 | 321.7014 | 320.6388 | 319.7092 | 318.912 | 318.2479 | 317.7166 | 317.318 | 317.0522 | 316.9193 | 316.9193 | 0 | 0 | 0 | 0 | 0 | 0 | 0 | 0 | 0
F6_Residential_Single Family Moderate Income_New_Space Heating_Natural Gas_Furnace_E5 | F6 | Residential | Single Family Moderate Income | New | Space Heating | Natural Gas | Furnace | E5 | Utility - Value of Sales | 284.6887 | 284.4253 | 284.536 | 284.3279 | 282.7331 | 281.1384 | 279.5437 | 277.9491 | 276.3547 | 274.7603 | 273.1658 | 271.5814 | 270.0167 | 268.4816 | 266.9858 | 265.5394 | 264.152 | 262.8335 | 261.5936 | 260.4425 | 259.3799 | 258.406 | 257.5204 | 256.7235 | 256.0151 | 255.3954 | 254.8639 | 254.4212 | 254.067 | 253.8013 | 253.624 | 253.5355 | 253.5355 | 0 | 0 | 0 | 0 | 0 | 0 | 0 | 0 | 0
F6_Residential_Single Family Moderate Income_New_Space Heating_Natural Gas_Furnace_E6 | F6 | Residential | Single Family Moderate Income | New | Space Heating | Natural Gas | Furnace | E6 | Utility - Value of Sales | 239.7378 | 239.516 | 239.6093 | 239.434 | 238.091 | 236.7481 | 235.4052 | 234.0624 | 232.7197 | 231.3771 | 230.0344 | 228.7001 | 227.3825 | 226.0898 | 224.8302 | 223.6121 | 222.4438 | 221.3335 | 220.2894 | 219.32 | 218.4252 | 217.605 | 216.8593 | 216.1882 | 215.5917 | 215.0698 | 214.6222 | 214.2494 | 213.9511 | 213.7274 | 213.5781 | 213.5036 | 213.5036 | 0 | 0 | 0 | 0 | 0 | 0 | 0 | 0 | 0
F6_Residential_Single Family Moderate Income_New_Space Heating_Natural Gas_Furnace_E7 | F6 | Residential | Single Family Moderate Income | New | Space Heating | Natural Gas | Furnace | E7 | Utility - Value of Sales | 0 | 0 | 0 | 0 | 0 | 0 | 0 | 0 | 0 | 0 | 0 | 0 | 0 | 0 | 0 | 0 | 0 | 0 | 0 | 0 | 0 | 0 | 0 | 0 | 0 | 0 | 0 | 0 | 0 | 0 | 0 | 0 | 0 | 0 | 0 | 0 | 0 | 0 | 0 | 0 | 0 | 0
F6_Residential_Single Family Moderate Income_New_Space Heating_Natural Gas_Furnace_E8 | F6 | Residential | Single Family Moderate Income | New | Space Heating | Natural Gas | Furnace | E8 | Utility - Value of Sales | 0 | 0 | 0 | 0 | 0 | 0 | 0 | 0 | 0 | 0 | 0 | 0 | 0 | 0 | 0 | 0 | 0 | 0 | 0 | 0 | 0 | 0 | 0 | 0 | 0 | 0 | 0 | 0 | 0 | 0 | 0 | 0 | 0 | 0 | 0 | 0 | 0 | 0 | 0 | 0 | 0 | 0
F6_Residential_Single Family Moderate Income_New_Space Heating_Natural Gas_Furnace_E9 | F6 | Residential | Single Family Moderate Income | New | Space Heating | Natural Gas | Furnace | E9 | Utility - Value of Sales | 0 | 0 | 0 | 0 | 0 | 0 | 0 | 0 | 0 | 0 | 0 | 0 | 0 | 0 | 0 | 0 | 0 | 0 | 0 | 0 | 0 | 0 | 0 | 0 | 0 | 0 | 0 | 0 | 0 | 0 | 0 | 0 | 0 | 0 | 0 | 0 | 0 | 0 | 0 | 0 | 0 | 0
F6_Residential_Single Family Moderate Income_New_Space Heating_Natural Gas_Furnace_E10 | F6 | Residential | Single Family Moderate Income | New | Space Heating | Natural Gas | Furnace | E10 | Utility - Value of Sales | 0 | 0 | 0 | 0 | 0 | 0 | 0 | 0 | 0 | 0 | 0 | 0 | 0 | 0 | 0 | 0 | 0 | 0 | 0 | 0 | 0 | 0 | 0 | 0 | 0 | 0 | 0 | 0 | 0 | 0 | 0 | 0 | 0 | 0 | 0 | 0 | 0 | 0 | 0 | 0 | 0 | 0
F1_Residential_Single Family Moderate Income_New_Space Heating_Natural Gas_Boiler_E1 | F1 | Residential | Single Family Moderate Income | New | Space Heating | Natural Gas | Boiler | E1 | RVT - Cost of Equipment | 637.0637 | 637.6556 | 0 | 0 | 0 | 0 | 0 | 0 | 0 | 0 | 0 | 0 | 0 | 0 | 0 | 0 | 0 | 0 | 0 | 0 | 0 | 0 | 0 | 0 | 0 | 0 | 0 | 0 | 0 | 0 | 0 | 0 | 0 | 0 | 0 | 0 | 0 | 0 | 0 | 0 | 0 | 0
F1_Residential_Single Family Moderate Income_New_Space Heating_Natural Gas_Boiler_E2 | F1 | Residential | Single Family Moderate Income | New | Space Heating | Natural Gas | Boiler | E2 | RVT - Cost of Equipment | 623.2836 | 623.8627 | 625.6112 | 626.7538 | 624.7084 | 0 | 0 | 0 | 0 | 0 | 0 | 0 | 0 | 0 | 0 | 0 | 0 | 0 | 0 | 0 | 0 | 0 | 0 | 0 | 0 | 0 | 0 | 0 | 0 | 0 | 0 | 0 | 0 | 0 | 0 | 0 | 0 | 0 | 0 | 0 | 0 | 0
F1_Residential_Single Family Moderate Income_New_Space Heating_Natural Gas_Boiler_E3 | F1 | Residential | Single Family Moderate Income | New | Space Heating | Natural Gas | Boiler | E3 | RVT - Cost of Equipment | 614.8036 | 615.3748 | 617.0995 | 618.2265 | 616.2089 | 0 | 0 | 0 | 0 | 0 | 0 | 0 | 0 | 0 | 0 | 0 | 0 | 0 | 0 | 0 | 0 | 0 | 0 | 0 | 0 | 0 | 0 | 0 | 0 | 0 | 0 | 0 | 0 | 0 | 0 | 0 | 0 | 0 | 0 | 0 | 0 | 0
F1_Residential_Single Family Moderate Income_New_Space Heating_Natural Gas_Boiler_E4 | F1 | Residential | Single Family Moderate Income | New | Space Heating | Natural Gas | Boiler | E4 | RVT - Cost of Equipment | 577.7033 | 578.2401 | 579.8607 | 580.9197 | 579.0239 | 0 | 0 | 0 | 0 | 0 | 0 | 0 | 0 | 0 | 0 | 0 | 0 | 0 | 0 | 0 | 0 | 0 | 0 | 0 | 0 | 0 | 0 | 0 | 0 | 0 | 0 | 0 | 0 | 0 | 0 | 0 | 0 | 0 | 0 | 0 | 0 | 0
F1_Residential_Single Family Moderate Income_New_Space Heating_Natural Gas_Boiler_E5 | F1 | Residential | Single Family Moderate Income | New | Space Heating | Natural Gas | Boiler | E5 | RVT - Cost of Equipment | 537.4231 | 537.9224 | 539.43 | 540.4152 | 538.6516 | 0 | 0 | 0 | 0 | 0 | 0 | 0 | 0 | 0 | 0 | 0 | 0 | 0 | 0 | 0 | 0 | 0 | 0 | 0 | 0 | 0 | 0 | 0 | 0 | 0 | 0 | 0 | 0 | 0 | 0 | 0 | 0 | 0 | 0 | 0 | 0 | 0
F1_Residential_Single Family Moderate Income_New_Space Heating_Natural Gas_Boiler_E6 | F1 | Residential | Single Family Moderate Income | New | Space Heating | Natural Gas | Boiler | E6 | RVT - Cost of Equipment | 427.4598 | 427.8124 | 429.2935 | 430.2825 | 428.2447 | 427.576 | 428.1824 | 428.4685 | 429.1718 | 429.7349 | 430.2281 | 430.592 | 431.1005 | 431.6733 | 432.1445 | 432.3245 | 432.1743 | 431.7937 | 430.9947 | 429.9212 | 428.2983 | 426.2168 | 423.9084 | 421.5883 | 419.0001 | 416.252 | 413.3497 | 410.3567 | 407.0652 | 403.6663 | 399.9782 | 396.2018 | 392.016 | 0 | 0 | 0 | 0 | 0 | 0 | 0 | 0 | 0
F1_Residential_Single Family Moderate Income_New_Space Heating_Natural Gas_Boiler_E7 | F1 | Residential | Single Family Moderate Income | New | Space Heating | Natural Gas | Boiler | E7 | RVT - Cost of Equipment | 341.841 | 342.1149 | 343.1738 | 343.9006 | 342.5277 | 342.1254 | 342.625 | 342.9078 | 343.4845 | 343.9669 | 344.4064 | 344.6026 | 344.718 | 344.6965 | 344.4003 | 343.9147 | 343.214 | 342.3743 | 341.2684 | 339.9966 | 338.5847 | 337.1325 | 335.5221 | 333.9034 | 332.0978 | 330.1806 | 328.1558 | 326.0677 | 323.7714 | 321.4001 | 318.8272 | 316.1925 | 313.2723 | 0 | 0 | 0 | 0 | 0 | 0 | 0 | 0 | 0
F1_Residential_Single Family Moderate Income_New_Space Heating_Natural Gas_Boiler_E8 | F1 | Residential | Single Family Moderate Income | New | Space Heating | Natural Gas | Boiler | E8 | RVT - Cost of Equipment | 287.8661 | 288.0968 | 288.9885 | 289.6005 | 288.4444 | 288.1056 | 288.5263 | 288.7645 | 289.2501 | 289.6563 | 290.0265 | 290.1916 | 290.2889 | 290.2707 | 290.0213 | 289.6124 | 289.0223 | 288.3152 | 287.3839 | 286.3129 | 285.1239 | 283.9011 | 282.5449 | 281.1818 | 279.6613 | 278.0468 | 276.3417 | 274.5833 | 272.6496 | 270.6527 | 268.486 | 266.2674 | 263.8082 | 0 | 0 | 0 | 0 | 0 | 0 | 0 | 0 | 0
F1_Residential_Single Family Moderate Income_New_Space Heating_Natural Gas_Boiler_E9 | F1 | Residential | Single Family Moderate Income | New | Space Heating | Natural Gas | Boiler | E9 | RVT - Cost of Equipment | 0 | 0 | 0 | 0 | 0 | 0 | 0 | 0 | 0 | 0 | 0 | 0 | 0 | 0 | 0 | 0 | 0 | 0 | 0 | 0 | 0 | 0 | 0 | 0 | 0 | 0 | 0 | 0 | 0 | 0 | 0 | 0 | 0 | 0 | 0 | 0 | 0 | 0 | 0 | 0 | 0 | 0
F1_Residential_Single Family Moderate Income_New_Space Heating_Natural Gas_Boiler_E10 | F1 | Residential | Single Family Moderate Income | New | Space Heating | Natural Gas | Boiler | E10 | RVT - Cost of Equipment | 0 | 0 | 0 | 0 | 0 | 0 | 0 | 0 | 0 | 0 | 0 | 0 | 0 | 0 | 0 | 0 | 0 | 0 | 0 | 0 | 0 | 0 | 0 | 0 | 0 | 0 | 0 | 0 | 0 | 0 | 0 | 0 | 0 | 0 | 0 | 0 | 0 | 0 | 0 | 0 | 0 | 0
F2_Residential_Single Family Moderate Income_New_Space Heating_Natural Gas_Boiler_E1 | F2 | Residential | Single Family Moderate Income | New | Space Heating | Natural Gas | Boiler | E1 | RVT - Cost of Operation | 636.0365 | 636.6274 | 0 | 0 | 0 | 0 | 0 | 0 | 0 | 0 | 0 | 0 | 0 | 0 | 0 | 0 | 0 | 0 | 0 | 0 | 0 | 0 | 0 | 0 | 0 | 0 | 0 | 0 | 0 | 0 | 0 | 0 | 0 | 0 | 0 | 0 | 0 | 0 | 0 | 0 | 0 | 0
F2_Residential_Single Family Moderate Income_New_Space Heating_Natural Gas_Boiler_E2 | F2 | Residential | Single Family Moderate Income | New | Space Heating | Natural Gas | Boiler | E2 | RVT - Cost of Operation | 622.2786 | 622.8568 | 624.6024 | 625.7432 | 623.7011 | 0 | 0 | 0 | 0 | 0 | 0 | 0 | 0 | 0 | 0 | 0 | 0 | 0 | 0 | 0 | 0 | 0 | 0 | 0 | 0 | 0 | 0 | 0 | 0 | 0 | 0 | 0 | 0 | 0 | 0 | 0 | 0 | 0 | 0 | 0 | 0 | 0
F2_Residential_Single Family Moderate Income_New_Space Heating_Natural Gas_Boiler_E3 | F2 | Residential | Single Family Moderate Income | New | Space Heating | Natural Gas | Boiler | E3 | RVT - Cost of Operation | 613.8123 | 614.3825 | 616.1045 | 617.2297 | 615.2154 | 0 | 0 | 0 | 0 | 0 | 0 | 0 | 0 | 0 | 0 | 0 | 0 | 0 | 0 | 0 | 0 | 0 | 0 | 0 | 0 | 0 | 0 | 0 | 0 | 0 | 0 | 0 | 0 | 0 | 0 | 0 | 0 | 0 | 0 | 0 | 0 | 0
F2_Residential_Single Family Moderate Income_New_Space Heating_Natural Gas_Boiler_E4 | F2 | Residential | Single Family Moderate Income | New | Space Heating | Natural Gas | Boiler | E4 | RVT - Cost of Operation | 576.7719 | 577.3077 | 578.9257 | 579.9831 | 578.0903 | 0 | 0 | 0 | 0 | 0 | 0 | 0 | 0 | 0 | 0 | 0 | 0 | 0 | 0 | 0 | 0 | 0 | 0 | 0 | 0 | 0 | 0 | 0 | 0 | 0 | 0 | 0 | 0 | 0 | 0 | 0 | 0 | 0 | 0 | 0 | 0 | 0
F2_Residential_Single Family Moderate Income_New_Space Heating_Natural Gas_Boiler_E5 | F2 | Residential | Single Family Moderate Income | New | Space Heating | Natural Gas | Boiler | E5 | RVT - Cost of Operation | 536.5566 | 537.0551 | 538.5603 | 539.5439 | 537.7831 | 0 | 0 | 0 | 0 | 0 | 0 | 0 | 0 | 0 | 0 | 0 | 0 | 0 | 0 | 0 | 0 | 0 | 0 | 0 | 0 | 0 | 0 | 0 | 0 | 0 | 0 | 0 | 0 | 0 | 0 | 0 | 0 | 0 | 0 | 0 | 0 | 0
F2_Residential_Single Family Moderate Income_New_Space Heating_Natural Gas_Boiler_E6 | F2 | Residential | Single Family Moderate Income | New | Space Heating | Natural Gas | Boiler | E6 | RVT - Cost of Operation | 426.7705 | 427.1226 | 428.6013 | 429.5887 | 427.5542 | 426.8866 | 427.492 | 427.7776 | 428.4798 | 429.042 | 429.5344 | 429.8977 | 430.4054 | 430.9772 | 431.4477 | 431.6274 | 431.4774 | 431.0974 | 430.2998 | 429.228 | 427.6077 | 425.5295 | 423.2249 | 420.9085 | 418.3245 | 415.5808 | 412.6832 | 409.6951 | 406.4088 | 403.0154 | 399.3333 | 395.5629 | 391.3839 | 0 | 0 | 0 | 0 | 0 | 0 | 0 | 0 | 0
F2_Residential_Single Family Moderate Income_New_Space Heating_Natural Gas_Boiler_E7 | F2 | Residential | Single Family Moderate Income | New | Space Heating | Natural Gas | Boiler | E7 | RVT - Cost of Operation | 341.2898 | 341.5633 | 342.6205 | 343.3461 | 341.9754 | 341.5737 | 342.0725 | 342.3549 | 342.9306 | 343.4123 | 343.8511 | 344.0469 | 344.1622 | 344.1407 | 343.8449 | 343.3602 | 342.6606 | 341.8223 | 340.7181 | 339.4484 | 338.0388 | 336.5889 | 334.9811 | 333.3651 | 331.5623 | 329.6482 | 327.6266 | 325.542 | 323.2493 | 320.8819 | 318.3131 | 315.6827 | 312.7672 | 0 | 0 | 0 | 0 | 0 | 0 | 0 | 0 | 0
F2_Residential_Single Family Moderate Income_New_Space Heating_Natural Gas_Boiler_E8 | F2 | Residential | Single Family Moderate Income | New | Space Heating | Natural Gas | Boiler | E8 | RVT - Cost of Operation | 287.402 | 287.6323 | 288.5225 | 289.1336 | 287.9793 | 287.641 | 288.0611 | 288.2989 | 288.7837 | 289.1893 | 289.5588 | 289.7237 | 289.8208 | 289.8027 | 289.5536 | 289.1454 | 288.5563 | 287.8503 | 286.9205 | 285.8513 | 284.6642 | 283.4433 | 282.0894 | 280.7285 | 279.2104 | 277.5985 | 275.8961 | 274.1406 | 272.21 | 270.2163 | 268.0531 | 265.838 | 263.3829 | 0 | 0 | 0 | 0 | 0 | 0 | 0 | 0 | 0
F2_Residential_Single Family Moderate Income_New_Space Heating_Natural Gas_Boiler_E9 | F2 | Residential | Single Family Moderate Income | New | Space Heating | Natural Gas | Boiler | E9 | RVT - Cost of Operation | 0 | 0 | 0 | 0 | 0 | 0 | 0 | 0 | 0 | 0 | 0 | 0 | 0 | 0 | 0 | 0 | 0 | 0 | 0 | 0 | 0 | 0 | 0 | 0 | 0 | 0 | 0 | 0 | 0 | 0 | 0 | 0 | 0 | 0 | 0 | 0 | 0 | 0 | 0 | 0 | 0 | 0
F2_Residential_Single Family Moderate Income_New_Space Heating_Natural Gas_Boiler_E10 | F2 | Residential | Single Family Moderate Income | New | Space Heating | Natural Gas | Boiler | E10 | RVT - Cost of Operation | 0 | 0 | 0 | 0 | 0 | 0 | 0 | 0 | 0 | 0 | 0 | 0 | 0 | 0 | 0 | 0 | 0 | 0 | 0 | 0 | 0 | 0 | 0 | 0 | 0 | 0 | 0 | 0 | 0 | 0 | 0 | 0 | 0 | 0 | 0 | 0 | 0 | 0 | 0 | 0 | 0 | 0
F3_Residential_Single Family Moderate Income_New_Space Heating_Natural Gas_Boiler_E1 | F3 | Residential | Single Family Moderate Income | New | Space Heating | Natural Gas | Boiler | E1 | System - kBTUs of Consumption | 128.5283 | 128.5283 | 0 | 0 | 0 | 0 | 0 | 0 | 0 | 0 | 0 | 0 | 0 | 0 | 0 | 0 | 0 | 0 | 0 | 0 | 0 | 0 | 0 | 0 | 0 | 0 | 0 | 0 | 0 | 0 | 0 | 0 | 0 | 0 | 0 | 0 | 0 | 0 | 0 | 0 | 0 | 0
F3_Residential_Single Family Moderate Income_New_Space Heating_Natural Gas_Boiler_E2 | F3 | Residential | Single Family Moderate Income | New | Space Heating | Natural Gas | Boiler | E2 | System - kBTUs of Consumption | 158.8826 | 158.8826 | 158.8826 | 158.8826 | 158.8826 | 0 | 0 | 0 | 0 | 0 | 0 | 0 | 0 | 0 | 0 | 0 | 0 | 0 | 0 | 0 | 0 | 0 | 0 | 0 | 0 | 0 | 0 | 0 | 0 | 0 | 0 | 0 | 0 | 0 | 0 | 0 | 0 | 0 | 0 | 0 | 0 | 0
F3_Residential_Single Family Moderate Income_New_Space Heating_Natural Gas_Boiler_E3 | F3 | Residential | Single Family Moderate Income | New | Space Heating | Natural Gas | Boiler | E3 | System - kBTUs of Consumption | 180.5333 | 180.5333 | 180.5333 | 180.5333 | 180.5333 | 0 | 0 | 0 | 0 | 0 | 0 | 0 | 0 | 0 | 0 | 0 | 0 | 0 | 0 | 0 | 0 | 0 | 0 | 0 | 0 | 0 | 0 | 0 | 0 | 0 | 0 | 0 | 0 | 0 | 0 | 0 | 0 | 0 | 0 | 0 | 0 | 0
F3_Residential_Single Family Moderate Income_New_Space Heating_Natural Gas_Boiler_E4 | F3 | Residential | Single Family Moderate Income | New | Space Heating | Natural Gas | Boiler | E4 | System - kBTUs of Consumption | 188.8605 | 188.8605 | 188.8605 | 188.8605 | 188.8605 | 0 | 0 | 0 | 0 | 0 | 0 | 0 | 0 | 0 | 0 | 0 | 0 | 0 | 0 | 0 | 0 | 0 | 0 | 0 | 0 | 0 | 0 | 0 | 0 | 0 | 0 | 0 | 0 | 0 | 0 | 0 | 0 | 0 | 0 | 0 | 0 | 0
F3_Residential_Single Family Moderate Income_New_Space Heating_Natural Gas_Boiler_E5 | F3 | Residential | Single Family Moderate Income | New | Space Heating | Natural Gas | Boiler | E5 | System - kBTUs of Consumption | 212.5768 | 212.5768 | 212.5768 | 212.5768 | 212.5768 | 0 | 0 | 0 | 0 | 0 | 0 | 0 | 0 | 0 | 0 | 0 | 0 | 0 | 0 | 0 | 0 | 0 | 0 | 0 | 0 | 0 | 0 | 0 | 0 | 0 | 0 | 0 | 0 | 0 | 0 | 0 | 0 | 0 | 0 | 0 | 0 | 0
F3_Residential_Single Family Moderate Income_New_Space Heating_Natural Gas_Boiler_E6 | F3 | Residential | Single Family Moderate Income | New | Space Heating | Natural Gas | Boiler | E6 | System - kBTUs of Consumption | 988.2344 | 988.2344 | 988.2344 | 988.2344 | 988.2344 | 988.2344 | 988.2344 | 988.2344 | 988.2344 | 988.2344 | 988.2344 | 988.2344 | 988.2344 | 988.2344 | 988.2344 | 988.2344 | 988.2344 | 988.2344 | 988.2344 | 988.2344 | 988.2344 | 988.2344 | 988.2344 | 988.2344 | 988.2344 | 988.2344 | 988.2344 | 988.2344 | 988.2344 | 988.2344 | 988.2344 | 988.2344 | 988.2344 | 0 | 0 | 0 | 0 | 0 | 0 | 0 | 0 | 0
F3_Residential_Single Family Moderate Income_New_Space Heating_Natural Gas_Boiler_E7 | F3 | Residential | Single Family Moderate Income | New | Space Heating | Natural Gas | Boiler | E7 | System - kBTUs of Consumption | 471.5962 | 471.5962 | 471.5962 | 471.5962 | 471.5962 | 471.5962 | 471.5962 | 471.5962 | 471.5962 | 471.5962 | 471.5962 | 471.5962 | 471.5962 | 471.5962 | 471.5962 | 471.5962 | 471.5962 | 471.5962 | 471.5962 | 471.5962 | 471.5962 | 471.5962 | 471.5962 | 471.5962 | 471.5962 | 471.5962 | 471.5962 | 471.5962 | 471.5962 | 471.5962 | 471.5962 | 471.5962 | 471.5962 | 0 | 0 | 0 | 0 | 0 | 0 | 0 | 0 | 0
F3_Residential_Single Family Moderate Income_New_Space Heating_Natural Gas_Boiler_E8 | F3 | Residential | Single Family Moderate Income | New | Space Heating | Natural Gas | Boiler | E8 | System - kBTUs of Consumption | 499.5439 | 499.5439 | 499.5439 | 499.5439 | 499.5439 | 499.5439 | 499.5439 | 499.5439 | 499.5439 | 499.5439 | 499.5439 | 499.5439 | 499.5439 | 499.5439 | 499.5439 | 499.5439 | 499.5439 | 499.5439 | 499.5439 | 499.5439 | 499.5439 | 499.5439 | 499.5439 | 499.5439 | 499.5439 | 499.5439 | 499.5439 | 499.5439 | 499.5439 | 499.5439 | 499.5439 | 499.5439 | 499.5439 | 0 | 0 | 0 | 0 | 0 | 0 | 0 | 0 | 0
F3_Residential_Single Family Moderate Income_New_Space Heating_Natural Gas_Boiler_E9 | F3 | Residential | Single Family Moderate Income | New | Space Heating | Natural Gas | Boiler | E9 | System - kBTUs of Consumption | 0 | 0 | 0 | 0 | 0 | 0 | 0 | 0 | 0 | 0 | 0 | 0 | 0 | 0 | 0 | 0 | 0 | 0 | 0 | 0 | 0 | 0 | 0 | 0 | 0 | 0 | 0 | 0 | 0 | 0 | 0 | 0 | 0 | 0 | 0 | 0 | 0 | 0 | 0 | 0 | 0 | 0
F3_Residential_Single Family Moderate Income_New_Space Heating_Natural Gas_Boiler_E10 | F3 | Residential | Single Family Moderate Income | New | Space Heating | Natural Gas | Boiler | E10 | System - kBTUs of Consumption | 0 | 0 | 0 | 0 | 0 | 0 | 0 | 0 | 0 | 0 | 0 | 0 | 0 | 0 | 0 | 0 | 0 | 0 | 0 | 0 | 0 | 0 | 0 | 0 | 0 | 0 | 0 | 0 | 0 | 0 | 0 | 0 | 0 | 0 | 0 | 0 | 0 | 0 | 0 | 0 | 0 | 0
F4_Residential_Single Family Moderate Income_New_Space Heating_Natural Gas_Boiler_E1 | F4 | Residential | Single Family Moderate Income | New | Space Heating | Natural Gas | Boiler | E1 | Utility - Cost of Equipment | 636.0365 | 636.6274 | 0 | 0 | 0 | 0 | 0 | 0 | 0 | 0 | 0 | 0 | 0 | 0 | 0 | 0 | 0 | 0 | 0 | 0 | 0 | 0 | 0 | 0 | 0 | 0 | 0 | 0 | 0 | 0 | 0 | 0 | 0 | 0 | 0 | 0 | 0 | 0 | 0 | 0 | 0 | 0
F4_Residential_Single Family Moderate Income_New_Space Heating_Natural Gas_Boiler_E2 | F4 | Residential | Single Family Moderate Income | New | Space Heating | Natural Gas | Boiler | E2 | Utility - Cost of Equipment | 622.2786 | 622.8568 | 624.6024 | 625.7432 | 623.7011 | 0 | 0 | 0 | 0 | 0 | 0 | 0 | 0 | 0 | 0 | 0 | 0 | 0 | 0 | 0 | 0 | 0 | 0 | 0 | 0 | 0 | 0 | 0 | 0 | 0 | 0 | 0 | 0 | 0 | 0 | 0 | 0 | 0 | 0 | 0 | 0 | 0
F4_Residential_Single Family Moderate Income_New_Space Heating_Natural Gas_Boiler_E3 | F4 | Residential | Single Family Moderate Income | New | Space Heating | Natural Gas | Boiler | E3 | Utility - Cost of Equipment | 613.8123 | 614.3825 | 616.1045 | 617.2297 | 615.2154 | 0 | 0 | 0 | 0 | 0 | 0 | 0 | 0 | 0 | 0 | 0 | 0 | 0 | 0 | 0 | 0 | 0 | 0 | 0 | 0 | 0 | 0 | 0 | 0 | 0 | 0 | 0 | 0 | 0 | 0 | 0 | 0 | 0 | 0 | 0 | 0 | 0
F4_Residential_Single Family Moderate Income_New_Space Heating_Natural Gas_Boiler_E4 | F4 | Residential | Single Family Moderate Income | New | Space Heating | Natural Gas | Boiler | E4 | Utility - Cost of Equipment | 576.7719 | 577.3077 | 578.9257 | 579.9831 | 578.0903 | 0 | 0 | 0 | 0 | 0 | 0 | 0 | 0 | 0 | 0 | 0 | 0 | 0 | 0 | 0 | 0 | 0 | 0 | 0 | 0 | 0 | 0 | 0 | 0 | 0 | 0 | 0 | 0 | 0 | 0 | 0 | 0 | 0 | 0 | 0 | 0 | 0
F4_Residential_Single Family Moderate Income_New_Space Heating_Natural Gas_Boiler_E5 | F4 | Residential | Single Family Moderate Income | New | Space Heating | Natural Gas | Boiler | E5 | Utility - Cost of Equipment | 536.5566 | 537.0551 | 538.5603 | 539.5439 | 537.7831 | 0 | 0 | 0 | 0 | 0 | 0 | 0 | 0 | 0 | 0 | 0 | 0 | 0 | 0 | 0 | 0 | 0 | 0 | 0 | 0 | 0 | 0 | 0 | 0 | 0 | 0 | 0 | 0 | 0 | 0 | 0 | 0 | 0 | 0 | 0 | 0 | 0
F4_Residential_Single Family Moderate Income_New_Space Heating_Natural Gas_Boiler_E6 | F4 | Residential | Single Family Moderate Income | New | Space Heating | Natural Gas | Boiler | E6 | Utility - Cost of Equipment | 426.7705 | 427.1226 | 428.6013 | 429.5887 | 427.5542 | 426.8866 | 427.492 | 427.7776 | 428.4798 | 429.042 | 429.5344 | 429.8977 | 430.4054 | 430.9772 | 431.4477 | 431.6274 | 431.4774 | 431.0974 | 430.2998 | 429.228 | 427.6077 | 425.5295 | 423.2249 | 420.9085 | 418.3245 | 415.5808 | 412.6832 | 409.6951 | 406.4088 | 403.0154 | 399.3333 | 395.5629 | 391.3839 | 0 | 0 | 0 | 0 | 0 | 0 | 0 | 0 | 0
F4_Residential_Single Family Moderate Income_New_Space Heating_Natural Gas_Boiler_E7 | F4 | Residential | Single Family Moderate Income | New | Space Heating | Natural Gas | Boiler | E7 | Utility - Cost of Equipment | 341.2898 | 341.5633 | 342.6205 | 343.3461 | 341.9754 | 341.5737 | 342.0725 | 342.3549 | 342.9306 | 343.4123 | 343.8511 | 344.0469 | 344.1622 | 344.1407 | 343.8449 | 343.3602 | 342.6606 | 341.8223 | 340.7181 | 339.4484 | 338.0388 | 336.5889 | 334.9811 | 333.3651 | 331.5623 | 329.6482 | 327.6266 | 325.542 | 323.2493 | 320.8819 | 318.3131 | 315.6827 | 312.7672 | 0 | 0 | 0 | 0 | 0 | 0 | 0 | 0 | 0
F4_Residential_Single Family Moderate Income_New_Space Heating_Natural Gas_Boiler_E8 | F4 | Residential | Single Family Moderate Income | New | Space Heating | Natural Gas | Boiler | E8 | Utility - Cost of Equipment | 287.402 | 287.6323 | 288.5225 | 289.1336 | 287.9793 | 287.641 | 288.0611 | 288.2989 | 288.7837 | 289.1893 | 289.5588 | 289.7237 | 289.8208 | 289.8027 | 289.5536 | 289.1454 | 288.5563 | 287.8503 | 286.9205 | 285.8513 | 284.6642 | 283.4433 | 282.0894 | 280.7285 | 279.2104 | 277.5985 | 275.8961 | 274.1406 | 272.21 | 270.2163 | 268.0531 | 265.838 | 263.3829 | 0 | 0 | 0 | 0 | 0 | 0 | 0 | 0 | 0
F4_Residential_Single Family Moderate Income_New_Space Heating_Natural Gas_Boiler_E9 | F4 | Residential | Single Family Moderate Income | New | Space Heating | Natural Gas | Boiler | E9 | Utility - Cost of Equipment | 0 | 0 | 0 | 0 | 0 | 0 | 0 | 0 | 0 | 0 | 0 | 0 | 0 | 0 | 0 | 0 | 0 | 0 | 0 | 0 | 0 | 0 | 0 | 0 | 0 | 0 | 0 | 0 | 0 | 0 | 0 | 0 | 0 | 0 | 0 | 0 | 0 | 0 | 0 | 0 | 0 | 0
F4_Residential_Single Family Moderate Income_New_Space Heating_Natural Gas_Boiler_E10 | F4 | Residential | Single Family Moderate Income | New | Space Heating | Natural Gas | Boiler | E10 | Utility - Cost of Equipment | 0 | 0 | 0 | 0 | 0 | 0 | 0 | 0 | 0 | 0 | 0 | 0 | 0 | 0 | 0 | 0 | 0 | 0 | 0 | 0 | 0 | 0 | 0 | 0 | 0 | 0 | 0 | 0 | 0 | 0 | 0 | 0 | 0 | 0 | 0 | 0 | 0 | 0 | 0 | 0 | 0 | 0
F5_Residential_Single Family Moderate Income_New_Space Heating_Natural Gas_Boiler_E1 | F5 | Residential | Single Family Moderate Income | New | Space Heating | Natural Gas | Boiler | E1 | Utility - Cost of Operation | 128.5283 | 128.5283 | 0 | 0 | 0 | 0 | 0 | 0 | 0 | 0 | 0 | 0 | 0 | 0 | 0 | 0 | 0 | 0 | 0 | 0 | 0 | 0 | 0 | 0 | 0 | 0 | 0 | 0 | 0 | 0 | 0 | 0 | 0 | 0 | 0 | 0 | 0 | 0 | 0 | 0 | 0 | 0
F5_Residential_Single Family Moderate Income_New_Space Heating_Natural Gas_Boiler_E2 | F5 | Residential | Single Family Moderate Income | New | Space Heating | Natural Gas | Boiler | E2 | Utility - Cost of Operation | 158.8826 | 158.8826 | 158.8826 | 158.8826 | 158.8826 | 0 | 0 | 0 | 0 | 0 | 0 | 0 | 0 | 0 | 0 | 0 | 0 | 0 | 0 | 0 | 0 | 0 | 0 | 0 | 0 | 0 | 0 | 0 | 0 | 0 | 0 | 0 | 0 | 0 | 0 | 0 | 0 | 0 | 0 | 0 | 0 | 0
F5_Residential_Single Family Moderate Income_New_Space Heating_Natural Gas_Boiler_E3 | F5 | Residential | Single Family Moderate Income | New | Space Heating | Natural Gas | Boiler | E3 | Utility - Cost of Operation | 180.5333 | 180.5333 | 180.5333 | 180.5333 | 180.5333 | 0 | 0 | 0 | 0 | 0 | 0 | 0 | 0 | 0 | 0 | 0 | 0 | 0 | 0 | 0 | 0 | 0 | 0 | 0 | 0 | 0 | 0 | 0 | 0 | 0 | 0 | 0 | 0 | 0 | 0 | 0 | 0 | 0 | 0 | 0 | 0 | 0
F5_Residential_Single Family Moderate Income_New_Space Heating_Natural Gas_Boiler_E4 | F5 | Residential | Single Family Moderate Income | New | Space Heating | Natural Gas | Boiler | E4 | Utility - Cost of Operation | 188.8605 | 188.8605 | 188.8605 | 188.8605 | 188.8605 | 0 | 0 | 0 | 0 | 0 | 0 | 0 | 0 | 0 | 0 | 0 | 0 | 0 | 0 | 0 | 0 | 0 | 0 | 0 | 0 | 0 | 0 | 0 | 0 | 0 | 0 | 0 | 0 | 0 | 0 | 0 | 0 | 0 | 0 | 0 | 0 | 0
F5_Residential_Single Family Moderate Income_New_Space Heating_Natural Gas_Boiler_E5 | F5 | Residential | Single Family Moderate Income | New | Space Heating | Natural Gas | Boiler | E5 | Utility - Cost of Operation | 212.5768 | 212.5768 | 212.5768 | 212.5768 | 212.5768 | 0 | 0 | 0 | 0 | 0 | 0 | 0 | 0 | 0 | 0 | 0 | 0 | 0 | 0 | 0 | 0 | 0 | 0 | 0 | 0 | 0 | 0 | 0 | 0 | 0 | 0 | 0 | 0 | 0 | 0 | 0 | 0 | 0 | 0 | 0 | 0 | 0
F5_Residential_Single Family Moderate Income_New_Space Heating_Natural Gas_Boiler_E6 | F5 | Residential | Single Family Moderate Income | New | Space Heating | Natural Gas | Boiler | E6 | Utility - Cost of Operation | 988.2344 | 988.2344 | 988.2344 | 988.2344 | 988.2344 | 988.2344 | 988.2344 | 988.2344 | 988.2344 | 988.2344 | 988.2344 | 988.2344 | 988.2344 | 988.2344 | 988.2344 | 988.2344 | 988.2344 | 988.2344 | 988.2344 | 988.2344 | 988.2344 | 988.2344 | 988.2344 | 988.2344 | 988.2344 | 988.2344 | 988.2344 | 988.2344 | 988.2344 | 988.2344 | 988.2344 | 988.2344 | 988.2344 | 0 | 0 | 0 | 0 | 0 | 0 | 0 | 0 | 0
F5_Residential_Single Family Moderate Income_New_Space Heating_Natural Gas_Boiler_E7 | F5 | Residential | Single Family Moderate Income | New | Space Heating | Natural Gas | Boiler | E7 | Utility - Cost of Operation | 471.5962 | 471.5962 | 471.5962 | 471.5962 | 471.5962 | 471.5962 | 471.5962 | 471.5962 | 471.5962 | 471.5962 | 471.5962 | 471.5962 | 471.5962 | 471.5962 | 471.5962 | 471.5962 | 471.5962 | 471.5962 | 471.5962 | 471.5962 | 471.5962 | 471.5962 | 471.5962 | 471.5962 | 471.5962 | 471.5962 | 471.5962 | 471.5962 | 471.5962 | 471.5962 | 471.5962 | 471.5962 | 471.5962 | 0 | 0 | 0 | 0 | 0 | 0 | 0 | 0 | 0
F5_Residential_Single Family Moderate Income_New_Space Heating_Natural Gas_Boiler_E8 | F5 | Residential | Single Family Moderate Income | New | Space Heating | Natural Gas | Boiler | E8 | Utility - Cost of Operation | 499.5439 | 499.5439 | 499.5439 | 499.5439 | 499.5439 | 499.5439 | 499.5439 | 499.5439 | 499.5439 | 499.5439 | 499.5439 | 499.5439 | 499.5439 | 499.5439 | 499.5439 | 499.5439 | 499.5439 | 499.5439 | 499.5439 | 499.5439 | 499.5439 | 499.5439 | 499.5439 | 499.5439 | 499.5439 | 499.5439 | 499.5439 | 499.5439 | 499.5439 | 499.5439 | 499.5439 | 499.5439 | 499.5439 | 0 | 0 | 0 | 0 | 0 | 0 | 0 | 0 | 0
F5_Residential_Single Family Moderate Income_New_Space Heating_Natural Gas_Boiler_E9 | F5 | Residential | Single Family Moderate Income | New | Space Heating | Natural Gas | Boiler | E9 | Utility - Cost of Operation | 0 | 0 | 0 | 0 | 0 | 0 | 0 | 0 | 0 | 0 | 0 | 0 | 0 | 0 | 0 | 0 | 0 | 0 | 0 | 0 | 0 | 0 | 0 | 0 | 0 | 0 | 0 | 0 | 0 | 0 | 0 | 0 | 0 | 0 | 0 | 0 | 0 | 0 | 0 | 0 | 0 | 0
F5_Residential_Single Family Moderate Income_New_Space Heating_Natural Gas_Boiler_E10 | F5 | Residential | Single Family Moderate Income | New | Space Heating | Natural Gas | Boiler | E10 | Utility - Cost of Operation | 0 | 0 | 0 | 0 | 0 | 0 | 0 | 0 | 0 | 0 | 0 | 0 | 0 | 0 | 0 | 0 | 0 | 0 | 0 | 0 | 0 | 0 | 0 | 0 | 0 | 0 | 0 | 0 | 0 | 0 | 0 | 0 | 0 | 0 | 0 | 0 | 0 | 0 | 0 | 0 | 0 | 0
F6_Residential_Single Family Moderate Income_New_Space Heating_Natural Gas_Boiler_E1 | F6 | Residential | Single Family Moderate Income | New | Space Heating | Natural Gas | Boiler | E1 | Utility - Value of Sales | 313.3564 | 312.6455 | 0 | 0 | 0 | 0 | 0 | 0 | 0 | 0 | 0 | 0 | 0 | 0 | 0 | 0 | 0 | 0 | 0 | 0 | 0 | 0 | 0 | 0 | 0 | 0 | 0 | 0 | 0 | 0 | 0 | 0 | 0 | 0 | 0 | 0 | 0 | 0 | 0 | 0 | 0 | 0
F6_Residential_Single Family Moderate Income_New_Space Heating_Natural Gas_Boiler_E2 | F6 | Residential | Single Family Moderate Income | New | Space Heating | Natural Gas | Boiler | E2 | Utility - Value of Sales | 306.5783 | 305.8828 | 305.4819 | 304.8363 | 303.1114 | 0 | 0 | 0 | 0 | 0 | 0 | 0 | 0 | 0 | 0 | 0 | 0 | 0 | 0 | 0 | 0 | 0 | 0 | 0 | 0 | 0 | 0 | 0 | 0 | 0 | 0 | 0 | 0 | 0 | 0 | 0 | 0 | 0 | 0 | 0 | 0 | 0
F6_Residential_Single Family Moderate Income_New_Space Heating_Natural Gas_Boiler_E3 | F6 | Residential | Single Family Moderate Income | New | Space Heating | Natural Gas | Boiler | E3 | Utility - Value of Sales | 302.4072 | 301.7211 | 301.3257 | 300.6888 | 298.9875 | 0 | 0 | 0 | 0 | 0 | 0 | 0 | 0 | 0 | 0 | 0 | 0 | 0 | 0 | 0 | 0 | 0 | 0 | 0 | 0 | 0 | 0 | 0 | 0 | 0 | 0 | 0 | 0 | 0 | 0 | 0 | 0 | 0 | 0 | 0 | 0 | 0
F6_Residential_Single Family Moderate Income_New_Space Heating_Natural Gas_Boiler_E4 | F6 | Residential | Single Family Moderate Income | New | Space Heating | Natural Gas | Boiler | E4 | Utility - Value of Sales | 284.1585 | 283.5138 | 283.1422 | 282.5438 | 280.9451 | 0 | 0 | 0 | 0 | 0 | 0 | 0 | 0 | 0 | 0 | 0 | 0 | 0 | 0 | 0 | 0 | 0 | 0 | 0 | 0 | 0 | 0 | 0 | 0 | 0 | 0 | 0 | 0 | 0 | 0 | 0 | 0 | 0 | 0 | 0 | 0 | 0
F6_Residential_Single Family Moderate Income_New_Space Heating_Natural Gas_Boiler_E5 | F6 | Residential | Single Family Moderate Income | New | Space Heating | Natural Gas | Boiler | E5 | Utility - Value of Sales | 264.3456 | 263.7459 | 263.4002 | 262.8435 | 261.3563 | 0 | 0 | 0 | 0 | 0 | 0 | 0 | 0 | 0 | 0 | 0 | 0 | 0 | 0 | 0 | 0 | 0 | 0 | 0 | 0 | 0 | 0 | 0 | 0 | 0 | 0 | 0 | 0 | 0 | 0 | 0 | 0 | 0 | 0 | 0 | 0 | 0
F6_Residential_Single Family Moderate Income_New_Space Heating_Natural Gas_Boiler_E6 | F6 | Residential | Single Family Moderate Income | New | Space Heating | Natural Gas | Boiler | E6 | Utility - Value of Sales | 215.1181 | 215.1203 | 215.4597 | 215.5116 | 214.3132 | 213.1148 | 211.9163 | 210.718 | 209.5198 | 208.3216 | 207.1234 | 205.9253 | 204.7274 | 203.5294 | 202.3315 | 201.1451 | 199.9815 | 198.8522 | 197.7685 | 196.7419 | 195.7838 | 194.9055 | 194.107 | 193.3884 | 192.7497 | 192.1908 | 191.7116 | 191.3124 | 190.993 | 190.7534 | 190.5936 | 190.5137 | 190.5137 | 0 | 0 | 0 | 0 | 0 | 0 | 0 | 0 | 0
F6_Residential_Single Family Moderate Income_New_Space Heating_Natural Gas_Boiler_E7 | F6 | Residential | Single Family Moderate Income | New | Space Heating | Natural Gas | Boiler | E7 | Utility - Value of Sales | 171.1385 | 170.9802 | 171.0467 | 170.9216 | 169.9629 | 169.0043 | 168.0456 | 167.0871 | 166.1286 | 165.1701 | 164.2116 | 163.2592 | 162.3186 | 161.3957 | 160.4966 | 159.627 | 158.793 | 158.0004 | 157.2551 | 156.5631 | 155.9243 | 155.3389 | 154.8065 | 154.3274 | 153.9016 | 153.529 | 153.2096 | 152.9434 | 152.7305 | 152.5708 | 152.4642 | 152.411 | 152.411 | 0 | 0 | 0 | 0 | 0 | 0 | 0 | 0 | 0
F6_Residential_Single Family Moderate Income_New_Space Heating_Natural Gas_Boiler_E8 | F6 | Residential | Single Family Moderate Income | New | Space Heating | Natural Gas | Boiler | E8 | Utility - Value of Sales | 144.1166 | 143.9833 | 144.0393 | 143.934 | 143.1267 | 142.3194 | 141.5121 | 140.7049 | 139.8977 | 139.0906 | 138.2835 | 137.4814 | 136.6893 | 135.9122 | 135.155 | 134.4228 | 133.7204 | 133.053 | 132.4253 | 131.8426 | 131.3047 | 130.8117 | 130.3634 | 129.9599 | 129.6014 | 129.2876 | 129.0186 | 128.7945 | 128.6151 | 128.4806 | 128.3909 | 128.3461 | 128.3461 | 0 | 0 | 0 | 0 | 0 | 0 | 0 | 0 | 0
F6_Residential_Single Family Moderate Income_New_Space Heating_Natural Gas_Boiler_E9 | F6 | Residential | Single Family Moderate Income | New | Space Heating | Natural Gas | Boiler | E9 | Utility - Value of Sales | 0 | 0 | 0 | 0 | 0 | 0 | 0 | 0 | 0 | 0 | 0 | 0 | 0 | 0 | 0 | 0 | 0 | 0 | 0 | 0 | 0 | 0 | 0 | 0 | 0 | 0 | 0 | 0 | 0 | 0 | 0 | 0 | 0 | 0 | 0 | 0 | 0 | 0 | 0 | 0 | 0 | 0
F6_Residential_Single Family Moderate Income_New_Space Heating_Natural Gas_Boiler_E10 | F6 | Residential | Single Family Moderate Income | New | Space Heating | Natural Gas | Boiler | E10 | Utility - Value of Sales | 0 | 0 | 0 | 0 | 0 | 0 | 0 | 0 | 0 | 0 | 0 | 0 | 0 | 0 | 0 | 0 | 0 | 0 | 0 | 0 | 0 | 0 | 0 | 0 | 0 | 0 | 0 | 0 | 0 | 0 | 0 | 0 | 0 | 0 | 0 | 0 | 0 | 0 | 0 | 0 | 0 | 0
F1_Residential_Single Family Moderate Income_New_Secondary Heating_Natural Gas_Fireplace_E1 | F1 | Residential | Single Family Moderate Income | New | Secondary Heating | Natural Gas | Fireplace | E1 | RVT - Cost of Equipment | 168.0231 | 168.5974 | 169.646 | 170.534 | 170.3182 | 170.7602 | 171.8136 | 172.7208 | 173.8351 | 174.8925 | 175.9242 | 176.902 | 177.9588 | 178.9603 | 179.8058 | 180.5563 | 181.1915 | 181.7609 | 182.171 | 182.4926 | 182.5884 | 182.504 | 182.2742 | 182.0034 | 181.5626 | 181.0034 | 180.3269 | 179.5626 | 178.6039 | 177.5447 | 176.2909 | 174.9417 | 173.3309 | 0 | 0 | 0 | 0 | 0 | 0 | 0 | 0 | 0
F1_Residential_Single Family Moderate Income_New_Secondary Heating_Natural Gas_Fireplace_E2 | F1 | Residential | Single Family Moderate Income | New | Secondary Heating | Natural Gas | Fireplace | E2 | RVT - Cost of Equipment | 139.7256 | 140.2031 | 141.0752 | 141.8137 | 141.6341 | 142.0017 | 142.8777 | 143.6321 | 144.5587 | 145.4381 | 146.296 | 147.1092 | 147.988 | 148.8208 | 149.5239 | 150.148 | 150.6763 | 151.1497 | 151.4908 | 151.7582 | 151.8379 | 151.7677 | 151.5766 | 151.3514 | 150.9849 | 150.5198 | 149.9572 | 149.3217 | 148.5244 | 147.6437 | 146.601 | 145.479 | 144.1395 | 0 | 0 | 0 | 0 | 0 | 0 | 0 | 0 | 0
F1_Residential_Single Family Moderate Income_New_Secondary Heating_Natural Gas_Fireplace_E3 | F1 | Residential | Single Family Moderate Income | New | Secondary Heating | Natural Gas | Fireplace | E3 | RVT - Cost of Equipment | 133.3074 | 133.763 | 134.595 | 135.2995 | 135.1282 | 135.479 | 136.3147 | 137.0345 | 137.9185 | 138.7574 | 139.576 | 140.3518 | 141.1903 | 141.9848 | 142.6556 | 143.251 | 143.755 | 144.2067 | 144.5322 | 144.7873 | 144.8633 | 144.7963 | 144.614 | 144.3992 | 144.0494 | 143.6058 | 143.069 | 142.4627 | 141.702 | 140.8617 | 139.8669 | 138.7965 | 137.5185 | 0 | 0 | 0 | 0 | 0 | 0 | 0 | 0 | 0
F1_Residential_Single Family Moderate Income_New_Secondary Heating_Natural Gas_Fireplace_E4 | F1 | Residential | Single Family Moderate Income | New | Secondary Heating | Natural Gas | Fireplace | E4 | RVT - Cost of Equipment | 0 | 0 | 0 | 0 | 0 | 0 | 0 | 0 | 0 | 0 | 0 | 0 | 0 | 0 | 0 | 0 | 0 | 0 | 0 | 0 | 0 | 0 | 0 | 0 | 0 | 0 | 0 | 0 | 0 | 0 | 0 | 0 | 0 | 0 | 0 | 0 | 0 | 0 | 0 | 0 | 0 | 0
F1_Residential_Single Family Moderate Income_New_Secondary Heating_Natural Gas_Fireplace_E5 | F1 | Residential | Single Family Moderate Income | New | Secondary Heating | Natural Gas | Fireplace | E5 | RVT - Cost of Equipment | 0 | 0 | 0 | 0 | 0 | 0 | 0 | 0 | 0 | 0 | 0 | 0 | 0 | 0 | 0 | 0 | 0 | 0 | 0 | 0 | 0 | 0 | 0 | 0 | 0 | 0 | 0 | 0 | 0 | 0 | 0 | 0 | 0 | 0 | 0 | 0 | 0 | 0 | 0 | 0 | 0 | 0
F1_Residential_Single Family Moderate Income_New_Secondary Heating_Natural Gas_Fireplace_E6 | F1 | Residential | Single Family Moderate Income | New | Secondary Heating | Natural Gas | Fireplace | E6 | RVT - Cost of Equipment | 0 | 0 | 0 | 0 | 0 | 0 | 0 | 0 | 0 | 0 | 0 | 0 | 0 | 0 | 0 | 0 | 0 | 0 | 0 | 0 | 0 | 0 | 0 | 0 | 0 | 0 | 0 | 0 | 0 | 0 | 0 | 0 | 0 | 0 | 0 | 0 | 0 | 0 | 0 | 0 | 0 | 0
F1_Residential_Single Family Moderate Income_New_Secondary Heating_Natural Gas_Fireplace_E7 | F1 | Residential | Single Family Moderate Income | New | Secondary Heating | Natural Gas | Fireplace | E7 | RVT - Cost of Equipment | 0 | 0 | 0 | 0 | 0 | 0 | 0 | 0 | 0 | 0 | 0 | 0 | 0 | 0 | 0 | 0 | 0 | 0 | 0 | 0 | 0 | 0 | 0 | 0 | 0 | 0 | 0 | 0 | 0 | 0 | 0 | 0 | 0 | 0 | 0 | 0 | 0 | 0 | 0 | 0 | 0 | 0
F1_Residential_Single Family Moderate Income_New_Secondary Heating_Natural Gas_Fireplace_E8 | F1 | Residential | Single Family Moderate Income | New | Secondary Heating | Natural Gas | Fireplace | E8 | RVT - Cost of Equipment | 0 | 0 | 0 | 0 | 0 | 0 | 0 | 0 | 0 | 0 | 0 | 0 | 0 | 0 | 0 | 0 | 0 | 0 | 0 | 0 | 0 | 0 | 0 | 0 | 0 | 0 | 0 | 0 | 0 | 0 | 0 | 0 | 0 | 0 | 0 | 0 | 0 | 0 | 0 | 0 | 0 | 0
F1_Residential_Single Family Moderate Income_New_Secondary Heating_Natural Gas_Fireplace_E9 | F1 | Residential | Single Family Moderate Income | New | Secondary Heating | Natural Gas | Fireplace | E9 | RVT - Cost of Equipment | 0 | 0 | 0 | 0 | 0 | 0 | 0 | 0 | 0 | 0 | 0 | 0 | 0 | 0 | 0 | 0 | 0 | 0 | 0 | 0 | 0 | 0 | 0 | 0 | 0 | 0 | 0 | 0 | 0 | 0 | 0 | 0 | 0 | 0 | 0 | 0 | 0 | 0 | 0 | 0 | 0 | 0
F1_Residential_Single Family Moderate Income_New_Secondary Heating_Natural Gas_Fireplace_E10 | F1 | Residential | Single Family Moderate Income | New | Secondary Heating | Natural Gas | Fireplace | E10 | RVT - Cost of Equipment | 0 | 0 | 0 | 0 | 0 | 0 | 0 | 0 | 0 | 0 | 0 | 0 | 0 | 0 | 0 | 0 | 0 | 0 | 0 | 0 | 0 | 0 | 0 | 0 | 0 | 0 | 0 | 0 | 0 | 0 | 0 | 0 | 0 | 0 | 0 | 0 | 0 | 0 | 0 | 0 | 0 | 0
F2_Residential_Single Family Moderate Income_New_Secondary Heating_Natural Gas_Fireplace_E1 | F2 | Residential | Single Family Moderate Income | New | Secondary Heating | Natural Gas | Fireplace | E1 | RVT - Cost of Operation | 167.7522 | 168.3255 | 169.3725 | 170.2591 | 170.0435 | 170.4849 | 171.5366 | 172.4423 | 173.5548 | 174.6105 | 175.6405 | 176.6168 | 177.6719 | 178.6717 | 179.5159 | 180.2651 | 180.8994 | 181.4678 | 181.8773 | 182.1984 | 182.294 | 182.2098 | 181.9803 | 181.71 | 181.2699 | 180.7115 | 180.0361 | 179.2731 | 178.3159 | 177.2585 | 176.0066 | 174.6596 | 173.0514 | 0 | 0 | 0 | 0 | 0 | 0 | 0 | 0 | 0
F2_Residential_Single Family Moderate Income_New_Secondary Heating_Natural Gas_Fireplace_E2 | F2 | Residential | Single Family Moderate Income | New | Secondary Heating | Natural Gas | Fireplace | E2 | RVT - Cost of Operation | 139.5003 | 139.9771 | 140.8477 | 141.585 | 141.4058 | 141.7728 | 142.6473 | 143.4006 | 144.3257 | 145.2036 | 146.0601 | 146.872 | 147.7494 | 148.5809 | 149.2828 | 149.9059 | 150.4333 | 150.906 | 151.2466 | 151.5135 | 151.5931 | 151.523 | 151.3322 | 151.1074 | 150.7414 | 150.2771 | 149.7155 | 149.0809 | 148.2849 | 147.4056 | 146.3646 | 145.2444 | 143.9071 | 0 | 0 | 0 | 0 | 0 | 0 | 0 | 0 | 0
F2_Residential_Single Family Moderate Income_New_Secondary Heating_Natural Gas_Fireplace_E3 | F2 | Residential | Single Family Moderate Income | New | Secondary Heating | Natural Gas | Fireplace | E3 | RVT - Cost of Operation | 133.0924 | 133.5473 | 134.378 | 135.0813 | 134.9104 | 135.2605 | 136.0949 | 136.8135 | 137.6961 | 138.5337 | 139.3509 | 140.1255 | 140.9626 | 141.7559 | 142.4256 | 143.02 | 143.5232 | 143.9742 | 144.2991 | 144.5538 | 144.6297 | 144.5629 | 144.3808 | 144.1664 | 143.8172 | 143.3742 | 142.8383 | 142.233 | 141.4735 | 140.6346 | 139.6414 | 138.5727 | 137.2968 | 0 | 0 | 0 | 0 | 0 | 0 | 0 | 0 | 0
F2_Residential_Single Family Moderate Income_New_Secondary Heating_Natural Gas_Fireplace_E4 | F2 | Residential | Single Family Moderate Income | New | Secondary Heating | Natural Gas | Fireplace | E4 | RVT - Cost of Operation | 0 | 0 | 0 | 0 | 0 | 0 | 0 | 0 | 0 | 0 | 0 | 0 | 0 | 0 | 0 | 0 | 0 | 0 | 0 | 0 | 0 | 0 | 0 | 0 | 0 | 0 | 0 | 0 | 0 | 0 | 0 | 0 | 0 | 0 | 0 | 0 | 0 | 0 | 0 | 0 | 0 | 0
F2_Residential_Single Family Moderate Income_New_Secondary Heating_Natural Gas_Fireplace_E5 | F2 | Residential | Single Family Moderate Income | New | Secondary Heating | Natural Gas | Fireplace | E5 | RVT - Cost of Operation | 0 | 0 | 0 | 0 | 0 | 0 | 0 | 0 | 0 | 0 | 0 | 0 | 0 | 0 | 0 | 0 | 0 | 0 | 0 | 0 | 0 | 0 | 0 | 0 | 0 | 0 | 0 | 0 | 0 | 0 | 0 | 0 | 0 | 0 | 0 | 0 | 0 | 0 | 0 | 0 | 0 | 0
F2_Residential_Single Family Moderate Income_New_Secondary Heating_Natural Gas_Fireplace_E6 | F2 | Residential | Single Family Moderate Income | New | Secondary Heating | Natural Gas | Fireplace | E6 | RVT - Cost of Operation | 0 | 0 | 0 | 0 | 0 | 0 | 0 | 0 | 0 | 0 | 0 | 0 | 0 | 0 | 0 | 0 | 0 | 0 | 0 | 0 | 0 | 0 | 0 | 0 | 0 | 0 | 0 | 0 | 0 | 0 | 0 | 0 | 0 | 0 | 0 | 0 | 0 | 0 | 0 | 0 | 0 | 0
F2_Residential_Single Family Moderate Income_New_Secondary Heating_Natural Gas_Fireplace_E7 | F2 | Residential | Single Family Moderate Income | New | Secondary Heating | Natural Gas | Fireplace | E7 | RVT - Cost of Operation | 0 | 0 | 0 | 0 | 0 | 0 | 0 | 0 | 0 | 0 | 0 | 0 | 0 | 0 | 0 | 0 | 0 | 0 | 0 | 0 | 0 | 0 | 0 | 0 | 0 | 0 | 0 | 0 | 0 | 0 | 0 | 0 | 0 | 0 | 0 | 0 | 0 | 0 | 0 | 0 | 0 | 0
F2_Residential_Single Family Moderate Income_New_Secondary Heating_Natural Gas_Fireplace_E8 | F2 | Residential | Single Family Moderate Income | New | Secondary Heating | Natural Gas | Fireplace | E8 | RVT - Cost of Operation | 0 | 0 | 0 | 0 | 0 | 0 | 0 | 0 | 0 | 0 | 0 | 0 | 0 | 0 | 0 | 0 | 0 | 0 | 0 | 0 | 0 | 0 | 0 | 0 | 0 | 0 | 0 | 0 | 0 | 0 | 0 | 0 | 0 | 0 | 0 | 0 | 0 | 0 | 0 | 0 | 0 | 0
F2_Residential_Single Family Moderate Income_New_Secondary Heating_Natural Gas_Fireplace_E9 | F2 | Residential | Single Family Moderate Income | New | Secondary Heating | Natural Gas | Fireplace | E9 | RVT - Cost of Operation | 0 | 0 | 0 | 0 | 0 | 0 | 0 | 0 | 0 | 0 | 0 | 0 | 0 | 0 | 0 | 0 | 0 | 0 | 0 | 0 | 0 | 0 | 0 | 0 | 0 | 0 | 0 | 0 | 0 | 0 | 0 | 0 | 0 | 0 | 0 | 0 | 0 | 0 | 0 | 0 | 0 | 0
F2_Residential_Single Family Moderate Income_New_Secondary Heating_Natural Gas_Fireplace_E10 | F2 | Residential | Single Family Moderate Income | New | Secondary Heating | Natural Gas | Fireplace | E10 | RVT - Cost of Operation | 0 | 0 | 0 | 0 | 0 | 0 | 0 | 0 | 0 | 0 | 0 | 0 | 0 | 0 | 0 | 0 | 0 | 0 | 0 | 0 | 0 | 0 | 0 | 0 | 0 | 0 | 0 | 0 | 0 | 0 | 0 | 0 | 0 | 0 | 0 | 0 | 0 | 0 | 0 | 0 | 0 | 0
F3_Residential_Single Family Moderate Income_New_Secondary Heating_Natural Gas_Fireplace_E1 | F3 | Residential | Single Family Moderate Income | New | Secondary Heating | Natural Gas | Fireplace | E1 | System - kBTUs of Consumption | 296.7502 | 296.7502 | 296.7502 | 296.7502 | 296.7502 | 296.7502 | 296.7502 | 296.7502 | 296.7502 | 296.7502 | 296.7502 | 296.7502 | 296.7502 | 296.7502 | 296.7502 | 296.7502 | 296.7502 | 296.7502 | 296.7502 | 296.7502 | 296.7502 | 296.7502 | 296.7502 | 296.7502 | 296.7502 | 296.7502 | 296.7502 | 296.7502 | 296.7502 | 296.7502 | 296.7502 | 296.7502 | 296.7502 | 0 | 0 | 0 | 0 | 0 | 0 | 0 | 0 | 0
F3_Residential_Single Family Moderate Income_New_Secondary Heating_Natural Gas_Fireplace_E2 | F3 | Residential | Single Family Moderate Income | New | Secondary Heating | Natural Gas | Fireplace | E2 | System - kBTUs of Consumption | 323.1286 | 323.1286 | 323.1286 | 323.1286 | 323.1286 | 323.1286 | 323.1286 | 323.1286 | 323.1286 | 323.1286 | 323.1286 | 323.1286 | 323.1286 | 323.1286 | 323.1286 | 323.1286 | 323.1286 | 323.1286 | 323.1286 | 323.1286 | 323.1286 | 323.1286 | 323.1286 | 323.1286 | 323.1286 | 323.1286 | 323.1286 | 323.1286 | 323.1286 | 323.1286 | 323.1286 | 323.1286 | 323.1286 | 0 | 0 | 0 | 0 | 0 | 0 | 0 | 0 | 0
F3_Residential_Single Family Moderate Income_New_Secondary Heating_Natural Gas_Fireplace_E3 | F3 | Residential | Single Family Moderate Income | New | Secondary Heating | Natural Gas | Fireplace | E3 | System - kBTUs of Consumption | 329.3635 | 329.3635 | 329.3635 | 329.3635 | 329.3635 | 329.3635 | 329.3635 | 329.3635 | 329.3635 | 329.3635 | 329.3635 | 329.3635 | 329.3635 | 329.3635 | 329.3635 | 329.3635 | 329.3635 | 329.3635 | 329.3635 | 329.3635 | 329.3635 | 329.3635 | 329.3635 | 329.3635 | 329.3635 | 329.3635 | 329.3635 | 329.3635 | 329.3635 | 329.3635 | 329.3635 | 329.3635 | 329.3635 | 0 | 0 | 0 | 0 | 0 | 0 | 0 | 0 | 0
F3_Residential_Single Family Moderate Income_New_Secondary Heating_Natural Gas_Fireplace_E4 | F3 | Residential | Single Family Moderate Income | New | Secondary Heating | Natural Gas | Fireplace | E4 | System - kBTUs of Consumption | 0 | 0 | 0 | 0 | 0 | 0 | 0 | 0 | 0 | 0 | 0 | 0 | 0 | 0 | 0 | 0 | 0 | 0 | 0 | 0 | 0 | 0 | 0 | 0 | 0 | 0 | 0 | 0 | 0 | 0 | 0 | 0 | 0 | 0 | 0 | 0 | 0 | 0 | 0 | 0 | 0 | 0
F3_Residential_Single Family Moderate Income_New_Secondary Heating_Natural Gas_Fireplace_E5 | F3 | Residential | Single Family Moderate Income | New | Secondary Heating | Natural Gas | Fireplace | E5 | System - kBTUs of Consumption | 0 | 0 | 0 | 0 | 0 | 0 | 0 | 0 | 0 | 0 | 0 | 0 | 0 | 0 | 0 | 0 | 0 | 0 | 0 | 0 | 0 | 0 | 0 | 0 | 0 | 0 | 0 | 0 | 0 | 0 | 0 | 0 | 0 | 0 | 0 | 0 | 0 | 0 | 0 | 0 | 0 | 0
F3_Residential_Single Family Moderate Income_New_Secondary Heating_Natural Gas_Fireplace_E6 | F3 | Residential | Single Family Moderate Income | New | Secondary Heating | Natural Gas | Fireplace | E6 | System - kBTUs of Consumption | 0 | 0 | 0 | 0 | 0 | 0 | 0 | 0 | 0 | 0 | 0 | 0 | 0 | 0 | 0 | 0 | 0 | 0 | 0 | 0 | 0 | 0 | 0 | 0 | 0 | 0 | 0 | 0 | 0 | 0 | 0 | 0 | 0 | 0 | 0 | 0 | 0 | 0 | 0 | 0 | 0 | 0
F3_Residential_Single Family Moderate Income_New_Secondary Heating_Natural Gas_Fireplace_E7 | F3 | Residential | Single Family Moderate Income | New | Secondary Heating | Natural Gas | Fireplace | E7 | System - kBTUs of Consumption | 0 | 0 | 0 | 0 | 0 | 0 | 0 | 0 | 0 | 0 | 0 | 0 | 0 | 0 | 0 | 0 | 0 | 0 | 0 | 0 | 0 | 0 | 0 | 0 | 0 | 0 | 0 | 0 | 0 | 0 | 0 | 0 | 0 | 0 | 0 | 0 | 0 | 0 | 0 | 0 | 0 | 0
F3_Residential_Single Family Moderate Income_New_Secondary Heating_Natural Gas_Fireplace_E8 | F3 | Residential | Single Family Moderate Income | New | Secondary Heating | Natural Gas | Fireplace | E8 | System - kBTUs of Consumption | 0 | 0 | 0 | 0 | 0 | 0 | 0 | 0 | 0 | 0 | 0 | 0 | 0 | 0 | 0 | 0 | 0 | 0 | 0 | 0 | 0 | 0 | 0 | 0 | 0 | 0 | 0 | 0 | 0 | 0 | 0 | 0 | 0 | 0 | 0 | 0 | 0 | 0 | 0 | 0 | 0 | 0
F3_Residential_Single Family Moderate Income_New_Secondary Heating_Natural Gas_Fireplace_E9 | F3 | Residential | Single Family Moderate Income | New | Secondary Heating | Natural Gas | Fireplace | E9 | System - kBTUs of Consumption | 0 | 0 | 0 | 0 | 0 | 0 | 0 | 0 | 0 | 0 | 0 | 0 | 0 | 0 | 0 | 0 | 0 | 0 | 0 | 0 | 0 | 0 | 0 | 0 | 0 | 0 | 0 | 0 | 0 | 0 | 0 | 0 | 0 | 0 | 0 | 0 | 0 | 0 | 0 | 0 | 0 | 0
F3_Residential_Single Family Moderate Income_New_Secondary Heating_Natural Gas_Fireplace_E10 | F3 | Residential | Single Family Moderate Income | New | Secondary Heating | Natural Gas | Fireplace | E10 | System - kBTUs of Consumption | 0 | 0 | 0 | 0 | 0 | 0 | 0 | 0 | 0 | 0 | 0 | 0 | 0 | 0 | 0 | 0 | 0 | 0 | 0 | 0 | 0 | 0 | 0 | 0 | 0 | 0 | 0 | 0 | 0 | 0 | 0 | 0 | 0 | 0 | 0 | 0 | 0 | 0 | 0 | 0 | 0 | 0
F4_Residential_Single Family Moderate Income_New_Secondary Heating_Natural Gas_Fireplace_E1 | F4 | Residential | Single Family Moderate Income | New | Secondary Heating | Natural Gas | Fireplace | E1 | Utility - Cost of Equipment | 167.7522 | 168.3255 | 169.3725 | 170.2591 | 170.0435 | 170.4849 | 171.5366 | 172.4423 | 173.5548 | 174.6105 | 175.6405 | 176.6168 | 177.6719 | 178.6717 | 179.5159 | 180.2651 | 180.8994 | 181.4678 | 181.8773 | 182.1984 | 182.294 | 182.2098 | 181.9803 | 181.71 | 181.2699 | 180.7115 | 180.0361 | 179.2731 | 178.3159 | 177.2585 | 176.0066 | 174.6596 | 173.0514 | 0 | 0 | 0 | 0 | 0 | 0 | 0 | 0 | 0
F4_Residential_Single Family Moderate Income_New_Secondary Heating_Natural Gas_Fireplace_E2 | F4 | Residential | Single Family Moderate Income | New | Secondary Heating | Natural Gas | Fireplace | E2 | Utility - Cost of Equipment | 139.5003 | 139.9771 | 140.8477 | 141.585 | 141.4058 | 141.7728 | 142.6473 | 143.4006 | 144.3257 | 145.2036 | 146.0601 | 146.872 | 147.7494 | 148.5809 | 149.2828 | 149.9059 | 150.4333 | 150.906 | 151.2466 | 151.5135 | 151.5931 | 151.523 | 151.3322 | 151.1074 | 150.7414 | 150.2771 | 149.7155 | 149.0809 | 148.2849 | 147.4056 | 146.3646 | 145.2444 | 143.9071 | 0 | 0 | 0 | 0 | 0 | 0 | 0 | 0 | 0
F4_Residential_Single Family Moderate Income_New_Secondary Heating_Natural Gas_Fireplace_E3 | F4 | Residential | Single Family Moderate Income | New | Secondary Heating | Natural Gas | Fireplace | E3 | Utility - Cost of Equipment | 133.0924 | 133.5473 | 134.378 | 135.0813 | 134.9104 | 135.2605 | 136.0949 | 136.8135 | 137.6961 | 138.5337 | 139.3509 | 140.1255 | 140.9626 | 141.7559 | 142.4256 | 143.02 | 143.5232 | 143.9742 | 144.2991 | 144.5538 | 144.6297 | 144.5629 | 144.3808 | 144.1664 | 143.8172 | 143.3742 | 142.8383 | 142.233 | 141.4735 | 140.6346 | 139.6414 | 138.5727 | 137.2968 | 0 | 0 | 0 | 0 | 0 | 0 | 0 | 0 | 0
F4_Residential_Single Family Moderate Income_New_Secondary Heating_Natural Gas_Fireplace_E4 | F4 | Residential | Single Family Moderate Income | New | Secondary Heating | Natural Gas | Fireplace | E4 | Utility - Cost of Equipment | 0 | 0 | 0 | 0 | 0 | 0 | 0 | 0 | 0 | 0 | 0 | 0 | 0 | 0 | 0 | 0 | 0 | 0 | 0 | 0 | 0 | 0 | 0 | 0 | 0 | 0 | 0 | 0 | 0 | 0 | 0 | 0 | 0 | 0 | 0 | 0 | 0 | 0 | 0 | 0 | 0 | 0
F4_Residential_Single Family Moderate Income_New_Secondary Heating_Natural Gas_Fireplace_E5 | F4 | Residential | Single Family Moderate Income | New | Secondary Heating | Natural Gas | Fireplace | E5 | Utility - Cost of Equipment | 0 | 0 | 0 | 0 | 0 | 0 | 0 | 0 | 0 | 0 | 0 | 0 | 0 | 0 | 0 | 0 | 0 | 0 | 0 | 0 | 0 | 0 | 0 | 0 | 0 | 0 | 0 | 0 | 0 | 0 | 0 | 0 | 0 | 0 | 0 | 0 | 0 | 0 | 0 | 0 | 0 | 0
F4_Residential_Single Family Moderate Income_New_Secondary Heating_Natural Gas_Fireplace_E6 | F4 | Residential | Single Family Moderate Income | New | Secondary Heating | Natural Gas | Fireplace | E6 | Utility - Cost of Equipment | 0 | 0 | 0 | 0 | 0 | 0 | 0 | 0 | 0 | 0 | 0 | 0 | 0 | 0 | 0 | 0 | 0 | 0 | 0 | 0 | 0 | 0 | 0 | 0 | 0 | 0 | 0 | 0 | 0 | 0 | 0 | 0 | 0 | 0 | 0 | 0 | 0 | 0 | 0 | 0 | 0 | 0
F4_Residential_Single Family Moderate Income_New_Secondary Heating_Natural Gas_Fireplace_E7 | F4 | Residential | Single Family Moderate Income | New | Secondary Heating | Natural Gas | Fireplace | E7 | Utility - Cost of Equipment | 0 | 0 | 0 | 0 | 0 | 0 | 0 | 0 | 0 | 0 | 0 | 0 | 0 | 0 | 0 | 0 | 0 | 0 | 0 | 0 | 0 | 0 | 0 | 0 | 0 | 0 | 0 | 0 | 0 | 0 | 0 | 0 | 0 | 0 | 0 | 0 | 0 | 0 | 0 | 0 | 0 | 0
F4_Residential_Single Family Moderate Income_New_Secondary Heating_Natural Gas_Fireplace_E8 | F4 | Residential | Single Family Moderate Income | New | Secondary Heating | Natural Gas | Fireplace | E8 | Utility - Cost of Equipment | 0 | 0 | 0 | 0 | 0 | 0 | 0 | 0 | 0 | 0 | 0 | 0 | 0 | 0 | 0 | 0 | 0 | 0 | 0 | 0 | 0 | 0 | 0 | 0 | 0 | 0 | 0 | 0 | 0 | 0 | 0 | 0 | 0 | 0 | 0 | 0 | 0 | 0 | 0 | 0 | 0 | 0
F4_Residential_Single Family Moderate Income_New_Secondary Heating_Natural Gas_Fireplace_E9 | F4 | Residential | Single Family Moderate Income | New | Secondary Heating | Natural Gas | Fireplace | E9 | Utility - Cost of Equipment | 0 | 0 | 0 | 0 | 0 | 0 | 0 | 0 | 0 | 0 | 0 | 0 | 0 | 0 | 0 | 0 | 0 | 0 | 0 | 0 | 0 | 0 | 0 | 0 | 0 | 0 | 0 | 0 | 0 | 0 | 0 | 0 | 0 | 0 | 0 | 0 | 0 | 0 | 0 | 0 | 0 | 0
F4_Residential_Single Family Moderate Income_New_Secondary Heating_Natural Gas_Fireplace_E10 | F4 | Residential | Single Family Moderate Income | New | Secondary Heating | Natural Gas | Fireplace | E10 | Utility - Cost of Equipment | 0 | 0 | 0 | 0 | 0 | 0 | 0 | 0 | 0 | 0 | 0 | 0 | 0 | 0 | 0 | 0 | 0 | 0 | 0 | 0 | 0 | 0 | 0 | 0 | 0 | 0 | 0 | 0 | 0 | 0 | 0 | 0 | 0 | 0 | 0 | 0 | 0 | 0 | 0 | 0 | 0 | 0
F5_Residential_Single Family Moderate Income_New_Secondary Heating_Natural Gas_Fireplace_E1 | F5 | Residential | Single Family Moderate Income | New | Secondary Heating | Natural Gas | Fireplace | E1 | Utility - Cost of Operation | 296.7502 | 296.7502 | 296.7502 | 296.7502 | 296.7502 | 296.7502 | 296.7502 | 296.7502 | 296.7502 | 296.7502 | 296.7502 | 296.7502 | 296.7502 | 296.7502 | 296.7502 | 296.7502 | 296.7502 | 296.7502 | 296.7502 | 296.7502 | 296.7502 | 296.7502 | 296.7502 | 296.7502 | 296.7502 | 296.7502 | 296.7502 | 296.7502 | 296.7502 | 296.7502 | 296.7502 | 296.7502 | 296.7502 | 0 | 0 | 0 | 0 | 0 | 0 | 0 | 0 | 0
F5_Residential_Single Family Moderate Income_New_Secondary Heating_Natural Gas_Fireplace_E2 | F5 | Residential | Single Family Moderate Income | New | Secondary Heating | Natural Gas | Fireplace | E2 | Utility - Cost of Operation | 323.1286 | 323.1286 | 323.1286 | 323.1286 | 323.1286 | 323.1286 | 323.1286 | 323.1286 | 323.1286 | 323.1286 | 323.1286 | 323.1286 | 323.1286 | 323.1286 | 323.1286 | 323.1286 | 323.1286 | 323.1286 | 323.1286 | 323.1286 | 323.1286 | 323.1286 | 323.1286 | 323.1286 | 323.1286 | 323.1286 | 323.1286 | 323.1286 | 323.1286 | 323.1286 | 323.1286 | 323.1286 | 323.1286 | 0 | 0 | 0 | 0 | 0 | 0 | 0 | 0 | 0
F5_Residential_Single Family Moderate Income_New_Secondary Heating_Natural Gas_Fireplace_E3 | F5 | Residential | Single Family Moderate Income | New | Secondary Heating | Natural Gas | Fireplace | E3 | Utility - Cost of Operation | 329.3635 | 329.3635 | 329.3635 | 329.3635 | 329.3635 | 329.3635 | 329.3635 | 329.3635 | 329.3635 | 329.3635 | 329.3635 | 329.3635 | 329.3635 | 329.3635 | 329.3635 | 329.3635 | 329.3635 | 329.3635 | 329.3635 | 329.3635 | 329.3635 | 329.3635 | 329.3635 | 329.3635 | 329.3635 | 329.3635 | 329.3635 | 329.3635 | 329.3635 | 329.3635 | 329.3635 | 329.3635 | 329.3635 | 0 | 0 | 0 | 0 | 0 | 0 | 0 | 0 | 0
F5_Residential_Single Family Moderate Income_New_Secondary Heating_Natural Gas_Fireplace_E4 | F5 | Residential | Single Family Moderate Income | New | Secondary Heating | Natural Gas | Fireplace | E4 | Utility - Cost of Operation | 0 | 0 | 0 | 0 | 0 | 0 | 0 | 0 | 0 | 0 | 0 | 0 | 0 | 0 | 0 | 0 | 0 | 0 | 0 | 0 | 0 | 0 | 0 | 0 | 0 | 0 | 0 | 0 | 0 | 0 | 0 | 0 | 0 | 0 | 0 | 0 | 0 | 0 | 0 | 0 | 0 | 0
F5_Residential_Single Family Moderate Income_New_Secondary Heating_Natural Gas_Fireplace_E5 | F5 | Residential | Single Family Moderate Income | New | Secondary Heating | Natural Gas | Fireplace | E5 | Utility - Cost of Operation | 0 | 0 | 0 | 0 | 0 | 0 | 0 | 0 | 0 | 0 | 0 | 0 | 0 | 0 | 0 | 0 | 0 | 0 | 0 | 0 | 0 | 0 | 0 | 0 | 0 | 0 | 0 | 0 | 0 | 0 | 0 | 0 | 0 | 0 | 0 | 0 | 0 | 0 | 0 | 0 | 0 | 0
F5_Residential_Single Family Moderate Income_New_Secondary Heating_Natural Gas_Fireplace_E6 | F5 | Residential | Single Family Moderate Income | New | Secondary Heating | Natural Gas | Fireplace | E6 | Utility - Cost of Operation | 0 | 0 | 0 | 0 | 0 | 0 | 0 | 0 | 0 | 0 | 0 | 0 | 0 | 0 | 0 | 0 | 0 | 0 | 0 | 0 | 0 | 0 | 0 | 0 | 0 | 0 | 0 | 0 | 0 | 0 | 0 | 0 | 0 | 0 | 0 | 0 | 0 | 0 | 0 | 0 | 0 | 0
F5_Residential_Single Family Moderate Income_New_Secondary Heating_Natural Gas_Fireplace_E7 | F5 | Residential | Single Family Moderate Income | New | Secondary Heating | Natural Gas | Fireplace | E7 | Utility - Cost of Operation | 0 | 0 | 0 | 0 | 0 | 0 | 0 | 0 | 0 | 0 | 0 | 0 | 0 | 0 | 0 | 0 | 0 | 0 | 0 | 0 | 0 | 0 | 0 | 0 | 0 | 0 | 0 | 0 | 0 | 0 | 0 | 0 | 0 | 0 | 0 | 0 | 0 | 0 | 0 | 0 | 0 | 0
F5_Residential_Single Family Moderate Income_New_Secondary Heating_Natural Gas_Fireplace_E8 | F5 | Residential | Single Family Moderate Income | New | Secondary Heating | Natural Gas | Fireplace | E8 | Utility - Cost of Operation | 0 | 0 | 0 | 0 | 0 | 0 | 0 | 0 | 0 | 0 | 0 | 0 | 0 | 0 | 0 | 0 | 0 | 0 | 0 | 0 | 0 | 0 | 0 | 0 | 0 | 0 | 0 | 0 | 0 | 0 | 0 | 0 | 0 | 0 | 0 | 0 | 0 | 0 | 0 | 0 | 0 | 0
F5_Residential_Single Family Moderate Income_New_Secondary Heating_Natural Gas_Fireplace_E9 | F5 | Residential | Single Family Moderate Income | New | Secondary Heating | Natural Gas | Fireplace | E9 | Utility - Cost of Operation | 0 | 0 | 0 | 0 | 0 | 0 | 0 | 0 | 0 | 0 | 0 | 0 | 0 | 0 | 0 | 0 | 0 | 0 | 0 | 0 | 0 | 0 | 0 | 0 | 0 | 0 | 0 | 0 | 0 | 0 | 0 | 0 | 0 | 0 | 0 | 0 | 0 | 0 | 0 | 0 | 0 | 0
F5_Residential_Single Family Moderate Income_New_Secondary Heating_Natural Gas_Fireplace_E10 | F5 | Residential | Single Family Moderate Income | New | Secondary Heating | Natural Gas | Fireplace | E10 | Utility - Cost of Operation | 0 | 0 | 0 | 0 | 0 | 0 | 0 | 0 | 0 | 0 | 0 | 0 | 0 | 0 | 0 | 0 | 0 | 0 | 0 | 0 | 0 | 0 | 0 | 0 | 0 | 0 | 0 | 0 | 0 | 0 | 0 | 0 | 0 | 0 | 0 | 0 | 0 | 0 | 0 | 0 | 0 | 0
F6_Residential_Single Family Moderate Income_New_Secondary Heating_Natural Gas_Fireplace_E1 | F6 | Residential | Single Family Moderate Income | New | Secondary Heating | Natural Gas | Fireplace | E1 | Utility - Value of Sales | 107.7565 | 107.9915 | 108.4 | 108.6763 | 108.3727 | 108.0681 | 107.7628 | 107.4566 | 107.1495 | 106.8415 | 106.5327 | 106.223 | 105.9124 | 105.6031 | 105.2974 | 104.9976 | 104.7058 | 104.4243 | 104.1554 | 103.9013 | 103.6644 | 103.4469 | 103.2489 | 103.0704 | 102.9115 | 102.7723 | 102.6528 | 102.553 | 102.4731 | 102.413 | 102.3729 | 102.3528 | 102.3528 | 0 | 0 | 0 | 0 | 0 | 0 | 0 | 0 | 0
F6_Residential_Single Family Moderate Income_New_Secondary Heating_Natural Gas_Fireplace_E2 | F6 | Residential | Single Family Moderate Income | New | Secondary Heating | Natural Gas | Fireplace | E2 | Utility - Value of Sales | 89.6087 | 89.8042 | 90.1439 | 90.3737 | 90.1212 | 89.8679 | 89.614 | 89.3593 | 89.104 | 88.8479 | 88.5911 | 88.3335 | 88.0752 | 87.8181 | 87.5638 | 87.3145 | 87.0718 | 86.8377 | 86.6141 | 86.4028 | 86.2058 | 86.025 | 85.8603 | 85.7119 | 85.5798 | 85.464 | 85.3646 | 85.2816 | 85.2151 | 85.1652 | 85.1318 | 85.1151 | 85.1151 | 0 | 0 | 0 | 0 | 0 | 0 | 0 | 0 | 0
F6_Residential_Single Family Moderate Income_New_Secondary Heating_Natural Gas_Fireplace_E3 | F6 | Residential | Single Family Moderate Income | New | Secondary Heating | Natural Gas | Fireplace | E3 | Utility - Value of Sales | 85.4926 | 85.6791 | 86.0032 | 86.2224 | 85.9815 | 85.7399 | 85.4976 | 85.2546 | 85.011 | 84.7667 | 84.5217 | 84.276 | 84.0295 | 83.7842 | 83.5416 | 83.3037 | 83.0722 | 82.8489 | 82.6355 | 82.434 | 82.246 | 82.0735 | 81.9164 | 81.7748 | 81.6487 | 81.5382 | 81.4434 | 81.3642 | 81.3008 | 81.2532 | 81.2213 | 81.2054 | 81.2054 | 0 | 0 | 0 | 0 | 0 | 0 | 0 | 0 | 0
F6_Residential_Single Family Moderate Income_New_Secondary Heating_Natural Gas_Fireplace_E4 | F6 | Residential | Single Family Moderate Income | New | Secondary Heating | Natural Gas | Fireplace | E4 | Utility - Value of Sales | 0 | 0 | 0 | 0 | 0 | 0 | 0 | 0 | 0 | 0 | 0 | 0 | 0 | 0 | 0 | 0 | 0 | 0 | 0 | 0 | 0 | 0 | 0 | 0 | 0 | 0 | 0 | 0 | 0 | 0 | 0 | 0 | 0 | 0 | 0 | 0 | 0 | 0 | 0 | 0 | 0 | 0
F6_Residential_Single Family Moderate Income_New_Secondary Heating_Natural Gas_Fireplace_E5 | F6 | Residential | Single Family Moderate Income | New | Secondary Heating | Natural Gas | Fireplace | E5 | Utility - Value of Sales | 0 | 0 | 0 | 0 | 0 | 0 | 0 | 0 | 0 | 0 | 0 | 0 | 0 | 0 | 0 | 0 | 0 | 0 | 0 | 0 | 0 | 0 | 0 | 0 | 0 | 0 | 0 | 0 | 0 | 0 | 0 | 0 | 0 | 0 | 0 | 0 | 0 | 0 | 0 | 0 | 0 | 0
F6_Residential_Single Family Moderate Income_New_Secondary Heating_Natural Gas_Fireplace_E6 | F6 | Residential | Single Family Moderate Income | New | Secondary Heating | Natural Gas | Fireplace | E6 | Utility - Value of Sales | 0 | 0 | 0 | 0 | 0 | 0 | 0 | 0 | 0 | 0 | 0 | 0 | 0 | 0 | 0 | 0 | 0 | 0 | 0 | 0 | 0 | 0 | 0 | 0 | 0 | 0 | 0 | 0 | 0 | 0 | 0 | 0 | 0 | 0 | 0 | 0 | 0 | 0 | 0 | 0 | 0 | 0
F6_Residential_Single Family Moderate Income_New_Secondary Heating_Natural Gas_Fireplace_E7 | F6 | Residential | Single Family Moderate Income | New | Secondary Heating | Natural Gas | Fireplace | E7 | Utility - Value of Sales | 0 | 0 | 0 | 0 | 0 | 0 | 0 | 0 | 0 | 0 | 0 | 0 | 0 | 0 | 0 | 0 | 0 | 0 | 0 | 0 | 0 | 0 | 0 | 0 | 0 | 0 | 0 | 0 | 0 | 0 | 0 | 0 | 0 | 0 | 0 | 0 | 0 | 0 | 0 | 0 | 0 | 0
F6_Residential_Single Family Moderate Income_New_Secondary Heating_Natural Gas_Fireplace_E8 | F6 | Residential | Single Family Moderate Income | New | Secondary Heating | Natural Gas | Fireplace | E8 | Utility - Value of Sales | 0 | 0 | 0 | 0 | 0 | 0 | 0 | 0 | 0 | 0 | 0 | 0 | 0 | 0 | 0 | 0 | 0 | 0 | 0 | 0 | 0 | 0 | 0 | 0 | 0 | 0 | 0 | 0 | 0 | 0 | 0 | 0 | 0 | 0 | 0 | 0 | 0 | 0 | 0 | 0 | 0 | 0
F6_Residential_Single Family Moderate Income_New_Secondary Heating_Natural Gas_Fireplace_E9 | F6 | Residential | Single Family Moderate Income | New | Secondary Heating | Natural Gas | Fireplace | E9 | Utility - Value of Sales | 0 | 0 | 0 | 0 | 0 | 0 | 0 | 0 | 0 | 0 | 0 | 0 | 0 | 0 | 0 | 0 | 0 | 0 | 0 | 0 | 0 | 0 | 0 | 0 | 0 | 0 | 0 | 0 | 0 | 0 | 0 | 0 | 0 | 0 | 0 | 0 | 0 | 0 | 0 | 0 | 0 | 0
F6_Residential_Single Family Moderate Income_New_Secondary Heating_Natural Gas_Fireplace_E10 | F6 | Residential | Single Family Moderate Income | New | Secondary Heating | Natural Gas | Fireplace | E10 | Utility - Value of Sales | 0 | 0 | 0 | 0 | 0 | 0 | 0 | 0 | 0 | 0 | 0 | 0 | 0 | 0 | 0 | 0 | 0 | 0 | 0 | 0 | 0 | 0 | 0 | 0 | 0 | 0 | 0 | 0 | 0 | 0 | 0 | 0 | 0 | 0 | 0 | 0 | 0 | 0 | 0 | 0 | 0 | 0
F1_Residential_Single Family Moderate Income_New_Water Heating_Natural Gas_Water Heater (<= 55 gal)_E1 | F1 | Residential | Single Family Moderate Income | New | Water Heating | Natural Gas | Water Heater (<= 55 gal) | E1 | RVT - Cost of Equipment | 211.517 | 212.1364 | 213.5257 | 214.6938 | 214.2187 | 0 | 0 | 0 | 0 | 0 | 0 | 0 | 0 | 0 | 0 | 0 | 0 | 0 | 0 | 0 | 0 | 0 | 0 | 0 | 0 | 0 | 0 | 0 | 0 | 0 | 0 | 0 | 0 | 0 | 0 | 0 | 0 | 0 | 0 | 0 | 0 | 0
F1_Residential_Single Family Moderate Income_New_Water Heating_Natural Gas_Water Heater (<= 55 gal)_E2 | F1 | Residential | Single Family Moderate Income | New | Water Heating | Natural Gas | Water Heater (<= 55 gal) | E2 | RVT - Cost of Equipment | 191.6873 | 192.2486 | 193.5077 | 194.5663 | 194.1357 | 0 | 0 | 0 | 0 | 0 | 0 | 0 | 0 | 0 | 0 | 0 | 0 | 0 | 0 | 0 | 0 | 0 | 0 | 0 | 0 | 0 | 0 | 0 | 0 | 0 | 0 | 0 | 0 | 0 | 0 | 0 | 0 | 0 | 0 | 0 | 0 | 0
F1_Residential_Single Family Moderate Income_New_Water Heating_Natural Gas_Water Heater (<= 55 gal)_E3 | F1 | Residential | Single Family Moderate Income | New | Water Heating | Natural Gas | Water Heater (<= 55 gal) | E3 | RVT - Cost of Equipment | 151.4566 | 151.9002 | 152.8949 | 153.7314 | 153.3912 | 0 | 0 | 0 | 0 | 0 | 0 | 0 | 0 | 0 | 0 | 0 | 0 | 0 | 0 | 0 | 0 | 0 | 0 | 0 | 0 | 0 | 0 | 0 | 0 | 0 | 0 | 0 | 0 | 0 | 0 | 0 | 0 | 0 | 0 | 0 | 0 | 0
F1_Residential_Single Family Moderate Income_New_Water Heating_Natural Gas_Water Heater (<= 55 gal)_E4 | F1 | Residential | Single Family Moderate Income | New | Water Heating | Natural Gas | Water Heater (<= 55 gal) | E4 | RVT - Cost of Equipment | 143.9159 | 144.656 | 145.7763 | 146.8038 | 147.0477 | 0 | 0 | 0 | 0 | 0 | 0 | 0 | 0 | 0 | 0 | 0 | 0 | 0 | 0 | 0 | 0 | 0 | 0 | 0 | 0 | 0 | 0 | 0 | 0 | 0 | 0 | 0 | 0 | 0 | 0 | 0 | 0 | 0 | 0 | 0 | 0 | 0
F1_Residential_Single Family Moderate Income_New_Water Heating_Natural Gas_Water Heater (<= 55 gal)_E5 | F1 | Residential | Single Family Moderate Income | New | Water Heating | Natural Gas | Water Heater (<= 55 gal) | E5 | RVT - Cost of Equipment | 137.59 | 138.2975 | 139.3686 | 140.3509 | 140.5841 | 0 | 0 | 0 | 0 | 0 | 0 | 0 | 0 | 0 | 0 | 0 | 0 | 0 | 0 | 0 | 0 | 0 | 0 | 0 | 0 | 0 | 0 | 0 | 0 | 0 | 0 | 0 | 0 | 0 | 0 | 0 | 0 | 0 | 0 | 0 | 0 | 0
F1_Residential_Single Family Moderate Income_New_Water Heating_Natural Gas_Water Heater (<= 55 gal)_E6 | F1 | Residential | Single Family Moderate Income | New | Water Heating | Natural Gas | Water Heater (<= 55 gal) | E6 | RVT - Cost of Equipment | 115.7357 | 116.0747 | 116.8348 | 117.474 | 117.214 | 117.8409 | 119.253 | 120.4249 | 121.8339 | 123.2083 | 124.5937 | 125.9053 | 127.3008 | 128.7427 | 130.148 | 131.5853 | 133.0285 | 134.493 | 135.9013 | 137.2553 | 138.4408 | 139.527 | 140.36 | 141.086 | 141.6119 | 141.9643 | 142.2005 | 142.292 | 142.1854 | 141.9455 | 141.4539 | 140.8417 | 140.011 | 0 | 0 | 0 | 0 | 0 | 0 | 0 | 0 | 0
F1_Residential_Single Family Moderate Income_New_Water Heating_Natural Gas_Water Heater (<= 55 gal)_E7 | F1 | Residential | Single Family Moderate Income | New | Water Heating | Natural Gas | Water Heater (<= 55 gal) | E7 | RVT - Cost of Equipment | 0 | 0 | 0 | 0 | 94.4993 | 95.0046 | 96.1515 | 97.1152 | 98.2757 | 99.4028 | 100.5337 | 101.6008 | 102.7292 | 103.8691 | 104.9344 | 105.9817 | 106.9856 | 108.0152 | 109.0188 | 110.0067 | 110.8901 | 111.7431 | 112.4455 | 113.1283 | 113.6399 | 113.9902 | 114.2198 | 114.2945 | 114.2075 | 114.0119 | 113.6111 | 113.1118 | 112.4345 | 0 | 0 | 0 | 0 | 0 | 0 | 0 | 0 | 0
F1_Residential_Single Family Moderate Income_New_Water Heating_Natural Gas_Water Heater (<= 55 gal)_E8 | F1 | Residential | Single Family Moderate Income | New | Water Heating | Natural Gas | Water Heater (<= 55 gal) | E8 | RVT - Cost of Equipment | 0 | 0 | 0 | 0 | 0 | 0 | 0 | 0 | 0 | 0 | 0 | 0 | 0 | 0 | 0 | 0 | 0 | 0 | 0 | 0 | 0 | 0 | 0 | 0 | 0 | 0 | 0 | 0 | 0 | 0 | 0 | 0 | 0 | 0 | 0 | 0 | 0 | 0 | 0 | 0 | 0 | 0
F1_Residential_Single Family Moderate Income_New_Water Heating_Natural Gas_Water Heater (<= 55 gal)_E9 | F1 | Residential | Single Family Moderate Income | New | Water Heating | Natural Gas | Water Heater (<= 55 gal) | E9 | RVT - Cost of Equipment | 0 | 0 | 0 | 0 | 0 | 0 | 0 | 0 | 0 | 0 | 0 | 0 | 0 | 0 | 0 | 0 | 0 | 0 | 0 | 0 | 0 | 0 | 0 | 0 | 0 | 0 | 0 | 0 | 0 | 0 | 0 | 0 | 0 | 0 | 0 | 0 | 0 | 0 | 0 | 0 | 0 | 0
F1_Residential_Single Family Moderate Income_New_Water Heating_Natural Gas_Water Heater (<= 55 gal)_E10 | F1 | Residential | Single Family Moderate Income | New | Water Heating | Natural Gas | Water Heater (<= 55 gal) | E10 | RVT - Cost of Equipment | 0 | 0 | 0 | 0 | 0 | 0 | 0 | 0 | 0 | 0 | 0 | 0 | 0 | 0 | 0 | 0 | 0 | 0 | 0 | 0 | 0 | 0 | 0 | 0 | 0 | 0 | 0 | 0 | 0 | 0 | 0 | 0 | 0 | 0 | 0 | 0 | 0 | 0 | 0 | 0 | 0 | 0
F2_Residential_Single Family Moderate Income_New_Water Heating_Natural Gas_Water Heater (<= 55 gal)_E1 | F2 | Residential | Single Family Moderate Income | New | Water Heating | Natural Gas | Water Heater (<= 55 gal) | E1 | RVT - Cost of Operation | 211.1759 | 211.7944 | 213.1814 | 214.3476 | 213.8733 | 0 | 0 | 0 | 0 | 0 | 0 | 0 | 0 | 0 | 0 | 0 | 0 | 0 | 0 | 0 | 0 | 0 | 0 | 0 | 0 | 0 | 0 | 0 | 0 | 0 | 0 | 0 | 0 | 0 | 0 | 0 | 0 | 0 | 0 | 0 | 0 | 0
F2_Residential_Single Family Moderate Income_New_Water Heating_Natural Gas_Water Heater (<= 55 gal)_E2 | F2 | Residential | Single Family Moderate Income | New | Water Heating | Natural Gas | Water Heater (<= 55 gal) | E2 | RVT - Cost of Operation | 191.3782 | 191.9387 | 193.1956 | 194.2526 | 193.8227 | 0 | 0 | 0 | 0 | 0 | 0 | 0 | 0 | 0 | 0 | 0 | 0 | 0 | 0 | 0 | 0 | 0 | 0 | 0 | 0 | 0 | 0 | 0 | 0 | 0 | 0 | 0 | 0 | 0 | 0 | 0 | 0 | 0 | 0 | 0 | 0 | 0
F2_Residential_Single Family Moderate Income_New_Water Heating_Natural Gas_Water Heater (<= 55 gal)_E3 | F2 | Residential | Single Family Moderate Income | New | Water Heating | Natural Gas | Water Heater (<= 55 gal) | E3 | RVT - Cost of Operation | 151.2124 | 151.6552 | 152.6484 | 153.4835 | 153.1438 | 0 | 0 | 0 | 0 | 0 | 0 | 0 | 0 | 0 | 0 | 0 | 0 | 0 | 0 | 0 | 0 | 0 | 0 | 0 | 0 | 0 | 0 | 0 | 0 | 0 | 0 | 0 | 0 | 0 | 0 | 0 | 0 | 0 | 0 | 0 | 0 | 0
F2_Residential_Single Family Moderate Income_New_Water Heating_Natural Gas_Water Heater (<= 55 gal)_E4 | F2 | Residential | Single Family Moderate Income | New | Water Heating | Natural Gas | Water Heater (<= 55 gal) | E4 | RVT - Cost of Operation | 143.6839 | 144.4227 | 145.5413 | 146.5671 | 146.8107 | 0 | 0 | 0 | 0 | 0 | 0 | 0 | 0 | 0 | 0 | 0 | 0 | 0 | 0 | 0 | 0 | 0 | 0 | 0 | 0 | 0 | 0 | 0 | 0 | 0 | 0 | 0 | 0 | 0 | 0 | 0 | 0 | 0 | 0 | 0 | 0 | 0
F2_Residential_Single Family Moderate Income_New_Water Heating_Natural Gas_Water Heater (<= 55 gal)_E5 | F2 | Residential | Single Family Moderate Income | New | Water Heating | Natural Gas | Water Heater (<= 55 gal) | E5 | RVT - Cost of Operation | 137.3681 | 138.0745 | 139.1439 | 140.1246 | 140.3574 | 0 | 0 | 0 | 0 | 0 | 0 | 0 | 0 | 0 | 0 | 0 | 0 | 0 | 0 | 0 | 0 | 0 | 0 | 0 | 0 | 0 | 0 | 0 | 0 | 0 | 0 | 0 | 0 | 0 | 0 | 0 | 0 | 0 | 0 | 0 | 0 | 0
F2_Residential_Single Family Moderate Income_New_Water Heating_Natural Gas_Water Heater (<= 55 gal)_E6 | F2 | Residential | Single Family Moderate Income | New | Water Heating | Natural Gas | Water Heater (<= 55 gal) | E6 | RVT - Cost of Operation | 115.5491 | 115.8875 | 116.6464 | 117.2846 | 117.025 | 117.6509 | 119.0607 | 120.2308 | 121.6375 | 123.0096 | 124.3928 | 125.7023 | 127.0956 | 128.5351 | 129.9382 | 131.3731 | 132.814 | 134.2762 | 135.6821 | 137.034 | 138.2176 | 139.302 | 140.1337 | 140.8586 | 141.3836 | 141.7354 | 141.9712 | 142.0626 | 141.9561 | 141.7166 | 141.2258 | 140.6146 | 139.7852 | 0 | 0 | 0 | 0 | 0 | 0 | 0 | 0 | 0
F2_Residential_Single Family Moderate Income_New_Water Heating_Natural Gas_Water Heater (<= 55 gal)_E7 | F2 | Residential | Single Family Moderate Income | New | Water Heating | Natural Gas | Water Heater (<= 55 gal) | E7 | RVT - Cost of Operation | 0 | 0 | 0 | 0 | 94.347 | 94.8514 | 95.9965 | 96.9586 | 98.1172 | 99.2425 | 100.3716 | 101.437 | 102.5635 | 103.7016 | 104.7652 | 105.8108 | 106.8131 | 107.8411 | 108.843 | 109.8293 | 110.7113 | 111.5629 | 112.2642 | 112.9459 | 113.4567 | 113.8064 | 114.0356 | 114.1102 | 114.0233 | 113.828 | 113.4279 | 112.9295 | 112.2532 | 0 | 0 | 0 | 0 | 0 | 0 | 0 | 0 | 0
F2_Residential_Single Family Moderate Income_New_Water Heating_Natural Gas_Water Heater (<= 55 gal)_E8 | F2 | Residential | Single Family Moderate Income | New | Water Heating | Natural Gas | Water Heater (<= 55 gal) | E8 | RVT - Cost of Operation | 0 | 0 | 0 | 0 | 0 | 0 | 0 | 0 | 0 | 0 | 0 | 0 | 0 | 0 | 0 | 0 | 0 | 0 | 0 | 0 | 0 | 0 | 0 | 0 | 0 | 0 | 0 | 0 | 0 | 0 | 0 | 0 | 0 | 0 | 0 | 0 | 0 | 0 | 0 | 0 | 0 | 0
F2_Residential_Single Family Moderate Income_New_Water Heating_Natural Gas_Water Heater (<= 55 gal)_E9 | F2 | Residential | Single Family Moderate Income | New | Water Heating | Natural Gas | Water Heater (<= 55 gal) | E9 | RVT - Cost of Operation | 0 | 0 | 0 | 0 | 0 | 0 | 0 | 0 | 0 | 0 | 0 | 0 | 0 | 0 | 0 | 0 | 0 | 0 | 0 | 0 | 0 | 0 | 0 | 0 | 0 | 0 | 0 | 0 | 0 | 0 | 0 | 0 | 0 | 0 | 0 | 0 | 0 | 0 | 0 | 0 | 0 | 0
F2_Residential_Single Family Moderate Income_New_Water Heating_Natural Gas_Water Heater (<= 55 gal)_E10 | F2 | Residential | Single Family Moderate Income | New | Water Heating | Natural Gas | Water Heater (<= 55 gal) | E10 | RVT - Cost of Operation | 0 | 0 | 0 | 0 | 0 | 0 | 0 | 0 | 0 | 0 | 0 | 0 | 0 | 0 | 0 | 0 | 0 | 0 | 0 | 0 | 0 | 0 | 0 | 0 | 0 | 0 | 0 | 0 | 0 | 0 | 0 | 0 | 0 | 0 | 0 | 0 | 0 | 0 | 0 | 0 | 0 | 0
F3_Residential_Single Family Moderate Income_New_Water Heating_Natural Gas_Water Heater (<= 55 gal)_E1 | F3 | Residential | Single Family Moderate Income | New | Water Heating | Natural Gas | Water Heater (<= 55 gal) | E1 | System - kBTUs of Consumption | 108.75 | 108.75 | 108.75 | 108.75 | 108.75 | 0 | 0 | 0 | 0 | 0 | 0 | 0 | 0 | 0 | 0 | 0 | 0 | 0 | 0 | 0 | 0 | 0 | 0 | 0 | 0 | 0 | 0 | 0 | 0 | 0 | 0 | 0 | 0 | 0 | 0 | 0 | 0 | 0 | 0 | 0 | 0 | 0
F3_Residential_Single Family Moderate Income_New_Water Heating_Natural Gas_Water Heater (<= 55 gal)_E2 | F3 | Residential | Single Family Moderate Income | New | Water Heating | Natural Gas | Water Heater (<= 55 gal) | E2 | System - kBTUs of Consumption | 122.6873 | 122.6873 | 122.6873 | 122.6873 | 122.6873 | 0 | 0 | 0 | 0 | 0 | 0 | 0 | 0 | 0 | 0 | 0 | 0 | 0 | 0 | 0 | 0 | 0 | 0 | 0 | 0 | 0 | 0 | 0 | 0 | 0 | 0 | 0 | 0 | 0 | 0 | 0 | 0 | 0 | 0 | 0 | 0 | 0
F3_Residential_Single Family Moderate Income_New_Water Heating_Natural Gas_Water Heater (<= 55 gal)_E3 | F3 | Residential | Single Family Moderate Income | New | Water Heating | Natural Gas | Water Heater (<= 55 gal) | E3 | System - kBTUs of Consumption | 346.2727 | 346.2727 | 346.2727 | 346.2727 | 346.2727 | 0 | 0 | 0 | 0 | 0 | 0 | 0 | 0 | 0 | 0 | 0 | 0 | 0 | 0 | 0 | 0 | 0 | 0 | 0 | 0 | 0 | 0 | 0 | 0 | 0 | 0 | 0 | 0 | 0 | 0 | 0 | 0 | 0 | 0 | 0 | 0 | 0
F3_Residential_Single Family Moderate Income_New_Water Heating_Natural Gas_Water Heater (<= 55 gal)_E4 | F3 | Residential | Single Family Moderate Income | New | Water Heating | Natural Gas | Water Heater (<= 55 gal) | E4 | System - kBTUs of Consumption | 160.3908 | 160.3908 | 160.3908 | 160.3908 | 160.3908 | 0 | 0 | 0 | 0 | 0 | 0 | 0 | 0 | 0 | 0 | 0 | 0 | 0 | 0 | 0 | 0 | 0 | 0 | 0 | 0 | 0 | 0 | 0 | 0 | 0 | 0 | 0 | 0 | 0 | 0 | 0 | 0 | 0 | 0 | 0 | 0 | 0
F3_Residential_Single Family Moderate Income_New_Water Heating_Natural Gas_Water Heater (<= 55 gal)_E5 | F3 | Residential | Single Family Moderate Income | New | Water Heating | Natural Gas | Water Heater (<= 55 gal) | E5 | System - kBTUs of Consumption | 181.9005 | 181.9005 | 181.9005 | 181.9005 | 181.9005 | 0 | 0 | 0 | 0 | 0 | 0 | 0 | 0 | 0 | 0 | 0 | 0 | 0 | 0 | 0 | 0 | 0 | 0 | 0 | 0 | 0 | 0 | 0 | 0 | 0 | 0 | 0 | 0 | 0 | 0 | 0 | 0 | 0 | 0 | 0 | 0 | 0
F3_Residential_Single Family Moderate Income_New_Water Heating_Natural Gas_Water Heater (<= 55 gal)_E6 | F3 | Residential | Single Family Moderate Income | New | Water Heating | Natural Gas | Water Heater (<= 55 gal) | E6 | System - kBTUs of Consumption | 501.237 | 501.237 | 501.237 | 501.237 | 501.237 | 501.237 | 501.237 | 501.237 | 501.237 | 501.237 | 501.237 | 501.237 | 501.237 | 501.237 | 501.237 | 501.237 | 501.237 | 501.237 | 501.237 | 501.237 | 501.237 | 501.237 | 501.237 | 501.237 | 501.237 | 501.237 | 501.237 | 501.237 | 501.237 | 501.237 | 501.237 | 501.237 | 501.237 | 0 | 0 | 0 | 0 | 0 | 0 | 0 | 0 | 0
F3_Residential_Single Family Moderate Income_New_Water Heating_Natural Gas_Water Heater (<= 55 gal)_E7 | F3 | Residential | Single Family Moderate Income | New | Water Heating | Natural Gas | Water Heater (<= 55 gal) | E7 | System - kBTUs of Consumption | 0 | 0 | 0 | 0 | 593.764 | 593.764 | 593.764 | 593.764 | 593.764 | 593.764 | 593.764 | 593.764 | 593.764 | 593.764 | 593.764 | 593.764 | 593.764 | 593.764 | 593.764 | 593.764 | 593.764 | 593.764 | 593.764 | 593.764 | 593.764 | 593.764 | 593.764 | 593.764 | 593.764 | 593.764 | 593.764 | 593.764 | 593.764 | 0 | 0 | 0 | 0 | 0 | 0 | 0 | 0 | 0
F3_Residential_Single Family Moderate Income_New_Water Heating_Natural Gas_Water Heater (<= 55 gal)_E8 | F3 | Residential | Single Family Moderate Income | New | Water Heating | Natural Gas | Water Heater (<= 55 gal) | E8 | System - kBTUs of Consumption | 0 | 0 | 0 | 0 | 0 | 0 | 0 | 0 | 0 | 0 | 0 | 0 | 0 | 0 | 0 | 0 | 0 | 0 | 0 | 0 | 0 | 0 | 0 | 0 | 0 | 0 | 0 | 0 | 0 | 0 | 0 | 0 | 0 | 0 | 0 | 0 | 0 | 0 | 0 | 0 | 0 | 0
F3_Residential_Single Family Moderate Income_New_Water Heating_Natural Gas_Water Heater (<= 55 gal)_E9 | F3 | Residential | Single Family Moderate Income | New | Water Heating | Natural Gas | Water Heater (<= 55 gal) | E9 | System - kBTUs of Consumption | 0 | 0 | 0 | 0 | 0 | 0 | 0 | 0 | 0 | 0 | 0 | 0 | 0 | 0 | 0 | 0 | 0 | 0 | 0 | 0 | 0 | 0 | 0 | 0 | 0 | 0 | 0 | 0 | 0 | 0 | 0 | 0 | 0 | 0 | 0 | 0 | 0 | 0 | 0 | 0 | 0 | 0
F3_Residential_Single Family Moderate Income_New_Water Heating_Natural Gas_Water Heater (<= 55 gal)_E10 | F3 | Residential | Single Family Moderate Income | New | Water Heating | Natural Gas | Water Heater (<= 55 gal) | E10 | System - kBTUs of Consumption | 0 | 0 | 0 | 0 | 0 | 0 | 0 | 0 | 0 | 0 | 0 | 0 | 0 | 0 | 0 | 0 | 0 | 0 | 0 | 0 | 0 | 0 | 0 | 0 | 0 | 0 | 0 | 0 | 0 | 0 | 0 | 0 | 0 | 0 | 0 | 0 | 0 | 0 | 0 | 0 | 0 | 0
F4_Residential_Single Family Moderate Income_New_Water Heating_Natural Gas_Water Heater (<= 55 gal)_E1 | F4 | Residential | Single Family Moderate Income | New | Water Heating | Natural Gas | Water Heater (<= 55 gal) | E1 | Utility - Cost of Equipment | 211.1759 | 211.7944 | 213.1814 | 214.3476 | 213.8733 | 0 | 0 | 0 | 0 | 0 | 0 | 0 | 0 | 0 | 0 | 0 | 0 | 0 | 0 | 0 | 0 | 0 | 0 | 0 | 0 | 0 | 0 | 0 | 0 | 0 | 0 | 0 | 0 | 0 | 0 | 0 | 0 | 0 | 0 | 0 | 0 | 0
F4_Residential_Single Family Moderate Income_New_Water Heating_Natural Gas_Water Heater (<= 55 gal)_E2 | F4 | Residential | Single Family Moderate Income | New | Water Heating | Natural Gas | Water Heater (<= 55 gal) | E2 | Utility - Cost of Equipment | 191.3782 | 191.9387 | 193.1956 | 194.2526 | 193.8227 | 0 | 0 | 0 | 0 | 0 | 0 | 0 | 0 | 0 | 0 | 0 | 0 | 0 | 0 | 0 | 0 | 0 | 0 | 0 | 0 | 0 | 0 | 0 | 0 | 0 | 0 | 0 | 0 | 0 | 0 | 0 | 0 | 0 | 0 | 0 | 0 | 0
F4_Residential_Single Family Moderate Income_New_Water Heating_Natural Gas_Water Heater (<= 55 gal)_E3 | F4 | Residential | Single Family Moderate Income | New | Water Heating | Natural Gas | Water Heater (<= 55 gal) | E3 | Utility - Cost of Equipment | 151.2124 | 151.6552 | 152.6484 | 153.4835 | 153.1438 | 0 | 0 | 0 | 0 | 0 | 0 | 0 | 0 | 0 | 0 | 0 | 0 | 0 | 0 | 0 | 0 | 0 | 0 | 0 | 0 | 0 | 0 | 0 | 0 | 0 | 0 | 0 | 0 | 0 | 0 | 0 | 0 | 0 | 0 | 0 | 0 | 0
F4_Residential_Single Family Moderate Income_New_Water Heating_Natural Gas_Water Heater (<= 55 gal)_E4 | F4 | Residential | Single Family Moderate Income | New | Water Heating | Natural Gas | Water Heater (<= 55 gal) | E4 | Utility - Cost of Equipment | 143.6839 | 144.4227 | 145.5413 | 146.5671 | 146.8107 | 0 | 0 | 0 | 0 | 0 | 0 | 0 | 0 | 0 | 0 | 0 | 0 | 0 | 0 | 0 | 0 | 0 | 0 | 0 | 0 | 0 | 0 | 0 | 0 | 0 | 0 | 0 | 0 | 0 | 0 | 0 | 0 | 0 | 0 | 0 | 0 | 0
F4_Residential_Single Family Moderate Income_New_Water Heating_Natural Gas_Water Heater (<= 55 gal)_E5 | F4 | Residential | Single Family Moderate Income | New | Water Heating | Natural Gas | Water Heater (<= 55 gal) | E5 | Utility - Cost of Equipment | 137.3681 | 138.0745 | 139.1439 | 140.1246 | 140.3574 | 0 | 0 | 0 | 0 | 0 | 0 | 0 | 0 | 0 | 0 | 0 | 0 | 0 | 0 | 0 | 0 | 0 | 0 | 0 | 0 | 0 | 0 | 0 | 0 | 0 | 0 | 0 | 0 | 0 | 0 | 0 | 0 | 0 | 0 | 0 | 0 | 0
F4_Residential_Single Family Moderate Income_New_Water Heating_Natural Gas_Water Heater (<= 55 gal)_E6 | F4 | Residential | Single Family Moderate Income | New | Water Heating | Natural Gas | Water Heater (<= 55 gal) | E6 | Utility - Cost of Equipment | 115.5491 | 115.8875 | 116.6464 | 117.2846 | 117.025 | 117.6509 | 119.0607 | 120.2308 | 121.6375 | 123.0096 | 124.3928 | 125.7023 | 127.0956 | 128.5351 | 129.9382 | 131.3731 | 132.814 | 134.2762 | 135.6821 | 137.034 | 138.2176 | 139.302 | 140.1337 | 140.8586 | 141.3836 | 141.7354 | 141.9712 | 142.0626 | 141.9561 | 141.7166 | 141.2258 | 140.6146 | 139.7852 | 0 | 0 | 0 | 0 | 0 | 0 | 0 | 0 | 0
F4_Residential_Single Family Moderate Income_New_Water Heating_Natural Gas_Water Heater (<= 55 gal)_E7 | F4 | Residential | Single Family Moderate Income | New | Water Heating | Natural Gas | Water Heater (<= 55 gal) | E7 | Utility - Cost of Equipment | 0 | 0 | 0 | 0 | 94.347 | 94.8514 | 95.9965 | 96.9586 | 98.1172 | 99.2425 | 100.3716 | 101.437 | 102.5635 | 103.7016 | 104.7652 | 105.8108 | 106.8131 | 107.8411 | 108.843 | 109.8293 | 110.7113 | 111.5629 | 112.2642 | 112.9459 | 113.4567 | 113.8064 | 114.0356 | 114.1102 | 114.0233 | 113.828 | 113.4279 | 112.9295 | 112.2532 | 0 | 0 | 0 | 0 | 0 | 0 | 0 | 0 | 0
F4_Residential_Single Family Moderate Income_New_Water Heating_Natural Gas_Water Heater (<= 55 gal)_E8 | F4 | Residential | Single Family Moderate Income | New | Water Heating | Natural Gas | Water Heater (<= 55 gal) | E8 | Utility - Cost of Equipment | 0 | 0 | 0 | 0 | 0 | 0 | 0 | 0 | 0 | 0 | 0 | 0 | 0 | 0 | 0 | 0 | 0 | 0 | 0 | 0 | 0 | 0 | 0 | 0 | 0 | 0 | 0 | 0 | 0 | 0 | 0 | 0 | 0 | 0 | 0 | 0 | 0 | 0 | 0 | 0 | 0 | 0
F4_Residential_Single Family Moderate Income_New_Water Heating_Natural Gas_Water Heater (<= 55 gal)_E9 | F4 | Residential | Single Family Moderate Income | New | Water Heating | Natural Gas | Water Heater (<= 55 gal) | E9 | Utility - Cost of Equipment | 0 | 0 | 0 | 0 | 0 | 0 | 0 | 0 | 0 | 0 | 0 | 0 | 0 | 0 | 0 | 0 | 0 | 0 | 0 | 0 | 0 | 0 | 0 | 0 | 0 | 0 | 0 | 0 | 0 | 0 | 0 | 0 | 0 | 0 | 0 | 0 | 0 | 0 | 0 | 0 | 0 | 0
F4_Residential_Single Family Moderate Income_New_Water Heating_Natural Gas_Water Heater (<= 55 gal)_E10 | F4 | Residential | Single Family Moderate Income | New | Water Heating | Natural Gas | Water Heater (<= 55 gal) | E10 | Utility - Cost of Equipment | 0 | 0 | 0 | 0 | 0 | 0 | 0 | 0 | 0 | 0 | 0 | 0 | 0 | 0 | 0 | 0 | 0 | 0 | 0 | 0 | 0 | 0 | 0 | 0 | 0 | 0 | 0 | 0 | 0 | 0 | 0 | 0 | 0 | 0 | 0 | 0 | 0 | 0 | 0 | 0 | 0 | 0
F5_Residential_Single Family Moderate Income_New_Water Heating_Natural Gas_Water Heater (<= 55 gal)_E1 | F5 | Residential | Single Family Moderate Income | New | Water Heating | Natural Gas | Water Heater (<= 55 gal) | E1 | Utility - Cost of Operation | 108.75 | 108.75 | 108.75 | 108.75 | 108.75 | 0 | 0 | 0 | 0 | 0 | 0 | 0 | 0 | 0 | 0 | 0 | 0 | 0 | 0 | 0 | 0 | 0 | 0 | 0 | 0 | 0 | 0 | 0 | 0 | 0 | 0 | 0 | 0 | 0 | 0 | 0 | 0 | 0 | 0 | 0 | 0 | 0
F5_Residential_Single Family Moderate Income_New_Water Heating_Natural Gas_Water Heater (<= 55 gal)_E2 | F5 | Residential | Single Family Moderate Income | New | Water Heating | Natural Gas | Water Heater (<= 55 gal) | E2 | Utility - Cost of Operation | 122.6873 | 122.6873 | 122.6873 | 122.6873 | 122.6873 | 0 | 0 | 0 | 0 | 0 | 0 | 0 | 0 | 0 | 0 | 0 | 0 | 0 | 0 | 0 | 0 | 0 | 0 | 0 | 0 | 0 | 0 | 0 | 0 | 0 | 0 | 0 | 0 | 0 | 0 | 0 | 0 | 0 | 0 | 0 | 0 | 0
F5_Residential_Single Family Moderate Income_New_Water Heating_Natural Gas_Water Heater (<= 55 gal)_E3 | F5 | Residential | Single Family Moderate Income | New | Water Heating | Natural Gas | Water Heater (<= 55 gal) | E3 | Utility - Cost of Operation | 346.2727 | 346.2727 | 346.2727 | 346.2727 | 346.2727 | 0 | 0 | 0 | 0 | 0 | 0 | 0 | 0 | 0 | 0 | 0 | 0 | 0 | 0 | 0 | 0 | 0 | 0 | 0 | 0 | 0 | 0 | 0 | 0 | 0 | 0 | 0 | 0 | 0 | 0 | 0 | 0 | 0 | 0 | 0 | 0 | 0
F5_Residential_Single Family Moderate Income_New_Water Heating_Natural Gas_Water Heater (<= 55 gal)_E4 | F5 | Residential | Single Family Moderate Income | New | Water Heating | Natural Gas | Water Heater (<= 55 gal) | E4 | Utility - Cost of Operation | 160.3908 | 160.3908 | 160.3908 | 160.3908 | 160.3908 | 0 | 0 | 0 | 0 | 0 | 0 | 0 | 0 | 0 | 0 | 0 | 0 | 0 | 0 | 0 | 0 | 0 | 0 | 0 | 0 | 0 | 0 | 0 | 0 | 0 | 0 | 0 | 0 | 0 | 0 | 0 | 0 | 0 | 0 | 0 | 0 | 0
F5_Residential_Single Family Moderate Income_New_Water Heating_Natural Gas_Water Heater (<= 55 gal)_E5 | F5 | Residential | Single Family Moderate Income | New | Water Heating | Natural Gas | Water Heater (<= 55 gal) | E5 | Utility - Cost of Operation | 181.9005 | 181.9005 | 181.9005 | 181.9005 | 181.9005 | 0 | 0 | 0 | 0 | 0 | 0 | 0 | 0 | 0 | 0 | 0 | 0 | 0 | 0 | 0 | 0 | 0 | 0 | 0 | 0 | 0 | 0 | 0 | 0 | 0 | 0 | 0 | 0 | 0 | 0 | 0 | 0 | 0 | 0 | 0 | 0 | 0
F5_Residential_Single Family Moderate Income_New_Water Heating_Natural Gas_Water Heater (<= 55 gal)_E6 | F5 | Residential | Single Family Moderate Income | New | Water Heating | Natural Gas | Water Heater (<= 55 gal) | E6 | Utility - Cost of Operation | 501.237 | 501.237 | 501.237 | 501.237 | 501.237 | 501.237 | 501.237 | 501.237 | 501.237 | 501.237 | 501.237 | 501.237 | 501.237 | 501.237 | 501.237 | 501.237 | 501.237 | 501.237 | 501.237 | 501.237 | 501.237 | 501.237 | 501.237 | 501.237 | 501.237 | 501.237 | 501.237 | 501.237 | 501.237 | 501.237 | 501.237 | 501.237 | 501.237 | 0 | 0 | 0 | 0 | 0 | 0 | 0 | 0 | 0
F5_Residential_Single Family Moderate Income_New_Water Heating_Natural Gas_Water Heater (<= 55 gal)_E7 | F5 | Residential | Single Family Moderate Income | New | Water Heating | Natural Gas | Water Heater (<= 55 gal) | E7 | Utility - Cost of Operation | 0 | 0 | 0 | 0 | 593.764 | 593.764 | 593.764 | 593.764 | 593.764 | 593.764 | 593.764 | 593.764 | 593.764 | 593.764 | 593.764 | 593.764 | 593.764 | 593.764 | 593.764 | 593.764 | 593.764 | 593.764 | 593.764 | 593.764 | 593.764 | 593.764 | 593.764 | 593.764 | 593.764 | 593.764 | 593.764 | 593.764 | 593.764 | 0 | 0 | 0 | 0 | 0 | 0 | 0 | 0 | 0
F5_Residential_Single Family Moderate Income_New_Water Heating_Natural Gas_Water Heater (<= 55 gal)_E8 | F5 | Residential | Single Family Moderate Income | New | Water Heating | Natural Gas | Water Heater (<= 55 gal) | E8 | Utility - Cost of Operation | 0 | 0 | 0 | 0 | 0 | 0 | 0 | 0 | 0 | 0 | 0 | 0 | 0 | 0 | 0 | 0 | 0 | 0 | 0 | 0 | 0 | 0 | 0 | 0 | 0 | 0 | 0 | 0 | 0 | 0 | 0 | 0 | 0 | 0 | 0 | 0 | 0 | 0 | 0 | 0 | 0 | 0
F5_Residential_Single Family Moderate Income_New_Water Heating_Natural Gas_Water Heater (<= 55 gal)_E9 | F5 | Residential | Single Family Moderate Income | New | Water Heating | Natural Gas | Water Heater (<= 55 gal) | E9 | Utility - Cost of Operation | 0 | 0 | 0 | 0 | 0 | 0 | 0 | 0 | 0 | 0 | 0 | 0 | 0 | 0 | 0 | 0 | 0 | 0 | 0 | 0 | 0 | 0 | 0 | 0 | 0 | 0 | 0 | 0 | 0 | 0 | 0 | 0 | 0 | 0 | 0 | 0 | 0 | 0 | 0 | 0 | 0 | 0
F5_Residential_Single Family Moderate Income_New_Water Heating_Natural Gas_Water Heater (<= 55 gal)_E10 | F5 | Residential | Single Family Moderate Income | New | Water Heating | Natural Gas | Water Heater (<= 55 gal) | E10 | Utility - Cost of Operation | 0 | 0 | 0 | 0 | 0 | 0 | 0 | 0 | 0 | 0 | 0 | 0 | 0 | 0 | 0 | 0 | 0 | 0 | 0 | 0 | 0 | 0 | 0 | 0 | 0 | 0 | 0 | 0 | 0 | 0 | 0 | 0 | 0 | 0 | 0 | 0 | 0 | 0 | 0 | 0 | 0 | 0
F6_Residential_Single Family Moderate Income_New_Water Heating_Natural Gas_Water Heater (<= 55 gal)_E1 | F6 | Residential | Single Family Moderate Income | New | Water Heating | Natural Gas | Water Heater (<= 55 gal) | E1 | Utility - Value of Sales | 171.0236 | 172.0201 | 173.3876 | 174.5053 | 174.5053 | 0 | 0 | 0 | 0 | 0 | 0 | 0 | 0 | 0 | 0 | 0 | 0 | 0 | 0 | 0 | 0 | 0 | 0 | 0 | 0 | 0 | 0 | 0 | 0 | 0 | 0 | 0 | 0 | 0 | 0 | 0 | 0 | 0 | 0 | 0 | 0 | 0
F6_Residential_Single Family Moderate Income_New_Water Heating_Natural Gas_Water Heater (<= 55 gal)_E2 | F6 | Residential | Single Family Moderate Income | New | Water Heating | Natural Gas | Water Heater (<= 55 gal) | E2 | Utility - Value of Sales | 154.9901 | 155.8932 | 157.1326 | 158.1455 | 158.1455 | 0 | 0 | 0 | 0 | 0 | 0 | 0 | 0 | 0 | 0 | 0 | 0 | 0 | 0 | 0 | 0 | 0 | 0 | 0 | 0 | 0 | 0 | 0 | 0 | 0 | 0 | 0 | 0 | 0 | 0 | 0 | 0 | 0 | 0 | 0 | 0 | 0
F6_Residential_Single Family Moderate Income_New_Water Heating_Natural Gas_Water Heater (<= 55 gal)_E3 | F6 | Residential | Single Family Moderate Income | New | Water Heating | Natural Gas | Water Heater (<= 55 gal) | E3 | Utility - Value of Sales | 122.4613 | 123.1749 | 124.1541 | 124.9544 | 124.9544 | 0 | 0 | 0 | 0 | 0 | 0 | 0 | 0 | 0 | 0 | 0 | 0 | 0 | 0 | 0 | 0 | 0 | 0 | 0 | 0 | 0 | 0 | 0 | 0 | 0 | 0 | 0 | 0 | 0 | 0 | 0 | 0 | 0 | 0 | 0 | 0 | 0
F6_Residential_Single Family Moderate Income_New_Water Heating_Natural Gas_Water Heater (<= 55 gal)_E4 | F6 | Residential | Single Family Moderate Income | New | Water Heating | Natural Gas | Water Heater (<= 55 gal) | E4 | Utility - Value of Sales | 114.8281 | 115.26 | 115.8526 | 116.3369 | 116.3369 | 0 | 0 | 0 | 0 | 0 | 0 | 0 | 0 | 0 | 0 | 0 | 0 | 0 | 0 | 0 | 0 | 0 | 0 | 0 | 0 | 0 | 0 | 0 | 0 | 0 | 0 | 0 | 0 | 0 | 0 | 0 | 0 | 0 | 0 | 0 | 0 | 0
F6_Residential_Single Family Moderate Income_New_Water Heating_Natural Gas_Water Heater (<= 55 gal)_E5 | F6 | Residential | Single Family Moderate Income | New | Water Heating | Natural Gas | Water Heater (<= 55 gal) | E5 | Utility - Value of Sales | 109.7807 | 110.1936 | 110.7601 | 111.2232 | 111.2232 | 0 | 0 | 0 | 0 | 0 | 0 | 0 | 0 | 0 | 0 | 0 | 0 | 0 | 0 | 0 | 0 | 0 | 0 | 0 | 0 | 0 | 0 | 0 | 0 | 0 | 0 | 0 | 0 | 0 | 0 | 0 | 0 | 0 | 0 | 0 | 0 | 0
F6_Residential_Single Family Moderate Income_New_Water Heating_Natural Gas_Water Heater (<= 55 gal)_E6 | F6 | Residential | Single Family Moderate Income | New | Water Heating | Natural Gas | Water Heater (<= 55 gal) | E6 | Utility - Value of Sales | 93.5789 | 94.1242 | 94.8725 | 95.484 | 95.484 | 95.484 | 95.484 | 95.484 | 95.484 | 95.484 | 95.484 | 95.484 | 95.484 | 95.484 | 95.484 | 95.484 | 95.484 | 95.484 | 95.484 | 95.484 | 95.484 | 95.484 | 95.484 | 95.484 | 95.484 | 95.484 | 95.484 | 95.484 | 95.484 | 95.484 | 95.484 | 95.484 | 95.484 | 0 | 0 | 0 | 0 | 0 | 0 | 0 | 0 | 0
F6_Residential_Single Family Moderate Income_New_Water Heating_Natural Gas_Water Heater (<= 55 gal)_E7 | F6 | Residential | Single Family Moderate Income | New | Water Heating | Natural Gas | Water Heater (<= 55 gal) | E7 | Utility - Value of Sales | 0 | 0 | 0 | 0 | 77.8562 | 77.8562 | 77.8562 | 77.8562 | 77.8562 | 77.8562 | 77.8562 | 77.8562 | 77.8562 | 77.8562 | 77.8562 | 77.8562 | 77.8562 | 77.8562 | 77.8562 | 77.8562 | 77.8562 | 77.8562 | 77.8562 | 77.8562 | 77.8562 | 77.8562 | 77.8562 | 77.8562 | 77.8562 | 77.8562 | 77.8562 | 77.8562 | 77.8562 | 0 | 0 | 0 | 0 | 0 | 0 | 0 | 0 | 0
F6_Residential_Single Family Moderate Income_New_Water Heating_Natural Gas_Water Heater (<= 55 gal)_E8 | F6 | Residential | Single Family Moderate Income | New | Water Heating | Natural Gas | Water Heater (<= 55 gal) | E8 | Utility - Value of Sales | 0 | 0 | 0 | 0 | 0 | 0 | 0 | 0 | 0 | 0 | 0 | 0 | 0 | 0 | 0 | 0 | 0 | 0 | 0 | 0 | 0 | 0 | 0 | 0 | 0 | 0 | 0 | 0 | 0 | 0 | 0 | 0 | 0 | 0 | 0 | 0 | 0 | 0 | 0 | 0 | 0 | 0
F6_Residential_Single Family Moderate Income_New_Water Heating_Natural Gas_Water Heater (<= 55 gal)_E9 | F6 | Residential | Single Family Moderate Income | New | Water Heating | Natural Gas | Water Heater (<= 55 gal) | E9 | Utility - Value of Sales | 0 | 0 | 0 | 0 | 0 | 0 | 0 | 0 | 0 | 0 | 0 | 0 | 0 | 0 | 0 | 0 | 0 | 0 | 0 | 0 | 0 | 0 | 0 | 0 | 0 | 0 | 0 | 0 | 0 | 0 | 0 | 0 | 0 | 0 | 0 | 0 | 0 | 0 | 0 | 0 | 0 | 0
F6_Residential_Single Family Moderate Income_New_Water Heating_Natural Gas_Water Heater (<= 55 gal)_E10 | F6 | Residential | Single Family Moderate Income | New | Water Heating | Natural Gas | Water Heater (<= 55 gal) | E10 | Utility - Value of Sales | 0 | 0 | 0 | 0 | 0 | 0 | 0 | 0 | 0 | 0 | 0 | 0 | 0 | 0 | 0 | 0 | 0 | 0 | 0 | 0 | 0 | 0 | 0 | 0 | 0 | 0 | 0 | 0 | 0 | 0 | 0 | 0 | 0 | 0 | 0 | 0 | 0 | 0 | 0 | 0 | 0 | 0
F1_Residential_Single Family Moderate Income_New_Water Heating_Natural Gas_Water Heater (> 55 gal)_E1 | F1 | Residential | Single Family Moderate Income | New | Water Heating | Natural Gas | Water Heater (> 55 gal) | E1 | RVT - Cost of Equipment | 211.517 | 212.1364 | 213.5257 | 214.6938 | 214.2187 | 0 | 0 | 0 | 0 | 0 | 0 | 0 | 0 | 0 | 0 | 0 | 0 | 0 | 0 | 0 | 0 | 0 | 0 | 0 | 0 | 0 | 0 | 0 | 0 | 0 | 0 | 0 | 0 | 0 | 0 | 0 | 0 | 0 | 0 | 0 | 0 | 0
F1_Residential_Single Family Moderate Income_New_Water Heating_Natural Gas_Water Heater (> 55 gal)_E2 | F1 | Residential | Single Family Moderate Income | New | Water Heating | Natural Gas | Water Heater (> 55 gal) | E2 | RVT - Cost of Equipment | 206.0935 | 206.697 | 208.0507 | 209.1888 | 208.7259 | 0 | 0 | 0 | 0 | 0 | 0 | 0 | 0 | 0 | 0 | 0 | 0 | 0 | 0 | 0 | 0 | 0 | 0 | 0 | 0 | 0 | 0 | 0 | 0 | 0 | 0 | 0 | 0 | 0 | 0 | 0 | 0 | 0 | 0 | 0 | 0 | 0
F1_Residential_Single Family Moderate Income_New_Water Heating_Natural Gas_Water Heater (> 55 gal)_E3 | F1 | Residential | Single Family Moderate Income | New | Water Heating | Natural Gas | Water Heater (> 55 gal) | E3 | RVT - Cost of Equipment | 198.4604 | 199.0416 | 200.3451 | 201.4411 | 200.9953 | 0 | 0 | 0 | 0 | 0 | 0 | 0 | 0 | 0 | 0 | 0 | 0 | 0 | 0 | 0 | 0 | 0 | 0 | 0 | 0 | 0 | 0 | 0 | 0 | 0 | 0 | 0 | 0 | 0 | 0 | 0 | 0 | 0 | 0 | 0 | 0 | 0
F1_Residential_Single Family Moderate Income_New_Water Heating_Natural Gas_Water Heater (> 55 gal)_E4 | F1 | Residential | Single Family Moderate Income | New | Water Heating | Natural Gas | Water Heater (> 55 gal) | E4 | RVT - Cost of Equipment | 188.5795 | 189.5492 | 191.0172 | 192.3636 | 192.6833 | 0 | 0 | 0 | 0 | 0 | 0 | 0 | 0 | 0 | 0 | 0 | 0 | 0 | 0 | 0 | 0 | 0 | 0 | 0 | 0 | 0 | 0 | 0 | 0 | 0 | 0 | 0 | 0 | 0 | 0 | 0 | 0 | 0 | 0 | 0 | 0 | 0
F1_Residential_Single Family Moderate Income_New_Water Heating_Natural Gas_Water Heater (> 55 gal)_E5 | F1 | Residential | Single Family Moderate Income | New | Water Heating | Natural Gas | Water Heater (> 55 gal) | E5 | RVT - Cost of Equipment | 180.2903 | 181.2174 | 182.6209 | 183.9081 | 184.2137 | 0 | 0 | 0 | 0 | 0 | 0 | 0 | 0 | 0 | 0 | 0 | 0 | 0 | 0 | 0 | 0 | 0 | 0 | 0 | 0 | 0 | 0 | 0 | 0 | 0 | 0 | 0 | 0 | 0 | 0 | 0 | 0 | 0 | 0 | 0 | 0 | 0
F1_Residential_Single Family Moderate Income_New_Water Heating_Natural Gas_Water Heater (> 55 gal)_E6 | F1 | Residential | Single Family Moderate Income | New | Water Heating | Natural Gas | Water Heater (> 55 gal) | E6 | RVT - Cost of Equipment | 151.6537 | 152.0978 | 153.0939 | 153.9314 | 153.5908 | 154.4123 | 156.2625 | 157.7982 | 159.6444 | 161.4453 | 163.2607 | 164.9794 | 166.808 | 168.6973 | 170.5388 | 172.4221 | 174.3132 | 176.2322 | 178.0775 | 179.8518 | 181.4052 | 182.8285 | 183.92 | 184.8714 | 185.5605 | 186.0221 | 186.3316 | 186.4516 | 186.3119 | 185.9975 | 185.3534 | 184.5512 | 183.4627 | 0 | 0 | 0 | 0 | 0 | 0 | 0 | 0 | 0
F1_Residential_Single Family Moderate Income_New_Water Heating_Natural Gas_Water Heater (> 55 gal)_E7 | F1 | Residential | Single Family Moderate Income | New | Water Heating | Natural Gas | Water Heater (> 55 gal) | E7 | RVT - Cost of Equipment | 0 | 0 | 0 | 0 | 0 | 124.4887 | 125.9917 | 127.2544 | 128.775 | 130.252 | 131.7339 | 133.132 | 134.6106 | 136.1043 | 137.5003 | 138.8725 | 140.1881 | 141.5372 | 142.8522 | 144.1467 | 145.3043 | 146.422 | 147.3424 | 148.2371 | 148.9075 | 149.3665 | 149.6673 | 149.7652 | 149.6512 | 149.3949 | 148.8697 | 148.2155 | 147.328 | 0 | 0 | 0 | 0 | 0 | 0 | 0 | 0 | 0
F1_Residential_Single Family Moderate Income_New_Water Heating_Natural Gas_Water Heater (> 55 gal)_E8 | F1 | Residential | Single Family Moderate Income | New | Water Heating | Natural Gas | Water Heater (> 55 gal) | E8 | RVT - Cost of Equipment | 0 | 0 | 0 | 0 | 0 | 0 | 0 | 0 | 0 | 0 | 0 | 0 | 0 | 0 | 0 | 0 | 0 | 0 | 0 | 0 | 0 | 0 | 0 | 0 | 0 | 0 | 0 | 0 | 0 | 0 | 0 | 0 | 0 | 0 | 0 | 0 | 0 | 0 | 0 | 0 | 0 | 0
F1_Residential_Single Family Moderate Income_New_Water Heating_Natural Gas_Water Heater (> 55 gal)_E9 | F1 | Residential | Single Family Moderate Income | New | Water Heating | Natural Gas | Water Heater (> 55 gal) | E9 | RVT - Cost of Equipment | 0 | 0 | 0 | 0 | 0 | 0 | 0 | 0 | 0 | 0 | 0 | 0 | 0 | 0 | 0 | 0 | 0 | 0 | 0 | 0 | 0 | 0 | 0 | 0 | 0 | 0 | 0 | 0 | 0 | 0 | 0 | 0 | 0 | 0 | 0 | 0 | 0 | 0 | 0 | 0 | 0 | 0
F1_Residential_Single Family Moderate Income_New_Water Heating_Natural Gas_Water Heater (> 55 gal)_E10 | F1 | Residential | Single Family Moderate Income | New | Water Heating | Natural Gas | Water Heater (> 55 gal) | E10 | RVT - Cost of Equipment | 0 | 0 | 0 | 0 | 0 | 0 | 0 | 0 | 0 | 0 | 0 | 0 | 0 | 0 | 0 | 0 | 0 | 0 | 0 | 0 | 0 | 0 | 0 | 0 | 0 | 0 | 0 | 0 | 0 | 0 | 0 | 0 | 0 | 0 | 0 | 0 | 0 | 0 | 0 | 0 | 0 | 0
F2_Residential_Single Family Moderate Income_New_Water Heating_Natural Gas_Water Heater (> 55 gal)_E1 | F2 | Residential | Single Family Moderate Income | New | Water Heating | Natural Gas | Water Heater (> 55 gal) | E1 | RVT - Cost of Operation | 211.1759 | 211.7944 | 213.1814 | 214.3476 | 213.8733 | 0 | 0 | 0 | 0 | 0 | 0 | 0 | 0 | 0 | 0 | 0 | 0 | 0 | 0 | 0 | 0 | 0 | 0 | 0 | 0 | 0 | 0 | 0 | 0 | 0 | 0 | 0 | 0 | 0 | 0 | 0 | 0 | 0 | 0 | 0 | 0 | 0
F2_Residential_Single Family Moderate Income_New_Water Heating_Natural Gas_Water Heater (> 55 gal)_E2 | F2 | Residential | Single Family Moderate Income | New | Water Heating | Natural Gas | Water Heater (> 55 gal) | E2 | RVT - Cost of Operation | 205.7612 | 206.3638 | 207.7152 | 208.8516 | 208.3893 | 0 | 0 | 0 | 0 | 0 | 0 | 0 | 0 | 0 | 0 | 0 | 0 | 0 | 0 | 0 | 0 | 0 | 0 | 0 | 0 | 0 | 0 | 0 | 0 | 0 | 0 | 0 | 0 | 0 | 0 | 0 | 0 | 0 | 0 | 0 | 0 | 0
F2_Residential_Single Family Moderate Income_New_Water Heating_Natural Gas_Water Heater (> 55 gal)_E3 | F2 | Residential | Single Family Moderate Income | New | Water Heating | Natural Gas | Water Heater (> 55 gal) | E3 | RVT - Cost of Operation | 198.1404 | 198.7207 | 200.0221 | 201.1163 | 200.6712 | 0 | 0 | 0 | 0 | 0 | 0 | 0 | 0 | 0 | 0 | 0 | 0 | 0 | 0 | 0 | 0 | 0 | 0 | 0 | 0 | 0 | 0 | 0 | 0 | 0 | 0 | 0 | 0 | 0 | 0 | 0 | 0 | 0 | 0 | 0 | 0 | 0
F2_Residential_Single Family Moderate Income_New_Water Heating_Natural Gas_Water Heater (> 55 gal)_E4 | F2 | Residential | Single Family Moderate Income | New | Water Heating | Natural Gas | Water Heater (> 55 gal) | E4 | RVT - Cost of Operation | 188.2754 | 189.2436 | 190.7093 | 192.0534 | 192.3726 | 0 | 0 | 0 | 0 | 0 | 0 | 0 | 0 | 0 | 0 | 0 | 0 | 0 | 0 | 0 | 0 | 0 | 0 | 0 | 0 | 0 | 0 | 0 | 0 | 0 | 0 | 0 | 0 | 0 | 0 | 0 | 0 | 0 | 0 | 0 | 0 | 0
F2_Residential_Single Family Moderate Income_New_Water Heating_Natural Gas_Water Heater (> 55 gal)_E5 | F2 | Residential | Single Family Moderate Income | New | Water Heating | Natural Gas | Water Heater (> 55 gal) | E5 | RVT - Cost of Operation | 179.9996 | 180.9252 | 182.3264 | 183.6115 | 183.9166 | 0 | 0 | 0 | 0 | 0 | 0 | 0 | 0 | 0 | 0 | 0 | 0 | 0 | 0 | 0 | 0 | 0 | 0 | 0 | 0 | 0 | 0 | 0 | 0 | 0 | 0 | 0 | 0 | 0 | 0 | 0 | 0 | 0 | 0 | 0 | 0 | 0
F2_Residential_Single Family Moderate Income_New_Water Heating_Natural Gas_Water Heater (> 55 gal)_E6 | F2 | Residential | Single Family Moderate Income | New | Water Heating | Natural Gas | Water Heater (> 55 gal) | E6 | RVT - Cost of Operation | 151.4092 | 151.8526 | 152.847 | 153.6832 | 153.3431 | 154.1633 | 156.0106 | 157.5438 | 159.387 | 161.185 | 162.9975 | 164.7133 | 166.539 | 168.4253 | 170.2638 | 172.1441 | 174.0321 | 175.9481 | 177.7904 | 179.5618 | 181.1127 | 182.5337 | 183.6235 | 184.5733 | 185.2613 | 185.7222 | 186.0312 | 186.151 | 186.0114 | 185.6976 | 185.0545 | 184.2536 | 183.1669 | 0 | 0 | 0 | 0 | 0 | 0 | 0 | 0 | 0
F2_Residential_Single Family Moderate Income_New_Water Heating_Natural Gas_Water Heater (> 55 gal)_E7 | F2 | Residential | Single Family Moderate Income | New | Water Heating | Natural Gas | Water Heater (> 55 gal) | E7 | RVT - Cost of Operation | 0 | 0 | 0 | 0 | 0 | 124.288 | 125.7885 | 127.0492 | 128.5674 | 130.0419 | 131.5215 | 132.9174 | 134.3936 | 135.8849 | 137.2786 | 138.6486 | 139.962 | 141.309 | 142.6219 | 143.9143 | 145.07 | 146.1859 | 147.1049 | 147.9981 | 148.6674 | 149.1257 | 149.426 | 149.5237 | 149.4099 | 149.154 | 148.6296 | 147.9765 | 147.0905 | 0 | 0 | 0 | 0 | 0 | 0 | 0 | 0 | 0
F2_Residential_Single Family Moderate Income_New_Water Heating_Natural Gas_Water Heater (> 55 gal)_E8 | F2 | Residential | Single Family Moderate Income | New | Water Heating | Natural Gas | Water Heater (> 55 gal) | E8 | RVT - Cost of Operation | 0 | 0 | 0 | 0 | 0 | 0 | 0 | 0 | 0 | 0 | 0 | 0 | 0 | 0 | 0 | 0 | 0 | 0 | 0 | 0 | 0 | 0 | 0 | 0 | 0 | 0 | 0 | 0 | 0 | 0 | 0 | 0 | 0 | 0 | 0 | 0 | 0 | 0 | 0 | 0 | 0 | 0
F2_Residential_Single Family Moderate Income_New_Water Heating_Natural Gas_Water Heater (> 55 gal)_E9 | F2 | Residential | Single Family Moderate Income | New | Water Heating | Natural Gas | Water Heater (> 55 gal) | E9 | RVT - Cost of Operation | 0 | 0 | 0 | 0 | 0 | 0 | 0 | 0 | 0 | 0 | 0 | 0 | 0 | 0 | 0 | 0 | 0 | 0 | 0 | 0 | 0 | 0 | 0 | 0 | 0 | 0 | 0 | 0 | 0 | 0 | 0 | 0 | 0 | 0 | 0 | 0 | 0 | 0 | 0 | 0 | 0 | 0
F2_Residential_Single Family Moderate Income_New_Water Heating_Natural Gas_Water Heater (> 55 gal)_E10 | F2 | Residential | Single Family Moderate Income | New | Water Heating | Natural Gas | Water Heater (> 55 gal) | E10 | RVT - Cost of Operation | 0 | 0 | 0 | 0 | 0 | 0 | 0 | 0 | 0 | 0 | 0 | 0 | 0 | 0 | 0 | 0 | 0 | 0 | 0 | 0 | 0 | 0 | 0 | 0 | 0 | 0 | 0 | 0 | 0 | 0 | 0 | 0 | 0 | 0 | 0 | 0 | 0 | 0 | 0 | 0 | 0 | 0
F3_Residential_Single Family Moderate Income_New_Water Heating_Natural Gas_Water Heater (> 55 gal)_E1 | F3 | Residential | Single Family Moderate Income | New | Water Heating | Natural Gas | Water Heater (> 55 gal) | E1 | System - kBTUs of Consumption | 125.0625 | 125.0625 | 125.0625 | 125.0625 | 125.0625 | 0 | 0 | 0 | 0 | 0 | 0 | 0 | 0 | 0 | 0 | 0 | 0 | 0 | 0 | 0 | 0 | 0 | 0 | 0 | 0 | 0 | 0 | 0 | 0 | 0 | 0 | 0 | 0 | 0 | 0 | 0 | 0 | 0 | 0 | 0 | 0 | 0
F3_Residential_Single Family Moderate Income_New_Water Heating_Natural Gas_Water Heater (> 55 gal)_E2 | F3 | Residential | Single Family Moderate Income | New | Water Heating | Natural Gas | Water Heater (> 55 gal) | E2 | System - kBTUs of Consumption | 141.0904 | 141.0904 | 141.0904 | 141.0904 | 141.0904 | 0 | 0 | 0 | 0 | 0 | 0 | 0 | 0 | 0 | 0 | 0 | 0 | 0 | 0 | 0 | 0 | 0 | 0 | 0 | 0 | 0 | 0 | 0 | 0 | 0 | 0 | 0 | 0 | 0 | 0 | 0 | 0 | 0 | 0 | 0 | 0 | 0
F3_Residential_Single Family Moderate Income_New_Water Heating_Natural Gas_Water Heater (> 55 gal)_E3 | F3 | Residential | Single Family Moderate Income | New | Water Heating | Natural Gas | Water Heater (> 55 gal) | E3 | System - kBTUs of Consumption | 398.2136 | 398.2136 | 398.2136 | 398.2136 | 398.2136 | 0 | 0 | 0 | 0 | 0 | 0 | 0 | 0 | 0 | 0 | 0 | 0 | 0 | 0 | 0 | 0 | 0 | 0 | 0 | 0 | 0 | 0 | 0 | 0 | 0 | 0 | 0 | 0 | 0 | 0 | 0 | 0 | 0 | 0 | 0 | 0 | 0
F3_Residential_Single Family Moderate Income_New_Water Heating_Natural Gas_Water Heater (> 55 gal)_E4 | F3 | Residential | Single Family Moderate Income | New | Water Heating | Natural Gas | Water Heater (> 55 gal) | E4 | System - kBTUs of Consumption | 184.4494 | 184.4494 | 184.4494 | 184.4494 | 184.4494 | 0 | 0 | 0 | 0 | 0 | 0 | 0 | 0 | 0 | 0 | 0 | 0 | 0 | 0 | 0 | 0 | 0 | 0 | 0 | 0 | 0 | 0 | 0 | 0 | 0 | 0 | 0 | 0 | 0 | 0 | 0 | 0 | 0 | 0 | 0 | 0 | 0
F3_Residential_Single Family Moderate Income_New_Water Heating_Natural Gas_Water Heater (> 55 gal)_E5 | F3 | Residential | Single Family Moderate Income | New | Water Heating | Natural Gas | Water Heater (> 55 gal) | E5 | System - kBTUs of Consumption | 209.1856 | 209.1856 | 209.1856 | 209.1856 | 209.1856 | 0 | 0 | 0 | 0 | 0 | 0 | 0 | 0 | 0 | 0 | 0 | 0 | 0 | 0 | 0 | 0 | 0 | 0 | 0 | 0 | 0 | 0 | 0 | 0 | 0 | 0 | 0 | 0 | 0 | 0 | 0 | 0 | 0 | 0 | 0 | 0 | 0
F3_Residential_Single Family Moderate Income_New_Water Heating_Natural Gas_Water Heater (> 55 gal)_E6 | F3 | Residential | Single Family Moderate Income | New | Water Heating | Natural Gas | Water Heater (> 55 gal) | E6 | System - kBTUs of Consumption | 576.4226 | 576.4226 | 576.4226 | 576.4226 | 576.4226 | 576.4226 | 576.4226 | 576.4226 | 576.4226 | 576.4226 | 576.4226 | 576.4226 | 576.4226 | 576.4226 | 576.4226 | 576.4226 | 576.4226 | 576.4226 | 576.4226 | 576.4226 | 576.4226 | 576.4226 | 576.4226 | 576.4226 | 576.4226 | 576.4226 | 576.4226 | 576.4226 | 576.4226 | 576.4226 | 576.4226 | 576.4226 | 576.4226 | 0 | 0 | 0 | 0 | 0 | 0 | 0 | 0 | 0
F3_Residential_Single Family Moderate Income_New_Water Heating_Natural Gas_Water Heater (> 55 gal)_E7 | F3 | Residential | Single Family Moderate Income | New | Water Heating | Natural Gas | Water Heater (> 55 gal) | E7 | System - kBTUs of Consumption | 0 | 0 | 0 | 0 | 0 | 682.8286 | 682.8286 | 682.8286 | 682.8286 | 682.8286 | 682.8286 | 682.8286 | 682.8286 | 682.8286 | 682.8286 | 682.8286 | 682.8286 | 682.8286 | 682.8286 | 682.8286 | 682.8286 | 682.8286 | 682.8286 | 682.8286 | 682.8286 | 682.8286 | 682.8286 | 682.8286 | 682.8286 | 682.8286 | 682.8286 | 682.8286 | 682.8286 | 0 | 0 | 0 | 0 | 0 | 0 | 0 | 0 | 0
F3_Residential_Single Family Moderate Income_New_Water Heating_Natural Gas_Water Heater (> 55 gal)_E8 | F3 | Residential | Single Family Moderate Income | New | Water Heating | Natural Gas | Water Heater (> 55 gal) | E8 | System - kBTUs of Consumption | 0 | 0 | 0 | 0 | 0 | 0 | 0 | 0 | 0 | 0 | 0 | 0 | 0 | 0 | 0 | 0 | 0 | 0 | 0 | 0 | 0 | 0 | 0 | 0 | 0 | 0 | 0 | 0 | 0 | 0 | 0 | 0 | 0 | 0 | 0 | 0 | 0 | 0 | 0 | 0 | 0 | 0
F3_Residential_Single Family Moderate Income_New_Water Heating_Natural Gas_Water Heater (> 55 gal)_E9 | F3 | Residential | Single Family Moderate Income | New | Water Heating | Natural Gas | Water Heater (> 55 gal) | E9 | System - kBTUs of Consumption | 0 | 0 | 0 | 0 | 0 | 0 | 0 | 0 | 0 | 0 | 0 | 0 | 0 | 0 | 0 | 0 | 0 | 0 | 0 | 0 | 0 | 0 | 0 | 0 | 0 | 0 | 0 | 0 | 0 | 0 | 0 | 0 | 0 | 0 | 0 | 0 | 0 | 0 | 0 | 0 | 0 | 0
F3_Residential_Single Family Moderate Income_New_Water Heating_Natural Gas_Water Heater (> 55 gal)_E10 | F3 | Residential | Single Family Moderate Income | New | Water Heating | Natural Gas | Water Heater (> 55 gal) | E10 | System - kBTUs of Consumption | 0 | 0 | 0 | 0 | 0 | 0 | 0 | 0 | 0 | 0 | 0 | 0 | 0 | 0 | 0 | 0 | 0 | 0 | 0 | 0 | 0 | 0 | 0 | 0 | 0 | 0 | 0 | 0 | 0 | 0 | 0 | 0 | 0 | 0 | 0 | 0 | 0 | 0 | 0 | 0 | 0 | 0
F4_Residential_Single Family Moderate Income_New_Water Heating_Natural Gas_Water Heater (> 55 gal)_E1 | F4 | Residential | Single Family Moderate Income | New | Water Heating | Natural Gas | Water Heater (> 55 gal) | E1 | Utility - Cost of Equipment | 211.1759 | 211.7944 | 213.1814 | 214.3476 | 213.8733 | 0 | 0 | 0 | 0 | 0 | 0 | 0 | 0 | 0 | 0 | 0 | 0 | 0 | 0 | 0 | 0 | 0 | 0 | 0 | 0 | 0 | 0 | 0 | 0 | 0 | 0 | 0 | 0 | 0 | 0 | 0 | 0 | 0 | 0 | 0 | 0 | 0
F4_Residential_Single Family Moderate Income_New_Water Heating_Natural Gas_Water Heater (> 55 gal)_E2 | F4 | Residential | Single Family Moderate Income | New | Water Heating | Natural Gas | Water Heater (> 55 gal) | E2 | Utility - Cost of Equipment | 205.7612 | 206.3638 | 207.7152 | 208.8516 | 208.3893 | 0 | 0 | 0 | 0 | 0 | 0 | 0 | 0 | 0 | 0 | 0 | 0 | 0 | 0 | 0 | 0 | 0 | 0 | 0 | 0 | 0 | 0 | 0 | 0 | 0 | 0 | 0 | 0 | 0 | 0 | 0 | 0 | 0 | 0 | 0 | 0 | 0
F4_Residential_Single Family Moderate Income_New_Water Heating_Natural Gas_Water Heater (> 55 gal)_E3 | F4 | Residential | Single Family Moderate Income | New | Water Heating | Natural Gas | Water Heater (> 55 gal) | E3 | Utility - Cost of Equipment | 198.1404 | 198.7207 | 200.0221 | 201.1163 | 200.6712 | 0 | 0 | 0 | 0 | 0 | 0 | 0 | 0 | 0 | 0 | 0 | 0 | 0 | 0 | 0 | 0 | 0 | 0 | 0 | 0 | 0 | 0 | 0 | 0 | 0 | 0 | 0 | 0 | 0 | 0 | 0 | 0 | 0 | 0 | 0 | 0 | 0
F4_Residential_Single Family Moderate Income_New_Water Heating_Natural Gas_Water Heater (> 55 gal)_E4 | F4 | Residential | Single Family Moderate Income | New | Water Heating | Natural Gas | Water Heater (> 55 gal) | E4 | Utility - Cost of Equipment | 188.2754 | 189.2436 | 190.7093 | 192.0534 | 192.3726 | 0 | 0 | 0 | 0 | 0 | 0 | 0 | 0 | 0 | 0 | 0 | 0 | 0 | 0 | 0 | 0 | 0 | 0 | 0 | 0 | 0 | 0 | 0 | 0 | 0 | 0 | 0 | 0 | 0 | 0 | 0 | 0 | 0 | 0 | 0 | 0 | 0
F4_Residential_Single Family Moderate Income_New_Water Heating_Natural Gas_Water Heater (> 55 gal)_E5 | F4 | Residential | Single Family Moderate Income | New | Water Heating | Natural Gas | Water Heater (> 55 gal) | E5 | Utility - Cost of Equipment | 179.9996 | 180.9252 | 182.3264 | 183.6115 | 183.9166 | 0 | 0 | 0 | 0 | 0 | 0 | 0 | 0 | 0 | 0 | 0 | 0 | 0 | 0 | 0 | 0 | 0 | 0 | 0 | 0 | 0 | 0 | 0 | 0 | 0 | 0 | 0 | 0 | 0 | 0 | 0 | 0 | 0 | 0 | 0 | 0 | 0
F4_Residential_Single Family Moderate Income_New_Water Heating_Natural Gas_Water Heater (> 55 gal)_E6 | F4 | Residential | Single Family Moderate Income | New | Water Heating | Natural Gas | Water Heater (> 55 gal) | E6 | Utility - Cost of Equipment | 151.4092 | 151.8526 | 152.847 | 153.6832 | 153.3431 | 154.1633 | 156.0106 | 157.5438 | 159.387 | 161.185 | 162.9975 | 164.7133 | 166.539 | 168.4253 | 170.2638 | 172.1441 | 174.0321 | 175.9481 | 177.7904 | 179.5618 | 181.1127 | 182.5337 | 183.6235 | 184.5733 | 185.2613 | 185.7222 | 186.0312 | 186.151 | 186.0114 | 185.6976 | 185.0545 | 184.2536 | 183.1669 | 0 | 0 | 0 | 0 | 0 | 0 | 0 | 0 | 0
F4_Residential_Single Family Moderate Income_New_Water Heating_Natural Gas_Water Heater (> 55 gal)_E7 | F4 | Residential | Single Family Moderate Income | New | Water Heating | Natural Gas | Water Heater (> 55 gal) | E7 | Utility - Cost of Equipment | 0 | 0 | 0 | 0 | 0 | 124.288 | 125.7885 | 127.0492 | 128.5674 | 130.0419 | 131.5215 | 132.9174 | 134.3936 | 135.8849 | 137.2786 | 138.6486 | 139.962 | 141.309 | 142.6219 | 143.9143 | 145.07 | 146.1859 | 147.1049 | 147.9981 | 148.6674 | 149.1257 | 149.426 | 149.5237 | 149.4099 | 149.154 | 148.6296 | 147.9765 | 147.0905 | 0 | 0 | 0 | 0 | 0 | 0 | 0 | 0 | 0
F4_Residential_Single Family Moderate Income_New_Water Heating_Natural Gas_Water Heater (> 55 gal)_E8 | F4 | Residential | Single Family Moderate Income | New | Water Heating | Natural Gas | Water Heater (> 55 gal) | E8 | Utility - Cost of Equipment | 0 | 0 | 0 | 0 | 0 | 0 | 0 | 0 | 0 | 0 | 0 | 0 | 0 | 0 | 0 | 0 | 0 | 0 | 0 | 0 | 0 | 0 | 0 | 0 | 0 | 0 | 0 | 0 | 0 | 0 | 0 | 0 | 0 | 0 | 0 | 0 | 0 | 0 | 0 | 0 | 0 | 0
F4_Residential_Single Family Moderate Income_New_Water Heating_Natural Gas_Water Heater (> 55 gal)_E9 | F4 | Residential | Single Family Moderate Income | New | Water Heating | Natural Gas | Water Heater (> 55 gal) | E9 | Utility - Cost of Equipment | 0 | 0 | 0 | 0 | 0 | 0 | 0 | 0 | 0 | 0 | 0 | 0 | 0 | 0 | 0 | 0 | 0 | 0 | 0 | 0 | 0 | 0 | 0 | 0 | 0 | 0 | 0 | 0 | 0 | 0 | 0 | 0 | 0 | 0 | 0 | 0 | 0 | 0 | 0 | 0 | 0 | 0
F4_Residential_Single Family Moderate Income_New_Water Heating_Natural Gas_Water Heater (> 55 gal)_E10 | F4 | Residential | Single Family Moderate Income | New | Water Heating | Natural Gas | Water Heater (> 55 gal) | E10 | Utility - Cost of Equipment | 0 | 0 | 0 | 0 | 0 | 0 | 0 | 0 | 0 | 0 | 0 | 0 | 0 | 0 | 0 | 0 | 0 | 0 | 0 | 0 | 0 | 0 | 0 | 0 | 0 | 0 | 0 | 0 | 0 | 0 | 0 | 0 | 0 | 0 | 0 | 0 | 0 | 0 | 0 | 0 | 0 | 0
F5_Residential_Single Family Moderate Income_New_Water Heating_Natural Gas_Water Heater (> 55 gal)_E1 | F5 | Residential | Single Family Moderate Income | New | Water Heating | Natural Gas | Water Heater (> 55 gal) | E1 | Utility - Cost of Operation | 125.0625 | 125.0625 | 125.0625 | 125.0625 | 125.0625 | 0 | 0 | 0 | 0 | 0 | 0 | 0 | 0 | 0 | 0 | 0 | 0 | 0 | 0 | 0 | 0 | 0 | 0 | 0 | 0 | 0 | 0 | 0 | 0 | 0 | 0 | 0 | 0 | 0 | 0 | 0 | 0 | 0 | 0 | 0 | 0 | 0
F5_Residential_Single Family Moderate Income_New_Water Heating_Natural Gas_Water Heater (> 55 gal)_E2 | F5 | Residential | Single Family Moderate Income | New | Water Heating | Natural Gas | Water Heater (> 55 gal) | E2 | Utility - Cost of Operation | 141.0904 | 141.0904 | 141.0904 | 141.0904 | 141.0904 | 0 | 0 | 0 | 0 | 0 | 0 | 0 | 0 | 0 | 0 | 0 | 0 | 0 | 0 | 0 | 0 | 0 | 0 | 0 | 0 | 0 | 0 | 0 | 0 | 0 | 0 | 0 | 0 | 0 | 0 | 0 | 0 | 0 | 0 | 0 | 0 | 0
F5_Residential_Single Family Moderate Income_New_Water Heating_Natural Gas_Water Heater (> 55 gal)_E3 | F5 | Residential | Single Family Moderate Income | New | Water Heating | Natural Gas | Water Heater (> 55 gal) | E3 | Utility - Cost of Operation | 398.2136 | 398.2136 | 398.2136 | 398.2136 | 398.2136 | 0 | 0 | 0 | 0 | 0 | 0 | 0 | 0 | 0 | 0 | 0 | 0 | 0 | 0 | 0 | 0 | 0 | 0 | 0 | 0 | 0 | 0 | 0 | 0 | 0 | 0 | 0 | 0 | 0 | 0 | 0 | 0 | 0 | 0 | 0 | 0 | 0
F5_Residential_Single Family Moderate Income_New_Water Heating_Natural Gas_Water Heater (> 55 gal)_E4 | F5 | Residential | Single Family Moderate Income | New | Water Heating | Natural Gas | Water Heater (> 55 gal) | E4 | Utility - Cost of Operation | 184.4494 | 184.4494 | 184.4494 | 184.4494 | 184.4494 | 0 | 0 | 0 | 0 | 0 | 0 | 0 | 0 | 0 | 0 | 0 | 0 | 0 | 0 | 0 | 0 | 0 | 0 | 0 | 0 | 0 | 0 | 0 | 0 | 0 | 0 | 0 | 0 | 0 | 0 | 0 | 0 | 0 | 0 | 0 | 0 | 0
F5_Residential_Single Family Moderate Income_New_Water Heating_Natural Gas_Water Heater (> 55 gal)_E5 | F5 | Residential | Single Family Moderate Income | New | Water Heating | Natural Gas | Water Heater (> 55 gal) | E5 | Utility - Cost of Operation | 209.1856 | 209.1856 | 209.1856 | 209.1856 | 209.1856 | 0 | 0 | 0 | 0 | 0 | 0 | 0 | 0 | 0 | 0 | 0 | 0 | 0 | 0 | 0 | 0 | 0 | 0 | 0 | 0 | 0 | 0 | 0 | 0 | 0 | 0 | 0 | 0 | 0 | 0 | 0 | 0 | 0 | 0 | 0 | 0 | 0
F5_Residential_Single Family Moderate Income_New_Water Heating_Natural Gas_Water Heater (> 55 gal)_E6 | F5 | Residential | Single Family Moderate Income | New | Water Heating | Natural Gas | Water Heater (> 55 gal) | E6 | Utility - Cost of Operation | 576.4226 | 576.4226 | 576.4226 | 576.4226 | 576.4226 | 576.4226 | 576.4226 | 576.4226 | 576.4226 | 576.4226 | 576.4226 | 576.4226 | 576.4226 | 576.4226 | 576.4226 | 576.4226 | 576.4226 | 576.4226 | 576.4226 | 576.4226 | 576.4226 | 576.4226 | 576.4226 | 576.4226 | 576.4226 | 576.4226 | 576.4226 | 576.4226 | 576.4226 | 576.4226 | 576.4226 | 576.4226 | 576.4226 | 0 | 0 | 0 | 0 | 0 | 0 | 0 | 0 | 0
F5_Residential_Single Family Moderate Income_New_Water Heating_Natural Gas_Water Heater (> 55 gal)_E7 | F5 | Residential | Single Family Moderate Income | New | Water Heating | Natural Gas | Water Heater (> 55 gal) | E7 | Utility - Cost of Operation | 0 | 0 | 0 | 0 | 0 | 682.8286 | 682.8286 | 682.8286 | 682.8286 | 682.8286 | 682.8286 | 682.8286 | 682.8286 | 682.8286 | 682.8286 | 682.8286 | 682.8286 | 682.8286 | 682.8286 | 682.8286 | 682.8286 | 682.8286 | 682.8286 | 682.8286 | 682.8286 | 682.8286 | 682.8286 | 682.8286 | 682.8286 | 682.8286 | 682.8286 | 682.8286 | 682.8286 | 0 | 0 | 0 | 0 | 0 | 0 | 0 | 0 | 0
F5_Residential_Single Family Moderate Income_New_Water Heating_Natural Gas_Water Heater (> 55 gal)_E8 | F5 | Residential | Single Family Moderate Income | New | Water Heating | Natural Gas | Water Heater (> 55 gal) | E8 | Utility - Cost of Operation | 0 | 0 | 0 | 0 | 0 | 0 | 0 | 0 | 0 | 0 | 0 | 0 | 0 | 0 | 0 | 0 | 0 | 0 | 0 | 0 | 0 | 0 | 0 | 0 | 0 | 0 | 0 | 0 | 0 | 0 | 0 | 0 | 0 | 0 | 0 | 0 | 0 | 0 | 0 | 0 | 0 | 0
F5_Residential_Single Family Moderate Income_New_Water Heating_Natural Gas_Water Heater (> 55 gal)_E9 | F5 | Residential | Single Family Moderate Income | New | Water Heating | Natural Gas | Water Heater (> 55 gal) | E9 | Utility - Cost of Operation | 0 | 0 | 0 | 0 | 0 | 0 | 0 | 0 | 0 | 0 | 0 | 0 | 0 | 0 | 0 | 0 | 0 | 0 | 0 | 0 | 0 | 0 | 0 | 0 | 0 | 0 | 0 | 0 | 0 | 0 | 0 | 0 | 0 | 0 | 0 | 0 | 0 | 0 | 0 | 0 | 0 | 0
F5_Residential_Single Family Moderate Income_New_Water Heating_Natural Gas_Water Heater (> 55 gal)_E10 | F5 | Residential | Single Family Moderate Income | New | Water Heating | Natural Gas | Water Heater (> 55 gal) | E10 | Utility - Cost of Operation | 0 | 0 | 0 | 0 | 0 | 0 | 0 | 0 | 0 | 0 | 0 | 0 | 0 | 0 | 0 | 0 | 0 | 0 | 0 | 0 | 0 | 0 | 0 | 0 | 0 | 0 | 0 | 0 | 0 | 0 | 0 | 0 | 0 | 0 | 0 | 0 | 0 | 0 | 0 | 0 | 0 | 0
F6_Residential_Single Family Moderate Income_New_Water Heating_Natural Gas_Water Heater (> 55 gal)_E1 | F6 | Residential | Single Family Moderate Income | New | Water Heating | Natural Gas | Water Heater (> 55 gal) | E1 | Utility - Value of Sales | 171.0236 | 172.0201 | 173.3876 | 174.5053 | 174.5053 | 0 | 0 | 0 | 0 | 0 | 0 | 0 | 0 | 0 | 0 | 0 | 0 | 0 | 0 | 0 | 0 | 0 | 0 | 0 | 0 | 0 | 0 | 0 | 0 | 0 | 0 | 0 | 0 | 0 | 0 | 0 | 0 | 0 | 0 | 0 | 0 | 0
F6_Residential_Single Family Moderate Income_New_Water Heating_Natural Gas_Water Heater (> 55 gal)_E2 | F6 | Residential | Single Family Moderate Income | New | Water Heating | Natural Gas | Water Heater (> 55 gal) | E2 | Utility - Value of Sales | 166.6383 | 167.6094 | 168.9418 | 170.0308 | 170.0308 | 0 | 0 | 0 | 0 | 0 | 0 | 0 | 0 | 0 | 0 | 0 | 0 | 0 | 0 | 0 | 0 | 0 | 0 | 0 | 0 | 0 | 0 | 0 | 0 | 0 | 0 | 0 | 0 | 0 | 0 | 0 | 0 | 0 | 0 | 0 | 0 | 0
F6_Residential_Single Family Moderate Income_New_Water Heating_Natural Gas_Water Heater (> 55 gal)_E3 | F6 | Residential | Single Family Moderate Income | New | Water Heating | Natural Gas | Water Heater (> 55 gal) | E3 | Utility - Value of Sales | 160.4666 | 161.4016 | 162.6847 | 163.7334 | 163.7334 | 0 | 0 | 0 | 0 | 0 | 0 | 0 | 0 | 0 | 0 | 0 | 0 | 0 | 0 | 0 | 0 | 0 | 0 | 0 | 0 | 0 | 0 | 0 | 0 | 0 | 0 | 0 | 0 | 0 | 0 | 0 | 0 | 0 | 0 | 0 | 0 | 0
F6_Residential_Single Family Moderate Income_New_Water Heating_Natural Gas_Water Heater (> 55 gal)_E4 | F6 | Residential | Single Family Moderate Income | New | Water Heating | Natural Gas | Water Heater (> 55 gal) | E4 | Utility - Value of Sales | 150.4644 | 151.0303 | 151.8068 | 152.4414 | 152.4414 | 0 | 0 | 0 | 0 | 0 | 0 | 0 | 0 | 0 | 0 | 0 | 0 | 0 | 0 | 0 | 0 | 0 | 0 | 0 | 0 | 0 | 0 | 0 | 0 | 0 | 0 | 0 | 0 | 0 | 0 | 0 | 0 | 0 | 0 | 0 | 0 | 0
F6_Residential_Single Family Moderate Income_New_Water Heating_Natural Gas_Water Heater (> 55 gal)_E5 | F6 | Residential | Single Family Moderate Income | New | Water Heating | Natural Gas | Water Heater (> 55 gal) | E5 | Utility - Value of Sales | 143.8506 | 144.3916 | 145.134 | 145.7407 | 145.7407 | 0 | 0 | 0 | 0 | 0 | 0 | 0 | 0 | 0 | 0 | 0 | 0 | 0 | 0 | 0 | 0 | 0 | 0 | 0 | 0 | 0 | 0 | 0 | 0 | 0 | 0 | 0 | 0 | 0 | 0 | 0 | 0 | 0 | 0 | 0 | 0 | 0
F6_Residential_Single Family Moderate Income_New_Water Heating_Natural Gas_Water Heater (> 55 gal)_E6 | F6 | Residential | Single Family Moderate Income | New | Water Heating | Natural Gas | Water Heater (> 55 gal) | E6 | Utility - Value of Sales | 122.6207 | 123.3352 | 124.3157 | 125.117 | 125.117 | 125.117 | 125.117 | 125.117 | 125.117 | 125.117 | 125.117 | 125.117 | 125.117 | 125.117 | 125.117 | 125.117 | 125.117 | 125.117 | 125.117 | 125.117 | 125.117 | 125.117 | 125.117 | 125.117 | 125.117 | 125.117 | 125.117 | 125.117 | 125.117 | 125.117 | 125.117 | 125.117 | 125.117 | 0 | 0 | 0 | 0 | 0 | 0 | 0 | 0 | 0
F6_Residential_Single Family Moderate Income_New_Water Heating_Natural Gas_Water Heater (> 55 gal)_E7 | F6 | Residential | Single Family Moderate Income | New | Water Heating | Natural Gas | Water Heater (> 55 gal) | E7 | Utility - Value of Sales | 0 | 0 | 0 | 0 | 0 | 102.0185 | 102.0185 | 102.0185 | 102.0185 | 102.0185 | 102.0185 | 102.0185 | 102.0185 | 102.0185 | 102.0185 | 102.0185 | 102.0185 | 102.0185 | 102.0185 | 102.0185 | 102.0185 | 102.0185 | 102.0185 | 102.0185 | 102.0185 | 102.0185 | 102.0185 | 102.0185 | 102.0185 | 102.0185 | 102.0185 | 102.0185 | 102.0185 | 0 | 0 | 0 | 0 | 0 | 0 | 0 | 0 | 0
F6_Residential_Single Family Moderate Income_New_Water Heating_Natural Gas_Water Heater (> 55 gal)_E8 | F6 | Residential | Single Family Moderate Income | New | Water Heating | Natural Gas | Water Heater (> 55 gal) | E8 | Utility - Value of Sales | 0 | 0 | 0 | 0 | 0 | 0 | 0 | 0 | 0 | 0 | 0 | 0 | 0 | 0 | 0 | 0 | 0 | 0 | 0 | 0 | 0 | 0 | 0 | 0 | 0 | 0 | 0 | 0 | 0 | 0 | 0 | 0 | 0 | 0 | 0 | 0 | 0 | 0 | 0 | 0 | 0 | 0
F6_Residential_Single Family Moderate Income_New_Water Heating_Natural Gas_Water Heater (> 55 gal)_E9 | F6 | Residential | Single Family Moderate Income | New | Water Heating | Natural Gas | Water Heater (> 55 gal) | E9 | Utility - Value of Sales | 0 | 0 | 0 | 0 | 0 | 0 | 0 | 0 | 0 | 0 | 0 | 0 | 0 | 0 | 0 | 0 | 0 | 0 | 0 | 0 | 0 | 0 | 0 | 0 | 0 | 0 | 0 | 0 | 0 | 0 | 0 | 0 | 0 | 0 | 0 | 0 | 0 | 0 | 0 | 0 | 0 | 0
F6_Residential_Single Family Moderate Income_New_Water Heating_Natural Gas_Water Heater (> 55 gal)_E10 | F6 | Residential | Single Family Moderate Income | New | Water Heating | Natural Gas | Water Heater (> 55 gal) | E10 | Utility - Value of Sales | 0 | 0 | 0 | 0 | 0 | 0 | 0 | 0 | 0 | 0 | 0 | 0 | 0 | 0 | 0 | 0 | 0 | 0 | 0 | 0 | 0 | 0 | 0 | 0 | 0 | 0 | 0 | 0 | 0 | 0 | 0 | 0 | 0 | 0 | 0 | 0 | 0 | 0 | 0 | 0 | 0 | 0
F1_Residential_Single Family Moderate Income_New_Appliances_Natural Gas_Clothes Dryer_E1 | F1 | Residential | Single Family Moderate Income | New | Appliances | Natural Gas | Clothes Dryer | E1 | RVT - Cost of Equipment | 25.9274 | 26.0082 | 26.188 | 26.3352 | 26.2638 | 26.3686 | 26.6201 | 26.8274 | 27.0767 | 27.318 | 27.5616 | 27.7918 | 28.0353 | 28.2897 | 28.533 | 28.7844 | 29.0373 | 29.3086 | 29.571 | 29.8238 | 30.0447 | 30.2499 | 30.4053 | 30.5427 | 30.6226 | 30.6681 | 30.6918 | 30.6869 | 30.6447 | 30.5761 | 30.4587 | 30.3184 | 30.1374 | 0 | 0 | 0 | 0 | 0 | 0 | 0 | 0 | 0
F1_Residential_Single Family Moderate Income_New_Appliances_Natural Gas_Clothes Dryer_E2 | F1 | Residential | Single Family Moderate Income | New | Appliances | Natural Gas | Clothes Dryer | E2 | RVT - Cost of Equipment | 24.4827 | 24.559 | 24.7287 | 24.8677 | 24.8003 | 24.8993 | 25.1368 | 25.3326 | 25.568 | 25.7958 | 26.0258 | 26.2432 | 26.4731 | 26.7133 | 26.9431 | 27.1805 | 27.4193 | 27.6755 | 27.9233 | 28.162 | 28.3706 | 28.5643 | 28.7111 | 28.8408 | 28.9162 | 28.9592 | 28.9816 | 28.977 | 28.9371 | 28.8724 | 28.7614 | 28.629 | 28.4581 | 0 | 0 | 0 | 0 | 0 | 0 | 0 | 0 | 0
F1_Residential_Single Family Moderate Income_New_Appliances_Natural Gas_Clothes Dryer_E3 | F1 | Residential | Single Family Moderate Income | New | Appliances | Natural Gas | Clothes Dryer | E3 | RVT - Cost of Equipment | 0 | 0 | 0 | 0 | 0 | 0 | 0 | 0 | 0 | 0 | 0 | 0 | 0 | 0 | 0 | 0 | 0 | 0 | 0 | 0 | 0 | 0 | 0 | 0 | 0 | 0 | 0 | 0 | 0 | 0 | 0 | 0 | 0 | 0 | 0 | 0 | 0 | 0 | 0 | 0 | 0 | 0
F1_Residential_Single Family Moderate Income_New_Appliances_Natural Gas_Clothes Dryer_E4 | F1 | Residential | Single Family Moderate Income | New | Appliances | Natural Gas | Clothes Dryer | E4 | RVT - Cost of Equipment | 0 | 0 | 0 | 0 | 0 | 0 | 0 | 0 | 0 | 0 | 0 | 0 | 0 | 0 | 0 | 0 | 0 | 0 | 0 | 0 | 0 | 0 | 0 | 0 | 0 | 0 | 0 | 0 | 0 | 0 | 0 | 0 | 0 | 0 | 0 | 0 | 0 | 0 | 0 | 0 | 0 | 0
F1_Residential_Single Family Moderate Income_New_Appliances_Natural Gas_Clothes Dryer_E5 | F1 | Residential | Single Family Moderate Income | New | Appliances | Natural Gas | Clothes Dryer | E5 | RVT - Cost of Equipment | 0 | 0 | 0 | 0 | 0 | 0 | 0 | 0 | 0 | 0 | 0 | 0 | 0 | 0 | 0 | 0 | 0 | 0 | 0 | 0 | 0 | 0 | 0 | 0 | 0 | 0 | 0 | 0 | 0 | 0 | 0 | 0 | 0 | 0 | 0 | 0 | 0 | 0 | 0 | 0 | 0 | 0
F1_Residential_Single Family Moderate Income_New_Appliances_Natural Gas_Clothes Dryer_E6 | F1 | Residential | Single Family Moderate Income | New | Appliances | Natural Gas | Clothes Dryer | E6 | RVT - Cost of Equipment | 0 | 0 | 0 | 0 | 0 | 0 | 0 | 0 | 0 | 0 | 0 | 0 | 0 | 0 | 0 | 0 | 0 | 0 | 0 | 0 | 0 | 0 | 0 | 0 | 0 | 0 | 0 | 0 | 0 | 0 | 0 | 0 | 0 | 0 | 0 | 0 | 0 | 0 | 0 | 0 | 0 | 0
F1_Residential_Single Family Moderate Income_New_Appliances_Natural Gas_Clothes Dryer_E7 | F1 | Residential | Single Family Moderate Income | New | Appliances | Natural Gas | Clothes Dryer | E7 | RVT - Cost of Equipment | 0 | 0 | 0 | 0 | 0 | 0 | 0 | 0 | 0 | 0 | 0 | 0 | 0 | 0 | 0 | 0 | 0 | 0 | 0 | 0 | 0 | 0 | 0 | 0 | 0 | 0 | 0 | 0 | 0 | 0 | 0 | 0 | 0 | 0 | 0 | 0 | 0 | 0 | 0 | 0 | 0 | 0
F1_Residential_Single Family Moderate Income_New_Appliances_Natural Gas_Clothes Dryer_E8 | F1 | Residential | Single Family Moderate Income | New | Appliances | Natural Gas | Clothes Dryer | E8 | RVT - Cost of Equipment | 0 | 0 | 0 | 0 | 0 | 0 | 0 | 0 | 0 | 0 | 0 | 0 | 0 | 0 | 0 | 0 | 0 | 0 | 0 | 0 | 0 | 0 | 0 | 0 | 0 | 0 | 0 | 0 | 0 | 0 | 0 | 0 | 0 | 0 | 0 | 0 | 0 | 0 | 0 | 0 | 0 | 0
F1_Residential_Single Family Moderate Income_New_Appliances_Natural Gas_Clothes Dryer_E9 | F1 | Residential | Single Family Moderate Income | New | Appliances | Natural Gas | Clothes Dryer | E9 | RVT - Cost of Equipment | 0 | 0 | 0 | 0 | 0 | 0 | 0 | 0 | 0 | 0 | 0 | 0 | 0 | 0 | 0 | 0 | 0 | 0 | 0 | 0 | 0 | 0 | 0 | 0 | 0 | 0 | 0 | 0 | 0 | 0 | 0 | 0 | 0 | 0 | 0 | 0 | 0 | 0 | 0 | 0 | 0 | 0
F1_Residential_Single Family Moderate Income_New_Appliances_Natural Gas_Clothes Dryer_E10 | F1 | Residential | Single Family Moderate Income | New | Appliances | Natural Gas | Clothes Dryer | E10 | RVT - Cost of Equipment | 0 | 0 | 0 | 0 | 0 | 0 | 0 | 0 | 0 | 0 | 0 | 0 | 0 | 0 | 0 | 0 | 0 | 0 | 0 | 0 | 0 | 0 | 0 | 0 | 0 | 0 | 0 | 0 | 0 | 0 | 0 | 0 | 0 | 0 | 0 | 0 | 0 | 0 | 0 | 0 | 0 | 0
F2_Residential_Single Family Moderate Income_New_Appliances_Natural Gas_Clothes Dryer_E1 | F2 | Residential | Single Family Moderate Income | New | Appliances | Natural Gas | Clothes Dryer | E1 | RVT - Cost of Operation | 18.5136 | 18.5427 | 18.6473 | 18.7314 | 18.6601 | 18.7648 | 19.0158 | 19.2228 | 19.4717 | 19.7126 | 19.9558 | 20.1857 | 20.4288 | 20.6827 | 20.9257 | 21.1767 | 21.4291 | 21.7 | 21.9652 | 22.2242 | 22.455 | 22.674 | 22.8474 | 23.0071 | 23.1143 | 23.1879 | 23.2408 | 23.2661 | 23.2551 | 23.219 | 23.135 | 23.0295 | 22.8844 | 0 | 0 | 0 | 0 | 0 | 0 | 0 | 0 | 0
F2_Residential_Single Family Moderate Income_New_Appliances_Natural Gas_Clothes Dryer_E2 | F2 | Residential | Single Family Moderate Income | New | Appliances | Natural Gas | Clothes Dryer | E2 | RVT - Cost of Operation | 17.482 | 17.5095 | 17.6082 | 17.6876 | 17.6203 | 17.7192 | 17.9562 | 18.1517 | 18.3867 | 18.6142 | 18.8438 | 19.0609 | 19.2904 | 19.5302 | 19.7596 | 19.9967 | 20.2351 | 20.4908 | 20.7413 | 20.9858 | 21.2037 | 21.4105 | 21.5743 | 21.7251 | 21.8263 | 21.8959 | 21.9458 | 21.9697 | 21.9593 | 21.9251 | 21.8459 | 21.7462 | 21.6093 | 0 | 0 | 0 | 0 | 0 | 0 | 0 | 0 | 0
F2_Residential_Single Family Moderate Income_New_Appliances_Natural Gas_Clothes Dryer_E3 | F2 | Residential | Single Family Moderate Income | New | Appliances | Natural Gas | Clothes Dryer | E3 | RVT - Cost of Operation | 0 | 0 | 0 | 0 | 0 | 0 | 0 | 0 | 0 | 0 | 0 | 0 | 0 | 0 | 0 | 0 | 0 | 0 | 0 | 0 | 0 | 0 | 0 | 0 | 0 | 0 | 0 | 0 | 0 | 0 | 0 | 0 | 0 | 0 | 0 | 0 | 0 | 0 | 0 | 0 | 0 | 0
F2_Residential_Single Family Moderate Income_New_Appliances_Natural Gas_Clothes Dryer_E4 | F2 | Residential | Single Family Moderate Income | New | Appliances | Natural Gas | Clothes Dryer | E4 | RVT - Cost of Operation | 0 | 0 | 0 | 0 | 0 | 0 | 0 | 0 | 0 | 0 | 0 | 0 | 0 | 0 | 0 | 0 | 0 | 0 | 0 | 0 | 0 | 0 | 0 | 0 | 0 | 0 | 0 | 0 | 0 | 0 | 0 | 0 | 0 | 0 | 0 | 0 | 0 | 0 | 0 | 0 | 0 | 0
F2_Residential_Single Family Moderate Income_New_Appliances_Natural Gas_Clothes Dryer_E5 | F2 | Residential | Single Family Moderate Income | New | Appliances | Natural Gas | Clothes Dryer | E5 | RVT - Cost of Operation | 0 | 0 | 0 | 0 | 0 | 0 | 0 | 0 | 0 | 0 | 0 | 0 | 0 | 0 | 0 | 0 | 0 | 0 | 0 | 0 | 0 | 0 | 0 | 0 | 0 | 0 | 0 | 0 | 0 | 0 | 0 | 0 | 0 | 0 | 0 | 0 | 0 | 0 | 0 | 0 | 0 | 0
F2_Residential_Single Family Moderate Income_New_Appliances_Natural Gas_Clothes Dryer_E6 | F2 | Residential | Single Family Moderate Income | New | Appliances | Natural Gas | Clothes Dryer | E6 | RVT - Cost of Operation | 0 | 0 | 0 | 0 | 0 | 0 | 0 | 0 | 0 | 0 | 0 | 0 | 0 | 0 | 0 | 0 | 0 | 0 | 0 | 0 | 0 | 0 | 0 | 0 | 0 | 0 | 0 | 0 | 0 | 0 | 0 | 0 | 0 | 0 | 0 | 0 | 0 | 0 | 0 | 0 | 0 | 0
F2_Residential_Single Family Moderate Income_New_Appliances_Natural Gas_Clothes Dryer_E7 | F2 | Residential | Single Family Moderate Income | New | Appliances | Natural Gas | Clothes Dryer | E7 | RVT - Cost of Operation | 0 | 0 | 0 | 0 | 0 | 0 | 0 | 0 | 0 | 0 | 0 | 0 | 0 | 0 | 0 | 0 | 0 | 0 | 0 | 0 | 0 | 0 | 0 | 0 | 0 | 0 | 0 | 0 | 0 | 0 | 0 | 0 | 0 | 0 | 0 | 0 | 0 | 0 | 0 | 0 | 0 | 0
F2_Residential_Single Family Moderate Income_New_Appliances_Natural Gas_Clothes Dryer_E8 | F2 | Residential | Single Family Moderate Income | New | Appliances | Natural Gas | Clothes Dryer | E8 | RVT - Cost of Operation | 0 | 0 | 0 | 0 | 0 | 0 | 0 | 0 | 0 | 0 | 0 | 0 | 0 | 0 | 0 | 0 | 0 | 0 | 0 | 0 | 0 | 0 | 0 | 0 | 0 | 0 | 0 | 0 | 0 | 0 | 0 | 0 | 0 | 0 | 0 | 0 | 0 | 0 | 0 | 0 | 0 | 0
F2_Residential_Single Family Moderate Income_New_Appliances_Natural Gas_Clothes Dryer_E9 | F2 | Residential | Single Family Moderate Income | New | Appliances | Natural Gas | Clothes Dryer | E9 | RVT - Cost of Operation | 0 | 0 | 0 | 0 | 0 | 0 | 0 | 0 | 0 | 0 | 0 | 0 | 0 | 0 | 0 | 0 | 0 | 0 | 0 | 0 | 0 | 0 | 0 | 0 | 0 | 0 | 0 | 0 | 0 | 0 | 0 | 0 | 0 | 0 | 0 | 0 | 0 | 0 | 0 | 0 | 0 | 0
F2_Residential_Single Family Moderate Income_New_Appliances_Natural Gas_Clothes Dryer_E10 | F2 | Residential | Single Family Moderate Income | New | Appliances | Natural Gas | Clothes Dryer | E10 | RVT - Cost of Operation | 0 | 0 | 0 | 0 | 0 | 0 | 0 | 0 | 0 | 0 | 0 | 0 | 0 | 0 | 0 | 0 | 0 | 0 | 0 | 0 | 0 | 0 | 0 | 0 | 0 | 0 | 0 | 0 | 0 | 0 | 0 | 0 | 0 | 0 | 0 | 0 | 0 | 0 | 0 | 0 | 0 | 0
F3_Residential_Single Family Moderate Income_New_Appliances_Natural Gas_Clothes Dryer_E1 | F3 | Residential | Single Family Moderate Income | New | Appliances | Natural Gas | Clothes Dryer | E1 | System - kBTUs of Consumption | 71.2482 | 71.2482 | 71.2482 | 71.2482 | 71.2482 | 71.2482 | 71.2482 | 71.2482 | 71.2482 | 71.2482 | 71.2482 | 71.2482 | 71.2482 | 71.2482 | 71.2482 | 71.2482 | 71.2482 | 71.2482 | 71.2482 | 71.2482 | 71.2482 | 71.2482 | 71.2482 | 71.2482 | 71.2482 | 71.2482 | 71.2482 | 71.2482 | 71.2482 | 71.2482 | 71.2482 | 71.2482 | 71.2482 | 0 | 0 | 0 | 0 | 0 | 0 | 0 | 0 | 0
F3_Residential_Single Family Moderate Income_New_Appliances_Natural Gas_Clothes Dryer_E2 | F3 | Residential | Single Family Moderate Income | New | Appliances | Natural Gas | Clothes Dryer | E2 | System - kBTUs of Consumption | 76.5063 | 76.5063 | 76.5063 | 76.5063 | 76.5063 | 76.5063 | 76.5063 | 76.5063 | 76.5063 | 76.5063 | 76.5063 | 76.5063 | 76.5063 | 76.5063 | 76.5063 | 76.5063 | 76.5063 | 76.5063 | 76.5063 | 76.5063 | 76.5063 | 76.5063 | 76.5063 | 76.5063 | 76.5063 | 76.5063 | 76.5063 | 76.5063 | 76.5063 | 76.5063 | 76.5063 | 76.5063 | 76.5063 | 0 | 0 | 0 | 0 | 0 | 0 | 0 | 0 | 0
F3_Residential_Single Family Moderate Income_New_Appliances_Natural Gas_Clothes Dryer_E3 | F3 | Residential | Single Family Moderate Income | New | Appliances | Natural Gas | Clothes Dryer | E3 | System - kBTUs of Consumption | 0 | 0 | 0 | 0 | 0 | 0 | 0 | 0 | 0 | 0 | 0 | 0 | 0 | 0 | 0 | 0 | 0 | 0 | 0 | 0 | 0 | 0 | 0 | 0 | 0 | 0 | 0 | 0 | 0 | 0 | 0 | 0 | 0 | 0 | 0 | 0 | 0 | 0 | 0 | 0 | 0 | 0
F3_Residential_Single Family Moderate Income_New_Appliances_Natural Gas_Clothes Dryer_E4 | F3 | Residential | Single Family Moderate Income | New | Appliances | Natural Gas | Clothes Dryer | E4 | System - kBTUs of Consumption | 0 | 0 | 0 | 0 | 0 | 0 | 0 | 0 | 0 | 0 | 0 | 0 | 0 | 0 | 0 | 0 | 0 | 0 | 0 | 0 | 0 | 0 | 0 | 0 | 0 | 0 | 0 | 0 | 0 | 0 | 0 | 0 | 0 | 0 | 0 | 0 | 0 | 0 | 0 | 0 | 0 | 0
F3_Residential_Single Family Moderate Income_New_Appliances_Natural Gas_Clothes Dryer_E5 | F3 | Residential | Single Family Moderate Income | New | Appliances | Natural Gas | Clothes Dryer | E5 | System - kBTUs of Consumption | 0 | 0 | 0 | 0 | 0 | 0 | 0 | 0 | 0 | 0 | 0 | 0 | 0 | 0 | 0 | 0 | 0 | 0 | 0 | 0 | 0 | 0 | 0 | 0 | 0 | 0 | 0 | 0 | 0 | 0 | 0 | 0 | 0 | 0 | 0 | 0 | 0 | 0 | 0 | 0 | 0 | 0
F3_Residential_Single Family Moderate Income_New_Appliances_Natural Gas_Clothes Dryer_E6 | F3 | Residential | Single Family Moderate Income | New | Appliances | Natural Gas | Clothes Dryer | E6 | System - kBTUs of Consumption | 0 | 0 | 0 | 0 | 0 | 0 | 0 | 0 | 0 | 0 | 0 | 0 | 0 | 0 | 0 | 0 | 0 | 0 | 0 | 0 | 0 | 0 | 0 | 0 | 0 | 0 | 0 | 0 | 0 | 0 | 0 | 0 | 0 | 0 | 0 | 0 | 0 | 0 | 0 | 0 | 0 | 0
F3_Residential_Single Family Moderate Income_New_Appliances_Natural Gas_Clothes Dryer_E7 | F3 | Residential | Single Family Moderate Income | New | Appliances | Natural Gas | Clothes Dryer | E7 | System - kBTUs of Consumption | 0 | 0 | 0 | 0 | 0 | 0 | 0 | 0 | 0 | 0 | 0 | 0 | 0 | 0 | 0 | 0 | 0 | 0 | 0 | 0 | 0 | 0 | 0 | 0 | 0 | 0 | 0 | 0 | 0 | 0 | 0 | 0 | 0 | 0 | 0 | 0 | 0 | 0 | 0 | 0 | 0 | 0
F3_Residential_Single Family Moderate Income_New_Appliances_Natural Gas_Clothes Dryer_E8 | F3 | Residential | Single Family Moderate Income | New | Appliances | Natural Gas | Clothes Dryer | E8 | System - kBTUs of Consumption | 0 | 0 | 0 | 0 | 0 | 0 | 0 | 0 | 0 | 0 | 0 | 0 | 0 | 0 | 0 | 0 | 0 | 0 | 0 | 0 | 0 | 0 | 0 | 0 | 0 | 0 | 0 | 0 | 0 | 0 | 0 | 0 | 0 | 0 | 0 | 0 | 0 | 0 | 0 | 0 | 0 | 0
F3_Residential_Single Family Moderate Income_New_Appliances_Natural Gas_Clothes Dryer_E9 | F3 | Residential | Single Family Moderate Income | New | Appliances | Natural Gas | Clothes Dryer | E9 | System - kBTUs of Consumption | 0 | 0 | 0 | 0 | 0 | 0 | 0 | 0 | 0 | 0 | 0 | 0 | 0 | 0 | 0 | 0 | 0 | 0 | 0 | 0 | 0 | 0 | 0 | 0 | 0 | 0 | 0 | 0 | 0 | 0 | 0 | 0 | 0 | 0 | 0 | 0 | 0 | 0 | 0 | 0 | 0 | 0
F3_Residential_Single Family Moderate Income_New_Appliances_Natural Gas_Clothes Dryer_E10 | F3 | Residential | Single Family Moderate Income | New | Appliances | Natural Gas | Clothes Dryer | E10 | System - kBTUs of Consumption | 0 | 0 | 0 | 0 | 0 | 0 | 0 | 0 | 0 | 0 | 0 | 0 | 0 | 0 | 0 | 0 | 0 | 0 | 0 | 0 | 0 | 0 | 0 | 0 | 0 | 0 | 0 | 0 | 0 | 0 | 0 | 0 | 0 | 0 | 0 | 0 | 0 | 0 | 0 | 0 | 0 | 0
F4_Residential_Single Family Moderate Income_New_Appliances_Natural Gas_Clothes Dryer_E1 | F4 | Residential | Single Family Moderate Income | New | Appliances | Natural Gas | Clothes Dryer | E1 | Utility - Cost of Equipment | 18.5136 | 18.5427 | 18.6473 | 18.7314 | 18.6601 | 18.7648 | 19.0158 | 19.2228 | 19.4717 | 19.7126 | 19.9558 | 20.1857 | 20.4288 | 20.6827 | 20.9257 | 21.1767 | 21.4291 | 21.7 | 21.9652 | 22.2242 | 22.455 | 22.674 | 22.8474 | 23.0071 | 23.1143 | 23.1879 | 23.2408 | 23.2661 | 23.2551 | 23.219 | 23.135 | 23.0295 | 22.8844 | 0 | 0 | 0 | 0 | 0 | 0 | 0 | 0 | 0
F4_Residential_Single Family Moderate Income_New_Appliances_Natural Gas_Clothes Dryer_E2 | F4 | Residential | Single Family Moderate Income | New | Appliances | Natural Gas | Clothes Dryer | E2 | Utility - Cost of Equipment | 17.482 | 17.5095 | 17.6082 | 17.6876 | 17.6203 | 17.7192 | 17.9562 | 18.1517 | 18.3867 | 18.6142 | 18.8438 | 19.0609 | 19.2904 | 19.5302 | 19.7596 | 19.9967 | 20.2351 | 20.4908 | 20.7413 | 20.9858 | 21.2037 | 21.4105 | 21.5743 | 21.7251 | 21.8263 | 21.8959 | 21.9458 | 21.9697 | 21.9593 | 21.9251 | 21.8459 | 21.7462 | 21.6093 | 0 | 0 | 0 | 0 | 0 | 0 | 0 | 0 | 0
F4_Residential_Single Family Moderate Income_New_Appliances_Natural Gas_Clothes Dryer_E3 | F4 | Residential | Single Family Moderate Income | New | Appliances | Natural Gas | Clothes Dryer | E3 | Utility - Cost of Equipment | 0 | 0 | 0 | 0 | 0 | 0 | 0 | 0 | 0 | 0 | 0 | 0 | 0 | 0 | 0 | 0 | 0 | 0 | 0 | 0 | 0 | 0 | 0 | 0 | 0 | 0 | 0 | 0 | 0 | 0 | 0 | 0 | 0 | 0 | 0 | 0 | 0 | 0 | 0 | 0 | 0 | 0
F4_Residential_Single Family Moderate Income_New_Appliances_Natural Gas_Clothes Dryer_E4 | F4 | Residential | Single Family Moderate Income | New | Appliances | Natural Gas | Clothes Dryer | E4 | Utility - Cost of Equipment | 0 | 0 | 0 | 0 | 0 | 0 | 0 | 0 | 0 | 0 | 0 | 0 | 0 | 0 | 0 | 0 | 0 | 0 | 0 | 0 | 0 | 0 | 0 | 0 | 0 | 0 | 0 | 0 | 0 | 0 | 0 | 0 | 0 | 0 | 0 | 0 | 0 | 0 | 0 | 0 | 0 | 0
F4_Residential_Single Family Moderate Income_New_Appliances_Natural Gas_Clothes Dryer_E5 | F4 | Residential | Single Family Moderate Income | New | Appliances | Natural Gas | Clothes Dryer | E5 | Utility - Cost of Equipment | 0 | 0 | 0 | 0 | 0 | 0 | 0 | 0 | 0 | 0 | 0 | 0 | 0 | 0 | 0 | 0 | 0 | 0 | 0 | 0 | 0 | 0 | 0 | 0 | 0 | 0 | 0 | 0 | 0 | 0 | 0 | 0 | 0 | 0 | 0 | 0 | 0 | 0 | 0 | 0 | 0 | 0
F4_Residential_Single Family Moderate Income_New_Appliances_Natural Gas_Clothes Dryer_E6 | F4 | Residential | Single Family Moderate Income | New | Appliances | Natural Gas | Clothes Dryer | E6 | Utility - Cost of Equipment | 0 | 0 | 0 | 0 | 0 | 0 | 0 | 0 | 0 | 0 | 0 | 0 | 0 | 0 | 0 | 0 | 0 | 0 | 0 | 0 | 0 | 0 | 0 | 0 | 0 | 0 | 0 | 0 | 0 | 0 | 0 | 0 | 0 | 0 | 0 | 0 | 0 | 0 | 0 | 0 | 0 | 0
F4_Residential_Single Family Moderate Income_New_Appliances_Natural Gas_Clothes Dryer_E7 | F4 | Residential | Single Family Moderate Income | New | Appliances | Natural Gas | Clothes Dryer | E7 | Utility - Cost of Equipment | 0 | 0 | 0 | 0 | 0 | 0 | 0 | 0 | 0 | 0 | 0 | 0 | 0 | 0 | 0 | 0 | 0 | 0 | 0 | 0 | 0 | 0 | 0 | 0 | 0 | 0 | 0 | 0 | 0 | 0 | 0 | 0 | 0 | 0 | 0 | 0 | 0 | 0 | 0 | 0 | 0 | 0
F4_Residential_Single Family Moderate Income_New_Appliances_Natural Gas_Clothes Dryer_E8 | F4 | Residential | Single Family Moderate Income | New | Appliances | Natural Gas | Clothes Dryer | E8 | Utility - Cost of Equipment | 0 | 0 | 0 | 0 | 0 | 0 | 0 | 0 | 0 | 0 | 0 | 0 | 0 | 0 | 0 | 0 | 0 | 0 | 0 | 0 | 0 | 0 | 0 | 0 | 0 | 0 | 0 | 0 | 0 | 0 | 0 | 0 | 0 | 0 | 0 | 0 | 0 | 0 | 0 | 0 | 0 | 0
F4_Residential_Single Family Moderate Income_New_Appliances_Natural Gas_Clothes Dryer_E9 | F4 | Residential | Single Family Moderate Income | New | Appliances | Natural Gas | Clothes Dryer | E9 | Utility - Cost of Equipment | 0 | 0 | 0 | 0 | 0 | 0 | 0 | 0 | 0 | 0 | 0 | 0 | 0 | 0 | 0 | 0 | 0 | 0 | 0 | 0 | 0 | 0 | 0 | 0 | 0 | 0 | 0 | 0 | 0 | 0 | 0 | 0 | 0 | 0 | 0 | 0 | 0 | 0 | 0 | 0 | 0 | 0
F4_Residential_Single Family Moderate Income_New_Appliances_Natural Gas_Clothes Dryer_E10 | F4 | Residential | Single Family Moderate Income | New | Appliances | Natural Gas | Clothes Dryer | E10 | Utility - Cost of Equipment | 0 | 0 | 0 | 0 | 0 | 0 | 0 | 0 | 0 | 0 | 0 | 0 | 0 | 0 | 0 | 0 | 0 | 0 | 0 | 0 | 0 | 0 | 0 | 0 | 0 | 0 | 0 | 0 | 0 | 0 | 0 | 0 | 0 | 0 | 0 | 0 | 0 | 0 | 0 | 0 | 0 | 0
F5_Residential_Single Family Moderate Income_New_Appliances_Natural Gas_Clothes Dryer_E1 | F5 | Residential | Single Family Moderate Income | New | Appliances | Natural Gas | Clothes Dryer | E1 | Utility - Cost of Operation | 71.2482 | 71.2482 | 71.2482 | 71.2482 | 71.2482 | 71.2482 | 71.2482 | 71.2482 | 71.2482 | 71.2482 | 71.2482 | 71.2482 | 71.2482 | 71.2482 | 71.2482 | 71.2482 | 71.2482 | 71.2482 | 71.2482 | 71.2482 | 71.2482 | 71.2482 | 71.2482 | 71.2482 | 71.2482 | 71.2482 | 71.2482 | 71.2482 | 71.2482 | 71.2482 | 71.2482 | 71.2482 | 71.2482 | 0 | 0 | 0 | 0 | 0 | 0 | 0 | 0 | 0
F5_Residential_Single Family Moderate Income_New_Appliances_Natural Gas_Clothes Dryer_E2 | F5 | Residential | Single Family Moderate Income | New | Appliances | Natural Gas | Clothes Dryer | E2 | Utility - Cost of Operation | 76.5063 | 76.5063 | 76.5063 | 76.5063 | 76.5063 | 76.5063 | 76.5063 | 76.5063 | 76.5063 | 76.5063 | 76.5063 | 76.5063 | 76.5063 | 76.5063 | 76.5063 | 76.5063 | 76.5063 | 76.5063 | 76.5063 | 76.5063 | 76.5063 | 76.5063 | 76.5063 | 76.5063 | 76.5063 | 76.5063 | 76.5063 | 76.5063 | 76.5063 | 76.5063 | 76.5063 | 76.5063 | 76.5063 | 0 | 0 | 0 | 0 | 0 | 0 | 0 | 0 | 0
F5_Residential_Single Family Moderate Income_New_Appliances_Natural Gas_Clothes Dryer_E3 | F5 | Residential | Single Family Moderate Income | New | Appliances | Natural Gas | Clothes Dryer | E3 | Utility - Cost of Operation | 0 | 0 | 0 | 0 | 0 | 0 | 0 | 0 | 0 | 0 | 0 | 0 | 0 | 0 | 0 | 0 | 0 | 0 | 0 | 0 | 0 | 0 | 0 | 0 | 0 | 0 | 0 | 0 | 0 | 0 | 0 | 0 | 0 | 0 | 0 | 0 | 0 | 0 | 0 | 0 | 0 | 0
F5_Residential_Single Family Moderate Income_New_Appliances_Natural Gas_Clothes Dryer_E4 | F5 | Residential | Single Family Moderate Income | New | Appliances | Natural Gas | Clothes Dryer | E4 | Utility - Cost of Operation | 0 | 0 | 0 | 0 | 0 | 0 | 0 | 0 | 0 | 0 | 0 | 0 | 0 | 0 | 0 | 0 | 0 | 0 | 0 | 0 | 0 | 0 | 0 | 0 | 0 | 0 | 0 | 0 | 0 | 0 | 0 | 0 | 0 | 0 | 0 | 0 | 0 | 0 | 0 | 0 | 0 | 0
F5_Residential_Single Family Moderate Income_New_Appliances_Natural Gas_Clothes Dryer_E5 | F5 | Residential | Single Family Moderate Income | New | Appliances | Natural Gas | Clothes Dryer | E5 | Utility - Cost of Operation | 0 | 0 | 0 | 0 | 0 | 0 | 0 | 0 | 0 | 0 | 0 | 0 | 0 | 0 | 0 | 0 | 0 | 0 | 0 | 0 | 0 | 0 | 0 | 0 | 0 | 0 | 0 | 0 | 0 | 0 | 0 | 0 | 0 | 0 | 0 | 0 | 0 | 0 | 0 | 0 | 0 | 0
F5_Residential_Single Family Moderate Income_New_Appliances_Natural Gas_Clothes Dryer_E6 | F5 | Residential | Single Family Moderate Income | New | Appliances | Natural Gas | Clothes Dryer | E6 | Utility - Cost of Operation | 0 | 0 | 0 | 0 | 0 | 0 | 0 | 0 | 0 | 0 | 0 | 0 | 0 | 0 | 0 | 0 | 0 | 0 | 0 | 0 | 0 | 0 | 0 | 0 | 0 | 0 | 0 | 0 | 0 | 0 | 0 | 0 | 0 | 0 | 0 | 0 | 0 | 0 | 0 | 0 | 0 | 0
F5_Residential_Single Family Moderate Income_New_Appliances_Natural Gas_Clothes Dryer_E7 | F5 | Residential | Single Family Moderate Income | New | Appliances | Natural Gas | Clothes Dryer | E7 | Utility - Cost of Operation | 0 | 0 | 0 | 0 | 0 | 0 | 0 | 0 | 0 | 0 | 0 | 0 | 0 | 0 | 0 | 0 | 0 | 0 | 0 | 0 | 0 | 0 | 0 | 0 | 0 | 0 | 0 | 0 | 0 | 0 | 0 | 0 | 0 | 0 | 0 | 0 | 0 | 0 | 0 | 0 | 0 | 0
F5_Residential_Single Family Moderate Income_New_Appliances_Natural Gas_Clothes Dryer_E8 | F5 | Residential | Single Family Moderate Income | New | Appliances | Natural Gas | Clothes Dryer | E8 | Utility - Cost of Operation | 0 | 0 | 0 | 0 | 0 | 0 | 0 | 0 | 0 | 0 | 0 | 0 | 0 | 0 | 0 | 0 | 0 | 0 | 0 | 0 | 0 | 0 | 0 | 0 | 0 | 0 | 0 | 0 | 0 | 0 | 0 | 0 | 0 | 0 | 0 | 0 | 0 | 0 | 0 | 0 | 0 | 0
F5_Residential_Single Family Moderate Income_New_Appliances_Natural Gas_Clothes Dryer_E9 | F5 | Residential | Single Family Moderate Income | New | Appliances | Natural Gas | Clothes Dryer | E9 | Utility - Cost of Operation | 0 | 0 | 0 | 0 | 0 | 0 | 0 | 0 | 0 | 0 | 0 | 0 | 0 | 0 | 0 | 0 | 0 | 0 | 0 | 0 | 0 | 0 | 0 | 0 | 0 | 0 | 0 | 0 | 0 | 0 | 0 | 0 | 0 | 0 | 0 | 0 | 0 | 0 | 0 | 0 | 0 | 0
F5_Residential_Single Family Moderate Income_New_Appliances_Natural Gas_Clothes Dryer_E10 | F5 | Residential | Single Family Moderate Income | New | Appliances | Natural Gas | Clothes Dryer | E10 | Utility - Cost of Operation | 0 | 0 | 0 | 0 | 0 | 0 | 0 | 0 | 0 | 0 | 0 | 0 | 0 | 0 | 0 | 0 | 0 | 0 | 0 | 0 | 0 | 0 | 0 | 0 | 0 | 0 | 0 | 0 | 0 | 0 | 0 | 0 | 0 | 0 | 0 | 0 | 0 | 0 | 0 | 0 | 0 | 0
F6_Residential_Single Family Moderate Income_New_Appliances_Natural Gas_Clothes Dryer_E1 | F6 | Residential | Single Family Moderate Income | New | Appliances | Natural Gas | Clothes Dryer | E1 | Utility - Value of Sales | 16.5068 | 16.6112 | 16.7544 | 16.8715 | 16.8715 | 16.8715 | 16.8715 | 16.8715 | 16.8715 | 16.8715 | 16.8715 | 16.8715 | 16.8715 | 16.8715 | 16.8715 | 16.8715 | 16.8715 | 16.8715 | 16.8715 | 16.8715 | 16.8715 | 16.8715 | 16.8715 | 16.8715 | 16.8715 | 16.8715 | 16.8715 | 16.8715 | 16.8715 | 16.8715 | 16.8715 | 16.8715 | 16.8715 | 0 | 0 | 0 | 0 | 0 | 0 | 0 | 0 | 0
F6_Residential_Single Family Moderate Income_New_Appliances_Natural Gas_Clothes Dryer_E2 | F6 | Residential | Single Family Moderate Income | New | Appliances | Natural Gas | Clothes Dryer | E2 | Utility - Value of Sales | 15.587 | 15.6856 | 15.8208 | 15.9314 | 15.9314 | 15.9314 | 15.9314 | 15.9314 | 15.9314 | 15.9314 | 15.9314 | 15.9314 | 15.9314 | 15.9314 | 15.9314 | 15.9314 | 15.9314 | 15.9314 | 15.9314 | 15.9314 | 15.9314 | 15.9314 | 15.9314 | 15.9314 | 15.9314 | 15.9314 | 15.9314 | 15.9314 | 15.9314 | 15.9314 | 15.9314 | 15.9314 | 15.9314 | 0 | 0 | 0 | 0 | 0 | 0 | 0 | 0 | 0
F6_Residential_Single Family Moderate Income_New_Appliances_Natural Gas_Clothes Dryer_E3 | F6 | Residential | Single Family Moderate Income | New | Appliances | Natural Gas | Clothes Dryer | E3 | Utility - Value of Sales | 0 | 0 | 0 | 0 | 0 | 0 | 0 | 0 | 0 | 0 | 0 | 0 | 0 | 0 | 0 | 0 | 0 | 0 | 0 | 0 | 0 | 0 | 0 | 0 | 0 | 0 | 0 | 0 | 0 | 0 | 0 | 0 | 0 | 0 | 0 | 0 | 0 | 0 | 0 | 0 | 0 | 0
F6_Residential_Single Family Moderate Income_New_Appliances_Natural Gas_Clothes Dryer_E4 | F6 | Residential | Single Family Moderate Income | New | Appliances | Natural Gas | Clothes Dryer | E4 | Utility - Value of Sales | 0 | 0 | 0 | 0 | 0 | 0 | 0 | 0 | 0 | 0 | 0 | 0 | 0 | 0 | 0 | 0 | 0 | 0 | 0 | 0 | 0 | 0 | 0 | 0 | 0 | 0 | 0 | 0 | 0 | 0 | 0 | 0 | 0 | 0 | 0 | 0 | 0 | 0 | 0 | 0 | 0 | 0
F6_Residential_Single Family Moderate Income_New_Appliances_Natural Gas_Clothes Dryer_E5 | F6 | Residential | Single Family Moderate Income | New | Appliances | Natural Gas | Clothes Dryer | E5 | Utility - Value of Sales | 0 | 0 | 0 | 0 | 0 | 0 | 0 | 0 | 0 | 0 | 0 | 0 | 0 | 0 | 0 | 0 | 0 | 0 | 0 | 0 | 0 | 0 | 0 | 0 | 0 | 0 | 0 | 0 | 0 | 0 | 0 | 0 | 0 | 0 | 0 | 0 | 0 | 0 | 0 | 0 | 0 | 0
F6_Residential_Single Family Moderate Income_New_Appliances_Natural Gas_Clothes Dryer_E6 | F6 | Residential | Single Family Moderate Income | New | Appliances | Natural Gas | Clothes Dryer | E6 | Utility - Value of Sales | 0 | 0 | 0 | 0 | 0 | 0 | 0 | 0 | 0 | 0 | 0 | 0 | 0 | 0 | 0 | 0 | 0 | 0 | 0 | 0 | 0 | 0 | 0 | 0 | 0 | 0 | 0 | 0 | 0 | 0 | 0 | 0 | 0 | 0 | 0 | 0 | 0 | 0 | 0 | 0 | 0 | 0
F6_Residential_Single Family Moderate Income_New_Appliances_Natural Gas_Clothes Dryer_E7 | F6 | Residential | Single Family Moderate Income | New | Appliances | Natural Gas | Clothes Dryer | E7 | Utility - Value of Sales | 0 | 0 | 0 | 0 | 0 | 0 | 0 | 0 | 0 | 0 | 0 | 0 | 0 | 0 | 0 | 0 | 0 | 0 | 0 | 0 | 0 | 0 | 0 | 0 | 0 | 0 | 0 | 0 | 0 | 0 | 0 | 0 | 0 | 0 | 0 | 0 | 0 | 0 | 0 | 0 | 0 | 0
F6_Residential_Single Family Moderate Income_New_Appliances_Natural Gas_Clothes Dryer_E8 | F6 | Residential | Single Family Moderate Income | New | Appliances | Natural Gas | Clothes Dryer | E8 | Utility - Value of Sales | 0 | 0 | 0 | 0 | 0 | 0 | 0 | 0 | 0 | 0 | 0 | 0 | 0 | 0 | 0 | 0 | 0 | 0 | 0 | 0 | 0 | 0 | 0 | 0 | 0 | 0 | 0 | 0 | 0 | 0 | 0 | 0 | 0 | 0 | 0 | 0 | 0 | 0 | 0 | 0 | 0 | 0
F6_Residential_Single Family Moderate Income_New_Appliances_Natural Gas_Clothes Dryer_E9 | F6 | Residential | Single Family Moderate Income | New | Appliances | Natural Gas | Clothes Dryer | E9 | Utility - Value of Sales | 0 | 0 | 0 | 0 | 0 | 0 | 0 | 0 | 0 | 0 | 0 | 0 | 0 | 0 | 0 | 0 | 0 | 0 | 0 | 0 | 0 | 0 | 0 | 0 | 0 | 0 | 0 | 0 | 0 | 0 | 0 | 0 | 0 | 0 | 0 | 0 | 0 | 0 | 0 | 0 | 0 | 0
F6_Residential_Single Family Moderate Income_New_Appliances_Natural Gas_Clothes Dryer_E10 | F6 | Residential | Single Family Moderate Income | New | Appliances | Natural Gas | Clothes Dryer | E10 | Utility - Value of Sales | 0 | 0 | 0 | 0 | 0 | 0 | 0 | 0 | 0 | 0 | 0 | 0 | 0 | 0 | 0 | 0 | 0 | 0 | 0 | 0 | 0 | 0 | 0 | 0 | 0 | 0 | 0 | 0 | 0 | 0 | 0 | 0 | 0 | 0 | 0 | 0 | 0 | 0 | 0 | 0 | 0 | 0
F1_Residential_Single Family Moderate Income_New_Appliances_Natural Gas_Stove/Oven_E1 | F1 | Residential | Single Family Moderate Income | New | Appliances | Natural Gas | Stove/Oven | E1 | RVT - Cost of Equipment | 29.5908 | 29.683 | 29.8881 | 30.0562 | 29.9746 | 30.0943 | 30.3813 | 30.618 | 30.9025 | 31.1778 | 31.4558 | 31.7186 | 31.9965 | 32.2868 | 32.5645 | 32.8515 | 33.14 | 33.4497 | 33.7492 | 34.0377 | 34.2898 | 34.524 | 34.7014 | 34.8581 | 34.9493 | 35.0013 | 35.0284 | 35.0227 | 34.9745 | 34.8963 | 34.7623 | 34.6021 | 34.3956 | 0 | 0 | 0 | 0 | 0 | 0 | 0 | 0 | 0
F1_Residential_Single Family Moderate Income_New_Appliances_Natural Gas_Stove/Oven_E2 | F1 | Residential | Single Family Moderate Income | New | Appliances | Natural Gas | Stove/Oven | E2 | RVT - Cost of Equipment | 22.2257 | 22.2949 | 22.449 | 22.5752 | 22.514 | 22.6039 | 22.8194 | 22.9971 | 23.2108 | 23.4176 | 23.6265 | 23.8238 | 24.0326 | 24.2506 | 24.4592 | 24.6747 | 24.8915 | 25.1241 | 25.349 | 25.5657 | 25.7551 | 25.931 | 26.0642 | 26.1819 | 26.2505 | 26.2895 | 26.3098 | 26.3056 | 26.2694 | 26.2106 | 26.1099 | 25.9897 | 25.8345 | 0 | 0 | 0 | 0 | 0 | 0 | 0 | 0 | 0
F1_Residential_Single Family Moderate Income_New_Appliances_Natural Gas_Stove/Oven_E3 | F1 | Residential | Single Family Moderate Income | New | Appliances | Natural Gas | Stove/Oven | E3 | RVT - Cost of Equipment | 0 | 0 | 0 | 0 | 0 | 0 | 0 | 0 | 0 | 0 | 0 | 0 | 0 | 0 | 0 | 0 | 0 | 0 | 0 | 0 | 0 | 0 | 0 | 0 | 0 | 0 | 0 | 0 | 0 | 0 | 0 | 0 | 0 | 0 | 0 | 0 | 0 | 0 | 0 | 0 | 0 | 0
F1_Residential_Single Family Moderate Income_New_Appliances_Natural Gas_Stove/Oven_E4 | F1 | Residential | Single Family Moderate Income | New | Appliances | Natural Gas | Stove/Oven | E4 | RVT - Cost of Equipment | 0 | 0 | 0 | 0 | 0 | 0 | 0 | 0 | 0 | 0 | 0 | 0 | 0 | 0 | 0 | 0 | 0 | 0 | 0 | 0 | 0 | 0 | 0 | 0 | 0 | 0 | 0 | 0 | 0 | 0 | 0 | 0 | 0 | 0 | 0 | 0 | 0 | 0 | 0 | 0 | 0 | 0
F1_Residential_Single Family Moderate Income_New_Appliances_Natural Gas_Stove/Oven_E5 | F1 | Residential | Single Family Moderate Income | New | Appliances | Natural Gas | Stove/Oven | E5 | RVT - Cost of Equipment | 0 | 0 | 0 | 0 | 0 | 0 | 0 | 0 | 0 | 0 | 0 | 0 | 0 | 0 | 0 | 0 | 0 | 0 | 0 | 0 | 0 | 0 | 0 | 0 | 0 | 0 | 0 | 0 | 0 | 0 | 0 | 0 | 0 | 0 | 0 | 0 | 0 | 0 | 0 | 0 | 0 | 0
F1_Residential_Single Family Moderate Income_New_Appliances_Natural Gas_Stove/Oven_E6 | F1 | Residential | Single Family Moderate Income | New | Appliances | Natural Gas | Stove/Oven | E6 | RVT - Cost of Equipment | 0 | 0 | 0 | 0 | 0 | 0 | 0 | 0 | 0 | 0 | 0 | 0 | 0 | 0 | 0 | 0 | 0 | 0 | 0 | 0 | 0 | 0 | 0 | 0 | 0 | 0 | 0 | 0 | 0 | 0 | 0 | 0 | 0 | 0 | 0 | 0 | 0 | 0 | 0 | 0 | 0 | 0
F1_Residential_Single Family Moderate Income_New_Appliances_Natural Gas_Stove/Oven_E7 | F1 | Residential | Single Family Moderate Income | New | Appliances | Natural Gas | Stove/Oven | E7 | RVT - Cost of Equipment | 0 | 0 | 0 | 0 | 0 | 0 | 0 | 0 | 0 | 0 | 0 | 0 | 0 | 0 | 0 | 0 | 0 | 0 | 0 | 0 | 0 | 0 | 0 | 0 | 0 | 0 | 0 | 0 | 0 | 0 | 0 | 0 | 0 | 0 | 0 | 0 | 0 | 0 | 0 | 0 | 0 | 0
F1_Residential_Single Family Moderate Income_New_Appliances_Natural Gas_Stove/Oven_E8 | F1 | Residential | Single Family Moderate Income | New | Appliances | Natural Gas | Stove/Oven | E8 | RVT - Cost of Equipment | 0 | 0 | 0 | 0 | 0 | 0 | 0 | 0 | 0 | 0 | 0 | 0 | 0 | 0 | 0 | 0 | 0 | 0 | 0 | 0 | 0 | 0 | 0 | 0 | 0 | 0 | 0 | 0 | 0 | 0 | 0 | 0 | 0 | 0 | 0 | 0 | 0 | 0 | 0 | 0 | 0 | 0
F1_Residential_Single Family Moderate Income_New_Appliances_Natural Gas_Stove/Oven_E9 | F1 | Residential | Single Family Moderate Income | New | Appliances | Natural Gas | Stove/Oven | E9 | RVT - Cost of Equipment | 0 | 0 | 0 | 0 | 0 | 0 | 0 | 0 | 0 | 0 | 0 | 0 | 0 | 0 | 0 | 0 | 0 | 0 | 0 | 0 | 0 | 0 | 0 | 0 | 0 | 0 | 0 | 0 | 0 | 0 | 0 | 0 | 0 | 0 | 0 | 0 | 0 | 0 | 0 | 0 | 0 | 0
F1_Residential_Single Family Moderate Income_New_Appliances_Natural Gas_Stove/Oven_E10 | F1 | Residential | Single Family Moderate Income | New | Appliances | Natural Gas | Stove/Oven | E10 | RVT - Cost of Equipment | 0 | 0 | 0 | 0 | 0 | 0 | 0 | 0 | 0 | 0 | 0 | 0 | 0 | 0 | 0 | 0 | 0 | 0 | 0 | 0 | 0 | 0 | 0 | 0 | 0 | 0 | 0 | 0 | 0 | 0 | 0 | 0 | 0 | 0 | 0 | 0 | 0 | 0 | 0 | 0 | 0 | 0
F2_Residential_Single Family Moderate Income_New_Appliances_Natural Gas_Stove/Oven_E1 | F2 | Residential | Single Family Moderate Income | New | Appliances | Natural Gas | Stove/Oven | E1 | RVT - Cost of Operation | 21.1295 | 21.1627 | 21.282 | 21.378 | 21.2966 | 21.4161 | 21.7026 | 21.9389 | 22.223 | 22.4978 | 22.7754 | 23.0377 | 23.3152 | 23.605 | 23.8823 | 24.1688 | 24.4569 | 24.7661 | 25.0687 | 25.3643 | 25.6277 | 25.8776 | 26.0755 | 26.2579 | 26.3801 | 26.4642 | 26.5246 | 26.5534 | 26.5409 | 26.4996 | 26.4039 | 26.2834 | 26.1178 | 0 | 0 | 0 | 0 | 0 | 0 | 0 | 0 | 0
F2_Residential_Single Family Moderate Income_New_Appliances_Natural Gas_Stove/Oven_E2 | F2 | Residential | Single Family Moderate Income | New | Appliances | Natural Gas | Stove/Oven | E2 | RVT - Cost of Operation | 15.8704 | 15.8953 | 15.9849 | 16.057 | 15.9959 | 16.0857 | 16.3008 | 16.4783 | 16.6917 | 16.8981 | 17.1066 | 17.3036 | 17.512 | 17.7297 | 17.938 | 18.1532 | 18.3696 | 18.6018 | 18.8291 | 19.0511 | 19.249 | 19.4367 | 19.5853 | 19.7223 | 19.8141 | 19.8773 | 19.9226 | 19.9443 | 19.9349 | 19.9039 | 19.8319 | 19.7414 | 19.6171 | 0 | 0 | 0 | 0 | 0 | 0 | 0 | 0 | 0
F2_Residential_Single Family Moderate Income_New_Appliances_Natural Gas_Stove/Oven_E3 | F2 | Residential | Single Family Moderate Income | New | Appliances | Natural Gas | Stove/Oven | E3 | RVT - Cost of Operation | 0 | 0 | 0 | 0 | 0 | 0 | 0 | 0 | 0 | 0 | 0 | 0 | 0 | 0 | 0 | 0 | 0 | 0 | 0 | 0 | 0 | 0 | 0 | 0 | 0 | 0 | 0 | 0 | 0 | 0 | 0 | 0 | 0 | 0 | 0 | 0 | 0 | 0 | 0 | 0 | 0 | 0
F2_Residential_Single Family Moderate Income_New_Appliances_Natural Gas_Stove/Oven_E4 | F2 | Residential | Single Family Moderate Income | New | Appliances | Natural Gas | Stove/Oven | E4 | RVT - Cost of Operation | 0 | 0 | 0 | 0 | 0 | 0 | 0 | 0 | 0 | 0 | 0 | 0 | 0 | 0 | 0 | 0 | 0 | 0 | 0 | 0 | 0 | 0 | 0 | 0 | 0 | 0 | 0 | 0 | 0 | 0 | 0 | 0 | 0 | 0 | 0 | 0 | 0 | 0 | 0 | 0 | 0 | 0
F2_Residential_Single Family Moderate Income_New_Appliances_Natural Gas_Stove/Oven_E5 | F2 | Residential | Single Family Moderate Income | New | Appliances | Natural Gas | Stove/Oven | E5 | RVT - Cost of Operation | 0 | 0 | 0 | 0 | 0 | 0 | 0 | 0 | 0 | 0 | 0 | 0 | 0 | 0 | 0 | 0 | 0 | 0 | 0 | 0 | 0 | 0 | 0 | 0 | 0 | 0 | 0 | 0 | 0 | 0 | 0 | 0 | 0 | 0 | 0 | 0 | 0 | 0 | 0 | 0 | 0 | 0
F2_Residential_Single Family Moderate Income_New_Appliances_Natural Gas_Stove/Oven_E6 | F2 | Residential | Single Family Moderate Income | New | Appliances | Natural Gas | Stove/Oven | E6 | RVT - Cost of Operation | 0 | 0 | 0 | 0 | 0 | 0 | 0 | 0 | 0 | 0 | 0 | 0 | 0 | 0 | 0 | 0 | 0 | 0 | 0 | 0 | 0 | 0 | 0 | 0 | 0 | 0 | 0 | 0 | 0 | 0 | 0 | 0 | 0 | 0 | 0 | 0 | 0 | 0 | 0 | 0 | 0 | 0
F2_Residential_Single Family Moderate Income_New_Appliances_Natural Gas_Stove/Oven_E7 | F2 | Residential | Single Family Moderate Income | New | Appliances | Natural Gas | Stove/Oven | E7 | RVT - Cost of Operation | 0 | 0 | 0 | 0 | 0 | 0 | 0 | 0 | 0 | 0 | 0 | 0 | 0 | 0 | 0 | 0 | 0 | 0 | 0 | 0 | 0 | 0 | 0 | 0 | 0 | 0 | 0 | 0 | 0 | 0 | 0 | 0 | 0 | 0 | 0 | 0 | 0 | 0 | 0 | 0 | 0 | 0
F2_Residential_Single Family Moderate Income_New_Appliances_Natural Gas_Stove/Oven_E8 | F2 | Residential | Single Family Moderate Income | New | Appliances | Natural Gas | Stove/Oven | E8 | RVT - Cost of Operation | 0 | 0 | 0 | 0 | 0 | 0 | 0 | 0 | 0 | 0 | 0 | 0 | 0 | 0 | 0 | 0 | 0 | 0 | 0 | 0 | 0 | 0 | 0 | 0 | 0 | 0 | 0 | 0 | 0 | 0 | 0 | 0 | 0 | 0 | 0 | 0 | 0 | 0 | 0 | 0 | 0 | 0
F2_Residential_Single Family Moderate Income_New_Appliances_Natural Gas_Stove/Oven_E9 | F2 | Residential | Single Family Moderate Income | New | Appliances | Natural Gas | Stove/Oven | E9 | RVT - Cost of Operation | 0 | 0 | 0 | 0 | 0 | 0 | 0 | 0 | 0 | 0 | 0 | 0 | 0 | 0 | 0 | 0 | 0 | 0 | 0 | 0 | 0 | 0 | 0 | 0 | 0 | 0 | 0 | 0 | 0 | 0 | 0 | 0 | 0 | 0 | 0 | 0 | 0 | 0 | 0 | 0 | 0 | 0
F2_Residential_Single Family Moderate Income_New_Appliances_Natural Gas_Stove/Oven_E10 | F2 | Residential | Single Family Moderate Income | New | Appliances | Natural Gas | Stove/Oven | E10 | RVT - Cost of Operation | 0 | 0 | 0 | 0 | 0 | 0 | 0 | 0 | 0 | 0 | 0 | 0 | 0 | 0 | 0 | 0 | 0 | 0 | 0 | 0 | 0 | 0 | 0 | 0 | 0 | 0 | 0 | 0 | 0 | 0 | 0 | 0 | 0 | 0 | 0 | 0 | 0 | 0 | 0 | 0 | 0 | 0
F3_Residential_Single Family Moderate Income_New_Appliances_Natural Gas_Stove/Oven_E1 | F3 | Residential | Single Family Moderate Income | New | Appliances | Natural Gas | Stove/Oven | E1 | System - kBTUs of Consumption | 100.3952 | 100.3952 | 100.3952 | 100.3952 | 100.3952 | 100.3952 | 100.3952 | 100.3952 | 100.3952 | 100.3952 | 100.3952 | 100.3952 | 100.3952 | 100.3952 | 100.3952 | 100.3952 | 100.3952 | 100.3952 | 100.3952 | 100.3952 | 100.3952 | 100.3952 | 100.3952 | 100.3952 | 100.3952 | 100.3952 | 100.3952 | 100.3952 | 100.3952 | 100.3952 | 100.3952 | 100.3952 | 100.3952 | 0 | 0 | 0 | 0 | 0 | 0 | 0 | 0 | 0
F3_Residential_Single Family Moderate Income_New_Appliances_Natural Gas_Stove/Oven_E2 | F3 | Residential | Single Family Moderate Income | New | Appliances | Natural Gas | Stove/Oven | E2 | System - kBTUs of Consumption | 105.7927 | 105.7927 | 105.7927 | 105.7927 | 105.7927 | 105.7927 | 105.7927 | 105.7927 | 105.7927 | 105.7927 | 105.7927 | 105.7927 | 105.7927 | 105.7927 | 105.7927 | 105.7927 | 105.7927 | 105.7927 | 105.7927 | 105.7927 | 105.7927 | 105.7927 | 105.7927 | 105.7927 | 105.7927 | 105.7927 | 105.7927 | 105.7927 | 105.7927 | 105.7927 | 105.7927 | 105.7927 | 105.7927 | 0 | 0 | 0 | 0 | 0 | 0 | 0 | 0 | 0
F3_Residential_Single Family Moderate Income_New_Appliances_Natural Gas_Stove/Oven_E3 | F3 | Residential | Single Family Moderate Income | New | Appliances | Natural Gas | Stove/Oven | E3 | System - kBTUs of Consumption | 0 | 0 | 0 | 0 | 0 | 0 | 0 | 0 | 0 | 0 | 0 | 0 | 0 | 0 | 0 | 0 | 0 | 0 | 0 | 0 | 0 | 0 | 0 | 0 | 0 | 0 | 0 | 0 | 0 | 0 | 0 | 0 | 0 | 0 | 0 | 0 | 0 | 0 | 0 | 0 | 0 | 0
F3_Residential_Single Family Moderate Income_New_Appliances_Natural Gas_Stove/Oven_E4 | F3 | Residential | Single Family Moderate Income | New | Appliances | Natural Gas | Stove/Oven | E4 | System - kBTUs of Consumption | 0 | 0 | 0 | 0 | 0 | 0 | 0 | 0 | 0 | 0 | 0 | 0 | 0 | 0 | 0 | 0 | 0 | 0 | 0 | 0 | 0 | 0 | 0 | 0 | 0 | 0 | 0 | 0 | 0 | 0 | 0 | 0 | 0 | 0 | 0 | 0 | 0 | 0 | 0 | 0 | 0 | 0
F3_Residential_Single Family Moderate Income_New_Appliances_Natural Gas_Stove/Oven_E5 | F3 | Residential | Single Family Moderate Income | New | Appliances | Natural Gas | Stove/Oven | E5 | System - kBTUs of Consumption | 0 | 0 | 0 | 0 | 0 | 0 | 0 | 0 | 0 | 0 | 0 | 0 | 0 | 0 | 0 | 0 | 0 | 0 | 0 | 0 | 0 | 0 | 0 | 0 | 0 | 0 | 0 | 0 | 0 | 0 | 0 | 0 | 0 | 0 | 0 | 0 | 0 | 0 | 0 | 0 | 0 | 0
F3_Residential_Single Family Moderate Income_New_Appliances_Natural Gas_Stove/Oven_E6 | F3 | Residential | Single Family Moderate Income | New | Appliances | Natural Gas | Stove/Oven | E6 | System - kBTUs of Consumption | 0 | 0 | 0 | 0 | 0 | 0 | 0 | 0 | 0 | 0 | 0 | 0 | 0 | 0 | 0 | 0 | 0 | 0 | 0 | 0 | 0 | 0 | 0 | 0 | 0 | 0 | 0 | 0 | 0 | 0 | 0 | 0 | 0 | 0 | 0 | 0 | 0 | 0 | 0 | 0 | 0 | 0
F3_Residential_Single Family Moderate Income_New_Appliances_Natural Gas_Stove/Oven_E7 | F3 | Residential | Single Family Moderate Income | New | Appliances | Natural Gas | Stove/Oven | E7 | System - kBTUs of Consumption | 0 | 0 | 0 | 0 | 0 | 0 | 0 | 0 | 0 | 0 | 0 | 0 | 0 | 0 | 0 | 0 | 0 | 0 | 0 | 0 | 0 | 0 | 0 | 0 | 0 | 0 | 0 | 0 | 0 | 0 | 0 | 0 | 0 | 0 | 0 | 0 | 0 | 0 | 0 | 0 | 0 | 0
F3_Residential_Single Family Moderate Income_New_Appliances_Natural Gas_Stove/Oven_E8 | F3 | Residential | Single Family Moderate Income | New | Appliances | Natural Gas | Stove/Oven | E8 | System - kBTUs of Consumption | 0 | 0 | 0 | 0 | 0 | 0 | 0 | 0 | 0 | 0 | 0 | 0 | 0 | 0 | 0 | 0 | 0 | 0 | 0 | 0 | 0 | 0 | 0 | 0 | 0 | 0 | 0 | 0 | 0 | 0 | 0 | 0 | 0 | 0 | 0 | 0 | 0 | 0 | 0 | 0 | 0 | 0
F3_Residential_Single Family Moderate Income_New_Appliances_Natural Gas_Stove/Oven_E9 | F3 | Residential | Single Family Moderate Income | New | Appliances | Natural Gas | Stove/Oven | E9 | System - kBTUs of Consumption | 0 | 0 | 0 | 0 | 0 | 0 | 0 | 0 | 0 | 0 | 0 | 0 | 0 | 0 | 0 | 0 | 0 | 0 | 0 | 0 | 0 | 0 | 0 | 0 | 0 | 0 | 0 | 0 | 0 | 0 | 0 | 0 | 0 | 0 | 0 | 0 | 0 | 0 | 0 | 0 | 0 | 0
F3_Residential_Single Family Moderate Income_New_Appliances_Natural Gas_Stove/Oven_E10 | F3 | Residential | Single Family Moderate Income | New | Appliances | Natural Gas | Stove/Oven | E10 | System - kBTUs of Consumption | 0 | 0 | 0 | 0 | 0 | 0 | 0 | 0 | 0 | 0 | 0 | 0 | 0 | 0 | 0 | 0 | 0 | 0 | 0 | 0 | 0 | 0 | 0 | 0 | 0 | 0 | 0 | 0 | 0 | 0 | 0 | 0 | 0 | 0 | 0 | 0 | 0 | 0 | 0 | 0 | 0 | 0
F4_Residential_Single Family Moderate Income_New_Appliances_Natural Gas_Stove/Oven_E1 | F4 | Residential | Single Family Moderate Income | New | Appliances | Natural Gas | Stove/Oven | E1 | Utility - Cost of Equipment | 21.1295 | 21.1627 | 21.282 | 21.378 | 21.2966 | 21.4161 | 21.7026 | 21.9389 | 22.223 | 22.4978 | 22.7754 | 23.0377 | 23.3152 | 23.605 | 23.8823 | 24.1688 | 24.4569 | 24.7661 | 25.0687 | 25.3643 | 25.6277 | 25.8776 | 26.0755 | 26.2579 | 26.3801 | 26.4642 | 26.5246 | 26.5534 | 26.5409 | 26.4996 | 26.4039 | 26.2834 | 26.1178 | 0 | 0 | 0 | 0 | 0 | 0 | 0 | 0 | 0
F4_Residential_Single Family Moderate Income_New_Appliances_Natural Gas_Stove/Oven_E2 | F4 | Residential | Single Family Moderate Income | New | Appliances | Natural Gas | Stove/Oven | E2 | Utility - Cost of Equipment | 15.8704 | 15.8953 | 15.9849 | 16.057 | 15.9959 | 16.0857 | 16.3008 | 16.4783 | 16.6917 | 16.8981 | 17.1066 | 17.3036 | 17.512 | 17.7297 | 17.938 | 18.1532 | 18.3696 | 18.6018 | 18.8291 | 19.0511 | 19.249 | 19.4367 | 19.5853 | 19.7223 | 19.8141 | 19.8773 | 19.9226 | 19.9443 | 19.9349 | 19.9039 | 19.8319 | 19.7414 | 19.6171 | 0 | 0 | 0 | 0 | 0 | 0 | 0 | 0 | 0
F4_Residential_Single Family Moderate Income_New_Appliances_Natural Gas_Stove/Oven_E3 | F4 | Residential | Single Family Moderate Income | New | Appliances | Natural Gas | Stove/Oven | E3 | Utility - Cost of Equipment | 0 | 0 | 0 | 0 | 0 | 0 | 0 | 0 | 0 | 0 | 0 | 0 | 0 | 0 | 0 | 0 | 0 | 0 | 0 | 0 | 0 | 0 | 0 | 0 | 0 | 0 | 0 | 0 | 0 | 0 | 0 | 0 | 0 | 0 | 0 | 0 | 0 | 0 | 0 | 0 | 0 | 0
F4_Residential_Single Family Moderate Income_New_Appliances_Natural Gas_Stove/Oven_E4 | F4 | Residential | Single Family Moderate Income | New | Appliances | Natural Gas | Stove/Oven | E4 | Utility - Cost of Equipment | 0 | 0 | 0 | 0 | 0 | 0 | 0 | 0 | 0 | 0 | 0 | 0 | 0 | 0 | 0 | 0 | 0 | 0 | 0 | 0 | 0 | 0 | 0 | 0 | 0 | 0 | 0 | 0 | 0 | 0 | 0 | 0 | 0 | 0 | 0 | 0 | 0 | 0 | 0 | 0 | 0 | 0
F4_Residential_Single Family Moderate Income_New_Appliances_Natural Gas_Stove/Oven_E5 | F4 | Residential | Single Family Moderate Income | New | Appliances | Natural Gas | Stove/Oven | E5 | Utility - Cost of Equipment | 0 | 0 | 0 | 0 | 0 | 0 | 0 | 0 | 0 | 0 | 0 | 0 | 0 | 0 | 0 | 0 | 0 | 0 | 0 | 0 | 0 | 0 | 0 | 0 | 0 | 0 | 0 | 0 | 0 | 0 | 0 | 0 | 0 | 0 | 0 | 0 | 0 | 0 | 0 | 0 | 0 | 0
F4_Residential_Single Family Moderate Income_New_Appliances_Natural Gas_Stove/Oven_E6 | F4 | Residential | Single Family Moderate Income | New | Appliances | Natural Gas | Stove/Oven | E6 | Utility - Cost of Equipment | 0 | 0 | 0 | 0 | 0 | 0 | 0 | 0 | 0 | 0 | 0 | 0 | 0 | 0 | 0 | 0 | 0 | 0 | 0 | 0 | 0 | 0 | 0 | 0 | 0 | 0 | 0 | 0 | 0 | 0 | 0 | 0 | 0 | 0 | 0 | 0 | 0 | 0 | 0 | 0 | 0 | 0
F4_Residential_Single Family Moderate Income_New_Appliances_Natural Gas_Stove/Oven_E7 | F4 | Residential | Single Family Moderate Income | New | Appliances | Natural Gas | Stove/Oven | E7 | Utility - Cost of Equipment | 0 | 0 | 0 | 0 | 0 | 0 | 0 | 0 | 0 | 0 | 0 | 0 | 0 | 0 | 0 | 0 | 0 | 0 | 0 | 0 | 0 | 0 | 0 | 0 | 0 | 0 | 0 | 0 | 0 | 0 | 0 | 0 | 0 | 0 | 0 | 0 | 0 | 0 | 0 | 0 | 0 | 0
F4_Residential_Single Family Moderate Income_New_Appliances_Natural Gas_Stove/Oven_E8 | F4 | Residential | Single Family Moderate Income | New | Appliances | Natural Gas | Stove/Oven | E8 | Utility - Cost of Equipment | 0 | 0 | 0 | 0 | 0 | 0 | 0 | 0 | 0 | 0 | 0 | 0 | 0 | 0 | 0 | 0 | 0 | 0 | 0 | 0 | 0 | 0 | 0 | 0 | 0 | 0 | 0 | 0 | 0 | 0 | 0 | 0 | 0 | 0 | 0 | 0 | 0 | 0 | 0 | 0 | 0 | 0
F4_Residential_Single Family Moderate Income_New_Appliances_Natural Gas_Stove/Oven_E9 | F4 | Residential | Single Family Moderate Income | New | Appliances | Natural Gas | Stove/Oven | E9 | Utility - Cost of Equipment | 0 | 0 | 0 | 0 | 0 | 0 | 0 | 0 | 0 | 0 | 0 | 0 | 0 | 0 | 0 | 0 | 0 | 0 | 0 | 0 | 0 | 0 | 0 | 0 | 0 | 0 | 0 | 0 | 0 | 0 | 0 | 0 | 0 | 0 | 0 | 0 | 0 | 0 | 0 | 0 | 0 | 0
F4_Residential_Single Family Moderate Income_New_Appliances_Natural Gas_Stove/Oven_E10 | F4 | Residential | Single Family Moderate Income | New | Appliances | Natural Gas | Stove/Oven | E10 | Utility - Cost of Equipment | 0 | 0 | 0 | 0 | 0 | 0 | 0 | 0 | 0 | 0 | 0 | 0 | 0 | 0 | 0 | 0 | 0 | 0 | 0 | 0 | 0 | 0 | 0 | 0 | 0 | 0 | 0 | 0 | 0 | 0 | 0 | 0 | 0 | 0 | 0 | 0 | 0 | 0 | 0 | 0 | 0 | 0
F5_Residential_Single Family Moderate Income_New_Appliances_Natural Gas_Stove/Oven_E1 | F5 | Residential | Single Family Moderate Income | New | Appliances | Natural Gas | Stove/Oven | E1 | Utility - Cost of Operation | 100.3952 | 100.3952 | 100.3952 | 100.3952 | 100.3952 | 100.3952 | 100.3952 | 100.3952 | 100.3952 | 100.3952 | 100.3952 | 100.3952 | 100.3952 | 100.3952 | 100.3952 | 100.3952 | 100.3952 | 100.3952 | 100.3952 | 100.3952 | 100.3952 | 100.3952 | 100.3952 | 100.3952 | 100.3952 | 100.3952 | 100.3952 | 100.3952 | 100.3952 | 100.3952 | 100.3952 | 100.3952 | 100.3952 | 0 | 0 | 0 | 0 | 0 | 0 | 0 | 0 | 0
F5_Residential_Single Family Moderate Income_New_Appliances_Natural Gas_Stove/Oven_E2 | F5 | Residential | Single Family Moderate Income | New | Appliances | Natural Gas | Stove/Oven | E2 | Utility - Cost of Operation | 105.7927 | 105.7927 | 105.7927 | 105.7927 | 105.7927 | 105.7927 | 105.7927 | 105.7927 | 105.7927 | 105.7927 | 105.7927 | 105.7927 | 105.7927 | 105.7927 | 105.7927 | 105.7927 | 105.7927 | 105.7927 | 105.7927 | 105.7927 | 105.7927 | 105.7927 | 105.7927 | 105.7927 | 105.7927 | 105.7927 | 105.7927 | 105.7927 | 105.7927 | 105.7927 | 105.7927 | 105.7927 | 105.7927 | 0 | 0 | 0 | 0 | 0 | 0 | 0 | 0 | 0
F5_Residential_Single Family Moderate Income_New_Appliances_Natural Gas_Stove/Oven_E3 | F5 | Residential | Single Family Moderate Income | New | Appliances | Natural Gas | Stove/Oven | E3 | Utility - Cost of Operation | 0 | 0 | 0 | 0 | 0 | 0 | 0 | 0 | 0 | 0 | 0 | 0 | 0 | 0 | 0 | 0 | 0 | 0 | 0 | 0 | 0 | 0 | 0 | 0 | 0 | 0 | 0 | 0 | 0 | 0 | 0 | 0 | 0 | 0 | 0 | 0 | 0 | 0 | 0 | 0 | 0 | 0
F5_Residential_Single Family Moderate Income_New_Appliances_Natural Gas_Stove/Oven_E4 | F5 | Residential | Single Family Moderate Income | New | Appliances | Natural Gas | Stove/Oven | E4 | Utility - Cost of Operation | 0 | 0 | 0 | 0 | 0 | 0 | 0 | 0 | 0 | 0 | 0 | 0 | 0 | 0 | 0 | 0 | 0 | 0 | 0 | 0 | 0 | 0 | 0 | 0 | 0 | 0 | 0 | 0 | 0 | 0 | 0 | 0 | 0 | 0 | 0 | 0 | 0 | 0 | 0 | 0 | 0 | 0
F5_Residential_Single Family Moderate Income_New_Appliances_Natural Gas_Stove/Oven_E5 | F5 | Residential | Single Family Moderate Income | New | Appliances | Natural Gas | Stove/Oven | E5 | Utility - Cost of Operation | 0 | 0 | 0 | 0 | 0 | 0 | 0 | 0 | 0 | 0 | 0 | 0 | 0 | 0 | 0 | 0 | 0 | 0 | 0 | 0 | 0 | 0 | 0 | 0 | 0 | 0 | 0 | 0 | 0 | 0 | 0 | 0 | 0 | 0 | 0 | 0 | 0 | 0 | 0 | 0 | 0 | 0
F5_Residential_Single Family Moderate Income_New_Appliances_Natural Gas_Stove/Oven_E6 | F5 | Residential | Single Family Moderate Income | New | Appliances | Natural Gas | Stove/Oven | E6 | Utility - Cost of Operation | 0 | 0 | 0 | 0 | 0 | 0 | 0 | 0 | 0 | 0 | 0 | 0 | 0 | 0 | 0 | 0 | 0 | 0 | 0 | 0 | 0 | 0 | 0 | 0 | 0 | 0 | 0 | 0 | 0 | 0 | 0 | 0 | 0 | 0 | 0 | 0 | 0 | 0 | 0 | 0 | 0 | 0
F5_Residential_Single Family Moderate Income_New_Appliances_Natural Gas_Stove/Oven_E7 | F5 | Residential | Single Family Moderate Income | New | Appliances | Natural Gas | Stove/Oven | E7 | Utility - Cost of Operation | 0 | 0 | 0 | 0 | 0 | 0 | 0 | 0 | 0 | 0 | 0 | 0 | 0 | 0 | 0 | 0 | 0 | 0 | 0 | 0 | 0 | 0 | 0 | 0 | 0 | 0 | 0 | 0 | 0 | 0 | 0 | 0 | 0 | 0 | 0 | 0 | 0 | 0 | 0 | 0 | 0 | 0
F5_Residential_Single Family Moderate Income_New_Appliances_Natural Gas_Stove/Oven_E8 | F5 | Residential | Single Family Moderate Income | New | Appliances | Natural Gas | Stove/Oven | E8 | Utility - Cost of Operation | 0 | 0 | 0 | 0 | 0 | 0 | 0 | 0 | 0 | 0 | 0 | 0 | 0 | 0 | 0 | 0 | 0 | 0 | 0 | 0 | 0 | 0 | 0 | 0 | 0 | 0 | 0 | 0 | 0 | 0 | 0 | 0 | 0 | 0 | 0 | 0 | 0 | 0 | 0 | 0 | 0 | 0
F5_Residential_Single Family Moderate Income_New_Appliances_Natural Gas_Stove/Oven_E9 | F5 | Residential | Single Family Moderate Income | New | Appliances | Natural Gas | Stove/Oven | E9 | Utility - Cost of Operation | 0 | 0 | 0 | 0 | 0 | 0 | 0 | 0 | 0 | 0 | 0 | 0 | 0 | 0 | 0 | 0 | 0 | 0 | 0 | 0 | 0 | 0 | 0 | 0 | 0 | 0 | 0 | 0 | 0 | 0 | 0 | 0 | 0 | 0 | 0 | 0 | 0 | 0 | 0 | 0 | 0 | 0
F5_Residential_Single Family Moderate Income_New_Appliances_Natural Gas_Stove/Oven_E10 | F5 | Residential | Single Family Moderate Income | New | Appliances | Natural Gas | Stove/Oven | E10 | Utility - Cost of Operation | 0 | 0 | 0 | 0 | 0 | 0 | 0 | 0 | 0 | 0 | 0 | 0 | 0 | 0 | 0 | 0 | 0 | 0 | 0 | 0 | 0 | 0 | 0 | 0 | 0 | 0 | 0 | 0 | 0 | 0 | 0 | 0 | 0 | 0 | 0 | 0 | 0 | 0 | 0 | 0 | 0 | 0
F6_Residential_Single Family Moderate Income_New_Appliances_Natural Gas_Stove/Oven_E1 | F6 | Residential | Single Family Moderate Income | New | Appliances | Natural Gas | Stove/Oven | E1 | Utility - Value of Sales | 18.8391 | 18.9582 | 19.1217 | 19.2553 | 19.2553 | 19.2553 | 19.2553 | 19.2553 | 19.2553 | 19.2553 | 19.2553 | 19.2553 | 19.2553 | 19.2553 | 19.2553 | 19.2553 | 19.2553 | 19.2553 | 19.2553 | 19.2553 | 19.2553 | 19.2553 | 19.2553 | 19.2553 | 19.2553 | 19.2553 | 19.2553 | 19.2553 | 19.2553 | 19.2553 | 19.2553 | 19.2553 | 19.2553 | 0 | 0 | 0 | 0 | 0 | 0 | 0 | 0 | 0
F6_Residential_Single Family Moderate Income_New_Appliances_Natural Gas_Stove/Oven_E2 | F6 | Residential | Single Family Moderate Income | New | Appliances | Natural Gas | Stove/Oven | E2 | Utility - Value of Sales | 14.1501 | 14.2395 | 14.3623 | 14.4627 | 14.4627 | 14.4627 | 14.4627 | 14.4627 | 14.4627 | 14.4627 | 14.4627 | 14.4627 | 14.4627 | 14.4627 | 14.4627 | 14.4627 | 14.4627 | 14.4627 | 14.4627 | 14.4627 | 14.4627 | 14.4627 | 14.4627 | 14.4627 | 14.4627 | 14.4627 | 14.4627 | 14.4627 | 14.4627 | 14.4627 | 14.4627 | 14.4627 | 14.4627 | 0 | 0 | 0 | 0 | 0 | 0 | 0 | 0 | 0
F6_Residential_Single Family Moderate Income_New_Appliances_Natural Gas_Stove/Oven_E3 | F6 | Residential | Single Family Moderate Income | New | Appliances | Natural Gas | Stove/Oven | E3 | Utility - Value of Sales | 0 | 0 | 0 | 0 | 0 | 0 | 0 | 0 | 0 | 0 | 0 | 0 | 0 | 0 | 0 | 0 | 0 | 0 | 0 | 0 | 0 | 0 | 0 | 0 | 0 | 0 | 0 | 0 | 0 | 0 | 0 | 0 | 0 | 0 | 0 | 0 | 0 | 0 | 0 | 0 | 0 | 0
F6_Residential_Single Family Moderate Income_New_Appliances_Natural Gas_Stove/Oven_E4 | F6 | Residential | Single Family Moderate Income | New | Appliances | Natural Gas | Stove/Oven | E4 | Utility - Value of Sales | 0 | 0 | 0 | 0 | 0 | 0 | 0 | 0 | 0 | 0 | 0 | 0 | 0 | 0 | 0 | 0 | 0 | 0 | 0 | 0 | 0 | 0 | 0 | 0 | 0 | 0 | 0 | 0 | 0 | 0 | 0 | 0 | 0 | 0 | 0 | 0 | 0 | 0 | 0 | 0 | 0 | 0
F6_Residential_Single Family Moderate Income_New_Appliances_Natural Gas_Stove/Oven_E5 | F6 | Residential | Single Family Moderate Income | New | Appliances | Natural Gas | Stove/Oven | E5 | Utility - Value of Sales | 0 | 0 | 0 | 0 | 0 | 0 | 0 | 0 | 0 | 0 | 0 | 0 | 0 | 0 | 0 | 0 | 0 | 0 | 0 | 0 | 0 | 0 | 0 | 0 | 0 | 0 | 0 | 0 | 0 | 0 | 0 | 0 | 0 | 0 | 0 | 0 | 0 | 0 | 0 | 0 | 0 | 0
F6_Residential_Single Family Moderate Income_New_Appliances_Natural Gas_Stove/Oven_E6 | F6 | Residential | Single Family Moderate Income | New | Appliances | Natural Gas | Stove/Oven | E6 | Utility - Value of Sales | 0 | 0 | 0 | 0 | 0 | 0 | 0 | 0 | 0 | 0 | 0 | 0 | 0 | 0 | 0 | 0 | 0 | 0 | 0 | 0 | 0 | 0 | 0 | 0 | 0 | 0 | 0 | 0 | 0 | 0 | 0 | 0 | 0 | 0 | 0 | 0 | 0 | 0 | 0 | 0 | 0 | 0
F6_Residential_Single Family Moderate Income_New_Appliances_Natural Gas_Stove/Oven_E7 | F6 | Residential | Single Family Moderate Income | New | Appliances | Natural Gas | Stove/Oven | E7 | Utility - Value of Sales | 0 | 0 | 0 | 0 | 0 | 0 | 0 | 0 | 0 | 0 | 0 | 0 | 0 | 0 | 0 | 0 | 0 | 0 | 0 | 0 | 0 | 0 | 0 | 0 | 0 | 0 | 0 | 0 | 0 | 0 | 0 | 0 | 0 | 0 | 0 | 0 | 0 | 0 | 0 | 0 | 0 | 0
F6_Residential_Single Family Moderate Income_New_Appliances_Natural Gas_Stove/Oven_E8 | F6 | Residential | Single Family Moderate Income | New | Appliances | Natural Gas | Stove/Oven | E8 | Utility - Value of Sales | 0 | 0 | 0 | 0 | 0 | 0 | 0 | 0 | 0 | 0 | 0 | 0 | 0 | 0 | 0 | 0 | 0 | 0 | 0 | 0 | 0 | 0 | 0 | 0 | 0 | 0 | 0 | 0 | 0 | 0 | 0 | 0 | 0 | 0 | 0 | 0 | 0 | 0 | 0 | 0 | 0 | 0
F6_Residential_Single Family Moderate Income_New_Appliances_Natural Gas_Stove/Oven_E9 | F6 | Residential | Single Family Moderate Income | New | Appliances | Natural Gas | Stove/Oven | E9 | Utility - Value of Sales | 0 | 0 | 0 | 0 | 0 | 0 | 0 | 0 | 0 | 0 | 0 | 0 | 0 | 0 | 0 | 0 | 0 | 0 | 0 | 0 | 0 | 0 | 0 | 0 | 0 | 0 | 0 | 0 | 0 | 0 | 0 | 0 | 0 | 0 | 0 | 0 | 0 | 0 | 0 | 0 | 0 | 0
F6_Residential_Single Family Moderate Income_New_Appliances_Natural Gas_Stove/Oven_E10 | F6 | Residential | Single Family Moderate Income | New | Appliances | Natural Gas | Stove/Oven | E10 | Utility - Value of Sales | 0 | 0 | 0 | 0 | 0 | 0 | 0 | 0 | 0 | 0 | 0 | 0 | 0 | 0 | 0 | 0 | 0 | 0 | 0 | 0 | 0 | 0 | 0 | 0 | 0 | 0 | 0 | 0 | 0 | 0 | 0 | 0 | 0 | 0 | 0 | 0 | 0 | 0 | 0 | 0 | 0 | 0
F1_Residential_Single Family Moderate Income_New_Miscellaneous_Natural Gas_Pool Heater_E1 | F1 | Residential | Single Family Moderate Income | New | Miscellaneous | Natural Gas | Pool Heater | E1 | RVT - Cost of Equipment | 0 | 0 | 0 | 0 | 0 | 0 | 0 | 0 | 0 | 0 | 0 | 0 | 0 | 0 | 0 | 0 | 0 | 0 | 0 | 0 | 0 | 0 | 0 | 0 | 0 | 0 | 0 | 0 | 0 | 0 | 0 | 0 | 0 | 0 | 0 | 0 | 0 | 0 | 0 | 0 | 0 | 0
F1_Residential_Single Family Moderate Income_New_Miscellaneous_Natural Gas_Pool Heater_E2 | F1 | Residential | Single Family Moderate Income | New | Miscellaneous | Natural Gas | Pool Heater | E2 | RVT - Cost of Equipment | 0 | 0 | 0 | 0 | 0 | 0 | 0 | 0 | 0 | 0 | 0 | 0 | 0 | 0 | 0 | 0 | 0 | 0 | 0 | 0 | 0 | 0 | 0 | 0 | 0 | 0 | 0 | 0 | 0 | 0 | 0 | 0 | 0 | 0 | 0 | 0 | 0 | 0 | 0 | 0 | 0 | 0
F1_Residential_Single Family Moderate Income_New_Miscellaneous_Natural Gas_Pool Heater_E3 | F1 | Residential | Single Family Moderate Income | New | Miscellaneous | Natural Gas | Pool Heater | E3 | RVT - Cost of Equipment | 0 | 0 | 0 | 0 | 0 | 0 | 0 | 0 | 0 | 0 | 0 | 0 | 0 | 0 | 0 | 0 | 0 | 0 | 0 | 0 | 0 | 0 | 0 | 0 | 0 | 0 | 0 | 0 | 0 | 0 | 0 | 0 | 0 | 0 | 0 | 0 | 0 | 0 | 0 | 0 | 0 | 0
F1_Residential_Single Family Moderate Income_New_Miscellaneous_Natural Gas_Pool Heater_E4 | F1 | Residential | Single Family Moderate Income | New | Miscellaneous | Natural Gas | Pool Heater | E4 | RVT - Cost of Equipment | 0 | 0 | 0 | 0 | 0 | 0 | 0 | 0 | 0 | 0 | 0 | 0 | 0 | 0 | 0 | 0 | 0 | 0 | 0 | 0 | 0 | 0 | 0 | 0 | 0 | 0 | 0 | 0 | 0 | 0 | 0 | 0 | 0 | 0 | 0 | 0 | 0 | 0 | 0 | 0 | 0 | 0
F1_Residential_Single Family Moderate Income_New_Miscellaneous_Natural Gas_Pool Heater_E5 | F1 | Residential | Single Family Moderate Income | New | Miscellaneous | Natural Gas | Pool Heater | E5 | RVT - Cost of Equipment | 0 | 0 | 0 | 0 | 0 | 0 | 0 | 0 | 0 | 0 | 0 | 0 | 0 | 0 | 0 | 0 | 0 | 0 | 0 | 0 | 0 | 0 | 0 | 0 | 0 | 0 | 0 | 0 | 0 | 0 | 0 | 0 | 0 | 0 | 0 | 0 | 0 | 0 | 0 | 0 | 0 | 0
F1_Residential_Single Family Moderate Income_New_Miscellaneous_Natural Gas_Pool Heater_E6 | F1 | Residential | Single Family Moderate Income | New | Miscellaneous | Natural Gas | Pool Heater | E6 | RVT - Cost of Equipment | 0 | 0 | 0 | 0 | 0 | 0 | 0 | 0 | 0 | 0 | 0 | 0 | 0 | 0 | 0 | 0 | 0 | 0 | 0 | 0 | 0 | 0 | 0 | 0 | 0 | 0 | 0 | 0 | 0 | 0 | 0 | 0 | 0 | 0 | 0 | 0 | 0 | 0 | 0 | 0 | 0 | 0
F1_Residential_Single Family Moderate Income_New_Miscellaneous_Natural Gas_Pool Heater_E7 | F1 | Residential | Single Family Moderate Income | New | Miscellaneous | Natural Gas | Pool Heater | E7 | RVT - Cost of Equipment | 0 | 0 | 0 | 0 | 0 | 0 | 0 | 0 | 0 | 0 | 0 | 0 | 0 | 0 | 0 | 0 | 0 | 0 | 0 | 0 | 0 | 0 | 0 | 0 | 0 | 0 | 0 | 0 | 0 | 0 | 0 | 0 | 0 | 0 | 0 | 0 | 0 | 0 | 0 | 0 | 0 | 0
F1_Residential_Single Family Moderate Income_New_Miscellaneous_Natural Gas_Pool Heater_E8 | F1 | Residential | Single Family Moderate Income | New | Miscellaneous | Natural Gas | Pool Heater | E8 | RVT - Cost of Equipment | 0 | 0 | 0 | 0 | 0 | 0 | 0 | 0 | 0 | 0 | 0 | 0 | 0 | 0 | 0 | 0 | 0 | 0 | 0 | 0 | 0 | 0 | 0 | 0 | 0 | 0 | 0 | 0 | 0 | 0 | 0 | 0 | 0 | 0 | 0 | 0 | 0 | 0 | 0 | 0 | 0 | 0
F1_Residential_Single Family Moderate Income_New_Miscellaneous_Natural Gas_Pool Heater_E9 | F1 | Residential | Single Family Moderate Income | New | Miscellaneous | Natural Gas | Pool Heater | E9 | RVT - Cost of Equipment | 0 | 0 | 0 | 0 | 0 | 0 | 0 | 0 | 0 | 0 | 0 | 0 | 0 | 0 | 0 | 0 | 0 | 0 | 0 | 0 | 0 | 0 | 0 | 0 | 0 | 0 | 0 | 0 | 0 | 0 | 0 | 0 | 0 | 0 | 0 | 0 | 0 | 0 | 0 | 0 | 0 | 0
F1_Residential_Single Family Moderate Income_New_Miscellaneous_Natural Gas_Pool Heater_E10 | F1 | Residential | Single Family Moderate Income | New | Miscellaneous | Natural Gas | Pool Heater | E10 | RVT - Cost of Equipment | 0 | 0 | 0 | 0 | 0 | 0 | 0 | 0 | 0 | 0 | 0 | 0 | 0 | 0 | 0 | 0 | 0 | 0 | 0 | 0 | 0 | 0 | 0 | 0 | 0 | 0 | 0 | 0 | 0 | 0 | 0 | 0 | 0 | 0 | 0 | 0 | 0 | 0 | 0 | 0 | 0 | 0
F2_Residential_Single Family Moderate Income_New_Miscellaneous_Natural Gas_Pool Heater_E1 | F2 | Residential | Single Family Moderate Income | New | Miscellaneous | Natural Gas | Pool Heater | E1 | RVT - Cost of Operation | 0 | 0 | 0 | 0 | 0 | 0 | 0 | 0 | 0 | 0 | 0 | 0 | 0 | 0 | 0 | 0 | 0 | 0 | 0 | 0 | 0 | 0 | 0 | 0 | 0 | 0 | 0 | 0 | 0 | 0 | 0 | 0 | 0 | 0 | 0 | 0 | 0 | 0 | 0 | 0 | 0 | 0
F2_Residential_Single Family Moderate Income_New_Miscellaneous_Natural Gas_Pool Heater_E2 | F2 | Residential | Single Family Moderate Income | New | Miscellaneous | Natural Gas | Pool Heater | E2 | RVT - Cost of Operation | 0 | 0 | 0 | 0 | 0 | 0 | 0 | 0 | 0 | 0 | 0 | 0 | 0 | 0 | 0 | 0 | 0 | 0 | 0 | 0 | 0 | 0 | 0 | 0 | 0 | 0 | 0 | 0 | 0 | 0 | 0 | 0 | 0 | 0 | 0 | 0 | 0 | 0 | 0 | 0 | 0 | 0
F2_Residential_Single Family Moderate Income_New_Miscellaneous_Natural Gas_Pool Heater_E3 | F2 | Residential | Single Family Moderate Income | New | Miscellaneous | Natural Gas | Pool Heater | E3 | RVT - Cost of Operation | 0 | 0 | 0 | 0 | 0 | 0 | 0 | 0 | 0 | 0 | 0 | 0 | 0 | 0 | 0 | 0 | 0 | 0 | 0 | 0 | 0 | 0 | 0 | 0 | 0 | 0 | 0 | 0 | 0 | 0 | 0 | 0 | 0 | 0 | 0 | 0 | 0 | 0 | 0 | 0 | 0 | 0
F2_Residential_Single Family Moderate Income_New_Miscellaneous_Natural Gas_Pool Heater_E4 | F2 | Residential | Single Family Moderate Income | New | Miscellaneous | Natural Gas | Pool Heater | E4 | RVT - Cost of Operation | 0 | 0 | 0 | 0 | 0 | 0 | 0 | 0 | 0 | 0 | 0 | 0 | 0 | 0 | 0 | 0 | 0 | 0 | 0 | 0 | 0 | 0 | 0 | 0 | 0 | 0 | 0 | 0 | 0 | 0 | 0 | 0 | 0 | 0 | 0 | 0 | 0 | 0 | 0 | 0 | 0 | 0
F2_Residential_Single Family Moderate Income_New_Miscellaneous_Natural Gas_Pool Heater_E5 | F2 | Residential | Single Family Moderate Income | New | Miscellaneous | Natural Gas | Pool Heater | E5 | RVT - Cost of Operation | 0 | 0 | 0 | 0 | 0 | 0 | 0 | 0 | 0 | 0 | 0 | 0 | 0 | 0 | 0 | 0 | 0 | 0 | 0 | 0 | 0 | 0 | 0 | 0 | 0 | 0 | 0 | 0 | 0 | 0 | 0 | 0 | 0 | 0 | 0 | 0 | 0 | 0 | 0 | 0 | 0 | 0
F2_Residential_Single Family Moderate Income_New_Miscellaneous_Natural Gas_Pool Heater_E6 | F2 | Residential | Single Family Moderate Income | New | Miscellaneous | Natural Gas | Pool Heater | E6 | RVT - Cost of Operation | 0 | 0 | 0 | 0 | 0 | 0 | 0 | 0 | 0 | 0 | 0 | 0 | 0 | 0 | 0 | 0 | 0 | 0 | 0 | 0 | 0 | 0 | 0 | 0 | 0 | 0 | 0 | 0 | 0 | 0 | 0 | 0 | 0 | 0 | 0 | 0 | 0 | 0 | 0 | 0 | 0 | 0
F2_Residential_Single Family Moderate Income_New_Miscellaneous_Natural Gas_Pool Heater_E7 | F2 | Residential | Single Family Moderate Income | New | Miscellaneous | Natural Gas | Pool Heater | E7 | RVT - Cost of Operation | 0 | 0 | 0 | 0 | 0 | 0 | 0 | 0 | 0 | 0 | 0 | 0 | 0 | 0 | 0 | 0 | 0 | 0 | 0 | 0 | 0 | 0 | 0 | 0 | 0 | 0 | 0 | 0 | 0 | 0 | 0 | 0 | 0 | 0 | 0 | 0 | 0 | 0 | 0 | 0 | 0 | 0
F2_Residential_Single Family Moderate Income_New_Miscellaneous_Natural Gas_Pool Heater_E8 | F2 | Residential | Single Family Moderate Income | New | Miscellaneous | Natural Gas | Pool Heater | E8 | RVT - Cost of Operation | 0 | 0 | 0 | 0 | 0 | 0 | 0 | 0 | 0 | 0 | 0 | 0 | 0 | 0 | 0 | 0 | 0 | 0 | 0 | 0 | 0 | 0 | 0 | 0 | 0 | 0 | 0 | 0 | 0 | 0 | 0 | 0 | 0 | 0 | 0 | 0 | 0 | 0 | 0 | 0 | 0 | 0
F2_Residential_Single Family Moderate Income_New_Miscellaneous_Natural Gas_Pool Heater_E9 | F2 | Residential | Single Family Moderate Income | New | Miscellaneous | Natural Gas | Pool Heater | E9 | RVT - Cost of Operation | 0 | 0 | 0 | 0 | 0 | 0 | 0 | 0 | 0 | 0 | 0 | 0 | 0 | 0 | 0 | 0 | 0 | 0 | 0 | 0 | 0 | 0 | 0 | 0 | 0 | 0 | 0 | 0 | 0 | 0 | 0 | 0 | 0 | 0 | 0 | 0 | 0 | 0 | 0 | 0 | 0 | 0
F2_Residential_Single Family Moderate Income_New_Miscellaneous_Natural Gas_Pool Heater_E10 | F2 | Residential | Single Family Moderate Income | New | Miscellaneous | Natural Gas | Pool Heater | E10 | RVT - Cost of Operation | 0 | 0 | 0 | 0 | 0 | 0 | 0 | 0 | 0 | 0 | 0 | 0 | 0 | 0 | 0 | 0 | 0 | 0 | 0 | 0 | 0 | 0 | 0 | 0 | 0 | 0 | 0 | 0 | 0 | 0 | 0 | 0 | 0 | 0 | 0 | 0 | 0 | 0 | 0 | 0 | 0 | 0
F3_Residential_Single Family Moderate Income_New_Miscellaneous_Natural Gas_Pool Heater_E1 | F3 | Residential | Single Family Moderate Income | New | Miscellaneous | Natural Gas | Pool Heater | E1 | System - kBTUs of Consumption | 351.766 | 351.766 | 351.766 | 351.766 | 351.766 | 351.766 | 351.766 | 351.766 | 351.766 | 351.766 | 351.766 | 351.766 | 351.766 | 351.766 | 351.766 | 351.766 | 351.766 | 351.766 | 351.766 | 351.766 | 351.766 | 351.766 | 351.766 | 351.766 | 351.766 | 351.766 | 351.766 | 351.766 | 351.766 | 351.766 | 351.766 | 351.766 | 351.766 | 0 | 0 | 0 | 0 | 0 | 0 | 0 | 0 | 0
F3_Residential_Single Family Moderate Income_New_Miscellaneous_Natural Gas_Pool Heater_E2 | F3 | Residential | Single Family Moderate Income | New | Miscellaneous | Natural Gas | Pool Heater | E2 | System - kBTUs of Consumption | 427.2575 | 427.2575 | 427.2575 | 427.2575 | 427.2575 | 427.2575 | 427.2575 | 427.2575 | 427.2575 | 427.2575 | 427.2575 | 427.2575 | 427.2575 | 427.2575 | 427.2575 | 427.2575 | 427.2575 | 427.2575 | 427.2575 | 427.2575 | 427.2575 | 427.2575 | 427.2575 | 427.2575 | 427.2575 | 427.2575 | 427.2575 | 427.2575 | 427.2575 | 427.2575 | 427.2575 | 427.2575 | 427.2575 | 0 | 0 | 0 | 0 | 0 | 0 | 0 | 0 | 0
F3_Residential_Single Family Moderate Income_New_Miscellaneous_Natural Gas_Pool Heater_E3 | F3 | Residential | Single Family Moderate Income | New | Miscellaneous | Natural Gas | Pool Heater | E3 | System - kBTUs of Consumption | 710.8377 | 710.8377 | 710.8377 | 710.8377 | 710.8377 | 710.8377 | 710.8377 | 710.8377 | 710.8377 | 710.8377 | 710.8377 | 710.8377 | 710.8377 | 710.8377 | 710.8377 | 710.8377 | 710.8377 | 710.8377 | 710.8377 | 710.8377 | 710.8377 | 710.8377 | 710.8377 | 710.8377 | 710.8377 | 710.8377 | 710.8377 | 710.8377 | 710.8377 | 710.8377 | 710.8377 | 710.8377 | 710.8377 | 0 | 0 | 0 | 0 | 0 | 0 | 0 | 0 | 0
F3_Residential_Single Family Moderate Income_New_Miscellaneous_Natural Gas_Pool Heater_E4 | F3 | Residential | Single Family Moderate Income | New | Miscellaneous | Natural Gas | Pool Heater | E4 | System - kBTUs of Consumption | 717.234 | 717.234 | 717.234 | 717.234 | 717.234 | 717.234 | 717.234 | 717.234 | 717.234 | 717.234 | 717.234 | 717.234 | 717.234 | 717.234 | 717.234 | 717.234 | 717.234 | 717.234 | 717.234 | 717.234 | 717.234 | 717.234 | 717.234 | 717.234 | 717.234 | 717.234 | 717.234 | 717.234 | 717.234 | 717.234 | 717.234 | 717.234 | 717.234 | 0 | 0 | 0 | 0 | 0 | 0 | 0 | 0 | 0
F3_Residential_Single Family Moderate Income_New_Miscellaneous_Natural Gas_Pool Heater_E5 | F3 | Residential | Single Family Moderate Income | New | Miscellaneous | Natural Gas | Pool Heater | E5 | System - kBTUs of Consumption | 0 | 0 | 0 | 0 | 0 | 0 | 0 | 0 | 0 | 0 | 0 | 0 | 0 | 0 | 0 | 0 | 0 | 0 | 0 | 0 | 0 | 0 | 0 | 0 | 0 | 0 | 0 | 0 | 0 | 0 | 0 | 0 | 0 | 0 | 0 | 0 | 0 | 0 | 0 | 0 | 0 | 0
F3_Residential_Single Family Moderate Income_New_Miscellaneous_Natural Gas_Pool Heater_E6 | F3 | Residential | Single Family Moderate Income | New | Miscellaneous | Natural Gas | Pool Heater | E6 | System - kBTUs of Consumption | 0 | 0 | 0 | 0 | 0 | 0 | 0 | 0 | 0 | 0 | 0 | 0 | 0 | 0 | 0 | 0 | 0 | 0 | 0 | 0 | 0 | 0 | 0 | 0 | 0 | 0 | 0 | 0 | 0 | 0 | 0 | 0 | 0 | 0 | 0 | 0 | 0 | 0 | 0 | 0 | 0 | 0
F3_Residential_Single Family Moderate Income_New_Miscellaneous_Natural Gas_Pool Heater_E7 | F3 | Residential | Single Family Moderate Income | New | Miscellaneous | Natural Gas | Pool Heater | E7 | System - kBTUs of Consumption | 0 | 0 | 0 | 0 | 0 | 0 | 0 | 0 | 0 | 0 | 0 | 0 | 0 | 0 | 0 | 0 | 0 | 0 | 0 | 0 | 0 | 0 | 0 | 0 | 0 | 0 | 0 | 0 | 0 | 0 | 0 | 0 | 0 | 0 | 0 | 0 | 0 | 0 | 0 | 0 | 0 | 0
F3_Residential_Single Family Moderate Income_New_Miscellaneous_Natural Gas_Pool Heater_E8 | F3 | Residential | Single Family Moderate Income | New | Miscellaneous | Natural Gas | Pool Heater | E8 | System - kBTUs of Consumption | 0 | 0 | 0 | 0 | 0 | 0 | 0 | 0 | 0 | 0 | 0 | 0 | 0 | 0 | 0 | 0 | 0 | 0 | 0 | 0 | 0 | 0 | 0 | 0 | 0 | 0 | 0 | 0 | 0 | 0 | 0 | 0 | 0 | 0 | 0 | 0 | 0 | 0 | 0 | 0 | 0 | 0
F3_Residential_Single Family Moderate Income_New_Miscellaneous_Natural Gas_Pool Heater_E9 | F3 | Residential | Single Family Moderate Income | New | Miscellaneous | Natural Gas | Pool Heater | E9 | System - kBTUs of Consumption | 0 | 0 | 0 | 0 | 0 | 0 | 0 | 0 | 0 | 0 | 0 | 0 | 0 | 0 | 0 | 0 | 0 | 0 | 0 | 0 | 0 | 0 | 0 | 0 | 0 | 0 | 0 | 0 | 0 | 0 | 0 | 0 | 0 | 0 | 0 | 0 | 0 | 0 | 0 | 0 | 0 | 0
F3_Residential_Single Family Moderate Income_New_Miscellaneous_Natural Gas_Pool Heater_E10 | F3 | Residential | Single Family Moderate Income | New | Miscellaneous | Natural Gas | Pool Heater | E10 | System - kBTUs of Consumption | 0 | 0 | 0 | 0 | 0 | 0 | 0 | 0 | 0 | 0 | 0 | 0 | 0 | 0 | 0 | 0 | 0 | 0 | 0 | 0 | 0 | 0 | 0 | 0 | 0 | 0 | 0 | 0 | 0 | 0 | 0 | 0 | 0 | 0 | 0 | 0 | 0 | 0 | 0 | 0 | 0 | 0
F4_Residential_Single Family Moderate Income_New_Miscellaneous_Natural Gas_Pool Heater_E1 | F4 | Residential | Single Family Moderate Income | New | Miscellaneous | Natural Gas | Pool Heater | E1 | Utility - Cost of Equipment | 0 | 0 | 0 | 0 | 0 | 0 | 0 | 0 | 0 | 0 | 0 | 0 | 0 | 0 | 0 | 0 | 0 | 0 | 0 | 0 | 0 | 0 | 0 | 0 | 0 | 0 | 0 | 0 | 0 | 0 | 0 | 0 | 0 | 0 | 0 | 0 | 0 | 0 | 0 | 0 | 0 | 0
F4_Residential_Single Family Moderate Income_New_Miscellaneous_Natural Gas_Pool Heater_E2 | F4 | Residential | Single Family Moderate Income | New | Miscellaneous | Natural Gas | Pool Heater | E2 | Utility - Cost of Equipment | 0 | 0 | 0 | 0 | 0 | 0 | 0 | 0 | 0 | 0 | 0 | 0 | 0 | 0 | 0 | 0 | 0 | 0 | 0 | 0 | 0 | 0 | 0 | 0 | 0 | 0 | 0 | 0 | 0 | 0 | 0 | 0 | 0 | 0 | 0 | 0 | 0 | 0 | 0 | 0 | 0 | 0
F4_Residential_Single Family Moderate Income_New_Miscellaneous_Natural Gas_Pool Heater_E3 | F4 | Residential | Single Family Moderate Income | New | Miscellaneous | Natural Gas | Pool Heater | E3 | Utility - Cost of Equipment | 0 | 0 | 0 | 0 | 0 | 0 | 0 | 0 | 0 | 0 | 0 | 0 | 0 | 0 | 0 | 0 | 0 | 0 | 0 | 0 | 0 | 0 | 0 | 0 | 0 | 0 | 0 | 0 | 0 | 0 | 0 | 0 | 0 | 0 | 0 | 0 | 0 | 0 | 0 | 0 | 0 | 0
F4_Residential_Single Family Moderate Income_New_Miscellaneous_Natural Gas_Pool Heater_E4 | F4 | Residential | Single Family Moderate Income | New | Miscellaneous | Natural Gas | Pool Heater | E4 | Utility - Cost of Equipment | 0 | 0 | 0 | 0 | 0 | 0 | 0 | 0 | 0 | 0 | 0 | 0 | 0 | 0 | 0 | 0 | 0 | 0 | 0 | 0 | 0 | 0 | 0 | 0 | 0 | 0 | 0 | 0 | 0 | 0 | 0 | 0 | 0 | 0 | 0 | 0 | 0 | 0 | 0 | 0 | 0 | 0
F4_Residential_Single Family Moderate Income_New_Miscellaneous_Natural Gas_Pool Heater_E5 | F4 | Residential | Single Family Moderate Income | New | Miscellaneous | Natural Gas | Pool Heater | E5 | Utility - Cost of Equipment | 0 | 0 | 0 | 0 | 0 | 0 | 0 | 0 | 0 | 0 | 0 | 0 | 0 | 0 | 0 | 0 | 0 | 0 | 0 | 0 | 0 | 0 | 0 | 0 | 0 | 0 | 0 | 0 | 0 | 0 | 0 | 0 | 0 | 0 | 0 | 0 | 0 | 0 | 0 | 0 | 0 | 0
F4_Residential_Single Family Moderate Income_New_Miscellaneous_Natural Gas_Pool Heater_E6 | F4 | Residential | Single Family Moderate Income | New | Miscellaneous | Natural Gas | Pool Heater | E6 | Utility - Cost of Equipment | 0 | 0 | 0 | 0 | 0 | 0 | 0 | 0 | 0 | 0 | 0 | 0 | 0 | 0 | 0 | 0 | 0 | 0 | 0 | 0 | 0 | 0 | 0 | 0 | 0 | 0 | 0 | 0 | 0 | 0 | 0 | 0 | 0 | 0 | 0 | 0 | 0 | 0 | 0 | 0 | 0 | 0
F4_Residential_Single Family Moderate Income_New_Miscellaneous_Natural Gas_Pool Heater_E7 | F4 | Residential | Single Family Moderate Income | New | Miscellaneous | Natural Gas | Pool Heater | E7 | Utility - Cost of Equipment | 0 | 0 | 0 | 0 | 0 | 0 | 0 | 0 | 0 | 0 | 0 | 0 | 0 | 0 | 0 | 0 | 0 | 0 | 0 | 0 | 0 | 0 | 0 | 0 | 0 | 0 | 0 | 0 | 0 | 0 | 0 | 0 | 0 | 0 | 0 | 0 | 0 | 0 | 0 | 0 | 0 | 0
F4_Residential_Single Family Moderate Income_New_Miscellaneous_Natural Gas_Pool Heater_E8 | F4 | Residential | Single Family Moderate Income | New | Miscellaneous | Natural Gas | Pool Heater | E8 | Utility - Cost of Equipment | 0 | 0 | 0 | 0 | 0 | 0 | 0 | 0 | 0 | 0 | 0 | 0 | 0 | 0 | 0 | 0 | 0 | 0 | 0 | 0 | 0 | 0 | 0 | 0 | 0 | 0 | 0 | 0 | 0 | 0 | 0 | 0 | 0 | 0 | 0 | 0 | 0 | 0 | 0 | 0 | 0 | 0
F4_Residential_Single Family Moderate Income_New_Miscellaneous_Natural Gas_Pool Heater_E9 | F4 | Residential | Single Family Moderate Income | New | Miscellaneous | Natural Gas | Pool Heater | E9 | Utility - Cost of Equipment | 0 | 0 | 0 | 0 | 0 | 0 | 0 | 0 | 0 | 0 | 0 | 0 | 0 | 0 | 0 | 0 | 0 | 0 | 0 | 0 | 0 | 0 | 0 | 0 | 0 | 0 | 0 | 0 | 0 | 0 | 0 | 0 | 0 | 0 | 0 | 0 | 0 | 0 | 0 | 0 | 0 | 0
F4_Residential_Single Family Moderate Income_New_Miscellaneous_Natural Gas_Pool Heater_E10 | F4 | Residential | Single Family Moderate Income | New | Miscellaneous | Natural Gas | Pool Heater | E10 | Utility - Cost of Equipment | 0 | 0 | 0 | 0 | 0 | 0 | 0 | 0 | 0 | 0 | 0 | 0 | 0 | 0 | 0 | 0 | 0 | 0 | 0 | 0 | 0 | 0 | 0 | 0 | 0 | 0 | 0 | 0 | 0 | 0 | 0 | 0 | 0 | 0 | 0 | 0 | 0 | 0 | 0 | 0 | 0 | 0
F5_Residential_Single Family Moderate Income_New_Miscellaneous_Natural Gas_Pool Heater_E1 | F5 | Residential | Single Family Moderate Income | New | Miscellaneous | Natural Gas | Pool Heater | E1 | Utility - Cost of Operation | 351.766 | 351.766 | 351.766 | 351.766 | 351.766 | 351.766 | 351.766 | 351.766 | 351.766 | 351.766 | 351.766 | 351.766 | 351.766 | 351.766 | 351.766 | 351.766 | 351.766 | 351.766 | 351.766 | 351.766 | 351.766 | 351.766 | 351.766 | 351.766 | 351.766 | 351.766 | 351.766 | 351.766 | 351.766 | 351.766 | 351.766 | 351.766 | 351.766 | 0 | 0 | 0 | 0 | 0 | 0 | 0 | 0 | 0
F5_Residential_Single Family Moderate Income_New_Miscellaneous_Natural Gas_Pool Heater_E2 | F5 | Residential | Single Family Moderate Income | New | Miscellaneous | Natural Gas | Pool Heater | E2 | Utility - Cost of Operation | 427.2575 | 427.2575 | 427.2575 | 427.2575 | 427.2575 | 427.2575 | 427.2575 | 427.2575 | 427.2575 | 427.2575 | 427.2575 | 427.2575 | 427.2575 | 427.2575 | 427.2575 | 427.2575 | 427.2575 | 427.2575 | 427.2575 | 427.2575 | 427.2575 | 427.2575 | 427.2575 | 427.2575 | 427.2575 | 427.2575 | 427.2575 | 427.2575 | 427.2575 | 427.2575 | 427.2575 | 427.2575 | 427.2575 | 0 | 0 | 0 | 0 | 0 | 0 | 0 | 0 | 0
F5_Residential_Single Family Moderate Income_New_Miscellaneous_Natural Gas_Pool Heater_E3 | F5 | Residential | Single Family Moderate Income | New | Miscellaneous | Natural Gas | Pool Heater | E3 | Utility - Cost of Operation | 710.8377 | 710.8377 | 710.8377 | 710.8377 | 710.8377 | 710.8377 | 710.8377 | 710.8377 | 710.8377 | 710.8377 | 710.8377 | 710.8377 | 710.8377 | 710.8377 | 710.8377 | 710.8377 | 710.8377 | 710.8377 | 710.8377 | 710.8377 | 710.8377 | 710.8377 | 710.8377 | 710.8377 | 710.8377 | 710.8377 | 710.8377 | 710.8377 | 710.8377 | 710.8377 | 710.8377 | 710.8377 | 710.8377 | 0 | 0 | 0 | 0 | 0 | 0 | 0 | 0 | 0
F5_Residential_Single Family Moderate Income_New_Miscellaneous_Natural Gas_Pool Heater_E4 | F5 | Residential | Single Family Moderate Income | New | Miscellaneous | Natural Gas | Pool Heater | E4 | Utility - Cost of Operation | 717.234 | 717.234 | 717.234 | 717.234 | 717.234 | 717.234 | 717.234 | 717.234 | 717.234 | 717.234 | 717.234 | 717.234 | 717.234 | 717.234 | 717.234 | 717.234 | 717.234 | 717.234 | 717.234 | 717.234 | 717.234 | 717.234 | 717.234 | 717.234 | 717.234 | 717.234 | 717.234 | 717.234 | 717.234 | 717.234 | 717.234 | 717.234 | 717.234 | 0 | 0 | 0 | 0 | 0 | 0 | 0 | 0 | 0
F5_Residential_Single Family Moderate Income_New_Miscellaneous_Natural Gas_Pool Heater_E5 | F5 | Residential | Single Family Moderate Income | New | Miscellaneous | Natural Gas | Pool Heater | E5 | Utility - Cost of Operation | 0 | 0 | 0 | 0 | 0 | 0 | 0 | 0 | 0 | 0 | 0 | 0 | 0 | 0 | 0 | 0 | 0 | 0 | 0 | 0 | 0 | 0 | 0 | 0 | 0 | 0 | 0 | 0 | 0 | 0 | 0 | 0 | 0 | 0 | 0 | 0 | 0 | 0 | 0 | 0 | 0 | 0
F5_Residential_Single Family Moderate Income_New_Miscellaneous_Natural Gas_Pool Heater_E6 | F5 | Residential | Single Family Moderate Income | New | Miscellaneous | Natural Gas | Pool Heater | E6 | Utility - Cost of Operation | 0 | 0 | 0 | 0 | 0 | 0 | 0 | 0 | 0 | 0 | 0 | 0 | 0 | 0 | 0 | 0 | 0 | 0 | 0 | 0 | 0 | 0 | 0 | 0 | 0 | 0 | 0 | 0 | 0 | 0 | 0 | 0 | 0 | 0 | 0 | 0 | 0 | 0 | 0 | 0 | 0 | 0
F5_Residential_Single Family Moderate Income_New_Miscellaneous_Natural Gas_Pool Heater_E7 | F5 | Residential | Single Family Moderate Income | New | Miscellaneous | Natural Gas | Pool Heater | E7 | Utility - Cost of Operation | 0 | 0 | 0 | 0 | 0 | 0 | 0 | 0 | 0 | 0 | 0 | 0 | 0 | 0 | 0 | 0 | 0 | 0 | 0 | 0 | 0 | 0 | 0 | 0 | 0 | 0 | 0 | 0 | 0 | 0 | 0 | 0 | 0 | 0 | 0 | 0 | 0 | 0 | 0 | 0 | 0 | 0
F5_Residential_Single Family Moderate Income_New_Miscellaneous_Natural Gas_Pool Heater_E8 | F5 | Residential | Single Family Moderate Income | New | Miscellaneous | Natural Gas | Pool Heater | E8 | Utility - Cost of Operation | 0 | 0 | 0 | 0 | 0 | 0 | 0 | 0 | 0 | 0 | 0 | 0 | 0 | 0 | 0 | 0 | 0 | 0 | 0 | 0 | 0 | 0 | 0 | 0 | 0 | 0 | 0 | 0 | 0 | 0 | 0 | 0 | 0 | 0 | 0 | 0 | 0 | 0 | 0 | 0 | 0 | 0
F5_Residential_Single Family Moderate Income_New_Miscellaneous_Natural Gas_Pool Heater_E9 | F5 | Residential | Single Family Moderate Income | New | Miscellaneous | Natural Gas | Pool Heater | E9 | Utility - Cost of Operation | 0 | 0 | 0 | 0 | 0 | 0 | 0 | 0 | 0 | 0 | 0 | 0 | 0 | 0 | 0 | 0 | 0 | 0 | 0 | 0 | 0 | 0 | 0 | 0 | 0 | 0 | 0 | 0 | 0 | 0 | 0 | 0 | 0 | 0 | 0 | 0 | 0 | 0 | 0 | 0 | 0 | 0
F5_Residential_Single Family Moderate Income_New_Miscellaneous_Natural Gas_Pool Heater_E10 | F5 | Residential | Single Family Moderate Income | New | Miscellaneous | Natural Gas | Pool Heater | E10 | Utility - Cost of Operation | 0 | 0 | 0 | 0 | 0 | 0 | 0 | 0 | 0 | 0 | 0 | 0 | 0 | 0 | 0 | 0 | 0 | 0 | 0 | 0 | 0 | 0 | 0 | 0 | 0 | 0 | 0 | 0 | 0 | 0 | 0 | 0 | 0 | 0 | 0 | 0 | 0 | 0 | 0 | 0 | 0 | 0
F6_Residential_Single Family Moderate Income_New_Miscellaneous_Natural Gas_Pool Heater_E1 | F6 | Residential | Single Family Moderate Income | New | Miscellaneous | Natural Gas | Pool Heater | E1 | Utility - Value of Sales | 80.6457 | 81.2604 | 82.1039 | 82.7932 | 82.7932 | 82.7932 | 82.7932 | 82.7932 | 82.7932 | 82.7932 | 82.7932 | 82.7932 | 82.7932 | 82.7932 | 82.7932 | 82.7932 | 82.7932 | 82.7932 | 82.7932 | 82.7932 | 82.7932 | 82.7932 | 82.7932 | 82.7932 | 82.7932 | 82.7932 | 82.7932 | 82.7932 | 82.7932 | 82.7932 | 82.7932 | 82.7932 | 82.7932 | 0 | 0 | 0 | 0 | 0 | 0 | 0 | 0 | 0
F6_Residential_Single Family Moderate Income_New_Miscellaneous_Natural Gas_Pool Heater_E2 | F6 | Residential | Single Family Moderate Income | New | Miscellaneous | Natural Gas | Pool Heater | E2 | Utility - Value of Sales | 77.7541 | 78.3467 | 79.1599 | 79.8245 | 79.8245 | 79.8245 | 79.8245 | 79.8245 | 79.8245 | 79.8245 | 79.8245 | 79.8245 | 79.8245 | 79.8245 | 79.8245 | 79.8245 | 79.8245 | 79.8245 | 79.8245 | 79.8245 | 79.8245 | 79.8245 | 79.8245 | 79.8245 | 79.8245 | 79.8245 | 79.8245 | 79.8245 | 79.8245 | 79.8245 | 79.8245 | 79.8245 | 79.8245 | 0 | 0 | 0 | 0 | 0 | 0 | 0 | 0 | 0
F6_Residential_Single Family Moderate Income_New_Miscellaneous_Natural Gas_Pool Heater_E3 | F6 | Residential | Single Family Moderate Income | New | Miscellaneous | Natural Gas | Pool Heater | E3 | Utility - Value of Sales | 68.9184 | 69.4436 | 70.1644 | 70.7536 | 70.7536 | 70.7536 | 70.7536 | 70.7536 | 70.7536 | 70.7536 | 70.7536 | 70.7536 | 70.7536 | 70.7536 | 70.7536 | 70.7536 | 70.7536 | 70.7536 | 70.7536 | 70.7536 | 70.7536 | 70.7536 | 70.7536 | 70.7536 | 70.7536 | 70.7536 | 70.7536 | 70.7536 | 70.7536 | 70.7536 | 70.7536 | 70.7536 | 70.7536 | 0 | 0 | 0 | 0 | 0 | 0 | 0 | 0 | 0
F6_Residential_Single Family Moderate Income_New_Miscellaneous_Natural Gas_Pool Heater_E4 | F6 | Residential | Single Family Moderate Income | New | Miscellaneous | Natural Gas | Pool Heater | E4 | Utility - Value of Sales | 68.2292 | 68.7492 | 69.4628 | 70.046 | 70.046 | 70.046 | 70.046 | 70.046 | 70.046 | 70.046 | 70.046 | 70.046 | 70.046 | 70.046 | 70.046 | 70.046 | 70.046 | 70.046 | 70.046 | 70.046 | 70.046 | 70.046 | 70.046 | 70.046 | 70.046 | 70.046 | 70.046 | 70.046 | 70.046 | 70.046 | 70.046 | 70.046 | 70.046 | 0 | 0 | 0 | 0 | 0 | 0 | 0 | 0 | 0
F6_Residential_Single Family Moderate Income_New_Miscellaneous_Natural Gas_Pool Heater_E5 | F6 | Residential | Single Family Moderate Income | New | Miscellaneous | Natural Gas | Pool Heater | E5 | Utility - Value of Sales | 0 | 0 | 0 | 0 | 0 | 0 | 0 | 0 | 0 | 0 | 0 | 0 | 0 | 0 | 0 | 0 | 0 | 0 | 0 | 0 | 0 | 0 | 0 | 0 | 0 | 0 | 0 | 0 | 0 | 0 | 0 | 0 | 0 | 0 | 0 | 0 | 0 | 0 | 0 | 0 | 0 | 0
F6_Residential_Single Family Moderate Income_New_Miscellaneous_Natural Gas_Pool Heater_E6 | F6 | Residential | Single Family Moderate Income | New | Miscellaneous | Natural Gas | Pool Heater | E6 | Utility - Value of Sales | 0 | 0 | 0 | 0 | 0 | 0 | 0 | 0 | 0 | 0 | 0 | 0 | 0 | 0 | 0 | 0 | 0 | 0 | 0 | 0 | 0 | 0 | 0 | 0 | 0 | 0 | 0 | 0 | 0 | 0 | 0 | 0 | 0 | 0 | 0 | 0 | 0 | 0 | 0 | 0 | 0 | 0
F6_Residential_Single Family Moderate Income_New_Miscellaneous_Natural Gas_Pool Heater_E7 | F6 | Residential | Single Family Moderate Income | New | Miscellaneous | Natural Gas | Pool Heater | E7 | Utility - Value of Sales | 0 | 0 | 0 | 0 | 0 | 0 | 0 | 0 | 0 | 0 | 0 | 0 | 0 | 0 | 0 | 0 | 0 | 0 | 0 | 0 | 0 | 0 | 0 | 0 | 0 | 0 | 0 | 0 | 0 | 0 | 0 | 0 | 0 | 0 | 0 | 0 | 0 | 0 | 0 | 0 | 0 | 0
F6_Residential_Single Family Moderate Income_New_Miscellaneous_Natural Gas_Pool Heater_E8 | F6 | Residential | Single Family Moderate Income | New | Miscellaneous | Natural Gas | Pool Heater | E8 | Utility - Value of Sales | 0 | 0 | 0 | 0 | 0 | 0 | 0 | 0 | 0 | 0 | 0 | 0 | 0 | 0 | 0 | 0 | 0 | 0 | 0 | 0 | 0 | 0 | 0 | 0 | 0 | 0 | 0 | 0 | 0 | 0 | 0 | 0 | 0 | 0 | 0 | 0 | 0 | 0 | 0 | 0 | 0 | 0
F6_Residential_Single Family Moderate Income_New_Miscellaneous_Natural Gas_Pool Heater_E9 | F6 | Residential | Single Family Moderate Income | New | Miscellaneous | Natural Gas | Pool Heater | E9 | Utility - Value of Sales | 0 | 0 | 0 | 0 | 0 | 0 | 0 | 0 | 0 | 0 | 0 | 0 | 0 | 0 | 0 | 0 | 0 | 0 | 0 | 0 | 0 | 0 | 0 | 0 | 0 | 0 | 0 | 0 | 0 | 0 | 0 | 0 | 0 | 0 | 0 | 0 | 0 | 0 | 0 | 0 | 0 | 0
F6_Residential_Single Family Moderate Income_New_Miscellaneous_Natural Gas_Pool Heater_E10 | F6 | Residential | Single Family Moderate Income | New | Miscellaneous | Natural Gas | Pool Heater | E10 | Utility - Value of Sales | 0 | 0 | 0 | 0 | 0 | 0 | 0 | 0 | 0 | 0 | 0 | 0 | 0 | 0 | 0 | 0 | 0 | 0 | 0 | 0 | 0 | 0 | 0 | 0 | 0 | 0 | 0 | 0 | 0 | 0 | 0 | 0 | 0 | 0 | 0 | 0 | 0 | 0 | 0 | 0 | 0 | 0
F1_Residential_Single Family Moderate Income_New_Miscellaneous_Natural Gas_Miscellaneous_E1 | F1 | Residential | Single Family Moderate Income | New | Miscellaneous | Natural Gas | Miscellaneous | E1 | RVT - Cost of Equipment | 0 | 0 | 0 | 0 | 0 | 0 | 0 | 0 | 0 | 0 | 0 | 0 | 0 | 0 | 0 | 0 | 0 | 0 | 0 | 0 | 0 | 0 | 0 | 0 | 0 | 0 | 0 | 0 | 0 | 0 | 0 | 0 | 0 | 0 | 0 | 0 | 0 | 0 | 0 | 0 | 0 | 0
F1_Residential_Single Family Moderate Income_New_Miscellaneous_Natural Gas_Miscellaneous_E2 | F1 | Residential | Single Family Moderate Income | New | Miscellaneous | Natural Gas | Miscellaneous | E2 | RVT - Cost of Equipment | 0 | 0 | 0 | 0 | 0 | 0 | 0 | 0 | 0 | 0 | 0 | 0 | 0 | 0 | 0 | 0 | 0 | 0 | 0 | 0 | 0 | 0 | 0 | 0 | 0 | 0 | 0 | 0 | 0 | 0 | 0 | 0 | 0 | 0 | 0 | 0 | 0 | 0 | 0 | 0 | 0 | 0
F1_Residential_Single Family Moderate Income_New_Miscellaneous_Natural Gas_Miscellaneous_E3 | F1 | Residential | Single Family Moderate Income | New | Miscellaneous | Natural Gas | Miscellaneous | E3 | RVT - Cost of Equipment | 0 | 0 | 0 | 0 | 0 | 0 | 0 | 0 | 0 | 0 | 0 | 0 | 0 | 0 | 0 | 0 | 0 | 0 | 0 | 0 | 0 | 0 | 0 | 0 | 0 | 0 | 0 | 0 | 0 | 0 | 0 | 0 | 0 | 0 | 0 | 0 | 0 | 0 | 0 | 0 | 0 | 0
F1_Residential_Single Family Moderate Income_New_Miscellaneous_Natural Gas_Miscellaneous_E4 | F1 | Residential | Single Family Moderate Income | New | Miscellaneous | Natural Gas | Miscellaneous | E4 | RVT - Cost of Equipment | 0 | 0 | 0 | 0 | 0 | 0 | 0 | 0 | 0 | 0 | 0 | 0 | 0 | 0 | 0 | 0 | 0 | 0 | 0 | 0 | 0 | 0 | 0 | 0 | 0 | 0 | 0 | 0 | 0 | 0 | 0 | 0 | 0 | 0 | 0 | 0 | 0 | 0 | 0 | 0 | 0 | 0
F1_Residential_Single Family Moderate Income_New_Miscellaneous_Natural Gas_Miscellaneous_E5 | F1 | Residential | Single Family Moderate Income | New | Miscellaneous | Natural Gas | Miscellaneous | E5 | RVT - Cost of Equipment | 0 | 0 | 0 | 0 | 0 | 0 | 0 | 0 | 0 | 0 | 0 | 0 | 0 | 0 | 0 | 0 | 0 | 0 | 0 | 0 | 0 | 0 | 0 | 0 | 0 | 0 | 0 | 0 | 0 | 0 | 0 | 0 | 0 | 0 | 0 | 0 | 0 | 0 | 0 | 0 | 0 | 0
F1_Residential_Single Family Moderate Income_New_Miscellaneous_Natural Gas_Miscellaneous_E6 | F1 | Residential | Single Family Moderate Income | New | Miscellaneous | Natural Gas | Miscellaneous | E6 | RVT - Cost of Equipment | 0 | 0 | 0 | 0 | 0 | 0 | 0 | 0 | 0 | 0 | 0 | 0 | 0 | 0 | 0 | 0 | 0 | 0 | 0 | 0 | 0 | 0 | 0 | 0 | 0 | 0 | 0 | 0 | 0 | 0 | 0 | 0 | 0 | 0 | 0 | 0 | 0 | 0 | 0 | 0 | 0 | 0
F1_Residential_Single Family Moderate Income_New_Miscellaneous_Natural Gas_Miscellaneous_E7 | F1 | Residential | Single Family Moderate Income | New | Miscellaneous | Natural Gas | Miscellaneous | E7 | RVT - Cost of Equipment | 0 | 0 | 0 | 0 | 0 | 0 | 0 | 0 | 0 | 0 | 0 | 0 | 0 | 0 | 0 | 0 | 0 | 0 | 0 | 0 | 0 | 0 | 0 | 0 | 0 | 0 | 0 | 0 | 0 | 0 | 0 | 0 | 0 | 0 | 0 | 0 | 0 | 0 | 0 | 0 | 0 | 0
F1_Residential_Single Family Moderate Income_New_Miscellaneous_Natural Gas_Miscellaneous_E8 | F1 | Residential | Single Family Moderate Income | New | Miscellaneous | Natural Gas | Miscellaneous | E8 | RVT - Cost of Equipment | 0 | 0 | 0 | 0 | 0 | 0 | 0 | 0 | 0 | 0 | 0 | 0 | 0 | 0 | 0 | 0 | 0 | 0 | 0 | 0 | 0 | 0 | 0 | 0 | 0 | 0 | 0 | 0 | 0 | 0 | 0 | 0 | 0 | 0 | 0 | 0 | 0 | 0 | 0 | 0 | 0 | 0
F1_Residential_Single Family Moderate Income_New_Miscellaneous_Natural Gas_Miscellaneous_E9 | F1 | Residential | Single Family Moderate Income | New | Miscellaneous | Natural Gas | Miscellaneous | E9 | RVT - Cost of Equipment | 0 | 0 | 0 | 0 | 0 | 0 | 0 | 0 | 0 | 0 | 0 | 0 | 0 | 0 | 0 | 0 | 0 | 0 | 0 | 0 | 0 | 0 | 0 | 0 | 0 | 0 | 0 | 0 | 0 | 0 | 0 | 0 | 0 | 0 | 0 | 0 | 0 | 0 | 0 | 0 | 0 | 0
F1_Residential_Single Family Moderate Income_New_Miscellaneous_Natural Gas_Miscellaneous_E10 | F1 | Residential | Single Family Moderate Income | New | Miscellaneous | Natural Gas | Miscellaneous | E10 | RVT - Cost of Equipment | 0 | 0 | 0 | 0 | 0 | 0 | 0 | 0 | 0 | 0 | 0 | 0 | 0 | 0 | 0 | 0 | 0 | 0 | 0 | 0 | 0 | 0 | 0 | 0 | 0 | 0 | 0 | 0 | 0 | 0 | 0 | 0 | 0 | 0 | 0 | 0 | 0 | 0 | 0 | 0 | 0 | 0
F2_Residential_Single Family Moderate Income_New_Miscellaneous_Natural Gas_Miscellaneous_E1 | F2 | Residential | Single Family Moderate Income | New | Miscellaneous | Natural Gas | Miscellaneous | E1 | RVT - Cost of Operation | 0 | 0 | 0 | 0 | 0 | 0 | 0 | 0 | 0 | 0 | 0 | 0 | 0 | 0 | 0 | 0 | 0 | 0 | 0 | 0 | 0 | 0 | 0 | 0 | 0 | 0 | 0 | 0 | 0 | 0 | 0 | 0 | 0 | 0 | 0 | 0 | 0 | 0 | 0 | 0 | 0 | 0
F2_Residential_Single Family Moderate Income_New_Miscellaneous_Natural Gas_Miscellaneous_E2 | F2 | Residential | Single Family Moderate Income | New | Miscellaneous | Natural Gas | Miscellaneous | E2 | RVT - Cost of Operation | 0 | 0 | 0 | 0 | 0 | 0 | 0 | 0 | 0 | 0 | 0 | 0 | 0 | 0 | 0 | 0 | 0 | 0 | 0 | 0 | 0 | 0 | 0 | 0 | 0 | 0 | 0 | 0 | 0 | 0 | 0 | 0 | 0 | 0 | 0 | 0 | 0 | 0 | 0 | 0 | 0 | 0
F2_Residential_Single Family Moderate Income_New_Miscellaneous_Natural Gas_Miscellaneous_E3 | F2 | Residential | Single Family Moderate Income | New | Miscellaneous | Natural Gas | Miscellaneous | E3 | RVT - Cost of Operation | 0 | 0 | 0 | 0 | 0 | 0 | 0 | 0 | 0 | 0 | 0 | 0 | 0 | 0 | 0 | 0 | 0 | 0 | 0 | 0 | 0 | 0 | 0 | 0 | 0 | 0 | 0 | 0 | 0 | 0 | 0 | 0 | 0 | 0 | 0 | 0 | 0 | 0 | 0 | 0 | 0 | 0
F2_Residential_Single Family Moderate Income_New_Miscellaneous_Natural Gas_Miscellaneous_E4 | F2 | Residential | Single Family Moderate Income | New | Miscellaneous | Natural Gas | Miscellaneous | E4 | RVT - Cost of Operation | 0 | 0 | 0 | 0 | 0 | 0 | 0 | 0 | 0 | 0 | 0 | 0 | 0 | 0 | 0 | 0 | 0 | 0 | 0 | 0 | 0 | 0 | 0 | 0 | 0 | 0 | 0 | 0 | 0 | 0 | 0 | 0 | 0 | 0 | 0 | 0 | 0 | 0 | 0 | 0 | 0 | 0
F2_Residential_Single Family Moderate Income_New_Miscellaneous_Natural Gas_Miscellaneous_E5 | F2 | Residential | Single Family Moderate Income | New | Miscellaneous | Natural Gas | Miscellaneous | E5 | RVT - Cost of Operation | 0 | 0 | 0 | 0 | 0 | 0 | 0 | 0 | 0 | 0 | 0 | 0 | 0 | 0 | 0 | 0 | 0 | 0 | 0 | 0 | 0 | 0 | 0 | 0 | 0 | 0 | 0 | 0 | 0 | 0 | 0 | 0 | 0 | 0 | 0 | 0 | 0 | 0 | 0 | 0 | 0 | 0
F2_Residential_Single Family Moderate Income_New_Miscellaneous_Natural Gas_Miscellaneous_E6 | F2 | Residential | Single Family Moderate Income | New | Miscellaneous | Natural Gas | Miscellaneous | E6 | RVT - Cost of Operation | 0 | 0 | 0 | 0 | 0 | 0 | 0 | 0 | 0 | 0 | 0 | 0 | 0 | 0 | 0 | 0 | 0 | 0 | 0 | 0 | 0 | 0 | 0 | 0 | 0 | 0 | 0 | 0 | 0 | 0 | 0 | 0 | 0 | 0 | 0 | 0 | 0 | 0 | 0 | 0 | 0 | 0
F2_Residential_Single Family Moderate Income_New_Miscellaneous_Natural Gas_Miscellaneous_E7 | F2 | Residential | Single Family Moderate Income | New | Miscellaneous | Natural Gas | Miscellaneous | E7 | RVT - Cost of Operation | 0 | 0 | 0 | 0 | 0 | 0 | 0 | 0 | 0 | 0 | 0 | 0 | 0 | 0 | 0 | 0 | 0 | 0 | 0 | 0 | 0 | 0 | 0 | 0 | 0 | 0 | 0 | 0 | 0 | 0 | 0 | 0 | 0 | 0 | 0 | 0 | 0 | 0 | 0 | 0 | 0 | 0
F2_Residential_Single Family Moderate Income_New_Miscellaneous_Natural Gas_Miscellaneous_E8 | F2 | Residential | Single Family Moderate Income | New | Miscellaneous | Natural Gas | Miscellaneous | E8 | RVT - Cost of Operation | 0 | 0 | 0 | 0 | 0 | 0 | 0 | 0 | 0 | 0 | 0 | 0 | 0 | 0 | 0 | 0 | 0 | 0 | 0 | 0 | 0 | 0 | 0 | 0 | 0 | 0 | 0 | 0 | 0 | 0 | 0 | 0 | 0 | 0 | 0 | 0 | 0 | 0 | 0 | 0 | 0 | 0
F2_Residential_Single Family Moderate Income_New_Miscellaneous_Natural Gas_Miscellaneous_E9 | F2 | Residential | Single Family Moderate Income | New | Miscellaneous | Natural Gas | Miscellaneous | E9 | RVT - Cost of Operation | 0 | 0 | 0 | 0 | 0 | 0 | 0 | 0 | 0 | 0 | 0 | 0 | 0 | 0 | 0 | 0 | 0 | 0 | 0 | 0 | 0 | 0 | 0 | 0 | 0 | 0 | 0 | 0 | 0 | 0 | 0 | 0 | 0 | 0 | 0 | 0 | 0 | 0 | 0 | 0 | 0 | 0
F2_Residential_Single Family Moderate Income_New_Miscellaneous_Natural Gas_Miscellaneous_E10 | F2 | Residential | Single Family Moderate Income | New | Miscellaneous | Natural Gas | Miscellaneous | E10 | RVT - Cost of Operation | 0 | 0 | 0 | 0 | 0 | 0 | 0 | 0 | 0 | 0 | 0 | 0 | 0 | 0 | 0 | 0 | 0 | 0 | 0 | 0 | 0 | 0 | 0 | 0 | 0 | 0 | 0 | 0 | 0 | 0 | 0 | 0 | 0 | 0 | 0 | 0 | 0 | 0 | 0 | 0 | 0 | 0
F3_Residential_Single Family Moderate Income_New_Miscellaneous_Natural Gas_Miscellaneous_E1 | F3 | Residential | Single Family Moderate Income | New | Miscellaneous | Natural Gas | Miscellaneous | E1 | System - kBTUs of Consumption | 16.4611 | 16.4611 | 16.4611 | 16.4611 | 16.4611 | 16.4611 | 16.4611 | 16.4611 | 16.4611 | 16.4611 | 16.4611 | 16.4611 | 16.4611 | 16.4611 | 16.4611 | 16.4611 | 16.4611 | 16.4611 | 16.4611 | 16.4611 | 16.4611 | 16.4611 | 16.4611 | 16.4611 | 16.4611 | 16.4611 | 16.4611 | 16.4611 | 16.4611 | 16.4611 | 16.4611 | 16.4611 | 16.4611 | 0 | 0 | 0 | 0 | 0 | 0 | 0 | 0 | 0
F3_Residential_Single Family Moderate Income_New_Miscellaneous_Natural Gas_Miscellaneous_E2 | F3 | Residential | Single Family Moderate Income | New | Miscellaneous | Natural Gas | Miscellaneous | E2 | System - kBTUs of Consumption | 0 | 0 | 0 | 0 | 0 | 0 | 0 | 0 | 0 | 0 | 0 | 0 | 0 | 0 | 0 | 0 | 0 | 0 | 0 | 0 | 0 | 0 | 0 | 0 | 0 | 0 | 0 | 0 | 0 | 0 | 0 | 0 | 0 | 0 | 0 | 0 | 0 | 0 | 0 | 0 | 0 | 0
F3_Residential_Single Family Moderate Income_New_Miscellaneous_Natural Gas_Miscellaneous_E3 | F3 | Residential | Single Family Moderate Income | New | Miscellaneous | Natural Gas | Miscellaneous | E3 | System - kBTUs of Consumption | 0 | 0 | 0 | 0 | 0 | 0 | 0 | 0 | 0 | 0 | 0 | 0 | 0 | 0 | 0 | 0 | 0 | 0 | 0 | 0 | 0 | 0 | 0 | 0 | 0 | 0 | 0 | 0 | 0 | 0 | 0 | 0 | 0 | 0 | 0 | 0 | 0 | 0 | 0 | 0 | 0 | 0
F3_Residential_Single Family Moderate Income_New_Miscellaneous_Natural Gas_Miscellaneous_E4 | F3 | Residential | Single Family Moderate Income | New | Miscellaneous | Natural Gas | Miscellaneous | E4 | System - kBTUs of Consumption | 0 | 0 | 0 | 0 | 0 | 0 | 0 | 0 | 0 | 0 | 0 | 0 | 0 | 0 | 0 | 0 | 0 | 0 | 0 | 0 | 0 | 0 | 0 | 0 | 0 | 0 | 0 | 0 | 0 | 0 | 0 | 0 | 0 | 0 | 0 | 0 | 0 | 0 | 0 | 0 | 0 | 0
F3_Residential_Single Family Moderate Income_New_Miscellaneous_Natural Gas_Miscellaneous_E5 | F3 | Residential | Single Family Moderate Income | New | Miscellaneous | Natural Gas | Miscellaneous | E5 | System - kBTUs of Consumption | 0 | 0 | 0 | 0 | 0 | 0 | 0 | 0 | 0 | 0 | 0 | 0 | 0 | 0 | 0 | 0 | 0 | 0 | 0 | 0 | 0 | 0 | 0 | 0 | 0 | 0 | 0 | 0 | 0 | 0 | 0 | 0 | 0 | 0 | 0 | 0 | 0 | 0 | 0 | 0 | 0 | 0
F3_Residential_Single Family Moderate Income_New_Miscellaneous_Natural Gas_Miscellaneous_E6 | F3 | Residential | Single Family Moderate Income | New | Miscellaneous | Natural Gas | Miscellaneous | E6 | System - kBTUs of Consumption | 0 | 0 | 0 | 0 | 0 | 0 | 0 | 0 | 0 | 0 | 0 | 0 | 0 | 0 | 0 | 0 | 0 | 0 | 0 | 0 | 0 | 0 | 0 | 0 | 0 | 0 | 0 | 0 | 0 | 0 | 0 | 0 | 0 | 0 | 0 | 0 | 0 | 0 | 0 | 0 | 0 | 0
F3_Residential_Single Family Moderate Income_New_Miscellaneous_Natural Gas_Miscellaneous_E7 | F3 | Residential | Single Family Moderate Income | New | Miscellaneous | Natural Gas | Miscellaneous | E7 | System - kBTUs of Consumption | 0 | 0 | 0 | 0 | 0 | 0 | 0 | 0 | 0 | 0 | 0 | 0 | 0 | 0 | 0 | 0 | 0 | 0 | 0 | 0 | 0 | 0 | 0 | 0 | 0 | 0 | 0 | 0 | 0 | 0 | 0 | 0 | 0 | 0 | 0 | 0 | 0 | 0 | 0 | 0 | 0 | 0
F3_Residential_Single Family Moderate Income_New_Miscellaneous_Natural Gas_Miscellaneous_E8 | F3 | Residential | Single Family Moderate Income | New | Miscellaneous | Natural Gas | Miscellaneous | E8 | System - kBTUs of Consumption | 0 | 0 | 0 | 0 | 0 | 0 | 0 | 0 | 0 | 0 | 0 | 0 | 0 | 0 | 0 | 0 | 0 | 0 | 0 | 0 | 0 | 0 | 0 | 0 | 0 | 0 | 0 | 0 | 0 | 0 | 0 | 0 | 0 | 0 | 0 | 0 | 0 | 0 | 0 | 0 | 0 | 0
F3_Residential_Single Family Moderate Income_New_Miscellaneous_Natural Gas_Miscellaneous_E9 | F3 | Residential | Single Family Moderate Income | New | Miscellaneous | Natural Gas | Miscellaneous | E9 | System - kBTUs of Consumption | 0 | 0 | 0 | 0 | 0 | 0 | 0 | 0 | 0 | 0 | 0 | 0 | 0 | 0 | 0 | 0 | 0 | 0 | 0 | 0 | 0 | 0 | 0 | 0 | 0 | 0 | 0 | 0 | 0 | 0 | 0 | 0 | 0 | 0 | 0 | 0 | 0 | 0 | 0 | 0 | 0 | 0
F3_Residential_Single Family Moderate Income_New_Miscellaneous_Natural Gas_Miscellaneous_E10 | F3 | Residential | Single Family Moderate Income | New | Miscellaneous | Natural Gas | Miscellaneous | E10 | System - kBTUs of Consumption | 0 | 0 | 0 | 0 | 0 | 0 | 0 | 0 | 0 | 0 | 0 | 0 | 0 | 0 | 0 | 0 | 0 | 0 | 0 | 0 | 0 | 0 | 0 | 0 | 0 | 0 | 0 | 0 | 0 | 0 | 0 | 0 | 0 | 0 | 0 | 0 | 0 | 0 | 0 | 0 | 0 | 0
F4_Residential_Single Family Moderate Income_New_Miscellaneous_Natural Gas_Miscellaneous_E1 | F4 | Residential | Single Family Moderate Income | New | Miscellaneous | Natural Gas | Miscellaneous | E1 | Utility - Cost of Equipment | 0 | 0 | 0 | 0 | 0 | 0 | 0 | 0 | 0 | 0 | 0 | 0 | 0 | 0 | 0 | 0 | 0 | 0 | 0 | 0 | 0 | 0 | 0 | 0 | 0 | 0 | 0 | 0 | 0 | 0 | 0 | 0 | 0 | 0 | 0 | 0 | 0 | 0 | 0 | 0 | 0 | 0
F4_Residential_Single Family Moderate Income_New_Miscellaneous_Natural Gas_Miscellaneous_E2 | F4 | Residential | Single Family Moderate Income | New | Miscellaneous | Natural Gas | Miscellaneous | E2 | Utility - Cost of Equipment | 0 | 0 | 0 | 0 | 0 | 0 | 0 | 0 | 0 | 0 | 0 | 0 | 0 | 0 | 0 | 0 | 0 | 0 | 0 | 0 | 0 | 0 | 0 | 0 | 0 | 0 | 0 | 0 | 0 | 0 | 0 | 0 | 0 | 0 | 0 | 0 | 0 | 0 | 0 | 0 | 0 | 0
F4_Residential_Single Family Moderate Income_New_Miscellaneous_Natural Gas_Miscellaneous_E3 | F4 | Residential | Single Family Moderate Income | New | Miscellaneous | Natural Gas | Miscellaneous | E3 | Utility - Cost of Equipment | 0 | 0 | 0 | 0 | 0 | 0 | 0 | 0 | 0 | 0 | 0 | 0 | 0 | 0 | 0 | 0 | 0 | 0 | 0 | 0 | 0 | 0 | 0 | 0 | 0 | 0 | 0 | 0 | 0 | 0 | 0 | 0 | 0 | 0 | 0 | 0 | 0 | 0 | 0 | 0 | 0 | 0
F4_Residential_Single Family Moderate Income_New_Miscellaneous_Natural Gas_Miscellaneous_E4 | F4 | Residential | Single Family Moderate Income | New | Miscellaneous | Natural Gas | Miscellaneous | E4 | Utility - Cost of Equipment | 0 | 0 | 0 | 0 | 0 | 0 | 0 | 0 | 0 | 0 | 0 | 0 | 0 | 0 | 0 | 0 | 0 | 0 | 0 | 0 | 0 | 0 | 0 | 0 | 0 | 0 | 0 | 0 | 0 | 0 | 0 | 0 | 0 | 0 | 0 | 0 | 0 | 0 | 0 | 0 | 0 | 0
F4_Residential_Single Family Moderate Income_New_Miscellaneous_Natural Gas_Miscellaneous_E5 | F4 | Residential | Single Family Moderate Income | New | Miscellaneous | Natural Gas | Miscellaneous | E5 | Utility - Cost of Equipment | 0 | 0 | 0 | 0 | 0 | 0 | 0 | 0 | 0 | 0 | 0 | 0 | 0 | 0 | 0 | 0 | 0 | 0 | 0 | 0 | 0 | 0 | 0 | 0 | 0 | 0 | 0 | 0 | 0 | 0 | 0 | 0 | 0 | 0 | 0 | 0 | 0 | 0 | 0 | 0 | 0 | 0
F4_Residential_Single Family Moderate Income_New_Miscellaneous_Natural Gas_Miscellaneous_E6 | F4 | Residential | Single Family Moderate Income | New | Miscellaneous | Natural Gas | Miscellaneous | E6 | Utility - Cost of Equipment | 0 | 0 | 0 | 0 | 0 | 0 | 0 | 0 | 0 | 0 | 0 | 0 | 0 | 0 | 0 | 0 | 0 | 0 | 0 | 0 | 0 | 0 | 0 | 0 | 0 | 0 | 0 | 0 | 0 | 0 | 0 | 0 | 0 | 0 | 0 | 0 | 0 | 0 | 0 | 0 | 0 | 0
F4_Residential_Single Family Moderate Income_New_Miscellaneous_Natural Gas_Miscellaneous_E7 | F4 | Residential | Single Family Moderate Income | New | Miscellaneous | Natural Gas | Miscellaneous | E7 | Utility - Cost of Equipment | 0 | 0 | 0 | 0 | 0 | 0 | 0 | 0 | 0 | 0 | 0 | 0 | 0 | 0 | 0 | 0 | 0 | 0 | 0 | 0 | 0 | 0 | 0 | 0 | 0 | 0 | 0 | 0 | 0 | 0 | 0 | 0 | 0 | 0 | 0 | 0 | 0 | 0 | 0 | 0 | 0 | 0
F4_Residential_Single Family Moderate Income_New_Miscellaneous_Natural Gas_Miscellaneous_E8 | F4 | Residential | Single Family Moderate Income | New | Miscellaneous | Natural Gas | Miscellaneous | E8 | Utility - Cost of Equipment | 0 | 0 | 0 | 0 | 0 | 0 | 0 | 0 | 0 | 0 | 0 | 0 | 0 | 0 | 0 | 0 | 0 | 0 | 0 | 0 | 0 | 0 | 0 | 0 | 0 | 0 | 0 | 0 | 0 | 0 | 0 | 0 | 0 | 0 | 0 | 0 | 0 | 0 | 0 | 0 | 0 | 0
F4_Residential_Single Family Moderate Income_New_Miscellaneous_Natural Gas_Miscellaneous_E9 | F4 | Residential | Single Family Moderate Income | New | Miscellaneous | Natural Gas | Miscellaneous | E9 | Utility - Cost of Equipment | 0 | 0 | 0 | 0 | 0 | 0 | 0 | 0 | 0 | 0 | 0 | 0 | 0 | 0 | 0 | 0 | 0 | 0 | 0 | 0 | 0 | 0 | 0 | 0 | 0 | 0 | 0 | 0 | 0 | 0 | 0 | 0 | 0 | 0 | 0 | 0 | 0 | 0 | 0 | 0 | 0 | 0
F4_Residential_Single Family Moderate Income_New_Miscellaneous_Natural Gas_Miscellaneous_E10 | F4 | Residential | Single Family Moderate Income | New | Miscellaneous | Natural Gas | Miscellaneous | E10 | Utility - Cost of Equipment | 0 | 0 | 0 | 0 | 0 | 0 | 0 | 0 | 0 | 0 | 0 | 0 | 0 | 0 | 0 | 0 | 0 | 0 | 0 | 0 | 0 | 0 | 0 | 0 | 0 | 0 | 0 | 0 | 0 | 0 | 0 | 0 | 0 | 0 | 0 | 0 | 0 | 0 | 0 | 0 | 0 | 0
F5_Residential_Single Family Moderate Income_New_Miscellaneous_Natural Gas_Miscellaneous_E1 | F5 | Residential | Single Family Moderate Income | New | Miscellaneous | Natural Gas | Miscellaneous | E1 | Utility - Cost of Operation | 16.4611 | 16.4611 | 16.4611 | 16.4611 | 16.4611 | 16.4611 | 16.4611 | 16.4611 | 16.4611 | 16.4611 | 16.4611 | 16.4611 | 16.4611 | 16.4611 | 16.4611 | 16.4611 | 16.4611 | 16.4611 | 16.4611 | 16.4611 | 16.4611 | 16.4611 | 16.4611 | 16.4611 | 16.4611 | 16.4611 | 16.4611 | 16.4611 | 16.4611 | 16.4611 | 16.4611 | 16.4611 | 16.4611 | 0 | 0 | 0 | 0 | 0 | 0 | 0 | 0 | 0
F5_Residential_Single Family Moderate Income_New_Miscellaneous_Natural Gas_Miscellaneous_E2 | F5 | Residential | Single Family Moderate Income | New | Miscellaneous | Natural Gas | Miscellaneous | E2 | Utility - Cost of Operation | 0 | 0 | 0 | 0 | 0 | 0 | 0 | 0 | 0 | 0 | 0 | 0 | 0 | 0 | 0 | 0 | 0 | 0 | 0 | 0 | 0 | 0 | 0 | 0 | 0 | 0 | 0 | 0 | 0 | 0 | 0 | 0 | 0 | 0 | 0 | 0 | 0 | 0 | 0 | 0 | 0 | 0
F5_Residential_Single Family Moderate Income_New_Miscellaneous_Natural Gas_Miscellaneous_E3 | F5 | Residential | Single Family Moderate Income | New | Miscellaneous | Natural Gas | Miscellaneous | E3 | Utility - Cost of Operation | 0 | 0 | 0 | 0 | 0 | 0 | 0 | 0 | 0 | 0 | 0 | 0 | 0 | 0 | 0 | 0 | 0 | 0 | 0 | 0 | 0 | 0 | 0 | 0 | 0 | 0 | 0 | 0 | 0 | 0 | 0 | 0 | 0 | 0 | 0 | 0 | 0 | 0 | 0 | 0 | 0 | 0
F5_Residential_Single Family Moderate Income_New_Miscellaneous_Natural Gas_Miscellaneous_E4 | F5 | Residential | Single Family Moderate Income | New | Miscellaneous | Natural Gas | Miscellaneous | E4 | Utility - Cost of Operation | 0 | 0 | 0 | 0 | 0 | 0 | 0 | 0 | 0 | 0 | 0 | 0 | 0 | 0 | 0 | 0 | 0 | 0 | 0 | 0 | 0 | 0 | 0 | 0 | 0 | 0 | 0 | 0 | 0 | 0 | 0 | 0 | 0 | 0 | 0 | 0 | 0 | 0 | 0 | 0 | 0 | 0
F5_Residential_Single Family Moderate Income_New_Miscellaneous_Natural Gas_Miscellaneous_E5 | F5 | Residential | Single Family Moderate Income | New | Miscellaneous | Natural Gas | Miscellaneous | E5 | Utility - Cost of Operation | 0 | 0 | 0 | 0 | 0 | 0 | 0 | 0 | 0 | 0 | 0 | 0 | 0 | 0 | 0 | 0 | 0 | 0 | 0 | 0 | 0 | 0 | 0 | 0 | 0 | 0 | 0 | 0 | 0 | 0 | 0 | 0 | 0 | 0 | 0 | 0 | 0 | 0 | 0 | 0 | 0 | 0
F5_Residential_Single Family Moderate Income_New_Miscellaneous_Natural Gas_Miscellaneous_E6 | F5 | Residential | Single Family Moderate Income | New | Miscellaneous | Natural Gas | Miscellaneous | E6 | Utility - Cost of Operation | 0 | 0 | 0 | 0 | 0 | 0 | 0 | 0 | 0 | 0 | 0 | 0 | 0 | 0 | 0 | 0 | 0 | 0 | 0 | 0 | 0 | 0 | 0 | 0 | 0 | 0 | 0 | 0 | 0 | 0 | 0 | 0 | 0 | 0 | 0 | 0 | 0 | 0 | 0 | 0 | 0 | 0
F5_Residential_Single Family Moderate Income_New_Miscellaneous_Natural Gas_Miscellaneous_E7 | F5 | Residential | Single Family Moderate Income | New | Miscellaneous | Natural Gas | Miscellaneous | E7 | Utility - Cost of Operation | 0 | 0 | 0 | 0 | 0 | 0 | 0 | 0 | 0 | 0 | 0 | 0 | 0 | 0 | 0 | 0 | 0 | 0 | 0 | 0 | 0 | 0 | 0 | 0 | 0 | 0 | 0 | 0 | 0 | 0 | 0 | 0 | 0 | 0 | 0 | 0 | 0 | 0 | 0 | 0 | 0 | 0
F5_Residential_Single Family Moderate Income_New_Miscellaneous_Natural Gas_Miscellaneous_E8 | F5 | Residential | Single Family Moderate Income | New | Miscellaneous | Natural Gas | Miscellaneous | E8 | Utility - Cost of Operation | 0 | 0 | 0 | 0 | 0 | 0 | 0 | 0 | 0 | 0 | 0 | 0 | 0 | 0 | 0 | 0 | 0 | 0 | 0 | 0 | 0 | 0 | 0 | 0 | 0 | 0 | 0 | 0 | 0 | 0 | 0 | 0 | 0 | 0 | 0 | 0 | 0 | 0 | 0 | 0 | 0 | 0
F5_Residential_Single Family Moderate Income_New_Miscellaneous_Natural Gas_Miscellaneous_E9 | F5 | Residential | Single Family Moderate Income | New | Miscellaneous | Natural Gas | Miscellaneous | E9 | Utility - Cost of Operation | 0 | 0 | 0 | 0 | 0 | 0 | 0 | 0 | 0 | 0 | 0 | 0 | 0 | 0 | 0 | 0 | 0 | 0 | 0 | 0 | 0 | 0 | 0 | 0 | 0 | 0 | 0 | 0 | 0 | 0 | 0 | 0 | 0 | 0 | 0 | 0 | 0 | 0 | 0 | 0 | 0 | 0
F5_Residential_Single Family Moderate Income_New_Miscellaneous_Natural Gas_Miscellaneous_E10 | F5 | Residential | Single Family Moderate Income | New | Miscellaneous | Natural Gas | Miscellaneous | E10 | Utility - Cost of Operation | 0 | 0 | 0 | 0 | 0 | 0 | 0 | 0 | 0 | 0 | 0 | 0 | 0 | 0 | 0 | 0 | 0 | 0 | 0 | 0 | 0 | 0 | 0 | 0 | 0 | 0 | 0 | 0 | 0 | 0 | 0 | 0 | 0 | 0 | 0 | 0 | 0 | 0 | 0 | 0 | 0 | 0
F6_Residential_Single Family Moderate Income_New_Miscellaneous_Natural Gas_Miscellaneous_E1 | F6 | Residential | Single Family Moderate Income | New | Miscellaneous | Natural Gas | Miscellaneous | E1 | Utility - Value of Sales | 6.3745 | 6.4399 | 6.5296 | 6.6029 | 6.6029 | 6.6029 | 6.6029 | 6.6029 | 6.6029 | 6.6029 | 6.6029 | 6.6029 | 6.6029 | 6.6029 | 6.6029 | 6.6029 | 6.6029 | 6.6029 | 6.6029 | 6.6029 | 6.6029 | 6.6029 | 6.6029 | 6.6029 | 6.6029 | 6.6029 | 6.6029 | 6.6029 | 6.6029 | 6.6029 | 6.6029 | 6.6029 | 6.6029 | 0 | 0 | 0 | 0 | 0 | 0 | 0 | 0 | 0
F6_Residential_Single Family Moderate Income_New_Miscellaneous_Natural Gas_Miscellaneous_E2 | F6 | Residential | Single Family Moderate Income | New | Miscellaneous | Natural Gas | Miscellaneous | E2 | Utility - Value of Sales | 0 | 0 | 0 | 0 | 0 | 0 | 0 | 0 | 0 | 0 | 0 | 0 | 0 | 0 | 0 | 0 | 0 | 0 | 0 | 0 | 0 | 0 | 0 | 0 | 0 | 0 | 0 | 0 | 0 | 0 | 0 | 0 | 0 | 0 | 0 | 0 | 0 | 0 | 0 | 0 | 0 | 0
F6_Residential_Single Family Moderate Income_New_Miscellaneous_Natural Gas_Miscellaneous_E3 | F6 | Residential | Single Family Moderate Income | New | Miscellaneous | Natural Gas | Miscellaneous | E3 | Utility - Value of Sales | 0 | 0 | 0 | 0 | 0 | 0 | 0 | 0 | 0 | 0 | 0 | 0 | 0 | 0 | 0 | 0 | 0 | 0 | 0 | 0 | 0 | 0 | 0 | 0 | 0 | 0 | 0 | 0 | 0 | 0 | 0 | 0 | 0 | 0 | 0 | 0 | 0 | 0 | 0 | 0 | 0 | 0
F6_Residential_Single Family Moderate Income_New_Miscellaneous_Natural Gas_Miscellaneous_E4 | F6 | Residential | Single Family Moderate Income | New | Miscellaneous | Natural Gas | Miscellaneous | E4 | Utility - Value of Sales | 0 | 0 | 0 | 0 | 0 | 0 | 0 | 0 | 0 | 0 | 0 | 0 | 0 | 0 | 0 | 0 | 0 | 0 | 0 | 0 | 0 | 0 | 0 | 0 | 0 | 0 | 0 | 0 | 0 | 0 | 0 | 0 | 0 | 0 | 0 | 0 | 0 | 0 | 0 | 0 | 0 | 0
F6_Residential_Single Family Moderate Income_New_Miscellaneous_Natural Gas_Miscellaneous_E5 | F6 | Residential | Single Family Moderate Income | New | Miscellaneous | Natural Gas | Miscellaneous | E5 | Utility - Value of Sales | 0 | 0 | 0 | 0 | 0 | 0 | 0 | 0 | 0 | 0 | 0 | 0 | 0 | 0 | 0 | 0 | 0 | 0 | 0 | 0 | 0 | 0 | 0 | 0 | 0 | 0 | 0 | 0 | 0 | 0 | 0 | 0 | 0 | 0 | 0 | 0 | 0 | 0 | 0 | 0 | 0 | 0
F6_Residential_Single Family Moderate Income_New_Miscellaneous_Natural Gas_Miscellaneous_E6 | F6 | Residential | Single Family Moderate Income | New | Miscellaneous | Natural Gas | Miscellaneous | E6 | Utility - Value of Sales | 0 | 0 | 0 | 0 | 0 | 0 | 0 | 0 | 0 | 0 | 0 | 0 | 0 | 0 | 0 | 0 | 0 | 0 | 0 | 0 | 0 | 0 | 0 | 0 | 0 | 0 | 0 | 0 | 0 | 0 | 0 | 0 | 0 | 0 | 0 | 0 | 0 | 0 | 0 | 0 | 0 | 0
F6_Residential_Single Family Moderate Income_New_Miscellaneous_Natural Gas_Miscellaneous_E7 | F6 | Residential | Single Family Moderate Income | New | Miscellaneous | Natural Gas | Miscellaneous | E7 | Utility - Value of Sales | 0 | 0 | 0 | 0 | 0 | 0 | 0 | 0 | 0 | 0 | 0 | 0 | 0 | 0 | 0 | 0 | 0 | 0 | 0 | 0 | 0 | 0 | 0 | 0 | 0 | 0 | 0 | 0 | 0 | 0 | 0 | 0 | 0 | 0 | 0 | 0 | 0 | 0 | 0 | 0 | 0 | 0
F6_Residential_Single Family Moderate Income_New_Miscellaneous_Natural Gas_Miscellaneous_E8 | F6 | Residential | Single Family Moderate Income | New | Miscellaneous | Natural Gas | Miscellaneous | E8 | Utility - Value of Sales | 0 | 0 | 0 | 0 | 0 | 0 | 0 | 0 | 0 | 0 | 0 | 0 | 0 | 0 | 0 | 0 | 0 | 0 | 0 | 0 | 0 | 0 | 0 | 0 | 0 | 0 | 0 | 0 | 0 | 0 | 0 | 0 | 0 | 0 | 0 | 0 | 0 | 0 | 0 | 0 | 0 | 0
F6_Residential_Single Family Moderate Income_New_Miscellaneous_Natural Gas_Miscellaneous_E9 | F6 | Residential | Single Family Moderate Income | New | Miscellaneous | Natural Gas | Miscellaneous | E9 | Utility - Value of Sales | 0 | 0 | 0 | 0 | 0 | 0 | 0 | 0 | 0 | 0 | 0 | 0 | 0 | 0 | 0 | 0 | 0 | 0 | 0 | 0 | 0 | 0 | 0 | 0 | 0 | 0 | 0 | 0 | 0 | 0 | 0 | 0 | 0 | 0 | 0 | 0 | 0 | 0 | 0 | 0 | 0 | 0
F6_Residential_Single Family Moderate Income_New_Miscellaneous_Natural Gas_Miscellaneous_E10 | F6 | Residential | Single Family Moderate Income | New | Miscellaneous | Natural Gas | Miscellaneous | E10 | Utility - Value of Sales | 0 | 0 | 0 | 0 | 0 | 0 | 0 | 0 | 0 | 0 | 0 | 0 | 0 | 0 | 0 | 0 | 0 | 0 | 0 | 0 | 0 | 0 | 0 | 0 | 0 | 0 | 0 | 0 | 0 | 0 | 0 | 0 | 0 | 0 | 0 | 0 | 0 | 0 | 0 | 0 | 0 | 0
F1_Residential_Single Family Low Income_Existing_Space Heating_Natural Gas_Furnace_E1 | F1 | Residential | Single Family Low Income | Existing | Space Heating | Natural Gas | Furnace | E1 | RVT - Cost of Equipment | 847.2436 | 847.9619 | 850.4175 | 852.17 | 849.3453 | 848.6727 | 849.7519 | 850.1241 | 850.8801 | 851.1594 | 851.0207 | 850.3729 | 849.5833 | 848.524 | 846.8963 | 844.8986 | 842.4808 | 839.8118 | 836.9472 | 834.1651 | 831.0763 | 827.8995 | 824.3766 | 820.8355 | 816.8855 | 812.6913 | 808.2618 | 803.6939 | 798.6704 | 793.483 | 787.8543 | 782.0906 | 775.6995 | 0 | 0 | 0 | 0 | 0 | 0 | 0 | 0 | 0
F1_Residential_Single Family Low Income_Existing_Space Heating_Natural Gas_Furnace_E2 | F1 | Residential | Single Family Low Income | Existing | Space Heating | Natural Gas | Furnace | E2 | RVT - Cost of Equipment | 717.5556 | 718.1639 | 720.2436 | 721.7278 | 719.3355 | 718.7659 | 719.6799 | 719.9951 | 720.6354 | 720.8719 | 720.7545 | 720.2058 | 719.5371 | 718.6399 | 717.2614 | 715.5695 | 713.5218 | 711.2613 | 708.8352 | 706.479 | 703.863 | 701.1725 | 698.1888 | 695.1898 | 691.8444 | 688.2921 | 684.5407 | 680.672 | 676.4174 | 672.0241 | 667.257 | 662.3756 | 656.9627 | 0 | 0 | 0 | 0 | 0 | 0 | 0 | 0 | 0
F1_Residential_Single Family Low Income_Existing_Space Heating_Natural Gas_Furnace_E3 | F1 | Residential | Single Family Low Income | Existing | Space Heating | Natural Gas | Furnace | E3 | RVT - Cost of Equipment | 693.4817 | 694.0696 | 696.0796 | 697.514 | 695.2019 | 694.6514 | 695.5348 | 695.8394 | 696.4583 | 696.6868 | 696.5734 | 696.0431 | 695.3968 | 694.5297 | 693.1974 | 691.5623 | 689.5833 | 687.3987 | 685.0539 | 682.7768 | 680.2486 | 677.6483 | 674.7647 | 671.8663 | 668.6331 | 665.2001 | 661.5745 | 657.8356 | 653.7238 | 649.4778 | 644.8707 | 640.153 | 634.9218 | 0 | 0 | 0 | 0 | 0 | 0 | 0 | 0 | 0
F1_Residential_Single Family Low Income_Existing_Space Heating_Natural Gas_Furnace_E4 | F1 | Residential | Single Family Low Income | Existing | Space Heating | Natural Gas | Furnace | E4 | RVT - Cost of Equipment | 565.5391 | 566.0057 | 567.9651 | 569.2736 | 566.5776 | 565.6929 | 566.4952 | 566.8736 | 567.8042 | 568.5492 | 569.2016 | 569.6831 | 570.3559 | 571.1137 | 571.7371 | 571.9753 | 571.7765 | 571.2729 | 570.2159 | 568.7957 | 566.6485 | 563.8946 | 560.8406 | 557.771 | 554.3468 | 550.7109 | 546.8711 | 542.9114 | 538.5566 | 534.0598 | 529.1804 | 524.1841 | 518.6462 | 0 | 0 | 0 | 0 | 0 | 0 | 0 | 0 | 0
F1_Residential_Single Family Low Income_Existing_Space Heating_Natural Gas_Furnace_E5 | F1 | Residential | Single Family Low Income | Existing | Space Heating | Natural Gas | Furnace | E5 | RVT - Cost of Equipment | 452.2635 | 452.6259 | 454.0269 | 454.9884 | 453.1721 | 452.6397 | 453.3007 | 453.6749 | 454.4378 | 455.0761 | 455.6576 | 455.9171 | 456.0699 | 456.0414 | 455.6495 | 455.0071 | 454.08 | 452.9691 | 451.5059 | 449.8233 | 447.9553 | 446.0341 | 443.9035 | 441.7619 | 439.373 | 436.8365 | 434.1576 | 431.3951 | 428.357 | 425.2197 | 421.8157 | 418.3299 | 414.4664 | 0 | 0 | 0 | 0 | 0 | 0 | 0 | 0 | 0
F1_Residential_Single Family Low Income_Existing_Space Heating_Natural Gas_Furnace_E6 | F1 | Residential | Single Family Low Income | Existing | Space Heating | Natural Gas | Furnace | E6 | RVT - Cost of Equipment | 380.8535 | 381.1587 | 382.3384 | 383.1482 | 381.6186 | 381.1703 | 381.7269 | 382.042 | 382.6845 | 383.222 | 383.7117 | 383.9302 | 384.0588 | 384.0348 | 383.7048 | 383.1638 | 382.3831 | 381.4477 | 380.2155 | 378.7986 | 377.2255 | 375.6076 | 373.8134 | 372.01 | 369.9983 | 367.8623 | 365.6064 | 363.2801 | 360.7217 | 358.0798 | 355.2132 | 352.2778 | 349.0244 | 0 | 0 | 0 | 0 | 0 | 0 | 0 | 0 | 0
F1_Residential_Single Family Low Income_Existing_Space Heating_Natural Gas_Furnace_E7 | F1 | Residential | Single Family Low Income | Existing | Space Heating | Natural Gas | Furnace | E7 | RVT - Cost of Equipment | 0 | 0 | 0 | 0 | 0 | 0 | 0 | 0 | 0 | 0 | 0 | 0 | 0 | 0 | 0 | 0 | 0 | 0 | 0 | 0 | 0 | 0 | 0 | 0 | 0 | 0 | 0 | 0 | 0 | 0 | 0 | 0 | 0 | 0 | 0 | 0 | 0 | 0 | 0 | 0 | 0 | 0
F1_Residential_Single Family Low Income_Existing_Space Heating_Natural Gas_Furnace_E8 | F1 | Residential | Single Family Low Income | Existing | Space Heating | Natural Gas | Furnace | E8 | RVT - Cost of Equipment | 0 | 0 | 0 | 0 | 0 | 0 | 0 | 0 | 0 | 0 | 0 | 0 | 0 | 0 | 0 | 0 | 0 | 0 | 0 | 0 | 0 | 0 | 0 | 0 | 0 | 0 | 0 | 0 | 0 | 0 | 0 | 0 | 0 | 0 | 0 | 0 | 0 | 0 | 0 | 0 | 0 | 0
F1_Residential_Single Family Low Income_Existing_Space Heating_Natural Gas_Furnace_E9 | F1 | Residential | Single Family Low Income | Existing | Space Heating | Natural Gas | Furnace | E9 | RVT - Cost of Equipment | 0 | 0 | 0 | 0 | 0 | 0 | 0 | 0 | 0 | 0 | 0 | 0 | 0 | 0 | 0 | 0 | 0 | 0 | 0 | 0 | 0 | 0 | 0 | 0 | 0 | 0 | 0 | 0 | 0 | 0 | 0 | 0 | 0 | 0 | 0 | 0 | 0 | 0 | 0 | 0 | 0 | 0
F1_Residential_Single Family Low Income_Existing_Space Heating_Natural Gas_Furnace_E10 | F1 | Residential | Single Family Low Income | Existing | Space Heating | Natural Gas | Furnace | E10 | RVT - Cost of Equipment | 0 | 0 | 0 | 0 | 0 | 0 | 0 | 0 | 0 | 0 | 0 | 0 | 0 | 0 | 0 | 0 | 0 | 0 | 0 | 0 | 0 | 0 | 0 | 0 | 0 | 0 | 0 | 0 | 0 | 0 | 0 | 0 | 0 | 0 | 0 | 0 | 0 | 0 | 0 | 0 | 0 | 0
F2_Residential_Single Family Low Income_Existing_Space Heating_Natural Gas_Furnace_E1 | F2 | Residential | Single Family Low Income | Existing | Space Heating | Natural Gas | Furnace | E1 | RVT - Cost of Operation | 845.8775 | 846.5946 | 849.0463 | 850.796 | 847.9758 | 847.3043 | 848.3818 | 848.7534 | 849.5082 | 849.787 | 849.6486 | 849.0018 | 848.2135 | 847.1558 | 845.5307 | 843.5363 | 841.1224 | 838.4577 | 835.5977 | 832.8201 | 829.7363 | 826.5646 | 823.0473 | 819.512 | 815.5684 | 811.3809 | 806.9585 | 802.3981 | 797.3826 | 792.2036 | 786.584 | 780.8296 | 772.702 | 0 | 0 | 0 | 0 | 0 | 0 | 0 | 0 | 0
F2_Residential_Single Family Low Income_Existing_Space Heating_Natural Gas_Furnace_E2 | F2 | Residential | Single Family Low Income | Existing | Space Heating | Natural Gas | Furnace | E2 | RVT - Cost of Operation | 716.3986 | 717.0059 | 719.0823 | 720.5641 | 718.1756 | 717.6069 | 718.5195 | 718.8342 | 719.4735 | 719.7096 | 719.5924 | 719.0446 | 718.377 | 717.4812 | 716.1049 | 714.4157 | 712.3713 | 710.1145 | 707.6923 | 705.3399 | 702.7281 | 700.0419 | 697.063 | 694.0688 | 690.7288 | 687.1823 | 683.4369 | 679.5745 | 675.3268 | 670.9405 | 666.1811 | 661.3076 | 654.424 | 0 | 0 | 0 | 0 | 0 | 0 | 0 | 0 | 0
F2_Residential_Single Family Low Income_Existing_Space Heating_Natural Gas_Furnace_E3 | F2 | Residential | Single Family Low Income | Existing | Space Heating | Natural Gas | Furnace | E3 | RVT - Cost of Operation | 692.3636 | 692.9505 | 694.9572 | 696.3894 | 694.081 | 693.5314 | 694.4133 | 694.7175 | 695.3353 | 695.5635 | 695.4502 | 694.9208 | 694.2756 | 693.4098 | 692.0797 | 690.4472 | 688.4714 | 686.2903 | 683.9494 | 681.6759 | 679.1517 | 676.5556 | 673.6767 | 670.783 | 667.555 | 664.1275 | 660.5078 | 656.775 | 652.6697 | 648.4306 | 643.8309 | 639.1208 | 632.4682 | 0 | 0 | 0 | 0 | 0 | 0 | 0 | 0 | 0
F2_Residential_Single Family Low Income_Existing_Space Heating_Natural Gas_Furnace_E4 | F2 | Residential | Single Family Low Income | Existing | Space Heating | Natural Gas | Furnace | E4 | RVT - Cost of Operation | 564.6272 | 565.093 | 567.0493 | 568.3557 | 565.6641 | 564.7808 | 565.5818 | 565.9596 | 566.8887 | 567.6325 | 568.2838 | 568.7645 | 569.4363 | 570.1928 | 570.8153 | 571.053 | 570.8545 | 570.3518 | 569.2965 | 567.8786 | 565.7348 | 562.9853 | 559.9363 | 556.8716 | 553.453 | 549.823 | 545.9894 | 542.036 | 537.6882 | 533.1987 | 528.3272 | 523.3389 | 517.8099 | 0 | 0 | 0 | 0 | 0 | 0 | 0 | 0 | 0
F2_Residential_Single Family Low Income_Existing_Space Heating_Natural Gas_Furnace_E5 | F2 | Residential | Single Family Low Income | Existing | Space Heating | Natural Gas | Furnace | E5 | RVT - Cost of Operation | 451.5343 | 451.8961 | 453.2948 | 454.2548 | 452.4414 | 451.9099 | 452.5698 | 452.9434 | 453.7051 | 454.3423 | 454.9229 | 455.182 | 455.3345 | 455.306 | 454.9148 | 454.2734 | 453.3478 | 452.2387 | 450.7779 | 449.098 | 447.233 | 445.3149 | 443.1877 | 441.0496 | 438.6646 | 436.1321 | 433.4576 | 430.6995 | 427.6663 | 424.5341 | 421.1355 | 417.6554 | 413.7981 | 0 | 0 | 0 | 0 | 0 | 0 | 0 | 0 | 0
F2_Residential_Single Family Low Income_Existing_Space Heating_Natural Gas_Furnace_E6 | F2 | Residential | Single Family Low Income | Existing | Space Heating | Natural Gas | Furnace | E6 | RVT - Cost of Operation | 380.2394 | 380.5441 | 381.7219 | 382.5304 | 381.0033 | 380.5557 | 381.1114 | 381.426 | 382.0675 | 382.604 | 383.093 | 383.3112 | 383.4396 | 383.4156 | 383.0861 | 382.546 | 381.7666 | 380.8326 | 379.6024 | 378.1878 | 376.6173 | 375.002 | 373.2107 | 371.4102 | 369.4018 | 367.2691 | 365.0169 | 362.6943 | 360.14 | 357.5024 | 354.6404 | 351.7098 | 348.4616 | 0 | 0 | 0 | 0 | 0 | 0 | 0 | 0 | 0
F2_Residential_Single Family Low Income_Existing_Space Heating_Natural Gas_Furnace_E7 | F2 | Residential | Single Family Low Income | Existing | Space Heating | Natural Gas | Furnace | E7 | RVT - Cost of Operation | 0 | 0 | 0 | 0 | 0 | 0 | 0 | 0 | 0 | 0 | 0 | 0 | 0 | 0 | 0 | 0 | 0 | 0 | 0 | 0 | 0 | 0 | 0 | 0 | 0 | 0 | 0 | 0 | 0 | 0 | 0 | 0 | 0 | 0 | 0 | 0 | 0 | 0 | 0 | 0 | 0 | 0
F2_Residential_Single Family Low Income_Existing_Space Heating_Natural Gas_Furnace_E8 | F2 | Residential | Single Family Low Income | Existing | Space Heating | Natural Gas | Furnace | E8 | RVT - Cost of Operation | 0 | 0 | 0 | 0 | 0 | 0 | 0 | 0 | 0 | 0 | 0 | 0 | 0 | 0 | 0 | 0 | 0 | 0 | 0 | 0 | 0 | 0 | 0 | 0 | 0 | 0 | 0 | 0 | 0 | 0 | 0 | 0 | 0 | 0 | 0 | 0 | 0 | 0 | 0 | 0 | 0 | 0
F2_Residential_Single Family Low Income_Existing_Space Heating_Natural Gas_Furnace_E9 | F2 | Residential | Single Family Low Income | Existing | Space Heating | Natural Gas | Furnace | E9 | RVT - Cost of Operation | 0 | 0 | 0 | 0 | 0 | 0 | 0 | 0 | 0 | 0 | 0 | 0 | 0 | 0 | 0 | 0 | 0 | 0 | 0 | 0 | 0 | 0 | 0 | 0 | 0 | 0 | 0 | 0 | 0 | 0 | 0 | 0 | 0 | 0 | 0 | 0 | 0 | 0 | 0 | 0 | 0 | 0
F2_Residential_Single Family Low Income_Existing_Space Heating_Natural Gas_Furnace_E10 | F2 | Residential | Single Family Low Income | Existing | Space Heating | Natural Gas | Furnace | E10 | RVT - Cost of Operation | 0 | 0 | 0 | 0 | 0 | 0 | 0 | 0 | 0 | 0 | 0 | 0 | 0 | 0 | 0 | 0 | 0 | 0 | 0 | 0 | 0 | 0 | 0 | 0 | 0 | 0 | 0 | 0 | 0 | 0 | 0 | 0 | 0 | 0 | 0 | 0 | 0 | 0 | 0 | 0 | 0 | 0
F3_Residential_Single Family Low Income_Existing_Space Heating_Natural Gas_Furnace_E1 | F3 | Residential | Single Family Low Income | Existing | Space Heating | Natural Gas | Furnace | E1 | System - kBTUs of Consumption | 279.9505 | 279.9505 | 279.9505 | 279.9505 | 279.9505 | 279.9505 | 279.9505 | 279.9505 | 279.9505 | 279.9505 | 279.9505 | 279.9505 | 279.9505 | 279.9505 | 279.9505 | 279.9505 | 279.9505 | 279.9505 | 279.9505 | 279.9505 | 279.9505 | 279.9505 | 279.9505 | 279.9505 | 279.9505 | 279.9505 | 279.9505 | 279.9505 | 279.9505 | 279.9505 | 279.9505 | 279.9505 | 279.9505 | 0 | 0 | 0 | 0 | 0 | 0 | 0 | 0 | 0
F3_Residential_Single Family Low Income_Existing_Space Heating_Natural Gas_Furnace_E2 | F3 | Residential | Single Family Low Income | Existing | Space Heating | Natural Gas | Furnace | E2 | System - kBTUs of Consumption | 338.3398 | 338.3398 | 338.3398 | 338.3398 | 338.3398 | 338.3398 | 338.3398 | 338.3398 | 338.3398 | 338.3398 | 338.3398 | 338.3398 | 338.3398 | 338.3398 | 338.3398 | 338.3398 | 338.3398 | 338.3398 | 338.3398 | 338.3398 | 338.3398 | 338.3398 | 338.3398 | 338.3398 | 338.3398 | 338.3398 | 338.3398 | 338.3398 | 338.3398 | 338.3398 | 338.3398 | 338.3398 | 338.3398 | 0 | 0 | 0 | 0 | 0 | 0 | 0 | 0 | 0
F3_Residential_Single Family Low Income_Existing_Space Heating_Natural Gas_Furnace_E3 | F3 | Residential | Single Family Low Income | Existing | Space Heating | Natural Gas | Furnace | E3 | System - kBTUs of Consumption | 353.523 | 353.523 | 353.523 | 353.523 | 353.523 | 353.523 | 353.523 | 353.523 | 353.523 | 353.523 | 353.523 | 353.523 | 353.523 | 353.523 | 353.523 | 353.523 | 353.523 | 353.523 | 353.523 | 353.523 | 353.523 | 353.523 | 353.523 | 353.523 | 353.523 | 353.523 | 353.523 | 353.523 | 353.523 | 353.523 | 353.523 | 353.523 | 353.523 | 0 | 0 | 0 | 0 | 0 | 0 | 0 | 0 | 0
F3_Residential_Single Family Low Income_Existing_Space Heating_Natural Gas_Furnace_E4 | F3 | Residential | Single Family Low Income | Existing | Space Heating | Natural Gas | Furnace | E4 | System - kBTUs of Consumption | 1317.6459 | 1317.6459 | 1317.6459 | 1317.6459 | 1317.6459 | 1317.6459 | 1317.6459 | 1317.6459 | 1317.6459 | 1317.6459 | 1317.6459 | 1317.6459 | 1317.6459 | 1317.6459 | 1317.6459 | 1317.6459 | 1317.6459 | 1317.6459 | 1317.6459 | 1317.6459 | 1317.6459 | 1317.6459 | 1317.6459 | 1317.6459 | 1317.6459 | 1317.6459 | 1317.6459 | 1317.6459 | 1317.6459 | 1317.6459 | 1317.6459 | 1317.6459 | 1317.6459 | 0 | 0 | 0 | 0 | 0 | 0 | 0 | 0 | 0
F3_Residential_Single Family Low Income_Existing_Space Heating_Natural Gas_Furnace_E5 | F3 | Residential | Single Family Low Income | Existing | Space Heating | Natural Gas | Furnace | E5 | System - kBTUs of Consumption | 628.795 | 628.795 | 628.795 | 628.795 | 628.795 | 628.795 | 628.795 | 628.795 | 628.795 | 628.795 | 628.795 | 628.795 | 628.795 | 628.795 | 628.795 | 628.795 | 628.795 | 628.795 | 628.795 | 628.795 | 628.795 | 628.795 | 628.795 | 628.795 | 628.795 | 628.795 | 628.795 | 628.795 | 628.795 | 628.795 | 628.795 | 628.795 | 628.795 | 0 | 0 | 0 | 0 | 0 | 0 | 0 | 0 | 0
F3_Residential_Single Family Low Income_Existing_Space Heating_Natural Gas_Furnace_E6 | F3 | Residential | Single Family Low Income | Existing | Space Heating | Natural Gas | Furnace | E6 | System - kBTUs of Consumption | 666.0585 | 666.0585 | 666.0585 | 666.0585 | 666.0585 | 666.0585 | 666.0585 | 666.0585 | 666.0585 | 666.0585 | 666.0585 | 666.0585 | 666.0585 | 666.0585 | 666.0585 | 666.0585 | 666.0585 | 666.0585 | 666.0585 | 666.0585 | 666.0585 | 666.0585 | 666.0585 | 666.0585 | 666.0585 | 666.0585 | 666.0585 | 666.0585 | 666.0585 | 666.0585 | 666.0585 | 666.0585 | 666.0585 | 0 | 0 | 0 | 0 | 0 | 0 | 0 | 0 | 0
F3_Residential_Single Family Low Income_Existing_Space Heating_Natural Gas_Furnace_E7 | F3 | Residential | Single Family Low Income | Existing | Space Heating | Natural Gas | Furnace | E7 | System - kBTUs of Consumption | 0 | 0 | 0 | 0 | 0 | 0 | 0 | 0 | 0 | 0 | 0 | 0 | 0 | 0 | 0 | 0 | 0 | 0 | 0 | 0 | 0 | 0 | 0 | 0 | 0 | 0 | 0 | 0 | 0 | 0 | 0 | 0 | 0 | 0 | 0 | 0 | 0 | 0 | 0 | 0 | 0 | 0
F3_Residential_Single Family Low Income_Existing_Space Heating_Natural Gas_Furnace_E8 | F3 | Residential | Single Family Low Income | Existing | Space Heating | Natural Gas | Furnace | E8 | System - kBTUs of Consumption | 0 | 0 | 0 | 0 | 0 | 0 | 0 | 0 | 0 | 0 | 0 | 0 | 0 | 0 | 0 | 0 | 0 | 0 | 0 | 0 | 0 | 0 | 0 | 0 | 0 | 0 | 0 | 0 | 0 | 0 | 0 | 0 | 0 | 0 | 0 | 0 | 0 | 0 | 0 | 0 | 0 | 0
F3_Residential_Single Family Low Income_Existing_Space Heating_Natural Gas_Furnace_E9 | F3 | Residential | Single Family Low Income | Existing | Space Heating | Natural Gas | Furnace | E9 | System - kBTUs of Consumption | 0 | 0 | 0 | 0 | 0 | 0 | 0 | 0 | 0 | 0 | 0 | 0 | 0 | 0 | 0 | 0 | 0 | 0 | 0 | 0 | 0 | 0 | 0 | 0 | 0 | 0 | 0 | 0 | 0 | 0 | 0 | 0 | 0 | 0 | 0 | 0 | 0 | 0 | 0 | 0 | 0 | 0
F3_Residential_Single Family Low Income_Existing_Space Heating_Natural Gas_Furnace_E10 | F3 | Residential | Single Family Low Income | Existing | Space Heating | Natural Gas | Furnace | E10 | System - kBTUs of Consumption | 0 | 0 | 0 | 0 | 0 | 0 | 0 | 0 | 0 | 0 | 0 | 0 | 0 | 0 | 0 | 0 | 0 | 0 | 0 | 0 | 0 | 0 | 0 | 0 | 0 | 0 | 0 | 0 | 0 | 0 | 0 | 0 | 0 | 0 | 0 | 0 | 0 | 0 | 0 | 0 | 0 | 0
F4_Residential_Single Family Low Income_Existing_Space Heating_Natural Gas_Furnace_E1 | F4 | Residential | Single Family Low Income | Existing | Space Heating | Natural Gas | Furnace | E1 | Utility - Cost of Equipment | 845.8775 | 846.5946 | 849.0463 | 850.796 | 847.9758 | 847.3043 | 848.3818 | 848.7534 | 849.5082 | 849.787 | 849.6486 | 849.0018 | 848.2135 | 847.1558 | 845.5307 | 843.5363 | 841.1224 | 838.4577 | 835.5977 | 832.8201 | 829.7363 | 826.5646 | 823.0473 | 819.512 | 815.5684 | 811.3809 | 806.9585 | 802.3981 | 797.3826 | 792.2036 | 786.584 | 780.8296 | 772.702 | 0 | 0 | 0 | 0 | 0 | 0 | 0 | 0 | 0
F4_Residential_Single Family Low Income_Existing_Space Heating_Natural Gas_Furnace_E2 | F4 | Residential | Single Family Low Income | Existing | Space Heating | Natural Gas | Furnace | E2 | Utility - Cost of Equipment | 716.3986 | 717.0059 | 719.0823 | 720.5641 | 718.1756 | 717.6069 | 718.5195 | 718.8342 | 719.4735 | 719.7096 | 719.5924 | 719.0446 | 718.377 | 717.4812 | 716.1049 | 714.4157 | 712.3713 | 710.1145 | 707.6923 | 705.3399 | 702.7281 | 700.0419 | 697.063 | 694.0688 | 690.7288 | 687.1823 | 683.4369 | 679.5745 | 675.3268 | 670.9405 | 666.1811 | 661.3076 | 654.424 | 0 | 0 | 0 | 0 | 0 | 0 | 0 | 0 | 0
F4_Residential_Single Family Low Income_Existing_Space Heating_Natural Gas_Furnace_E3 | F4 | Residential | Single Family Low Income | Existing | Space Heating | Natural Gas | Furnace | E3 | Utility - Cost of Equipment | 692.3636 | 692.9505 | 694.9572 | 696.3894 | 694.081 | 693.5314 | 694.4133 | 694.7175 | 695.3353 | 695.5635 | 695.4502 | 694.9208 | 694.2756 | 693.4098 | 692.0797 | 690.4472 | 688.4714 | 686.2903 | 683.9494 | 681.6759 | 679.1517 | 676.5556 | 673.6767 | 670.783 | 667.555 | 664.1275 | 660.5078 | 656.775 | 652.6697 | 648.4306 | 643.8309 | 639.1208 | 632.4682 | 0 | 0 | 0 | 0 | 0 | 0 | 0 | 0 | 0
F4_Residential_Single Family Low Income_Existing_Space Heating_Natural Gas_Furnace_E4 | F4 | Residential | Single Family Low Income | Existing | Space Heating | Natural Gas | Furnace | E4 | Utility - Cost of Equipment | 564.6272 | 565.093 | 567.0493 | 568.3557 | 565.6641 | 564.7808 | 565.5818 | 565.9596 | 566.8887 | 567.6325 | 568.2838 | 568.7645 | 569.4363 | 570.1928 | 570.8153 | 571.053 | 570.8545 | 570.3518 | 569.2965 | 567.8786 | 565.7348 | 562.9853 | 559.9363 | 556.8716 | 553.453 | 549.823 | 545.9894 | 542.036 | 537.6882 | 533.1987 | 528.3272 | 523.3389 | 517.8099 | 0 | 0 | 0 | 0 | 0 | 0 | 0 | 0 | 0
F4_Residential_Single Family Low Income_Existing_Space Heating_Natural Gas_Furnace_E5 | F4 | Residential | Single Family Low Income | Existing | Space Heating | Natural Gas | Furnace | E5 | Utility - Cost of Equipment | 451.5343 | 451.8961 | 453.2948 | 454.2548 | 452.4414 | 451.9099 | 452.5698 | 452.9434 | 453.7051 | 454.3423 | 454.9229 | 455.182 | 455.3345 | 455.306 | 454.9148 | 454.2734 | 453.3478 | 452.2387 | 450.7779 | 449.098 | 447.233 | 445.3149 | 443.1877 | 441.0496 | 438.6646 | 436.1321 | 433.4576 | 430.6995 | 427.6663 | 424.5341 | 421.1355 | 417.6554 | 413.7981 | 0 | 0 | 0 | 0 | 0 | 0 | 0 | 0 | 0
F4_Residential_Single Family Low Income_Existing_Space Heating_Natural Gas_Furnace_E6 | F4 | Residential | Single Family Low Income | Existing | Space Heating | Natural Gas | Furnace | E6 | Utility - Cost of Equipment | 380.2394 | 380.5441 | 381.7219 | 382.5304 | 381.0033 | 380.5557 | 381.1114 | 381.426 | 382.0675 | 382.604 | 383.093 | 383.3112 | 383.4396 | 383.4156 | 383.0861 | 382.546 | 381.7666 | 380.8326 | 379.6024 | 378.1878 | 376.6173 | 375.002 | 373.2107 | 371.4102 | 369.4018 | 367.2691 | 365.0169 | 362.6943 | 360.14 | 357.5024 | 354.6404 | 351.7098 | 348.4616 | 0 | 0 | 0 | 0 | 0 | 0 | 0 | 0 | 0
F4_Residential_Single Family Low Income_Existing_Space Heating_Natural Gas_Furnace_E7 | F4 | Residential | Single Family Low Income | Existing | Space Heating | Natural Gas | Furnace | E7 | Utility - Cost of Equipment | 0 | 0 | 0 | 0 | 0 | 0 | 0 | 0 | 0 | 0 | 0 | 0 | 0 | 0 | 0 | 0 | 0 | 0 | 0 | 0 | 0 | 0 | 0 | 0 | 0 | 0 | 0 | 0 | 0 | 0 | 0 | 0 | 0 | 0 | 0 | 0 | 0 | 0 | 0 | 0 | 0 | 0
F4_Residential_Single Family Low Income_Existing_Space Heating_Natural Gas_Furnace_E8 | F4 | Residential | Single Family Low Income | Existing | Space Heating | Natural Gas | Furnace | E8 | Utility - Cost of Equipment | 0 | 0 | 0 | 0 | 0 | 0 | 0 | 0 | 0 | 0 | 0 | 0 | 0 | 0 | 0 | 0 | 0 | 0 | 0 | 0 | 0 | 0 | 0 | 0 | 0 | 0 | 0 | 0 | 0 | 0 | 0 | 0 | 0 | 0 | 0 | 0 | 0 | 0 | 0 | 0 | 0 | 0
F4_Residential_Single Family Low Income_Existing_Space Heating_Natural Gas_Furnace_E9 | F4 | Residential | Single Family Low Income | Existing | Space Heating | Natural Gas | Furnace | E9 | Utility - Cost of Equipment | 0 | 0 | 0 | 0 | 0 | 0 | 0 | 0 | 0 | 0 | 0 | 0 | 0 | 0 | 0 | 0 | 0 | 0 | 0 | 0 | 0 | 0 | 0 | 0 | 0 | 0 | 0 | 0 | 0 | 0 | 0 | 0 | 0 | 0 | 0 | 0 | 0 | 0 | 0 | 0 | 0 | 0
F4_Residential_Single Family Low Income_Existing_Space Heating_Natural Gas_Furnace_E10 | F4 | Residential | Single Family Low Income | Existing | Space Heating | Natural Gas | Furnace | E10 | Utility - Cost of Equipment | 0 | 0 | 0 | 0 | 0 | 0 | 0 | 0 | 0 | 0 | 0 | 0 | 0 | 0 | 0 | 0 | 0 | 0 | 0 | 0 | 0 | 0 | 0 | 0 | 0 | 0 | 0 | 0 | 0 | 0 | 0 | 0 | 0 | 0 | 0 | 0 | 0 | 0 | 0 | 0 | 0 | 0
F5_Residential_Single Family Low Income_Existing_Space Heating_Natural Gas_Furnace_E1 | F5 | Residential | Single Family Low Income | Existing | Space Heating | Natural Gas | Furnace | E1 | Utility - Cost of Operation | 279.9505 | 279.9505 | 279.9505 | 279.9505 | 279.9505 | 279.9505 | 279.9505 | 279.9505 | 279.9505 | 279.9505 | 279.9505 | 279.9505 | 279.9505 | 279.9505 | 279.9505 | 279.9505 | 279.9505 | 279.9505 | 279.9505 | 279.9505 | 279.9505 | 279.9505 | 279.9505 | 279.9505 | 279.9505 | 279.9505 | 279.9505 | 279.9505 | 279.9505 | 279.9505 | 279.9505 | 279.9505 | 279.9505 | 0 | 0 | 0 | 0 | 0 | 0 | 0 | 0 | 0
F5_Residential_Single Family Low Income_Existing_Space Heating_Natural Gas_Furnace_E2 | F5 | Residential | Single Family Low Income | Existing | Space Heating | Natural Gas | Furnace | E2 | Utility - Cost of Operation | 338.3398 | 338.3398 | 338.3398 | 338.3398 | 338.3398 | 338.3398 | 338.3398 | 338.3398 | 338.3398 | 338.3398 | 338.3398 | 338.3398 | 338.3398 | 338.3398 | 338.3398 | 338.3398 | 338.3398 | 338.3398 | 338.3398 | 338.3398 | 338.3398 | 338.3398 | 338.3398 | 338.3398 | 338.3398 | 338.3398 | 338.3398 | 338.3398 | 338.3398 | 338.3398 | 338.3398 | 338.3398 | 338.3398 | 0 | 0 | 0 | 0 | 0 | 0 | 0 | 0 | 0
F5_Residential_Single Family Low Income_Existing_Space Heating_Natural Gas_Furnace_E3 | F5 | Residential | Single Family Low Income | Existing | Space Heating | Natural Gas | Furnace | E3 | Utility - Cost of Operation | 353.523 | 353.523 | 353.523 | 353.523 | 353.523 | 353.523 | 353.523 | 353.523 | 353.523 | 353.523 | 353.523 | 353.523 | 353.523 | 353.523 | 353.523 | 353.523 | 353.523 | 353.523 | 353.523 | 353.523 | 353.523 | 353.523 | 353.523 | 353.523 | 353.523 | 353.523 | 353.523 | 353.523 | 353.523 | 353.523 | 353.523 | 353.523 | 353.523 | 0 | 0 | 0 | 0 | 0 | 0 | 0 | 0 | 0
F5_Residential_Single Family Low Income_Existing_Space Heating_Natural Gas_Furnace_E4 | F5 | Residential | Single Family Low Income | Existing | Space Heating | Natural Gas | Furnace | E4 | Utility - Cost of Operation | 1317.6459 | 1317.6459 | 1317.6459 | 1317.6459 | 1317.6459 | 1317.6459 | 1317.6459 | 1317.6459 | 1317.6459 | 1317.6459 | 1317.6459 | 1317.6459 | 1317.6459 | 1317.6459 | 1317.6459 | 1317.6459 | 1317.6459 | 1317.6459 | 1317.6459 | 1317.6459 | 1317.6459 | 1317.6459 | 1317.6459 | 1317.6459 | 1317.6459 | 1317.6459 | 1317.6459 | 1317.6459 | 1317.6459 | 1317.6459 | 1317.6459 | 1317.6459 | 1317.6459 | 0 | 0 | 0 | 0 | 0 | 0 | 0 | 0 | 0
F5_Residential_Single Family Low Income_Existing_Space Heating_Natural Gas_Furnace_E5 | F5 | Residential | Single Family Low Income | Existing | Space Heating | Natural Gas | Furnace | E5 | Utility - Cost of Operation | 628.795 | 628.795 | 628.795 | 628.795 | 628.795 | 628.795 | 628.795 | 628.795 | 628.795 | 628.795 | 628.795 | 628.795 | 628.795 | 628.795 | 628.795 | 628.795 | 628.795 | 628.795 | 628.795 | 628.795 | 628.795 | 628.795 | 628.795 | 628.795 | 628.795 | 628.795 | 628.795 | 628.795 | 628.795 | 628.795 | 628.795 | 628.795 | 628.795 | 0 | 0 | 0 | 0 | 0 | 0 | 0 | 0 | 0
F5_Residential_Single Family Low Income_Existing_Space Heating_Natural Gas_Furnace_E6 | F5 | Residential | Single Family Low Income | Existing | Space Heating | Natural Gas | Furnace | E6 | Utility - Cost of Operation | 666.0585 | 666.0585 | 666.0585 | 666.0585 | 666.0585 | 666.0585 | 666.0585 | 666.0585 | 666.0585 | 666.0585 | 666.0585 | 666.0585 | 666.0585 | 666.0585 | 666.0585 | 666.0585 | 666.0585 | 666.0585 | 666.0585 | 666.0585 | 666.0585 | 666.0585 | 666.0585 | 666.0585 | 666.0585 | 666.0585 | 666.0585 | 666.0585 | 666.0585 | 666.0585 | 666.0585 | 666.0585 | 666.0585 | 0 | 0 | 0 | 0 | 0 | 0 | 0 | 0 | 0
F5_Residential_Single Family Low Income_Existing_Space Heating_Natural Gas_Furnace_E7 | F5 | Residential | Single Family Low Income | Existing | Space Heating | Natural Gas | Furnace | E7 | Utility - Cost of Operation | 0 | 0 | 0 | 0 | 0 | 0 | 0 | 0 | 0 | 0 | 0 | 0 | 0 | 0 | 0 | 0 | 0 | 0 | 0 | 0 | 0 | 0 | 0 | 0 | 0 | 0 | 0 | 0 | 0 | 0 | 0 | 0 | 0 | 0 | 0 | 0 | 0 | 0 | 0 | 0 | 0 | 0
F5_Residential_Single Family Low Income_Existing_Space Heating_Natural Gas_Furnace_E8 | F5 | Residential | Single Family Low Income | Existing | Space Heating | Natural Gas | Furnace | E8 | Utility - Cost of Operation | 0 | 0 | 0 | 0 | 0 | 0 | 0 | 0 | 0 | 0 | 0 | 0 | 0 | 0 | 0 | 0 | 0 | 0 | 0 | 0 | 0 | 0 | 0 | 0 | 0 | 0 | 0 | 0 | 0 | 0 | 0 | 0 | 0 | 0 | 0 | 0 | 0 | 0 | 0 | 0 | 0 | 0
F5_Residential_Single Family Low Income_Existing_Space Heating_Natural Gas_Furnace_E9 | F5 | Residential | Single Family Low Income | Existing | Space Heating | Natural Gas | Furnace | E9 | Utility - Cost of Operation | 0 | 0 | 0 | 0 | 0 | 0 | 0 | 0 | 0 | 0 | 0 | 0 | 0 | 0 | 0 | 0 | 0 | 0 | 0 | 0 | 0 | 0 | 0 | 0 | 0 | 0 | 0 | 0 | 0 | 0 | 0 | 0 | 0 | 0 | 0 | 0 | 0 | 0 | 0 | 0 | 0 | 0
F5_Residential_Single Family Low Income_Existing_Space Heating_Natural Gas_Furnace_E10 | F5 | Residential | Single Family Low Income | Existing | Space Heating | Natural Gas | Furnace | E10 | Utility - Cost of Operation | 0 | 0 | 0 | 0 | 0 | 0 | 0 | 0 | 0 | 0 | 0 | 0 | 0 | 0 | 0 | 0 | 0 | 0 | 0 | 0 | 0 | 0 | 0 | 0 | 0 | 0 | 0 | 0 | 0 | 0 | 0 | 0 | 0 | 0 | 0 | 0 | 0 | 0 | 0 | 0 | 0 | 0
F6_Residential_Single Family Low Income_Existing_Space Heating_Natural Gas_Furnace_E1 | F6 | Residential | Single Family Low Income | Existing | Space Heating | Natural Gas | Furnace | E1 | Utility - Value of Sales | 421.2315 | 420.5156 | 420.2669 | 419.6201 | 417.2422 | 414.8643 | 412.4957 | 410.1456 | 407.8233 | 405.5379 | 403.2986 | 401.1147 | 398.9954 | 396.9498 | 394.9872 | 393.1168 | 391.3478 | 389.6894 | 388.1415 | 386.7043 | 385.3777 | 384.1618 | 383.0561 | 382.0612 | 381.1769 | 380.4031 | 379.7396 | 379.1868 | 378.7446 | 378.4129 | 378.1916 | 378.0811 | 378.0811 | 0 | 0 | 0 | 0 | 0 | 0 | 0 | 0 | 0
F6_Residential_Single Family Low Income_Existing_Space Heating_Natural Gas_Furnace_E2 | F6 | Residential | Single Family Low Income | Existing | Space Heating | Natural Gas | Furnace | E2 | Utility - Value of Sales | 356.7533 | 356.1471 | 355.9364 | 355.3886 | 353.3747 | 351.3608 | 349.3547 | 347.3644 | 345.3976 | 343.462 | 341.5654 | 339.7158 | 337.9209 | 336.1885 | 334.5263 | 332.9422 | 331.444 | 330.0394 | 328.7284 | 327.5112 | 326.3877 | 325.3579 | 324.4215 | 323.5789 | 322.8299 | 322.1746 | 321.6126 | 321.1445 | 320.7699 | 320.489 | 320.3016 | 320.208 | 320.208 | 0 | 0 | 0 | 0 | 0 | 0 | 0 | 0 | 0
F6_Residential_Single Family Low Income_Existing_Space Heating_Natural Gas_Furnace_E3 | F6 | Residential | Single Family Low Income | Existing | Space Heating | Natural Gas | Furnace | E3 | Utility - Value of Sales | 344.7843 | 344.1984 | 343.9948 | 343.4654 | 341.519 | 339.5727 | 337.634 | 335.7104 | 333.8096 | 331.9389 | 330.106 | 328.3185 | 326.5838 | 324.9094 | 323.303 | 321.772 | 320.3241 | 318.9667 | 317.6997 | 316.5233 | 315.4375 | 314.4422 | 313.5372 | 312.7229 | 311.999 | 311.3657 | 310.8226 | 310.3702 | 310.0082 | 309.7367 | 309.5556 | 309.4651 | 309.4651 | 0 | 0 | 0 | 0 | 0 | 0 | 0 | 0 | 0
F6_Residential_Single Family Low Income_Existing_Space Heating_Natural Gas_Furnace_E4 | F6 | Residential | Single Family Low Income | Existing | Space Heating | Natural Gas | Furnace | E4 | Utility - Value of Sales | 284.6062 | 284.609 | 285.0581 | 285.1268 | 283.5413 | 281.9557 | 280.3702 | 278.7848 | 277.1995 | 275.6142 | 274.029 | 272.444 | 270.859 | 269.2741 | 267.6892 | 266.1196 | 264.5802 | 263.0861 | 261.6522 | 260.294 | 259.0264 | 257.8645 | 256.808 | 255.8573 | 255.0123 | 254.2729 | 253.6388 | 253.1107 | 252.6881 | 252.3711 | 252.1597 | 252.054 | 252.054 | 0 | 0 | 0 | 0 | 0 | 0 | 0 | 0 | 0
F6_Residential_Single Family Low Income_Existing_Space Heating_Natural Gas_Furnace_E5 | F6 | Residential | Single Family Low Income | Existing | Space Heating | Natural Gas | Furnace | E5 | Utility - Value of Sales | 226.4202 | 226.2107 | 226.2988 | 226.1332 | 224.8649 | 223.5966 | 222.3282 | 221.06 | 219.7919 | 218.5238 | 217.2558 | 215.9956 | 214.7512 | 213.5303 | 212.3406 | 211.1902 | 210.0868 | 209.0382 | 208.0521 | 207.1366 | 206.2915 | 205.5169 | 204.8125 | 204.1787 | 203.6154 | 203.1224 | 202.6998 | 202.3477 | 202.0659 | 201.8546 | 201.7137 | 201.6432 | 201.6432 | 0 | 0 | 0 | 0 | 0 | 0 | 0 | 0 | 0
F6_Residential_Single Family Low Income_Existing_Space Heating_Natural Gas_Furnace_E6 | F6 | Residential | Single Family Low Income | Existing | Space Heating | Natural Gas | Furnace | E6 | Utility - Value of Sales | 190.6696 | 190.4932 | 190.5674 | 190.428 | 189.3599 | 188.2918 | 187.2238 | 186.1558 | 185.0879 | 184.0201 | 182.9522 | 181.8911 | 180.8431 | 179.815 | 178.8132 | 177.8444 | 176.9152 | 176.0321 | 175.2018 | 174.4308 | 173.7191 | 173.0668 | 172.4737 | 171.94 | 171.4656 | 171.0505 | 170.6945 | 170.398 | 170.1608 | 169.9828 | 169.8641 | 169.8048 | 169.8048 | 0 | 0 | 0 | 0 | 0 | 0 | 0 | 0 | 0
F6_Residential_Single Family Low Income_Existing_Space Heating_Natural Gas_Furnace_E7 | F6 | Residential | Single Family Low Income | Existing | Space Heating | Natural Gas | Furnace | E7 | Utility - Value of Sales | 0 | 0 | 0 | 0 | 0 | 0 | 0 | 0 | 0 | 0 | 0 | 0 | 0 | 0 | 0 | 0 | 0 | 0 | 0 | 0 | 0 | 0 | 0 | 0 | 0 | 0 | 0 | 0 | 0 | 0 | 0 | 0 | 0 | 0 | 0 | 0 | 0 | 0 | 0 | 0 | 0 | 0
F6_Residential_Single Family Low Income_Existing_Space Heating_Natural Gas_Furnace_E8 | F6 | Residential | Single Family Low Income | Existing | Space Heating | Natural Gas | Furnace | E8 | Utility - Value of Sales | 0 | 0 | 0 | 0 | 0 | 0 | 0 | 0 | 0 | 0 | 0 | 0 | 0 | 0 | 0 | 0 | 0 | 0 | 0 | 0 | 0 | 0 | 0 | 0 | 0 | 0 | 0 | 0 | 0 | 0 | 0 | 0 | 0 | 0 | 0 | 0 | 0 | 0 | 0 | 0 | 0 | 0
F6_Residential_Single Family Low Income_Existing_Space Heating_Natural Gas_Furnace_E9 | F6 | Residential | Single Family Low Income | Existing | Space Heating | Natural Gas | Furnace | E9 | Utility - Value of Sales | 0 | 0 | 0 | 0 | 0 | 0 | 0 | 0 | 0 | 0 | 0 | 0 | 0 | 0 | 0 | 0 | 0 | 0 | 0 | 0 | 0 | 0 | 0 | 0 | 0 | 0 | 0 | 0 | 0 | 0 | 0 | 0 | 0 | 0 | 0 | 0 | 0 | 0 | 0 | 0 | 0 | 0
F6_Residential_Single Family Low Income_Existing_Space Heating_Natural Gas_Furnace_E10 | F6 | Residential | Single Family Low Income | Existing | Space Heating | Natural Gas | Furnace | E10 | Utility - Value of Sales | 0 | 0 | 0 | 0 | 0 | 0 | 0 | 0 | 0 | 0 | 0 | 0 | 0 | 0 | 0 | 0 | 0 | 0 | 0 | 0 | 0 | 0 | 0 | 0 | 0 | 0 | 0 | 0 | 0 | 0 | 0 | 0 | 0 | 0 | 0 | 0 | 0 | 0 | 0 | 0 | 0 | 0
F1_Residential_Single Family Low Income_Existing_Space Heating_Natural Gas_Boiler_E1 | F1 | Residential | Single Family Low Income | Existing | Space Heating | Natural Gas | Boiler | E1 | RVT - Cost of Equipment | 715.6686 | 716.3335 | 0 | 0 | 0 | 0 | 0 | 0 | 0 | 0 | 0 | 0 | 0 | 0 | 0 | 0 | 0 | 0 | 0 | 0 | 0 | 0 | 0 | 0 | 0 | 0 | 0 | 0 | 0 | 0 | 0 | 0 | 0 | 0 | 0 | 0 | 0 | 0 | 0 | 0 | 0 | 0
F1_Residential_Single Family Low Income_Existing_Space Heating_Natural Gas_Boiler_E2 | F1 | Residential | Single Family Low Income | Existing | Space Heating | Natural Gas | Boiler | E2 | RVT - Cost of Equipment | 699.8235 | 700.4737 | 702.4369 | 703.7198 | 701.4232 | 700.5368 | 700.9114 | 700.718 | 700.7638 | 700.4049 | 699.6868 | 698.5329 | 697.2155 | 695.6318 | 693.7931 | 691.8695 | 689.8352 | 687.8464 | 685.712 | 683.639 | 681.3374 | 678.9703 | 676.3453 | 673.7068 | 670.7635 | 667.6383 | 664.3378 | 660.9342 | 657.191 | 653.3236 | 649.1253 | 644.824 | 640.0547 | 0 | 0 | 0 | 0 | 0 | 0 | 0 | 0 | 0
F1_Residential_Single Family Low Income_Existing_Space Heating_Natural Gas_Boiler_E3 | F1 | Residential | Single Family Low Income | Existing | Space Heating | Natural Gas | Boiler | E3 | RVT - Cost of Equipment | 690.5806 | 691.2222 | 693.1595 | 694.4254 | 692.1592 | 691.2844 | 691.6541 | 691.4632 | 691.5084 | 691.1542 | 690.4457 | 689.307 | 688.007 | 686.4442 | 684.6298 | 682.7316 | 680.7242 | 678.7617 | 676.6554 | 674.6098 | 672.3386 | 670.0028 | 667.4124 | 664.8088 | 661.9044 | 658.8204 | 655.5635 | 652.2048 | 648.5111 | 644.6948 | 640.5519 | 636.3074 | 631.6012 | 0 | 0 | 0 | 0 | 0 | 0 | 0 | 0 | 0
F1_Residential_Single Family Low Income_Existing_Space Heating_Natural Gas_Boiler_E4 | F1 | Residential | Single Family Low Income | Existing | Space Heating | Natural Gas | Boiler | E4 | RVT - Cost of Equipment | 647.6669 | 648.2686 | 650.0855 | 651.2728 | 649.1474 | 648.3269 | 648.6737 | 648.4947 | 648.537 | 648.2049 | 647.5404 | 646.4725 | 645.2532 | 643.7875 | 642.0858 | 640.3056 | 638.4229 | 636.5824 | 634.607 | 632.6885 | 630.5585 | 628.3678 | 625.9384 | 623.4965 | 620.7726 | 617.8803 | 614.8258 | 611.6759 | 608.2117 | 604.6325 | 600.7471 | 596.7663 | 592.3525 | 0 | 0 | 0 | 0 | 0 | 0 | 0 | 0 | 0
F1_Residential_Single Family Low Income_Existing_Space Heating_Natural Gas_Boiler_E5 | F1 | Residential | Single Family Low Income | Existing | Space Heating | Natural Gas | Boiler | E5 | RVT - Cost of Equipment | 603.4327 | 603.9934 | 605.6862 | 606.7924 | 604.8121 | 604.0477 | 604.3708 | 604.204 | 604.2435 | 603.934 | 603.3149 | 602.3199 | 601.1839 | 599.8183 | 598.2329 | 596.5742 | 594.8201 | 593.1053 | 591.2648 | 589.4774 | 587.4929 | 585.4518 | 583.1883 | 580.9132 | 578.3753 | 575.6806 | 572.8346 | 569.8998 | 566.6722 | 563.3376 | 559.7175 | 556.0086 | 551.8962 | 0 | 0 | 0 | 0 | 0 | 0 | 0 | 0 | 0
F1_Residential_Single Family Low Income_Existing_Space Heating_Natural Gas_Boiler_E6 | F1 | Residential | Single Family Low Income | Existing | Space Heating | Natural Gas | Boiler | E6 | RVT - Cost of Equipment | 479.3157 | 479.7111 | 481.3718 | 482.4809 | 480.1959 | 479.4461 | 480.1261 | 480.4468 | 481.2355 | 481.8669 | 482.4198 | 482.8279 | 483.3981 | 484.0404 | 484.5688 | 484.7706 | 484.6021 | 484.1754 | 483.2795 | 482.0758 | 480.2559 | 477.9219 | 475.3336 | 472.7319 | 469.8298 | 466.7483 | 463.4939 | 460.1379 | 456.447 | 452.6358 | 448.5004 | 444.2657 | 439.5722 | 0 | 0 | 0 | 0 | 0 | 0 | 0 | 0 | 0
F1_Residential_Single Family Low Income_Existing_Space Heating_Natural Gas_Boiler_E7 | F1 | Residential | Single Family Low Income | Existing | Space Heating | Natural Gas | Boiler | E7 | RVT - Cost of Equipment | 383.3104 | 383.6175 | 384.8049 | 385.6199 | 384.0804 | 383.6292 | 384.1895 | 384.5066 | 385.1532 | 385.6941 | 386.187 | 386.4069 | 386.5364 | 386.5122 | 386.1801 | 385.6356 | 384.8499 | 383.9084 | 382.6683 | 381.2422 | 379.659 | 378.0307 | 376.2249 | 374.4099 | 372.3852 | 370.2354 | 367.9649 | 365.6236 | 363.0487 | 360.3898 | 357.5047 | 354.5504 | 351.2759 | 0 | 0 | 0 | 0 | 0 | 0 | 0 | 0 | 0
F1_Residential_Single Family Low Income_Existing_Space Heating_Natural Gas_Boiler_E8 | F1 | Residential | Single Family Low Income | Existing | Space Heating | Natural Gas | Boiler | E8 | RVT - Cost of Equipment | 322.7877 | 323.0463 | 324.0462 | 324.7325 | 323.4361 | 323.0562 | 323.528 | 323.795 | 324.3395 | 324.7951 | 325.2101 | 325.3953 | 325.5043 | 325.484 | 325.2043 | 324.7458 | 324.0841 | 323.2913 | 322.247 | 321.0461 | 319.7129 | 318.3416 | 316.821 | 315.2925 | 313.5876 | 311.7772 | 309.8652 | 307.8936 | 305.7252 | 303.4861 | 301.0566 | 298.5687 | 295.8113 | 0 | 0 | 0 | 0 | 0 | 0 | 0 | 0 | 0
F1_Residential_Single Family Low Income_Existing_Space Heating_Natural Gas_Boiler_E9 | F1 | Residential | Single Family Low Income | Existing | Space Heating | Natural Gas | Boiler | E9 | RVT - Cost of Equipment | 0 | 0 | 0 | 0 | 0 | 0 | 0 | 0 | 0 | 0 | 0 | 0 | 0 | 0 | 0 | 0 | 0 | 0 | 0 | 0 | 0 | 0 | 0 | 0 | 0 | 0 | 0 | 0 | 0 | 0 | 0 | 0 | 0 | 0 | 0 | 0 | 0 | 0 | 0 | 0 | 0 | 0
F1_Residential_Single Family Low Income_Existing_Space Heating_Natural Gas_Boiler_E10 | F1 | Residential | Single Family Low Income | Existing | Space Heating | Natural Gas | Boiler | E10 | RVT - Cost of Equipment | 0 | 0 | 0 | 0 | 0 | 0 | 0 | 0 | 0 | 0 | 0 | 0 | 0 | 0 | 0 | 0 | 0 | 0 | 0 | 0 | 0 | 0 | 0 | 0 | 0 | 0 | 0 | 0 | 0 | 0 | 0 | 0 | 0 | 0 | 0 | 0 | 0 | 0 | 0 | 0 | 0 | 0
F2_Residential_Single Family Low Income_Existing_Space Heating_Natural Gas_Boiler_E1 | F2 | Residential | Single Family Low Income | Existing | Space Heating | Natural Gas | Boiler | E1 | RVT - Cost of Operation | 714.5146 | 715.1785 | 0 | 0 | 0 | 0 | 0 | 0 | 0 | 0 | 0 | 0 | 0 | 0 | 0 | 0 | 0 | 0 | 0 | 0 | 0 | 0 | 0 | 0 | 0 | 0 | 0 | 0 | 0 | 0 | 0 | 0 | 0 | 0 | 0 | 0 | 0 | 0 | 0 | 0 | 0 | 0
F2_Residential_Single Family Low Income_Existing_Space Heating_Natural Gas_Boiler_E2 | F2 | Residential | Single Family Low Income | Existing | Space Heating | Natural Gas | Boiler | E2 | RVT - Cost of Operation | 698.6951 | 699.3443 | 701.3043 | 702.5851 | 700.2923 | 699.4072 | 699.7812 | 699.5881 | 699.6339 | 699.2755 | 698.5587 | 697.4066 | 696.0913 | 694.5101 | 692.6744 | 690.7539 | 688.7229 | 686.7374 | 684.6063 | 682.5367 | 680.2389 | 677.8755 | 675.2547 | 672.6205 | 669.682 | 666.5618 | 663.2666 | 659.8685 | 656.1313 | 650.9854 | 644.1371 | 635.7226 | 625.2813 | 0 | 0 | 0 | 0 | 0 | 0 | 0 | 0 | 0
F2_Residential_Single Family Low Income_Existing_Space Heating_Natural Gas_Boiler_E3 | F2 | Residential | Single Family Low Income | Existing | Space Heating | Natural Gas | Boiler | E3 | RVT - Cost of Operation | 689.4671 | 690.1077 | 692.0418 | 693.3057 | 691.0431 | 690.1698 | 690.5389 | 690.3483 | 690.3934 | 690.0398 | 689.3324 | 688.1956 | 686.8977 | 685.3374 | 683.5259 | 681.6307 | 679.6266 | 677.6672 | 675.5643 | 673.522 | 671.2546 | 668.9225 | 666.3363 | 663.7368 | 660.8371 | 657.7581 | 654.5065 | 651.1532 | 647.4654 | 642.3875 | 635.6296 | 627.3262 | 617.0229 | 0 | 0 | 0 | 0 | 0 | 0 | 0 | 0 | 0
F2_Residential_Single Family Low Income_Existing_Space Heating_Natural Gas_Boiler_E4 | F2 | Residential | Single Family Low Income | Existing | Space Heating | Natural Gas | Boiler | E4 | RVT - Cost of Operation | 646.6226 | 647.2233 | 649.0373 | 650.2227 | 648.1007 | 647.2816 | 647.6277 | 647.449 | 647.4913 | 647.1597 | 646.4963 | 645.4301 | 644.2128 | 642.7495 | 641.0506 | 639.2732 | 637.3935 | 635.556 | 633.5838 | 631.6684 | 629.5418 | 627.3546 | 624.9291 | 622.4912 | 619.7717 | 616.8841 | 613.8345 | 610.6896 | 607.231 | 602.4686 | 596.1306 | 588.3433 | 578.6802 | 0 | 0 | 0 | 0 | 0 | 0 | 0 | 0 | 0
F2_Residential_Single Family Low Income_Existing_Space Heating_Natural Gas_Boiler_E5 | F2 | Residential | Single Family Low Income | Existing | Space Heating | Natural Gas | Boiler | E5 | RVT - Cost of Operation | 602.4598 | 603.0195 | 604.7096 | 605.814 | 603.8369 | 603.0738 | 603.3963 | 603.2298 | 603.2692 | 602.9602 | 602.3421 | 601.3487 | 600.2146 | 598.8512 | 597.2683 | 595.6123 | 593.8611 | 592.149 | 590.3115 | 588.5269 | 586.5456 | 584.5078 | 582.248 | 579.9765 | 577.4428 | 574.7523 | 571.911 | 568.9809 | 565.7585 | 561.3214 | 555.4163 | 548.1608 | 539.1577 | 0 | 0 | 0 | 0 | 0 | 0 | 0 | 0 | 0
F2_Residential_Single Family Low Income_Existing_Space Heating_Natural Gas_Boiler_E6 | F2 | Residential | Single Family Low Income | Existing | Space Heating | Natural Gas | Boiler | E6 | RVT - Cost of Operation | 478.5429 | 478.9377 | 480.5957 | 481.7029 | 479.4216 | 478.673 | 479.3519 | 479.6721 | 480.4595 | 481.0899 | 481.642 | 482.0494 | 482.6187 | 483.2599 | 483.7875 | 483.989 | 483.8207 | 483.3947 | 482.5003 | 481.2985 | 479.4816 | 477.1513 | 474.5671 | 471.9697 | 469.0723 | 465.9957 | 462.7466 | 459.3959 | 455.711 | 451.906 | 447.7772 | 443.5494 | 438.8634 | 0 | 0 | 0 | 0 | 0 | 0 | 0 | 0 | 0
F2_Residential_Single Family Low Income_Existing_Space Heating_Natural Gas_Boiler_E7 | F2 | Residential | Single Family Low Income | Existing | Space Heating | Natural Gas | Boiler | E7 | RVT - Cost of Operation | 382.6924 | 382.999 | 384.1844 | 384.9981 | 383.4611 | 383.0107 | 383.57 | 383.8866 | 384.5322 | 385.0722 | 385.5643 | 385.7839 | 385.9132 | 385.889 | 385.5574 | 385.0138 | 384.2294 | 383.2894 | 382.0512 | 380.6275 | 379.0469 | 377.4211 | 375.6183 | 373.8062 | 371.7848 | 369.6384 | 367.3716 | 365.0341 | 362.4633 | 359.8087 | 356.9282 | 353.9787 | 350.7095 | 0 | 0 | 0 | 0 | 0 | 0 | 0 | 0 | 0
F2_Residential_Single Family Low Income_Existing_Space Heating_Natural Gas_Boiler_E8 | F2 | Residential | Single Family Low Income | Existing | Space Heating | Natural Gas | Boiler | E8 | RVT - Cost of Operation | 322.2672 | 322.5255 | 323.5237 | 324.2089 | 322.9146 | 322.5353 | 323.0063 | 323.2729 | 323.8166 | 324.2714 | 324.6858 | 324.8707 | 324.9795 | 324.9592 | 324.6799 | 324.2222 | 323.5616 | 322.77 | 321.7274 | 320.5284 | 319.1974 | 317.8283 | 316.3101 | 314.7842 | 313.0819 | 311.2744 | 309.3656 | 307.3971 | 305.2322 | 302.9968 | 300.5711 | 298.0873 | 295.3343 | 0 | 0 | 0 | 0 | 0 | 0 | 0 | 0 | 0
F2_Residential_Single Family Low Income_Existing_Space Heating_Natural Gas_Boiler_E9 | F2 | Residential | Single Family Low Income | Existing | Space Heating | Natural Gas | Boiler | E9 | RVT - Cost of Operation | 0 | 0 | 0 | 0 | 0 | 0 | 0 | 0 | 0 | 0 | 0 | 0 | 0 | 0 | 0 | 0 | 0 | 0 | 0 | 0 | 0 | 0 | 0 | 0 | 0 | 0 | 0 | 0 | 0 | 0 | 0 | 0 | 0 | 0 | 0 | 0 | 0 | 0 | 0 | 0 | 0 | 0
F2_Residential_Single Family Low Income_Existing_Space Heating_Natural Gas_Boiler_E10 | F2 | Residential | Single Family Low Income | Existing | Space Heating | Natural Gas | Boiler | E10 | RVT - Cost of Operation | 0 | 0 | 0 | 0 | 0 | 0 | 0 | 0 | 0 | 0 | 0 | 0 | 0 | 0 | 0 | 0 | 0 | 0 | 0 | 0 | 0 | 0 | 0 | 0 | 0 | 0 | 0 | 0 | 0 | 0 | 0 | 0 | 0 | 0 | 0 | 0 | 0 | 0 | 0 | 0 | 0 | 0
F3_Residential_Single Family Low Income_Existing_Space Heating_Natural Gas_Boiler_E1 | F3 | Residential | Single Family Low Income | Existing | Space Heating | Natural Gas | Boiler | E1 | System - kBTUs of Consumption | 171.371 | 171.371 | 0 | 0 | 0 | 0 | 0 | 0 | 0 | 0 | 0 | 0 | 0 | 0 | 0 | 0 | 0 | 0 | 0 | 0 | 0 | 0 | 0 | 0 | 0 | 0 | 0 | 0 | 0 | 0 | 0 | 0 | 0 | 0 | 0 | 0 | 0 | 0 | 0 | 0 | 0 | 0
F3_Residential_Single Family Low Income_Existing_Space Heating_Natural Gas_Boiler_E2 | F3 | Residential | Single Family Low Income | Existing | Space Heating | Natural Gas | Boiler | E2 | System - kBTUs of Consumption | 211.8434 | 211.8434 | 211.8434 | 211.8434 | 211.8434 | 211.8434 | 211.8434 | 211.8434 | 211.8434 | 211.8434 | 211.8434 | 211.8434 | 211.8434 | 211.8434 | 211.8434 | 211.8434 | 211.8434 | 211.8434 | 211.8434 | 211.8434 | 211.8434 | 211.8434 | 211.8434 | 211.8434 | 211.8434 | 211.8434 | 211.8434 | 211.8434 | 211.8434 | 211.8434 | 211.8434 | 211.8434 | 211.8434 | 0 | 0 | 0 | 0 | 0 | 0 | 0 | 0 | 0
F3_Residential_Single Family Low Income_Existing_Space Heating_Natural Gas_Boiler_E3 | F3 | Residential | Single Family Low Income | Existing | Space Heating | Natural Gas | Boiler | E3 | System - kBTUs of Consumption | 240.711 | 240.711 | 240.711 | 240.711 | 240.711 | 240.711 | 240.711 | 240.711 | 240.711 | 240.711 | 240.711 | 240.711 | 240.711 | 240.711 | 240.711 | 240.711 | 240.711 | 240.711 | 240.711 | 240.711 | 240.711 | 240.711 | 240.711 | 240.711 | 240.711 | 240.711 | 240.711 | 240.711 | 240.711 | 240.711 | 240.711 | 240.711 | 240.711 | 0 | 0 | 0 | 0 | 0 | 0 | 0 | 0 | 0
F3_Residential_Single Family Low Income_Existing_Space Heating_Natural Gas_Boiler_E4 | F3 | Residential | Single Family Low Income | Existing | Space Heating | Natural Gas | Boiler | E4 | System - kBTUs of Consumption | 251.814 | 251.814 | 251.814 | 251.814 | 251.814 | 251.814 | 251.814 | 251.814 | 251.814 | 251.814 | 251.814 | 251.814 | 251.814 | 251.814 | 251.814 | 251.814 | 251.814 | 251.814 | 251.814 | 251.814 | 251.814 | 251.814 | 251.814 | 251.814 | 251.814 | 251.814 | 251.814 | 251.814 | 251.814 | 251.814 | 251.814 | 251.814 | 251.814 | 0 | 0 | 0 | 0 | 0 | 0 | 0 | 0 | 0
F3_Residential_Single Family Low Income_Existing_Space Heating_Natural Gas_Boiler_E5 | F3 | Residential | Single Family Low Income | Existing | Space Heating | Natural Gas | Boiler | E5 | System - kBTUs of Consumption | 283.4357 | 283.4357 | 283.4357 | 283.4357 | 283.4357 | 283.4357 | 283.4357 | 283.4357 | 283.4357 | 283.4357 | 283.4357 | 283.4357 | 283.4357 | 283.4357 | 283.4357 | 283.4357 | 283.4357 | 283.4357 | 283.4357 | 283.4357 | 283.4357 | 283.4357 | 283.4357 | 283.4357 | 283.4357 | 283.4357 | 283.4357 | 283.4357 | 283.4357 | 283.4357 | 283.4357 | 283.4357 | 283.4357 | 0 | 0 | 0 | 0 | 0 | 0 | 0 | 0 | 0
F3_Residential_Single Family Low Income_Existing_Space Heating_Natural Gas_Boiler_E6 | F3 | Residential | Single Family Low Income | Existing | Space Heating | Natural Gas | Boiler | E6 | System - kBTUs of Consumption | 1317.6459 | 1317.6459 | 1317.6459 | 1317.6459 | 1317.6459 | 1317.6459 | 1317.6459 | 1317.6459 | 1317.6459 | 1317.6459 | 1317.6459 | 1317.6459 | 1317.6459 | 1317.6459 | 1317.6459 | 1317.6459 | 1317.6459 | 1317.6459 | 1317.6459 | 1317.6459 | 1317.6459 | 1317.6459 | 1317.6459 | 1317.6459 | 1317.6459 | 1317.6459 | 1317.6459 | 1317.6459 | 1317.6459 | 1317.6459 | 1317.6459 | 1317.6459 | 1317.6459 | 0 | 0 | 0 | 0 | 0 | 0 | 0 | 0 | 0
F3_Residential_Single Family Low Income_Existing_Space Heating_Natural Gas_Boiler_E7 | F3 | Residential | Single Family Low Income | Existing | Space Heating | Natural Gas | Boiler | E7 | System - kBTUs of Consumption | 628.795 | 628.795 | 628.795 | 628.795 | 628.795 | 628.795 | 628.795 | 628.795 | 628.795 | 628.795 | 628.795 | 628.795 | 628.795 | 628.795 | 628.795 | 628.795 | 628.795 | 628.795 | 628.795 | 628.795 | 628.795 | 628.795 | 628.795 | 628.795 | 628.795 | 628.795 | 628.795 | 628.795 | 628.795 | 628.795 | 628.795 | 628.795 | 628.795 | 0 | 0 | 0 | 0 | 0 | 0 | 0 | 0 | 0
F3_Residential_Single Family Low Income_Existing_Space Heating_Natural Gas_Boiler_E8 | F3 | Residential | Single Family Low Income | Existing | Space Heating | Natural Gas | Boiler | E8 | System - kBTUs of Consumption | 666.0585 | 666.0585 | 666.0585 | 666.0585 | 666.0585 | 666.0585 | 666.0585 | 666.0585 | 666.0585 | 666.0585 | 666.0585 | 666.0585 | 666.0585 | 666.0585 | 666.0585 | 666.0585 | 666.0585 | 666.0585 | 666.0585 | 666.0585 | 666.0585 | 666.0585 | 666.0585 | 666.0585 | 666.0585 | 666.0585 | 666.0585 | 666.0585 | 666.0585 | 666.0585 | 666.0585 | 666.0585 | 666.0585 | 0 | 0 | 0 | 0 | 0 | 0 | 0 | 0 | 0
F3_Residential_Single Family Low Income_Existing_Space Heating_Natural Gas_Boiler_E9 | F3 | Residential | Single Family Low Income | Existing | Space Heating | Natural Gas | Boiler | E9 | System - kBTUs of Consumption | 0 | 0 | 0 | 0 | 0 | 0 | 0 | 0 | 0 | 0 | 0 | 0 | 0 | 0 | 0 | 0 | 0 | 0 | 0 | 0 | 0 | 0 | 0 | 0 | 0 | 0 | 0 | 0 | 0 | 0 | 0 | 0 | 0 | 0 | 0 | 0 | 0 | 0 | 0 | 0 | 0 | 0
F3_Residential_Single Family Low Income_Existing_Space Heating_Natural Gas_Boiler_E10 | F3 | Residential | Single Family Low Income | Existing | Space Heating | Natural Gas | Boiler | E10 | System - kBTUs of Consumption | 0 | 0 | 0 | 0 | 0 | 0 | 0 | 0 | 0 | 0 | 0 | 0 | 0 | 0 | 0 | 0 | 0 | 0 | 0 | 0 | 0 | 0 | 0 | 0 | 0 | 0 | 0 | 0 | 0 | 0 | 0 | 0 | 0 | 0 | 0 | 0 | 0 | 0 | 0 | 0 | 0 | 0
F4_Residential_Single Family Low Income_Existing_Space Heating_Natural Gas_Boiler_E1 | F4 | Residential | Single Family Low Income | Existing | Space Heating | Natural Gas | Boiler | E1 | Utility - Cost of Equipment | 714.5146 | 715.1785 | 0 | 0 | 0 | 0 | 0 | 0 | 0 | 0 | 0 | 0 | 0 | 0 | 0 | 0 | 0 | 0 | 0 | 0 | 0 | 0 | 0 | 0 | 0 | 0 | 0 | 0 | 0 | 0 | 0 | 0 | 0 | 0 | 0 | 0 | 0 | 0 | 0 | 0 | 0 | 0
F4_Residential_Single Family Low Income_Existing_Space Heating_Natural Gas_Boiler_E2 | F4 | Residential | Single Family Low Income | Existing | Space Heating | Natural Gas | Boiler | E2 | Utility - Cost of Equipment | 698.6951 | 699.3443 | 701.3043 | 702.5851 | 700.2923 | 699.4072 | 699.7812 | 699.5881 | 699.6339 | 699.2755 | 698.5587 | 697.4066 | 696.0913 | 694.5101 | 692.6744 | 690.7539 | 688.7229 | 686.7374 | 684.6063 | 682.5367 | 680.2389 | 677.8755 | 675.2547 | 672.6205 | 669.682 | 666.5618 | 663.2666 | 659.8685 | 656.1313 | 650.9854 | 644.1371 | 635.7226 | 625.2813 | 0 | 0 | 0 | 0 | 0 | 0 | 0 | 0 | 0
F4_Residential_Single Family Low Income_Existing_Space Heating_Natural Gas_Boiler_E3 | F4 | Residential | Single Family Low Income | Existing | Space Heating | Natural Gas | Boiler | E3 | Utility - Cost of Equipment | 689.4671 | 690.1077 | 692.0418 | 693.3057 | 691.0431 | 690.1698 | 690.5389 | 690.3483 | 690.3934 | 690.0398 | 689.3324 | 688.1956 | 686.8977 | 685.3374 | 683.5259 | 681.6307 | 679.6266 | 677.6672 | 675.5643 | 673.522 | 671.2546 | 668.9225 | 666.3363 | 663.7368 | 660.8371 | 657.7581 | 654.5065 | 651.1532 | 647.4654 | 642.3875 | 635.6296 | 627.3262 | 617.0229 | 0 | 0 | 0 | 0 | 0 | 0 | 0 | 0 | 0
F4_Residential_Single Family Low Income_Existing_Space Heating_Natural Gas_Boiler_E4 | F4 | Residential | Single Family Low Income | Existing | Space Heating | Natural Gas | Boiler | E4 | Utility - Cost of Equipment | 646.6226 | 647.2233 | 649.0373 | 650.2227 | 648.1007 | 647.2816 | 647.6277 | 647.449 | 647.4913 | 647.1597 | 646.4963 | 645.4301 | 644.2128 | 642.7495 | 641.0506 | 639.2732 | 637.3935 | 635.556 | 633.5838 | 631.6684 | 629.5418 | 627.3546 | 624.9291 | 622.4912 | 619.7717 | 616.8841 | 613.8345 | 610.6896 | 607.231 | 602.4686 | 596.1306 | 588.3433 | 578.6802 | 0 | 0 | 0 | 0 | 0 | 0 | 0 | 0 | 0
F4_Residential_Single Family Low Income_Existing_Space Heating_Natural Gas_Boiler_E5 | F4 | Residential | Single Family Low Income | Existing | Space Heating | Natural Gas | Boiler | E5 | Utility - Cost of Equipment | 602.4598 | 603.0195 | 604.7096 | 605.814 | 603.8369 | 603.0738 | 603.3963 | 603.2298 | 603.2692 | 602.9602 | 602.3421 | 601.3487 | 600.2146 | 598.8512 | 597.2683 | 595.6123 | 593.8611 | 592.149 | 590.3115 | 588.5269 | 586.5456 | 584.5078 | 582.248 | 579.9765 | 577.4428 | 574.7523 | 571.911 | 568.9809 | 565.7585 | 561.3214 | 555.4163 | 548.1608 | 539.1577 | 0 | 0 | 0 | 0 | 0 | 0 | 0 | 0 | 0
F4_Residential_Single Family Low Income_Existing_Space Heating_Natural Gas_Boiler_E6 | F4 | Residential | Single Family Low Income | Existing | Space Heating | Natural Gas | Boiler | E6 | Utility - Cost of Equipment | 478.5429 | 478.9377 | 480.5957 | 481.7029 | 479.4216 | 478.673 | 479.3519 | 479.6721 | 480.4595 | 481.0899 | 481.642 | 482.0494 | 482.6187 | 483.2599 | 483.7875 | 483.989 | 483.8207 | 483.3947 | 482.5003 | 481.2985 | 479.4816 | 477.1513 | 474.5671 | 471.9697 | 469.0723 | 465.9957 | 462.7466 | 459.3959 | 455.711 | 451.906 | 447.7772 | 443.5494 | 438.8634 | 0 | 0 | 0 | 0 | 0 | 0 | 0 | 0 | 0
F4_Residential_Single Family Low Income_Existing_Space Heating_Natural Gas_Boiler_E7 | F4 | Residential | Single Family Low Income | Existing | Space Heating | Natural Gas | Boiler | E7 | Utility - Cost of Equipment | 382.6924 | 382.999 | 384.1844 | 384.9981 | 383.4611 | 383.0107 | 383.57 | 383.8866 | 384.5322 | 385.0722 | 385.5643 | 385.7839 | 385.9132 | 385.889 | 385.5574 | 385.0138 | 384.2294 | 383.2894 | 382.0512 | 380.6275 | 379.0469 | 377.4211 | 375.6183 | 373.8062 | 371.7848 | 369.6384 | 367.3716 | 365.0341 | 362.4633 | 359.8087 | 356.9282 | 353.9787 | 350.7095 | 0 | 0 | 0 | 0 | 0 | 0 | 0 | 0 | 0
F4_Residential_Single Family Low Income_Existing_Space Heating_Natural Gas_Boiler_E8 | F4 | Residential | Single Family Low Income | Existing | Space Heating | Natural Gas | Boiler | E8 | Utility - Cost of Equipment | 322.2672 | 322.5255 | 323.5237 | 324.2089 | 322.9146 | 322.5353 | 323.0063 | 323.2729 | 323.8166 | 324.2714 | 324.6858 | 324.8707 | 324.9795 | 324.9592 | 324.6799 | 324.2222 | 323.5616 | 322.77 | 321.7274 | 320.5284 | 319.1974 | 317.8283 | 316.3101 | 314.7842 | 313.0819 | 311.2744 | 309.3656 | 307.3971 | 305.2322 | 302.9968 | 300.5711 | 298.0873 | 295.3343 | 0 | 0 | 0 | 0 | 0 | 0 | 0 | 0 | 0
F4_Residential_Single Family Low Income_Existing_Space Heating_Natural Gas_Boiler_E9 | F4 | Residential | Single Family Low Income | Existing | Space Heating | Natural Gas | Boiler | E9 | Utility - Cost of Equipment | 0 | 0 | 0 | 0 | 0 | 0 | 0 | 0 | 0 | 0 | 0 | 0 | 0 | 0 | 0 | 0 | 0 | 0 | 0 | 0 | 0 | 0 | 0 | 0 | 0 | 0 | 0 | 0 | 0 | 0 | 0 | 0 | 0 | 0 | 0 | 0 | 0 | 0 | 0 | 0 | 0 | 0
F4_Residential_Single Family Low Income_Existing_Space Heating_Natural Gas_Boiler_E10 | F4 | Residential | Single Family Low Income | Existing | Space Heating | Natural Gas | Boiler | E10 | Utility - Cost of Equipment | 0 | 0 | 0 | 0 | 0 | 0 | 0 | 0 | 0 | 0 | 0 | 0 | 0 | 0 | 0 | 0 | 0 | 0 | 0 | 0 | 0 | 0 | 0 | 0 | 0 | 0 | 0 | 0 | 0 | 0 | 0 | 0 | 0 | 0 | 0 | 0 | 0 | 0 | 0 | 0 | 0 | 0
F5_Residential_Single Family Low Income_Existing_Space Heating_Natural Gas_Boiler_E1 | F5 | Residential | Single Family Low Income | Existing | Space Heating | Natural Gas | Boiler | E1 | Utility - Cost of Operation | 171.371 | 171.371 | 0 | 0 | 0 | 0 | 0 | 0 | 0 | 0 | 0 | 0 | 0 | 0 | 0 | 0 | 0 | 0 | 0 | 0 | 0 | 0 | 0 | 0 | 0 | 0 | 0 | 0 | 0 | 0 | 0 | 0 | 0 | 0 | 0 | 0 | 0 | 0 | 0 | 0 | 0 | 0
F5_Residential_Single Family Low Income_Existing_Space Heating_Natural Gas_Boiler_E2 | F5 | Residential | Single Family Low Income | Existing | Space Heating | Natural Gas | Boiler | E2 | Utility - Cost of Operation | 211.8434 | 211.8434 | 211.8434 | 211.8434 | 211.8434 | 211.8434 | 211.8434 | 211.8434 | 211.8434 | 211.8434 | 211.8434 | 211.8434 | 211.8434 | 211.8434 | 211.8434 | 211.8434 | 211.8434 | 211.8434 | 211.8434 | 211.8434 | 211.8434 | 211.8434 | 211.8434 | 211.8434 | 211.8434 | 211.8434 | 211.8434 | 211.8434 | 211.8434 | 211.8434 | 211.8434 | 211.8434 | 211.8434 | 0 | 0 | 0 | 0 | 0 | 0 | 0 | 0 | 0
F5_Residential_Single Family Low Income_Existing_Space Heating_Natural Gas_Boiler_E3 | F5 | Residential | Single Family Low Income | Existing | Space Heating | Natural Gas | Boiler | E3 | Utility - Cost of Operation | 240.711 | 240.711 | 240.711 | 240.711 | 240.711 | 240.711 | 240.711 | 240.711 | 240.711 | 240.711 | 240.711 | 240.711 | 240.711 | 240.711 | 240.711 | 240.711 | 240.711 | 240.711 | 240.711 | 240.711 | 240.711 | 240.711 | 240.711 | 240.711 | 240.711 | 240.711 | 240.711 | 240.711 | 240.711 | 240.711 | 240.711 | 240.711 | 240.711 | 0 | 0 | 0 | 0 | 0 | 0 | 0 | 0 | 0
F5_Residential_Single Family Low Income_Existing_Space Heating_Natural Gas_Boiler_E4 | F5 | Residential | Single Family Low Income | Existing | Space Heating | Natural Gas | Boiler | E4 | Utility - Cost of Operation | 251.814 | 251.814 | 251.814 | 251.814 | 251.814 | 251.814 | 251.814 | 251.814 | 251.814 | 251.814 | 251.814 | 251.814 | 251.814 | 251.814 | 251.814 | 251.814 | 251.814 | 251.814 | 251.814 | 251.814 | 251.814 | 251.814 | 251.814 | 251.814 | 251.814 | 251.814 | 251.814 | 251.814 | 251.814 | 251.814 | 251.814 | 251.814 | 251.814 | 0 | 0 | 0 | 0 | 0 | 0 | 0 | 0 | 0
F5_Residential_Single Family Low Income_Existing_Space Heating_Natural Gas_Boiler_E5 | F5 | Residential | Single Family Low Income | Existing | Space Heating | Natural Gas | Boiler | E5 | Utility - Cost of Operation | 283.4357 | 283.4357 | 283.4357 | 283.4357 | 283.4357 | 283.4357 | 283.4357 | 283.4357 | 283.4357 | 283.4357 | 283.4357 | 283.4357 | 283.4357 | 283.4357 | 283.4357 | 283.4357 | 283.4357 | 283.4357 | 283.4357 | 283.4357 | 283.4357 | 283.4357 | 283.4357 | 283.4357 | 283.4357 | 283.4357 | 283.4357 | 283.4357 | 283.4357 | 283.4357 | 283.4357 | 283.4357 | 283.4357 | 0 | 0 | 0 | 0 | 0 | 0 | 0 | 0 | 0
F5_Residential_Single Family Low Income_Existing_Space Heating_Natural Gas_Boiler_E6 | F5 | Residential | Single Family Low Income | Existing | Space Heating | Natural Gas | Boiler | E6 | Utility - Cost of Operation | 1317.6459 | 1317.6459 | 1317.6459 | 1317.6459 | 1317.6459 | 1317.6459 | 1317.6459 | 1317.6459 | 1317.6459 | 1317.6459 | 1317.6459 | 1317.6459 | 1317.6459 | 1317.6459 | 1317.6459 | 1317.6459 | 1317.6459 | 1317.6459 | 1317.6459 | 1317.6459 | 1317.6459 | 1317.6459 | 1317.6459 | 1317.6459 | 1317.6459 | 1317.6459 | 1317.6459 | 1317.6459 | 1317.6459 | 1317.6459 | 1317.6459 | 1317.6459 | 1317.6459 | 0 | 0 | 0 | 0 | 0 | 0 | 0 | 0 | 0
F5_Residential_Single Family Low Income_Existing_Space Heating_Natural Gas_Boiler_E7 | F5 | Residential | Single Family Low Income | Existing | Space Heating | Natural Gas | Boiler | E7 | Utility - Cost of Operation | 628.795 | 628.795 | 628.795 | 628.795 | 628.795 | 628.795 | 628.795 | 628.795 | 628.795 | 628.795 | 628.795 | 628.795 | 628.795 | 628.795 | 628.795 | 628.795 | 628.795 | 628.795 | 628.795 | 628.795 | 628.795 | 628.795 | 628.795 | 628.795 | 628.795 | 628.795 | 628.795 | 628.795 | 628.795 | 628.795 | 628.795 | 628.795 | 628.795 | 0 | 0 | 0 | 0 | 0 | 0 | 0 | 0 | 0
F5_Residential_Single Family Low Income_Existing_Space Heating_Natural Gas_Boiler_E8 | F5 | Residential | Single Family Low Income | Existing | Space Heating | Natural Gas | Boiler | E8 | Utility - Cost of Operation | 666.0585 | 666.0585 | 666.0585 | 666.0585 | 666.0585 | 666.0585 | 666.0585 | 666.0585 | 666.0585 | 666.0585 | 666.0585 | 666.0585 | 666.0585 | 666.0585 | 666.0585 | 666.0585 | 666.0585 | 666.0585 | 666.0585 | 666.0585 | 666.0585 | 666.0585 | 666.0585 | 666.0585 | 666.0585 | 666.0585 | 666.0585 | 666.0585 | 666.0585 | 666.0585 | 666.0585 | 666.0585 | 666.0585 | 0 | 0 | 0 | 0 | 0 | 0 | 0 | 0 | 0
F5_Residential_Single Family Low Income_Existing_Space Heating_Natural Gas_Boiler_E9 | F5 | Residential | Single Family Low Income | Existing | Space Heating | Natural Gas | Boiler | E9 | Utility - Cost of Operation | 0 | 0 | 0 | 0 | 0 | 0 | 0 | 0 | 0 | 0 | 0 | 0 | 0 | 0 | 0 | 0 | 0 | 0 | 0 | 0 | 0 | 0 | 0 | 0 | 0 | 0 | 0 | 0 | 0 | 0 | 0 | 0 | 0 | 0 | 0 | 0 | 0 | 0 | 0 | 0 | 0 | 0
F5_Residential_Single Family Low Income_Existing_Space Heating_Natural Gas_Boiler_E10 | F5 | Residential | Single Family Low Income | Existing | Space Heating | Natural Gas | Boiler | E10 | Utility - Cost of Operation | 0 | 0 | 0 | 0 | 0 | 0 | 0 | 0 | 0 | 0 | 0 | 0 | 0 | 0 | 0 | 0 | 0 | 0 | 0 | 0 | 0 | 0 | 0 | 0 | 0 | 0 | 0 | 0 | 0 | 0 | 0 | 0 | 0 | 0 | 0 | 0 | 0 | 0 | 0 | 0 | 0 | 0
F6_Residential_Single Family Low Income_Existing_Space Heating_Natural Gas_Boiler_E1 | F6 | Residential | Single Family Low Income | Existing | Space Heating | Natural Gas | Boiler | E1 | Utility - Value of Sales | 352.0203 | 351.2217 | 0 | 0 | 0 | 0 | 0 | 0 | 0 | 0 | 0 | 0 | 0 | 0 | 0 | 0 | 0 | 0 | 0 | 0 | 0 | 0 | 0 | 0 | 0 | 0 | 0 | 0 | 0 | 0 | 0 | 0 | 0 | 0 | 0 | 0 | 0 | 0 | 0 | 0 | 0 | 0
F6_Residential_Single Family Low Income_Existing_Space Heating_Natural Gas_Boiler_E2 | F6 | Residential | Single Family Low Income | Existing | Space Heating | Natural Gas | Boiler | E2 | Utility - Value of Sales | 344.2265 | 343.4456 | 342.9954 | 342.2705 | 340.3339 | 338.4186 | 336.5318 | 334.6808 | 332.8725 | 331.1141 | 329.4126 | 327.7752 | 326.2091 | 324.7214 | 323.3119 | 321.9808 | 320.7281 | 319.5536 | 318.4574 | 317.4397 | 316.5002 | 315.6391 | 314.8561 | 314.1516 | 313.5253 | 312.9773 | 312.5074 | 312.116 | 311.8028 | 311.5679 | 311.4112 | 311.3329 | 311.3329 | 0 | 0 | 0 | 0 | 0 | 0 | 0 | 0 | 0
F6_Residential_Single Family Low Income_Existing_Space Heating_Natural Gas_Boiler_E3 | F6 | Residential | Single Family Low Income | Existing | Space Heating | Natural Gas | Boiler | E3 | Utility - Value of Sales | 339.6801 | 338.9095 | 338.4653 | 337.7499 | 335.8389 | 333.9489 | 332.0871 | 330.2605 | 328.4761 | 326.7409 | 325.0618 | 323.4461 | 321.9007 | 320.4326 | 319.0417 | 317.7282 | 316.492 | 315.3331 | 314.2514 | 313.2471 | 312.32 | 311.4703 | 310.6977 | 310.0024 | 309.3844 | 308.8437 | 308.38 | 307.9937 | 307.6847 | 307.4529 | 307.2983 | 307.221 | 307.221 | 0 | 0 | 0 | 0 | 0 | 0 | 0 | 0 | 0
F6_Residential_Single Family Low Income_Existing_Space Heating_Natural Gas_Boiler_E4 | F6 | Residential | Single Family Low Income | Existing | Space Heating | Natural Gas | Boiler | E4 | Utility - Value of Sales | 318.5719 | 317.8491 | 317.4326 | 316.7617 | 314.9693 | 313.1969 | 311.4507 | 309.7376 | 308.0641 | 306.4367 | 304.862 | 303.3467 | 301.8973 | 300.5204 | 299.216 | 297.9841 | 296.8247 | 295.7378 | 294.7233 | 293.7814 | 292.912 | 292.1151 | 291.3904 | 290.7384 | 290.1588 | 289.6517 | 289.2168 | 288.8545 | 288.5647 | 288.3473 | 288.2023 | 288.1298 | 288.1298 | 0 | 0 | 0 | 0 | 0 | 0 | 0 | 0 | 0
F6_Residential_Single Family Low Income_Existing_Space Heating_Natural Gas_Boiler_E5 | F6 | Residential | Single Family Low Income | Existing | Space Heating | Natural Gas | Boiler | E5 | Utility - Value of Sales | 296.8142 | 296.1408 | 295.7527 | 295.1276 | 293.4577 | 291.8062 | 290.1793 | 288.5832 | 287.024 | 285.5078 | 284.0406 | 282.6288 | 281.2784 | 279.9956 | 278.7802 | 277.6325 | 276.5523 | 275.5396 | 274.5944 | 273.7168 | 272.9068 | 272.1643 | 271.4892 | 270.8816 | 270.3416 | 269.8691 | 269.464 | 269.1264 | 268.8564 | 268.6539 | 268.5187 | 268.4512 | 268.4512 | 0 | 0 | 0 | 0 | 0 | 0 | 0 | 0 | 0
F6_Residential_Single Family Low Income_Existing_Space Heating_Natural Gas_Boiler_E6 | F6 | Residential | Single Family Low Income | Existing | Space Heating | Natural Gas | Boiler | E6 | Utility - Value of Sales | 241.2145 | 241.2169 | 241.5975 | 241.6557 | 240.3119 | 238.9681 | 237.6243 | 236.2806 | 234.937 | 233.5935 | 232.2499 | 230.9065 | 229.5632 | 228.22 | 226.8767 | 225.5464 | 224.2417 | 222.9753 | 221.7601 | 220.609 | 219.5347 | 218.5499 | 217.6545 | 216.8487 | 216.1325 | 215.5058 | 214.9685 | 214.5208 | 214.1627 | 213.8941 | 213.7148 | 213.6253 | 213.6253 | 0 | 0 | 0 | 0 | 0 | 0 | 0 | 0 | 0
F6_Residential_Single Family Low Income_Existing_Space Heating_Natural Gas_Boiler_E7 | F6 | Residential | Single Family Low Income | Existing | Space Heating | Natural Gas | Boiler | E7 | Utility - Value of Sales | 191.8996 | 191.7221 | 191.7967 | 191.6564 | 190.5814 | 189.5065 | 188.4316 | 187.3567 | 186.2819 | 185.2072 | 184.1325 | 183.0644 | 182.0097 | 180.975 | 179.9667 | 178.9917 | 178.0565 | 177.1677 | 176.332 | 175.556 | 174.8398 | 174.1833 | 173.5863 | 173.0492 | 172.5717 | 172.1539 | 171.7957 | 171.4973 | 171.2585 | 171.0794 | 170.9599 | 170.9002 | 170.9002 | 0 | 0 | 0 | 0 | 0 | 0 | 0 | 0 | 0
F6_Residential_Single Family Low Income_Existing_Space Heating_Natural Gas_Boiler_E8 | F6 | Residential | Single Family Low Income | Existing | Space Heating | Natural Gas | Boiler | E8 | Utility - Value of Sales | 161.5997 | 161.4502 | 161.513 | 161.3949 | 160.4896 | 159.5844 | 158.6792 | 157.7741 | 156.869 | 155.964 | 155.0589 | 154.1595 | 153.2714 | 152.4 | 151.5509 | 150.7298 | 149.9423 | 149.1939 | 148.4901 | 147.8367 | 147.2335 | 146.6807 | 146.178 | 145.7256 | 145.3235 | 144.9717 | 144.6701 | 144.4188 | 144.2177 | 144.0669 | 143.9663 | 143.916 | 143.916 | 0 | 0 | 0 | 0 | 0 | 0 | 0 | 0 | 0
F6_Residential_Single Family Low Income_Existing_Space Heating_Natural Gas_Boiler_E9 | F6 | Residential | Single Family Low Income | Existing | Space Heating | Natural Gas | Boiler | E9 | Utility - Value of Sales | 0 | 0 | 0 | 0 | 0 | 0 | 0 | 0 | 0 | 0 | 0 | 0 | 0 | 0 | 0 | 0 | 0 | 0 | 0 | 0 | 0 | 0 | 0 | 0 | 0 | 0 | 0 | 0 | 0 | 0 | 0 | 0 | 0 | 0 | 0 | 0 | 0 | 0 | 0 | 0 | 0 | 0
F6_Residential_Single Family Low Income_Existing_Space Heating_Natural Gas_Boiler_E10 | F6 | Residential | Single Family Low Income | Existing | Space Heating | Natural Gas | Boiler | E10 | Utility - Value of Sales | 0 | 0 | 0 | 0 | 0 | 0 | 0 | 0 | 0 | 0 | 0 | 0 | 0 | 0 | 0 | 0 | 0 | 0 | 0 | 0 | 0 | 0 | 0 | 0 | 0 | 0 | 0 | 0 | 0 | 0 | 0 | 0 | 0 | 0 | 0 | 0 | 0 | 0 | 0 | 0 | 0 | 0
F1_Residential_Single Family Low Income_Existing_Secondary Heating_Natural Gas_Fireplace_E1 | F1 | Residential | Single Family Low Income | Existing | Secondary Heating | Natural Gas | Fireplace | E1 | RVT - Cost of Equipment | 124.6085 | 125.0344 | 125.8121 | 126.4707 | 126.3106 | 126.6384 | 127.4196 | 128.0924 | 128.9188 | 129.7029 | 130.4681 | 131.1933 | 131.977 | 132.7197 | 133.3467 | 133.9033 | 134.3744 | 134.7967 | 135.1009 | 135.3393 | 135.4104 | 135.3478 | 135.1773 | 134.9765 | 134.6496 | 134.2349 | 133.7332 | 133.1664 | 132.4554 | 131.6699 | 130.74 | 129.7394 | 128.5448 | 0 | 0 | 0 | 0 | 0 | 0 | 0 | 0 | 0
F1_Residential_Single Family Low Income_Existing_Secondary Heating_Natural Gas_Fireplace_E2 | F1 | Residential | Single Family Low Income | Existing | Secondary Heating | Natural Gas | Fireplace | E2 | RVT - Cost of Equipment | 103.6226 | 103.9768 | 104.6235 | 105.1712 | 105.0381 | 105.3107 | 105.9603 | 106.5198 | 107.207 | 107.8591 | 108.4954 | 109.0984 | 109.7502 | 110.3678 | 110.8892 | 111.3521 | 111.7438 | 112.095 | 112.3479 | 112.5462 | 112.6053 | 112.5533 | 112.4115 | 112.2446 | 111.9727 | 111.6278 | 111.2106 | 110.7393 | 110.148 | 109.4948 | 108.7215 | 107.8894 | 106.8961 | 0 | 0 | 0 | 0 | 0 | 0 | 0 | 0 | 0
F1_Residential_Single Family Low Income_Existing_Secondary Heating_Natural Gas_Fireplace_E3 | F1 | Residential | Single Family Low Income | Existing | Secondary Heating | Natural Gas | Fireplace | E3 | RVT - Cost of Equipment | 98.8628 | 99.2007 | 99.8177 | 100.3402 | 100.2132 | 100.4733 | 101.0931 | 101.6269 | 102.2825 | 102.9046 | 103.5117 | 104.087 | 104.7089 | 105.2981 | 105.7956 | 106.2372 | 106.6109 | 106.9459 | 107.1873 | 107.3765 | 107.4329 | 107.3832 | 107.248 | 107.0887 | 106.8293 | 106.5002 | 106.1022 | 105.6525 | 105.0884 | 104.4652 | 103.7275 | 102.9336 | 101.9858 | 0 | 0 | 0 | 0 | 0 | 0 | 0 | 0 | 0
F1_Residential_Single Family Low Income_Existing_Secondary Heating_Natural Gas_Fireplace_E4 | F1 | Residential | Single Family Low Income | Existing | Secondary Heating | Natural Gas | Fireplace | E4 | RVT - Cost of Equipment | 0 | 0 | 0 | 0 | 0 | 0 | 0 | 0 | 0 | 0 | 0 | 0 | 0 | 0 | 0 | 0 | 0 | 0 | 0 | 0 | 0 | 0 | 0 | 0 | 0 | 0 | 0 | 0 | 0 | 0 | 0 | 0 | 0 | 0 | 0 | 0 | 0 | 0 | 0 | 0 | 0 | 0
F1_Residential_Single Family Low Income_Existing_Secondary Heating_Natural Gas_Fireplace_E5 | F1 | Residential | Single Family Low Income | Existing | Secondary Heating | Natural Gas | Fireplace | E5 | RVT - Cost of Equipment | 0 | 0 | 0 | 0 | 0 | 0 | 0 | 0 | 0 | 0 | 0 | 0 | 0 | 0 | 0 | 0 | 0 | 0 | 0 | 0 | 0 | 0 | 0 | 0 | 0 | 0 | 0 | 0 | 0 | 0 | 0 | 0 | 0 | 0 | 0 | 0 | 0 | 0 | 0 | 0 | 0 | 0
F1_Residential_Single Family Low Income_Existing_Secondary Heating_Natural Gas_Fireplace_E6 | F1 | Residential | Single Family Low Income | Existing | Secondary Heating | Natural Gas | Fireplace | E6 | RVT - Cost of Equipment | 0 | 0 | 0 | 0 | 0 | 0 | 0 | 0 | 0 | 0 | 0 | 0 | 0 | 0 | 0 | 0 | 0 | 0 | 0 | 0 | 0 | 0 | 0 | 0 | 0 | 0 | 0 | 0 | 0 | 0 | 0 | 0 | 0 | 0 | 0 | 0 | 0 | 0 | 0 | 0 | 0 | 0
F1_Residential_Single Family Low Income_Existing_Secondary Heating_Natural Gas_Fireplace_E7 | F1 | Residential | Single Family Low Income | Existing | Secondary Heating | Natural Gas | Fireplace | E7 | RVT - Cost of Equipment | 0 | 0 | 0 | 0 | 0 | 0 | 0 | 0 | 0 | 0 | 0 | 0 | 0 | 0 | 0 | 0 | 0 | 0 | 0 | 0 | 0 | 0 | 0 | 0 | 0 | 0 | 0 | 0 | 0 | 0 | 0 | 0 | 0 | 0 | 0 | 0 | 0 | 0 | 0 | 0 | 0 | 0
F1_Residential_Single Family Low Income_Existing_Secondary Heating_Natural Gas_Fireplace_E8 | F1 | Residential | Single Family Low Income | Existing | Secondary Heating | Natural Gas | Fireplace | E8 | RVT - Cost of Equipment | 0 | 0 | 0 | 0 | 0 | 0 | 0 | 0 | 0 | 0 | 0 | 0 | 0 | 0 | 0 | 0 | 0 | 0 | 0 | 0 | 0 | 0 | 0 | 0 | 0 | 0 | 0 | 0 | 0 | 0 | 0 | 0 | 0 | 0 | 0 | 0 | 0 | 0 | 0 | 0 | 0 | 0
F1_Residential_Single Family Low Income_Existing_Secondary Heating_Natural Gas_Fireplace_E9 | F1 | Residential | Single Family Low Income | Existing | Secondary Heating | Natural Gas | Fireplace | E9 | RVT - Cost of Equipment | 0 | 0 | 0 | 0 | 0 | 0 | 0 | 0 | 0 | 0 | 0 | 0 | 0 | 0 | 0 | 0 | 0 | 0 | 0 | 0 | 0 | 0 | 0 | 0 | 0 | 0 | 0 | 0 | 0 | 0 | 0 | 0 | 0 | 0 | 0 | 0 | 0 | 0 | 0 | 0 | 0 | 0
F1_Residential_Single Family Low Income_Existing_Secondary Heating_Natural Gas_Fireplace_E10 | F1 | Residential | Single Family Low Income | Existing | Secondary Heating | Natural Gas | Fireplace | E10 | RVT - Cost of Equipment | 0 | 0 | 0 | 0 | 0 | 0 | 0 | 0 | 0 | 0 | 0 | 0 | 0 | 0 | 0 | 0 | 0 | 0 | 0 | 0 | 0 | 0 | 0 | 0 | 0 | 0 | 0 | 0 | 0 | 0 | 0 | 0 | 0 | 0 | 0 | 0 | 0 | 0 | 0 | 0 | 0 | 0
F2_Residential_Single Family Low Income_Existing_Secondary Heating_Natural Gas_Fireplace_E1 | F2 | Residential | Single Family Low Income | Existing | Secondary Heating | Natural Gas | Fireplace | E1 | RVT - Cost of Operation | 124.4076 | 124.8328 | 125.6092 | 126.2667 | 126.1069 | 126.4342 | 127.2142 | 127.8859 | 128.7109 | 129.4938 | 130.2577 | 130.9817 | 131.7642 | 132.5057 | 133.1317 | 133.6874 | 134.1578 | 134.5793 | 134.883 | 135.1211 | 135.1921 | 135.1296 | 134.9594 | 134.7589 | 134.4325 | 134.0185 | 133.5176 | 132.9517 | 132.2418 | 131.4576 | 130.5292 | 129.5302 | 128.3376 | 0 | 0 | 0 | 0 | 0 | 0 | 0 | 0 | 0
F2_Residential_Single Family Low Income_Existing_Secondary Heating_Natural Gas_Fireplace_E2 | F2 | Residential | Single Family Low Income | Existing | Secondary Heating | Natural Gas | Fireplace | E2 | RVT - Cost of Operation | 103.4556 | 103.8092 | 104.4548 | 105.0016 | 104.8687 | 105.1409 | 105.7895 | 106.3481 | 107.0341 | 107.6852 | 108.3204 | 108.9225 | 109.5732 | 110.1899 | 110.7104 | 111.1725 | 111.5637 | 111.9142 | 112.1668 | 112.3648 | 112.4238 | 112.3718 | 112.2303 | 112.0636 | 111.7922 | 111.4478 | 111.0313 | 110.5607 | 109.9704 | 109.3183 | 108.5462 | 107.7155 | 106.7237 | 0 | 0 | 0 | 0 | 0 | 0 | 0 | 0 | 0
F2_Residential_Single Family Low Income_Existing_Secondary Heating_Natural Gas_Fireplace_E3 | F2 | Residential | Single Family Low Income | Existing | Secondary Heating | Natural Gas | Fireplace | E3 | RVT - Cost of Operation | 98.7034 | 99.0407 | 99.6568 | 100.1784 | 100.0516 | 100.3113 | 100.9301 | 101.463 | 102.1176 | 102.7387 | 103.3448 | 103.9192 | 104.54 | 105.1283 | 105.625 | 106.0659 | 106.439 | 106.7735 | 107.0145 | 107.2033 | 107.2596 | 107.2101 | 107.075 | 106.916 | 106.657 | 106.3285 | 105.9311 | 105.4822 | 104.9189 | 104.2968 | 103.5602 | 102.7676 | 101.8214 | 0 | 0 | 0 | 0 | 0 | 0 | 0 | 0 | 0
F2_Residential_Single Family Low Income_Existing_Secondary Heating_Natural Gas_Fireplace_E4 | F2 | Residential | Single Family Low Income | Existing | Secondary Heating | Natural Gas | Fireplace | E4 | RVT - Cost of Operation | 0 | 0 | 0 | 0 | 0 | 0 | 0 | 0 | 0 | 0 | 0 | 0 | 0 | 0 | 0 | 0 | 0 | 0 | 0 | 0 | 0 | 0 | 0 | 0 | 0 | 0 | 0 | 0 | 0 | 0 | 0 | 0 | 0 | 0 | 0 | 0 | 0 | 0 | 0 | 0 | 0 | 0
F2_Residential_Single Family Low Income_Existing_Secondary Heating_Natural Gas_Fireplace_E5 | F2 | Residential | Single Family Low Income | Existing | Secondary Heating | Natural Gas | Fireplace | E5 | RVT - Cost of Operation | 0 | 0 | 0 | 0 | 0 | 0 | 0 | 0 | 0 | 0 | 0 | 0 | 0 | 0 | 0 | 0 | 0 | 0 | 0 | 0 | 0 | 0 | 0 | 0 | 0 | 0 | 0 | 0 | 0 | 0 | 0 | 0 | 0 | 0 | 0 | 0 | 0 | 0 | 0 | 0 | 0 | 0
F2_Residential_Single Family Low Income_Existing_Secondary Heating_Natural Gas_Fireplace_E6 | F2 | Residential | Single Family Low Income | Existing | Secondary Heating | Natural Gas | Fireplace | E6 | RVT - Cost of Operation | 0 | 0 | 0 | 0 | 0 | 0 | 0 | 0 | 0 | 0 | 0 | 0 | 0 | 0 | 0 | 0 | 0 | 0 | 0 | 0 | 0 | 0 | 0 | 0 | 0 | 0 | 0 | 0 | 0 | 0 | 0 | 0 | 0 | 0 | 0 | 0 | 0 | 0 | 0 | 0 | 0 | 0
F2_Residential_Single Family Low Income_Existing_Secondary Heating_Natural Gas_Fireplace_E7 | F2 | Residential | Single Family Low Income | Existing | Secondary Heating | Natural Gas | Fireplace | E7 | RVT - Cost of Operation | 0 | 0 | 0 | 0 | 0 | 0 | 0 | 0 | 0 | 0 | 0 | 0 | 0 | 0 | 0 | 0 | 0 | 0 | 0 | 0 | 0 | 0 | 0 | 0 | 0 | 0 | 0 | 0 | 0 | 0 | 0 | 0 | 0 | 0 | 0 | 0 | 0 | 0 | 0 | 0 | 0 | 0
F2_Residential_Single Family Low Income_Existing_Secondary Heating_Natural Gas_Fireplace_E8 | F2 | Residential | Single Family Low Income | Existing | Secondary Heating | Natural Gas | Fireplace | E8 | RVT - Cost of Operation | 0 | 0 | 0 | 0 | 0 | 0 | 0 | 0 | 0 | 0 | 0 | 0 | 0 | 0 | 0 | 0 | 0 | 0 | 0 | 0 | 0 | 0 | 0 | 0 | 0 | 0 | 0 | 0 | 0 | 0 | 0 | 0 | 0 | 0 | 0 | 0 | 0 | 0 | 0 | 0 | 0 | 0
F2_Residential_Single Family Low Income_Existing_Secondary Heating_Natural Gas_Fireplace_E9 | F2 | Residential | Single Family Low Income | Existing | Secondary Heating | Natural Gas | Fireplace | E9 | RVT - Cost of Operation | 0 | 0 | 0 | 0 | 0 | 0 | 0 | 0 | 0 | 0 | 0 | 0 | 0 | 0 | 0 | 0 | 0 | 0 | 0 | 0 | 0 | 0 | 0 | 0 | 0 | 0 | 0 | 0 | 0 | 0 | 0 | 0 | 0 | 0 | 0 | 0 | 0 | 0 | 0 | 0 | 0 | 0
F2_Residential_Single Family Low Income_Existing_Secondary Heating_Natural Gas_Fireplace_E10 | F2 | Residential | Single Family Low Income | Existing | Secondary Heating | Natural Gas | Fireplace | E10 | RVT - Cost of Operation | 0 | 0 | 0 | 0 | 0 | 0 | 0 | 0 | 0 | 0 | 0 | 0 | 0 | 0 | 0 | 0 | 0 | 0 | 0 | 0 | 0 | 0 | 0 | 0 | 0 | 0 | 0 | 0 | 0 | 0 | 0 | 0 | 0 | 0 | 0 | 0 | 0 | 0 | 0 | 0 | 0 | 0
F3_Residential_Single Family Low Income_Existing_Secondary Heating_Natural Gas_Fireplace_E1 | F3 | Residential | Single Family Low Income | Existing | Secondary Heating | Natural Gas | Fireplace | E1 | System - kBTUs of Consumption | 296.7502 | 296.7502 | 296.7502 | 296.7502 | 296.7502 | 296.7502 | 296.7502 | 296.7502 | 296.7502 | 296.7502 | 296.7502 | 296.7502 | 296.7502 | 296.7502 | 296.7502 | 296.7502 | 296.7502 | 296.7502 | 296.7502 | 296.7502 | 296.7502 | 296.7502 | 296.7502 | 296.7502 | 296.7502 | 296.7502 | 296.7502 | 296.7502 | 296.7502 | 296.7502 | 296.7502 | 296.7502 | 296.7502 | 0 | 0 | 0 | 0 | 0 | 0 | 0 | 0 | 0
F3_Residential_Single Family Low Income_Existing_Secondary Heating_Natural Gas_Fireplace_E2 | F3 | Residential | Single Family Low Income | Existing | Secondary Heating | Natural Gas | Fireplace | E2 | System - kBTUs of Consumption | 323.3883 | 323.3883 | 323.3883 | 323.3883 | 323.3883 | 323.3883 | 323.3883 | 323.3883 | 323.3883 | 323.3883 | 323.3883 | 323.3883 | 323.3883 | 323.3883 | 323.3883 | 323.3883 | 323.3883 | 323.3883 | 323.3883 | 323.3883 | 323.3883 | 323.3883 | 323.3883 | 323.3883 | 323.3883 | 323.3883 | 323.3883 | 323.3883 | 323.3883 | 323.3883 | 323.3883 | 323.3883 | 323.3883 | 0 | 0 | 0 | 0 | 0 | 0 | 0 | 0 | 0
F3_Residential_Single Family Low Income_Existing_Secondary Heating_Natural Gas_Fireplace_E3 | F3 | Residential | Single Family Low Income | Existing | Secondary Heating | Natural Gas | Fireplace | E3 | System - kBTUs of Consumption | 329.6232 | 329.6232 | 329.6232 | 329.6232 | 329.6232 | 329.6232 | 329.6232 | 329.6232 | 329.6232 | 329.6232 | 329.6232 | 329.6232 | 329.6232 | 329.6232 | 329.6232 | 329.6232 | 329.6232 | 329.6232 | 329.6232 | 329.6232 | 329.6232 | 329.6232 | 329.6232 | 329.6232 | 329.6232 | 329.6232 | 329.6232 | 329.6232 | 329.6232 | 329.6232 | 329.6232 | 329.6232 | 329.6232 | 0 | 0 | 0 | 0 | 0 | 0 | 0 | 0 | 0
F3_Residential_Single Family Low Income_Existing_Secondary Heating_Natural Gas_Fireplace_E4 | F3 | Residential | Single Family Low Income | Existing | Secondary Heating | Natural Gas | Fireplace | E4 | System - kBTUs of Consumption | 0 | 0 | 0 | 0 | 0 | 0 | 0 | 0 | 0 | 0 | 0 | 0 | 0 | 0 | 0 | 0 | 0 | 0 | 0 | 0 | 0 | 0 | 0 | 0 | 0 | 0 | 0 | 0 | 0 | 0 | 0 | 0 | 0 | 0 | 0 | 0 | 0 | 0 | 0 | 0 | 0 | 0
F3_Residential_Single Family Low Income_Existing_Secondary Heating_Natural Gas_Fireplace_E5 | F3 | Residential | Single Family Low Income | Existing | Secondary Heating | Natural Gas | Fireplace | E5 | System - kBTUs of Consumption | 0 | 0 | 0 | 0 | 0 | 0 | 0 | 0 | 0 | 0 | 0 | 0 | 0 | 0 | 0 | 0 | 0 | 0 | 0 | 0 | 0 | 0 | 0 | 0 | 0 | 0 | 0 | 0 | 0 | 0 | 0 | 0 | 0 | 0 | 0 | 0 | 0 | 0 | 0 | 0 | 0 | 0
F3_Residential_Single Family Low Income_Existing_Secondary Heating_Natural Gas_Fireplace_E6 | F3 | Residential | Single Family Low Income | Existing | Secondary Heating | Natural Gas | Fireplace | E6 | System - kBTUs of Consumption | 0 | 0 | 0 | 0 | 0 | 0 | 0 | 0 | 0 | 0 | 0 | 0 | 0 | 0 | 0 | 0 | 0 | 0 | 0 | 0 | 0 | 0 | 0 | 0 | 0 | 0 | 0 | 0 | 0 | 0 | 0 | 0 | 0 | 0 | 0 | 0 | 0 | 0 | 0 | 0 | 0 | 0
F3_Residential_Single Family Low Income_Existing_Secondary Heating_Natural Gas_Fireplace_E7 | F3 | Residential | Single Family Low Income | Existing | Secondary Heating | Natural Gas | Fireplace | E7 | System - kBTUs of Consumption | 0 | 0 | 0 | 0 | 0 | 0 | 0 | 0 | 0 | 0 | 0 | 0 | 0 | 0 | 0 | 0 | 0 | 0 | 0 | 0 | 0 | 0 | 0 | 0 | 0 | 0 | 0 | 0 | 0 | 0 | 0 | 0 | 0 | 0 | 0 | 0 | 0 | 0 | 0 | 0 | 0 | 0
F3_Residential_Single Family Low Income_Existing_Secondary Heating_Natural Gas_Fireplace_E8 | F3 | Residential | Single Family Low Income | Existing | Secondary Heating | Natural Gas | Fireplace | E8 | System - kBTUs of Consumption | 0 | 0 | 0 | 0 | 0 | 0 | 0 | 0 | 0 | 0 | 0 | 0 | 0 | 0 | 0 | 0 | 0 | 0 | 0 | 0 | 0 | 0 | 0 | 0 | 0 | 0 | 0 | 0 | 0 | 0 | 0 | 0 | 0 | 0 | 0 | 0 | 0 | 0 | 0 | 0 | 0 | 0
F3_Residential_Single Family Low Income_Existing_Secondary Heating_Natural Gas_Fireplace_E9 | F3 | Residential | Single Family Low Income | Existing | Secondary Heating | Natural Gas | Fireplace | E9 | System - kBTUs of Consumption | 0 | 0 | 0 | 0 | 0 | 0 | 0 | 0 | 0 | 0 | 0 | 0 | 0 | 0 | 0 | 0 | 0 | 0 | 0 | 0 | 0 | 0 | 0 | 0 | 0 | 0 | 0 | 0 | 0 | 0 | 0 | 0 | 0 | 0 | 0 | 0 | 0 | 0 | 0 | 0 | 0 | 0
F3_Residential_Single Family Low Income_Existing_Secondary Heating_Natural Gas_Fireplace_E10 | F3 | Residential | Single Family Low Income | Existing | Secondary Heating | Natural Gas | Fireplace | E10 | System - kBTUs of Consumption | 0 | 0 | 0 | 0 | 0 | 0 | 0 | 0 | 0 | 0 | 0 | 0 | 0 | 0 | 0 | 0 | 0 | 0 | 0 | 0 | 0 | 0 | 0 | 0 | 0 | 0 | 0 | 0 | 0 | 0 | 0 | 0 | 0 | 0 | 0 | 0 | 0 | 0 | 0 | 0 | 0 | 0
F4_Residential_Single Family Low Income_Existing_Secondary Heating_Natural Gas_Fireplace_E1 | F4 | Residential | Single Family Low Income | Existing | Secondary Heating | Natural Gas | Fireplace | E1 | Utility - Cost of Equipment | 124.4076 | 124.8328 | 125.6092 | 126.2667 | 126.1069 | 126.4342 | 127.2142 | 127.8859 | 128.7109 | 129.4938 | 130.2577 | 130.9817 | 131.7642 | 132.5057 | 133.1317 | 133.6874 | 134.1578 | 134.5793 | 134.883 | 135.1211 | 135.1921 | 135.1296 | 134.9594 | 134.7589 | 134.4325 | 134.0185 | 133.5176 | 132.9517 | 132.2418 | 131.4576 | 130.5292 | 129.5302 | 128.3376 | 0 | 0 | 0 | 0 | 0 | 0 | 0 | 0 | 0
F4_Residential_Single Family Low Income_Existing_Secondary Heating_Natural Gas_Fireplace_E2 | F4 | Residential | Single Family Low Income | Existing | Secondary Heating | Natural Gas | Fireplace | E2 | Utility - Cost of Equipment | 103.4556 | 103.8092 | 104.4548 | 105.0016 | 104.8687 | 105.1409 | 105.7895 | 106.3481 | 107.0341 | 107.6852 | 108.3204 | 108.9225 | 109.5732 | 110.1899 | 110.7104 | 111.1725 | 111.5637 | 111.9142 | 112.1668 | 112.3648 | 112.4238 | 112.3718 | 112.2303 | 112.0636 | 111.7922 | 111.4478 | 111.0313 | 110.5607 | 109.9704 | 109.3183 | 108.5462 | 107.7155 | 106.7237 | 0 | 0 | 0 | 0 | 0 | 0 | 0 | 0 | 0
F4_Residential_Single Family Low Income_Existing_Secondary Heating_Natural Gas_Fireplace_E3 | F4 | Residential | Single Family Low Income | Existing | Secondary Heating | Natural Gas | Fireplace | E3 | Utility - Cost of Equipment | 98.7034 | 99.0407 | 99.6568 | 100.1784 | 100.0516 | 100.3113 | 100.9301 | 101.463 | 102.1176 | 102.7387 | 103.3448 | 103.9192 | 104.54 | 105.1283 | 105.625 | 106.0659 | 106.439 | 106.7735 | 107.0145 | 107.2033 | 107.2596 | 107.2101 | 107.075 | 106.916 | 106.657 | 106.3285 | 105.9311 | 105.4822 | 104.9189 | 104.2968 | 103.5602 | 102.7676 | 101.8214 | 0 | 0 | 0 | 0 | 0 | 0 | 0 | 0 | 0
F4_Residential_Single Family Low Income_Existing_Secondary Heating_Natural Gas_Fireplace_E4 | F4 | Residential | Single Family Low Income | Existing | Secondary Heating | Natural Gas | Fireplace | E4 | Utility - Cost of Equipment | 0 | 0 | 0 | 0 | 0 | 0 | 0 | 0 | 0 | 0 | 0 | 0 | 0 | 0 | 0 | 0 | 0 | 0 | 0 | 0 | 0 | 0 | 0 | 0 | 0 | 0 | 0 | 0 | 0 | 0 | 0 | 0 | 0 | 0 | 0 | 0 | 0 | 0 | 0 | 0 | 0 | 0
F4_Residential_Single Family Low Income_Existing_Secondary Heating_Natural Gas_Fireplace_E5 | F4 | Residential | Single Family Low Income | Existing | Secondary Heating | Natural Gas | Fireplace | E5 | Utility - Cost of Equipment | 0 | 0 | 0 | 0 | 0 | 0 | 0 | 0 | 0 | 0 | 0 | 0 | 0 | 0 | 0 | 0 | 0 | 0 | 0 | 0 | 0 | 0 | 0 | 0 | 0 | 0 | 0 | 0 | 0 | 0 | 0 | 0 | 0 | 0 | 0 | 0 | 0 | 0 | 0 | 0 | 0 | 0
F4_Residential_Single Family Low Income_Existing_Secondary Heating_Natural Gas_Fireplace_E6 | F4 | Residential | Single Family Low Income | Existing | Secondary Heating | Natural Gas | Fireplace | E6 | Utility - Cost of Equipment | 0 | 0 | 0 | 0 | 0 | 0 | 0 | 0 | 0 | 0 | 0 | 0 | 0 | 0 | 0 | 0 | 0 | 0 | 0 | 0 | 0 | 0 | 0 | 0 | 0 | 0 | 0 | 0 | 0 | 0 | 0 | 0 | 0 | 0 | 0 | 0 | 0 | 0 | 0 | 0 | 0 | 0
F4_Residential_Single Family Low Income_Existing_Secondary Heating_Natural Gas_Fireplace_E7 | F4 | Residential | Single Family Low Income | Existing | Secondary Heating | Natural Gas | Fireplace | E7 | Utility - Cost of Equipment | 0 | 0 | 0 | 0 | 0 | 0 | 0 | 0 | 0 | 0 | 0 | 0 | 0 | 0 | 0 | 0 | 0 | 0 | 0 | 0 | 0 | 0 | 0 | 0 | 0 | 0 | 0 | 0 | 0 | 0 | 0 | 0 | 0 | 0 | 0 | 0 | 0 | 0 | 0 | 0 | 0 | 0
F4_Residential_Single Family Low Income_Existing_Secondary Heating_Natural Gas_Fireplace_E8 | F4 | Residential | Single Family Low Income | Existing | Secondary Heating | Natural Gas | Fireplace | E8 | Utility - Cost of Equipment | 0 | 0 | 0 | 0 | 0 | 0 | 0 | 0 | 0 | 0 | 0 | 0 | 0 | 0 | 0 | 0 | 0 | 0 | 0 | 0 | 0 | 0 | 0 | 0 | 0 | 0 | 0 | 0 | 0 | 0 | 0 | 0 | 0 | 0 | 0 | 0 | 0 | 0 | 0 | 0 | 0 | 0
F4_Residential_Single Family Low Income_Existing_Secondary Heating_Natural Gas_Fireplace_E9 | F4 | Residential | Single Family Low Income | Existing | Secondary Heating | Natural Gas | Fireplace | E9 | Utility - Cost of Equipment | 0 | 0 | 0 | 0 | 0 | 0 | 0 | 0 | 0 | 0 | 0 | 0 | 0 | 0 | 0 | 0 | 0 | 0 | 0 | 0 | 0 | 0 | 0 | 0 | 0 | 0 | 0 | 0 | 0 | 0 | 0 | 0 | 0 | 0 | 0 | 0 | 0 | 0 | 0 | 0 | 0 | 0
F4_Residential_Single Family Low Income_Existing_Secondary Heating_Natural Gas_Fireplace_E10 | F4 | Residential | Single Family Low Income | Existing | Secondary Heating | Natural Gas | Fireplace | E10 | Utility - Cost of Equipment | 0 | 0 | 0 | 0 | 0 | 0 | 0 | 0 | 0 | 0 | 0 | 0 | 0 | 0 | 0 | 0 | 0 | 0 | 0 | 0 | 0 | 0 | 0 | 0 | 0 | 0 | 0 | 0 | 0 | 0 | 0 | 0 | 0 | 0 | 0 | 0 | 0 | 0 | 0 | 0 | 0 | 0
F5_Residential_Single Family Low Income_Existing_Secondary Heating_Natural Gas_Fireplace_E1 | F5 | Residential | Single Family Low Income | Existing | Secondary Heating | Natural Gas | Fireplace | E1 | Utility - Cost of Operation | 296.7502 | 296.7502 | 296.7502 | 296.7502 | 296.7502 | 296.7502 | 296.7502 | 296.7502 | 296.7502 | 296.7502 | 296.7502 | 296.7502 | 296.7502 | 296.7502 | 296.7502 | 296.7502 | 296.7502 | 296.7502 | 296.7502 | 296.7502 | 296.7502 | 296.7502 | 296.7502 | 296.7502 | 296.7502 | 296.7502 | 296.7502 | 296.7502 | 296.7502 | 296.7502 | 296.7502 | 296.7502 | 296.7502 | 0 | 0 | 0 | 0 | 0 | 0 | 0 | 0 | 0
F5_Residential_Single Family Low Income_Existing_Secondary Heating_Natural Gas_Fireplace_E2 | F5 | Residential | Single Family Low Income | Existing | Secondary Heating | Natural Gas | Fireplace | E2 | Utility - Cost of Operation | 323.3883 | 323.3883 | 323.3883 | 323.3883 | 323.3883 | 323.3883 | 323.3883 | 323.3883 | 323.3883 | 323.3883 | 323.3883 | 323.3883 | 323.3883 | 323.3883 | 323.3883 | 323.3883 | 323.3883 | 323.3883 | 323.3883 | 323.3883 | 323.3883 | 323.3883 | 323.3883 | 323.3883 | 323.3883 | 323.3883 | 323.3883 | 323.3883 | 323.3883 | 323.3883 | 323.3883 | 323.3883 | 323.3883 | 0 | 0 | 0 | 0 | 0 | 0 | 0 | 0 | 0
F5_Residential_Single Family Low Income_Existing_Secondary Heating_Natural Gas_Fireplace_E3 | F5 | Residential | Single Family Low Income | Existing | Secondary Heating | Natural Gas | Fireplace | E3 | Utility - Cost of Operation | 329.6232 | 329.6232 | 329.6232 | 329.6232 | 329.6232 | 329.6232 | 329.6232 | 329.6232 | 329.6232 | 329.6232 | 329.6232 | 329.6232 | 329.6232 | 329.6232 | 329.6232 | 329.6232 | 329.6232 | 329.6232 | 329.6232 | 329.6232 | 329.6232 | 329.6232 | 329.6232 | 329.6232 | 329.6232 | 329.6232 | 329.6232 | 329.6232 | 329.6232 | 329.6232 | 329.6232 | 329.6232 | 329.6232 | 0 | 0 | 0 | 0 | 0 | 0 | 0 | 0 | 0
F5_Residential_Single Family Low Income_Existing_Secondary Heating_Natural Gas_Fireplace_E4 | F5 | Residential | Single Family Low Income | Existing | Secondary Heating | Natural Gas | Fireplace | E4 | Utility - Cost of Operation | 0 | 0 | 0 | 0 | 0 | 0 | 0 | 0 | 0 | 0 | 0 | 0 | 0 | 0 | 0 | 0 | 0 | 0 | 0 | 0 | 0 | 0 | 0 | 0 | 0 | 0 | 0 | 0 | 0 | 0 | 0 | 0 | 0 | 0 | 0 | 0 | 0 | 0 | 0 | 0 | 0 | 0
F5_Residential_Single Family Low Income_Existing_Secondary Heating_Natural Gas_Fireplace_E5 | F5 | Residential | Single Family Low Income | Existing | Secondary Heating | Natural Gas | Fireplace | E5 | Utility - Cost of Operation | 0 | 0 | 0 | 0 | 0 | 0 | 0 | 0 | 0 | 0 | 0 | 0 | 0 | 0 | 0 | 0 | 0 | 0 | 0 | 0 | 0 | 0 | 0 | 0 | 0 | 0 | 0 | 0 | 0 | 0 | 0 | 0 | 0 | 0 | 0 | 0 | 0 | 0 | 0 | 0 | 0 | 0
F5_Residential_Single Family Low Income_Existing_Secondary Heating_Natural Gas_Fireplace_E6 | F5 | Residential | Single Family Low Income | Existing | Secondary Heating | Natural Gas | Fireplace | E6 | Utility - Cost of Operation | 0 | 0 | 0 | 0 | 0 | 0 | 0 | 0 | 0 | 0 | 0 | 0 | 0 | 0 | 0 | 0 | 0 | 0 | 0 | 0 | 0 | 0 | 0 | 0 | 0 | 0 | 0 | 0 | 0 | 0 | 0 | 0 | 0 | 0 | 0 | 0 | 0 | 0 | 0 | 0 | 0 | 0
F5_Residential_Single Family Low Income_Existing_Secondary Heating_Natural Gas_Fireplace_E7 | F5 | Residential | Single Family Low Income | Existing | Secondary Heating | Natural Gas | Fireplace | E7 | Utility - Cost of Operation | 0 | 0 | 0 | 0 | 0 | 0 | 0 | 0 | 0 | 0 | 0 | 0 | 0 | 0 | 0 | 0 | 0 | 0 | 0 | 0 | 0 | 0 | 0 | 0 | 0 | 0 | 0 | 0 | 0 | 0 | 0 | 0 | 0 | 0 | 0 | 0 | 0 | 0 | 0 | 0 | 0 | 0
F5_Residential_Single Family Low Income_Existing_Secondary Heating_Natural Gas_Fireplace_E8 | F5 | Residential | Single Family Low Income | Existing | Secondary Heating | Natural Gas | Fireplace | E8 | Utility - Cost of Operation | 0 | 0 | 0 | 0 | 0 | 0 | 0 | 0 | 0 | 0 | 0 | 0 | 0 | 0 | 0 | 0 | 0 | 0 | 0 | 0 | 0 | 0 | 0 | 0 | 0 | 0 | 0 | 0 | 0 | 0 | 0 | 0 | 0 | 0 | 0 | 0 | 0 | 0 | 0 | 0 | 0 | 0
F5_Residential_Single Family Low Income_Existing_Secondary Heating_Natural Gas_Fireplace_E9 | F5 | Residential | Single Family Low Income | Existing | Secondary Heating | Natural Gas | Fireplace | E9 | Utility - Cost of Operation | 0 | 0 | 0 | 0 | 0 | 0 | 0 | 0 | 0 | 0 | 0 | 0 | 0 | 0 | 0 | 0 | 0 | 0 | 0 | 0 | 0 | 0 | 0 | 0 | 0 | 0 | 0 | 0 | 0 | 0 | 0 | 0 | 0 | 0 | 0 | 0 | 0 | 0 | 0 | 0 | 0 | 0
F5_Residential_Single Family Low Income_Existing_Secondary Heating_Natural Gas_Fireplace_E10 | F5 | Residential | Single Family Low Income | Existing | Secondary Heating | Natural Gas | Fireplace | E10 | Utility - Cost of Operation | 0 | 0 | 0 | 0 | 0 | 0 | 0 | 0 | 0 | 0 | 0 | 0 | 0 | 0 | 0 | 0 | 0 | 0 | 0 | 0 | 0 | 0 | 0 | 0 | 0 | 0 | 0 | 0 | 0 | 0 | 0 | 0 | 0 | 0 | 0 | 0 | 0 | 0 | 0 | 0 | 0 | 0
F6_Residential_Single Family Low Income_Existing_Secondary Heating_Natural Gas_Fireplace_E1 | F6 | Residential | Single Family Low Income | Existing | Secondary Heating | Natural Gas | Fireplace | E1 | Utility - Value of Sales | 79.9139 | 80.0881 | 80.3911 | 80.596 | 80.3708 | 80.145 | 79.9185 | 79.6914 | 79.4637 | 79.2353 | 79.0063 | 78.7766 | 78.5463 | 78.3169 | 78.0902 | 77.8678 | 77.6514 | 77.4426 | 77.2432 | 77.0548 | 76.8791 | 76.7178 | 76.571 | 76.4386 | 76.3208 | 76.2175 | 76.1289 | 76.0549 | 75.9956 | 75.9511 | 75.9213 | 75.9064 | 75.9064 | 0 | 0 | 0 | 0 | 0 | 0 | 0 | 0 | 0
F6_Residential_Single Family Low Income_Existing_Secondary Heating_Natural Gas_Fireplace_E2 | F6 | Residential | Single Family Low Income | Existing | Secondary Heating | Natural Gas | Fireplace | E2 | Utility - Value of Sales | 66.4552 | 66.6002 | 66.8521 | 67.0225 | 66.8352 | 66.6474 | 66.4591 | 66.2703 | 66.0809 | 65.891 | 65.7005 | 65.5095 | 65.3179 | 65.1272 | 64.9387 | 64.7538 | 64.5738 | 64.4002 | 64.2343 | 64.0777 | 63.9316 | 63.7975 | 63.6753 | 63.5653 | 63.4673 | 63.3814 | 63.3077 | 63.2462 | 63.1969 | 63.1598 | 63.1351 | 63.1227 | 63.1227 | 0 | 0 | 0 | 0 | 0 | 0 | 0 | 0 | 0
F6_Residential_Single Family Low Income_Existing_Secondary Heating_Natural Gas_Fireplace_E3 | F6 | Residential | Single Family Low Income | Existing | Secondary Heating | Natural Gas | Fireplace | E3 | Utility - Value of Sales | 63.4026 | 63.5409 | 63.7813 | 63.9439 | 63.7652 | 63.586 | 63.4063 | 63.2262 | 63.0455 | 62.8643 | 62.6826 | 62.5003 | 62.3176 | 62.1356 | 61.9558 | 61.7793 | 61.6076 | 61.442 | 61.2838 | 61.1343 | 60.9949 | 60.867 | 60.7504 | 60.6454 | 60.5519 | 60.47 | 60.3997 | 60.341 | 60.2939 | 60.2586 | 60.235 | 60.2232 | 60.2232 | 0 | 0 | 0 | 0 | 0 | 0 | 0 | 0 | 0
F6_Residential_Single Family Low Income_Existing_Secondary Heating_Natural Gas_Fireplace_E4 | F6 | Residential | Single Family Low Income | Existing | Secondary Heating | Natural Gas | Fireplace | E4 | Utility - Value of Sales | 0 | 0 | 0 | 0 | 0 | 0 | 0 | 0 | 0 | 0 | 0 | 0 | 0 | 0 | 0 | 0 | 0 | 0 | 0 | 0 | 0 | 0 | 0 | 0 | 0 | 0 | 0 | 0 | 0 | 0 | 0 | 0 | 0 | 0 | 0 | 0 | 0 | 0 | 0 | 0 | 0 | 0
F6_Residential_Single Family Low Income_Existing_Secondary Heating_Natural Gas_Fireplace_E5 | F6 | Residential | Single Family Low Income | Existing | Secondary Heating | Natural Gas | Fireplace | E5 | Utility - Value of Sales | 0 | 0 | 0 | 0 | 0 | 0 | 0 | 0 | 0 | 0 | 0 | 0 | 0 | 0 | 0 | 0 | 0 | 0 | 0 | 0 | 0 | 0 | 0 | 0 | 0 | 0 | 0 | 0 | 0 | 0 | 0 | 0 | 0 | 0 | 0 | 0 | 0 | 0 | 0 | 0 | 0 | 0
F6_Residential_Single Family Low Income_Existing_Secondary Heating_Natural Gas_Fireplace_E6 | F6 | Residential | Single Family Low Income | Existing | Secondary Heating | Natural Gas | Fireplace | E6 | Utility - Value of Sales | 0 | 0 | 0 | 0 | 0 | 0 | 0 | 0 | 0 | 0 | 0 | 0 | 0 | 0 | 0 | 0 | 0 | 0 | 0 | 0 | 0 | 0 | 0 | 0 | 0 | 0 | 0 | 0 | 0 | 0 | 0 | 0 | 0 | 0 | 0 | 0 | 0 | 0 | 0 | 0 | 0 | 0
F6_Residential_Single Family Low Income_Existing_Secondary Heating_Natural Gas_Fireplace_E7 | F6 | Residential | Single Family Low Income | Existing | Secondary Heating | Natural Gas | Fireplace | E7 | Utility - Value of Sales | 0 | 0 | 0 | 0 | 0 | 0 | 0 | 0 | 0 | 0 | 0 | 0 | 0 | 0 | 0 | 0 | 0 | 0 | 0 | 0 | 0 | 0 | 0 | 0 | 0 | 0 | 0 | 0 | 0 | 0 | 0 | 0 | 0 | 0 | 0 | 0 | 0 | 0 | 0 | 0 | 0 | 0
F6_Residential_Single Family Low Income_Existing_Secondary Heating_Natural Gas_Fireplace_E8 | F6 | Residential | Single Family Low Income | Existing | Secondary Heating | Natural Gas | Fireplace | E8 | Utility - Value of Sales | 0 | 0 | 0 | 0 | 0 | 0 | 0 | 0 | 0 | 0 | 0 | 0 | 0 | 0 | 0 | 0 | 0 | 0 | 0 | 0 | 0 | 0 | 0 | 0 | 0 | 0 | 0 | 0 | 0 | 0 | 0 | 0 | 0 | 0 | 0 | 0 | 0 | 0 | 0 | 0 | 0 | 0
F6_Residential_Single Family Low Income_Existing_Secondary Heating_Natural Gas_Fireplace_E9 | F6 | Residential | Single Family Low Income | Existing | Secondary Heating | Natural Gas | Fireplace | E9 | Utility - Value of Sales | 0 | 0 | 0 | 0 | 0 | 0 | 0 | 0 | 0 | 0 | 0 | 0 | 0 | 0 | 0 | 0 | 0 | 0 | 0 | 0 | 0 | 0 | 0 | 0 | 0 | 0 | 0 | 0 | 0 | 0 | 0 | 0 | 0 | 0 | 0 | 0 | 0 | 0 | 0 | 0 | 0 | 0
F6_Residential_Single Family Low Income_Existing_Secondary Heating_Natural Gas_Fireplace_E10 | F6 | Residential | Single Family Low Income | Existing | Secondary Heating | Natural Gas | Fireplace | E10 | Utility - Value of Sales | 0 | 0 | 0 | 0 | 0 | 0 | 0 | 0 | 0 | 0 | 0 | 0 | 0 | 0 | 0 | 0 | 0 | 0 | 0 | 0 | 0 | 0 | 0 | 0 | 0 | 0 | 0 | 0 | 0 | 0 | 0 | 0 | 0 | 0 | 0 | 0 | 0 | 0 | 0 | 0 | 0 | 0
F1_Residential_Single Family Low Income_Existing_Water Heating_Natural Gas_Water Heater (<= 55 gal)_E1 | F1 | Residential | Single Family Low Income | Existing | Water Heating | Natural Gas | Water Heater (<= 55 gal) | E1 | RVT - Cost of Equipment | 179.1982 | 179.723 | 180.8999 | 181.8896 | 181.487 | 182.4578 | 184.6441 | 186.4587 | 188.6402 | 190.7682 | 192.9133 | 194.9441 | 197.1049 | 199.3374 | 201.5133 | 203.7387 | 205.9732 | 208.2408 | 210.4213 | 212.5178 | 214.3533 | 216.0352 | 217.325 | 218.4491 | 219.2633 | 219.8089 | 220.1746 | 220.3164 | 220.1512 | 219.7798 | 219.0186 | 218.0707 | 216.7845 | 0 | 0 | 0 | 0 | 0 | 0 | 0 | 0 | 0
F1_Residential_Single Family Low Income_Existing_Water Heating_Natural Gas_Water Heater (<= 55 gal)_E2 | F1 | Residential | Single Family Low Income | Existing | Water Heating | Natural Gas | Water Heater (<= 55 gal) | E2 | RVT - Cost of Equipment | 162.3983 | 162.8739 | 163.9406 | 164.8374 | 164.4726 | 165.3524 | 167.3337 | 168.9782 | 170.9552 | 172.8837 | 174.8277 | 176.6681 | 178.6263 | 180.6495 | 182.6214 | 184.6382 | 186.6632 | 188.7183 | 190.6943 | 192.5942 | 194.2577 | 195.7819 | 196.9507 | 197.9695 | 198.7074 | 199.2018 | 199.5332 | 199.6617 | 199.512 | 199.1754 | 198.4856 | 197.6266 | 196.461 | 0 | 0 | 0 | 0 | 0 | 0 | 0 | 0 | 0
F1_Residential_Single Family Low Income_Existing_Water Heating_Natural Gas_Water Heater (<= 55 gal)_E3 | F1 | Residential | Single Family Low Income | Existing | Water Heating | Natural Gas | Water Heater (<= 55 gal) | E3 | RVT - Cost of Equipment | 128.3147 | 128.6905 | 129.5333 | 130.2419 | 129.9537 | 130.6488 | 132.2143 | 133.5136 | 135.0757 | 136.5994 | 138.1355 | 139.5896 | 141.1368 | 142.7354 | 144.2935 | 145.887 | 147.487 | 149.1107 | 150.672 | 152.1732 | 153.4876 | 154.6918 | 155.6154 | 156.4203 | 157.0034 | 157.394 | 157.6559 | 157.7574 | 157.6391 | 157.3732 | 156.8282 | 156.1494 | 155.2284 | 0 | 0 | 0 | 0 | 0 | 0 | 0 | 0 | 0
F1_Residential_Single Family Low Income_Existing_Water Heating_Natural Gas_Water Heater (<= 55 gal)_E4 | F1 | Residential | Single Family Low Income | Existing | Water Heating | Natural Gas | Water Heater (<= 55 gal) | E4 | RVT - Cost of Equipment | 121.9262 | 122.5532 | 123.5024 | 124.3729 | 124.5795 | 125.4687 | 126.956 | 128.2879 | 129.7767 | 131.2131 | 132.6184 | 133.9234 | 135.2311 | 136.5123 | 137.6805 | 138.7867 | 139.7977 | 140.7778 | 141.6696 | 142.5239 | 143.2661 | 143.9683 | 144.5263 | 145.0679 | 145.4602 | 145.723 | 145.8992 | 145.9675 | 145.8879 | 145.709 | 145.3423 | 144.8856 | 144.2659 | 0 | 0 | 0 | 0 | 0 | 0 | 0 | 0 | 0
F1_Residential_Single Family Low Income_Existing_Water Heating_Natural Gas_Water Heater (<= 55 gal)_E5 | F1 | Residential | Single Family Low Income | Existing | Water Heating | Natural Gas | Water Heater (<= 55 gal) | E5 | RVT - Cost of Equipment | 116.5668 | 117.1662 | 118.0737 | 118.9059 | 119.1035 | 119.9536 | 121.3755 | 122.6489 | 124.0723 | 125.4455 | 126.7891 | 128.0367 | 129.2869 | 130.5117 | 131.6287 | 132.6862 | 133.6528 | 134.5898 | 135.4423 | 136.2591 | 136.9687 | 137.64 | 138.1735 | 138.6913 | 139.0663 | 139.3176 | 139.4861 | 139.5514 | 139.4753 | 139.3042 | 138.9536 | 138.517 | 137.9246 | 0 | 0 | 0 | 0 | 0 | 0 | 0 | 0 | 0
F1_Residential_Single Family Low Income_Existing_Water Heating_Natural Gas_Water Heater (<= 55 gal)_E6 | F1 | Residential | Single Family Low Income | Existing | Water Heating | Natural Gas | Water Heater (<= 55 gal) | E6 | RVT - Cost of Equipment | 98.0518 | 98.339 | 98.983 | 99.5245 | 99.3042 | 99.8354 | 101.0317 | 102.0246 | 103.2182 | 104.3826 | 105.5563 | 106.6675 | 107.8498 | 109.0714 | 110.262 | 111.4797 | 112.7023 | 113.9431 | 115.1362 | 116.2833 | 117.2877 | 118.2079 | 118.9137 | 119.5287 | 119.9743 | 120.2728 | 120.4729 | 120.5505 | 120.4601 | 120.2568 | 119.8404 | 119.3217 | 118.6179 | 0 | 0 | 0 | 0 | 0 | 0 | 0 | 0 | 0
F1_Residential_Single Family Low Income_Existing_Water Heating_Natural Gas_Water Heater (<= 55 gal)_E7 | F1 | Residential | Single Family Low Income | Existing | Water Heating | Natural Gas | Water Heater (<= 55 gal) | E7 | RVT - Cost of Equipment | 0 | 0 | 0 | 0 | 80.0603 | 80.4883 | 81.46 | 82.2765 | 83.2596 | 84.2145 | 85.1726 | 86.0766 | 87.0326 | 87.9984 | 88.9009 | 89.7882 | 90.6387 | 91.511 | 92.3612 | 93.1982 | 93.9466 | 94.6693 | 95.2644 | 95.8428 | 96.2763 | 96.573 | 96.7675 | 96.8308 | 96.7571 | 96.5914 | 96.2518 | 95.8289 | 95.255 | 0 | 0 | 0 | 0 | 0 | 0 | 0 | 0 | 0
F1_Residential_Single Family Low Income_Existing_Water Heating_Natural Gas_Water Heater (<= 55 gal)_E8 | F1 | Residential | Single Family Low Income | Existing | Water Heating | Natural Gas | Water Heater (<= 55 gal) | E8 | RVT - Cost of Equipment | 0 | 0 | 0 | 0 | 0 | 0 | 0 | 0 | 0 | 0 | 0 | 0 | 0 | 0 | 0 | 0 | 0 | 0 | 0 | 0 | 0 | 0 | 0 | 0 | 0 | 0 | 0 | 0 | 0 | 0 | 0 | 0 | 0 | 0 | 0 | 0 | 0 | 0 | 0 | 0 | 0 | 0
F1_Residential_Single Family Low Income_Existing_Water Heating_Natural Gas_Water Heater (<= 55 gal)_E9 | F1 | Residential | Single Family Low Income | Existing | Water Heating | Natural Gas | Water Heater (<= 55 gal) | E9 | RVT - Cost of Equipment | 0 | 0 | 0 | 0 | 0 | 0 | 0 | 0 | 0 | 0 | 0 | 0 | 0 | 0 | 0 | 0 | 0 | 0 | 0 | 0 | 0 | 0 | 0 | 0 | 0 | 0 | 0 | 0 | 0 | 0 | 0 | 0 | 0 | 0 | 0 | 0 | 0 | 0 | 0 | 0 | 0 | 0
F1_Residential_Single Family Low Income_Existing_Water Heating_Natural Gas_Water Heater (<= 55 gal)_E10 | F1 | Residential | Single Family Low Income | Existing | Water Heating | Natural Gas | Water Heater (<= 55 gal) | E10 | RVT - Cost of Equipment | 0 | 0 | 0 | 0 | 0 | 0 | 0 | 0 | 0 | 0 | 0 | 0 | 0 | 0 | 0 | 0 | 0 | 0 | 0 | 0 | 0 | 0 | 0 | 0 | 0 | 0 | 0 | 0 | 0 | 0 | 0 | 0 | 0 | 0 | 0 | 0 | 0 | 0 | 0 | 0 | 0 | 0
F2_Residential_Single Family Low Income_Existing_Water Heating_Natural Gas_Water Heater (<= 55 gal)_E1 | F2 | Residential | Single Family Low Income | Existing | Water Heating | Natural Gas | Water Heater (<= 55 gal) | E1 | RVT - Cost of Operation | 178.9092 | 179.4332 | 180.6083 | 181.5963 | 181.1944 | 182.1636 | 184.3464 | 186.158 | 188.3361 | 190.4606 | 192.6023 | 194.6298 | 196.7871 | 199.016 | 201.1884 | 203.4102 | 205.6411 | 207.9051 | 210.082 | 212.1751 | 214.0077 | 215.6868 | 216.9745 | 218.0968 | 218.9098 | 219.4544 | 219.8196 | 219.9611 | 219.7962 | 219.4254 | 218.6655 | 217.7191 | 216.435 | 0 | 0 | 0 | 0 | 0 | 0 | 0 | 0 | 0
F2_Residential_Single Family Low Income_Existing_Water Heating_Natural Gas_Water Heater (<= 55 gal)_E2 | F2 | Residential | Single Family Low Income | Existing | Water Heating | Natural Gas | Water Heater (<= 55 gal) | E2 | RVT - Cost of Operation | 162.1365 | 162.6113 | 163.6762 | 164.5717 | 164.2074 | 165.0857 | 167.0639 | 168.7057 | 170.6796 | 172.6049 | 174.5458 | 176.3833 | 178.3383 | 180.3582 | 182.327 | 184.3405 | 186.3622 | 188.414 | 190.3868 | 192.2837 | 193.9445 | 195.4662 | 196.6332 | 197.6503 | 198.387 | 198.8806 | 199.2115 | 199.3398 | 199.1903 | 198.8543 | 198.1656 | 197.3079 | 196.1442 | 0 | 0 | 0 | 0 | 0 | 0 | 0 | 0 | 0
F2_Residential_Single Family Low Income_Existing_Water Heating_Natural Gas_Water Heater (<= 55 gal)_E3 | F2 | Residential | Single Family Low Income | Existing | Water Heating | Natural Gas | Water Heater (<= 55 gal) | E3 | RVT - Cost of Operation | 128.1078 | 128.483 | 129.3244 | 130.0319 | 129.7441 | 130.4381 | 132.0011 | 133.2983 | 134.8579 | 136.3792 | 137.9127 | 139.3646 | 140.9093 | 142.5053 | 144.0608 | 145.6517 | 147.2492 | 148.8703 | 150.4291 | 151.9279 | 153.2401 | 154.4424 | 155.3645 | 156.1681 | 156.7502 | 157.1402 | 157.4017 | 157.503 | 157.385 | 157.1194 | 156.5753 | 155.8976 | 154.9781 | 0 | 0 | 0 | 0 | 0 | 0 | 0 | 0 | 0
F2_Residential_Single Family Low Income_Existing_Water Heating_Natural Gas_Water Heater (<= 55 gal)_E4 | F2 | Residential | Single Family Low Income | Existing | Water Heating | Natural Gas | Water Heater (<= 55 gal) | E4 | RVT - Cost of Operation | 121.7296 | 122.3556 | 123.3032 | 124.1723 | 124.3787 | 125.2664 | 126.7513 | 128.0811 | 129.5675 | 131.0016 | 132.4046 | 133.7075 | 135.0131 | 136.2922 | 137.4585 | 138.5629 | 139.5723 | 140.5509 | 141.4411 | 142.2941 | 143.0351 | 143.7362 | 144.2932 | 144.834 | 145.2256 | 145.4881 | 145.664 | 145.7322 | 145.6527 | 145.474 | 145.1079 | 144.652 | 144.0333 | 0 | 0 | 0 | 0 | 0 | 0 | 0 | 0 | 0
F2_Residential_Single Family Low Income_Existing_Water Heating_Natural Gas_Water Heater (<= 55 gal)_E5 | F2 | Residential | Single Family Low Income | Existing | Water Heating | Natural Gas | Water Heater (<= 55 gal) | E5 | RVT - Cost of Operation | 116.3789 | 116.9773 | 117.8833 | 118.7142 | 118.9115 | 119.7602 | 121.1798 | 122.4511 | 123.8722 | 125.2433 | 126.5846 | 127.8302 | 129.0784 | 130.3013 | 131.4164 | 132.4722 | 133.4373 | 134.3728 | 135.2239 | 136.0394 | 136.7479 | 137.4181 | 137.9507 | 138.4676 | 138.8421 | 139.093 | 139.2611 | 139.3264 | 139.2504 | 139.0796 | 138.7296 | 138.2936 | 137.7022 | 0 | 0 | 0 | 0 | 0 | 0 | 0 | 0 | 0
F2_Residential_Single Family Low Income_Existing_Water Heating_Natural Gas_Water Heater (<= 55 gal)_E6 | F2 | Residential | Single Family Low Income | Existing | Water Heating | Natural Gas | Water Heater (<= 55 gal) | E6 | RVT - Cost of Operation | 97.8937 | 98.1804 | 98.8234 | 99.364 | 99.1441 | 99.6744 | 100.8688 | 101.8601 | 103.0518 | 104.2143 | 105.3861 | 106.4956 | 107.6759 | 108.8955 | 110.0842 | 111.2999 | 112.5206 | 113.7594 | 114.9505 | 116.0958 | 117.0986 | 118.0173 | 118.7219 | 119.336 | 119.7808 | 120.0788 | 120.2786 | 120.3561 | 120.2659 | 120.0629 | 119.6472 | 119.1293 | 118.4267 | 0 | 0 | 0 | 0 | 0 | 0 | 0 | 0 | 0
F2_Residential_Single Family Low Income_Existing_Water Heating_Natural Gas_Water Heater (<= 55 gal)_E7 | F2 | Residential | Single Family Low Income | Existing | Water Heating | Natural Gas | Water Heater (<= 55 gal) | E7 | RVT - Cost of Operation | 0 | 0 | 0 | 0 | 79.9312 | 80.3585 | 81.3287 | 82.1438 | 83.1254 | 84.0787 | 85.0353 | 85.9378 | 86.8923 | 87.8565 | 88.7576 | 89.6434 | 90.4926 | 91.3634 | 92.2123 | 93.0479 | 93.7951 | 94.5166 | 95.1108 | 95.6883 | 96.121 | 96.4173 | 96.6115 | 96.6747 | 96.6011 | 96.4356 | 96.0966 | 95.6744 | 95.1015 | 0 | 0 | 0 | 0 | 0 | 0 | 0 | 0 | 0
F2_Residential_Single Family Low Income_Existing_Water Heating_Natural Gas_Water Heater (<= 55 gal)_E8 | F2 | Residential | Single Family Low Income | Existing | Water Heating | Natural Gas | Water Heater (<= 55 gal) | E8 | RVT - Cost of Operation | 0 | 0 | 0 | 0 | 0 | 0 | 0 | 0 | 0 | 0 | 0 | 0 | 0 | 0 | 0 | 0 | 0 | 0 | 0 | 0 | 0 | 0 | 0 | 0 | 0 | 0 | 0 | 0 | 0 | 0 | 0 | 0 | 0 | 0 | 0 | 0 | 0 | 0 | 0 | 0 | 0 | 0
F2_Residential_Single Family Low Income_Existing_Water Heating_Natural Gas_Water Heater (<= 55 gal)_E9 | F2 | Residential | Single Family Low Income | Existing | Water Heating | Natural Gas | Water Heater (<= 55 gal) | E9 | RVT - Cost of Operation | 0 | 0 | 0 | 0 | 0 | 0 | 0 | 0 | 0 | 0 | 0 | 0 | 0 | 0 | 0 | 0 | 0 | 0 | 0 | 0 | 0 | 0 | 0 | 0 | 0 | 0 | 0 | 0 | 0 | 0 | 0 | 0 | 0 | 0 | 0 | 0 | 0 | 0 | 0 | 0 | 0 | 0
F2_Residential_Single Family Low Income_Existing_Water Heating_Natural Gas_Water Heater (<= 55 gal)_E10 | F2 | Residential | Single Family Low Income | Existing | Water Heating | Natural Gas | Water Heater (<= 55 gal) | E10 | RVT - Cost of Operation | 0 | 0 | 0 | 0 | 0 | 0 | 0 | 0 | 0 | 0 | 0 | 0 | 0 | 0 | 0 | 0 | 0 | 0 | 0 | 0 | 0 | 0 | 0 | 0 | 0 | 0 | 0 | 0 | 0 | 0 | 0 | 0 | 0 | 0 | 0 | 0 | 0 | 0 | 0 | 0 | 0 | 0
F3_Residential_Single Family Low Income_Existing_Water Heating_Natural Gas_Water Heater (<= 55 gal)_E1 | F3 | Residential | Single Family Low Income | Existing | Water Heating | Natural Gas | Water Heater (<= 55 gal) | E1 | System - kBTUs of Consumption | 108.75 | 108.75 | 108.75 | 108.75 | 108.75 | 108.75 | 108.75 | 108.75 | 108.75 | 108.75 | 108.75 | 108.75 | 108.75 | 108.75 | 108.75 | 108.75 | 108.75 | 108.75 | 108.75 | 108.75 | 108.75 | 108.75 | 108.75 | 108.75 | 108.75 | 108.75 | 108.75 | 108.75 | 108.75 | 108.75 | 108.75 | 108.75 | 108.75 | 0 | 0 | 0 | 0 | 0 | 0 | 0 | 0 | 0
F3_Residential_Single Family Low Income_Existing_Water Heating_Natural Gas_Water Heater (<= 55 gal)_E2 | F3 | Residential | Single Family Low Income | Existing | Water Heating | Natural Gas | Water Heater (<= 55 gal) | E2 | System - kBTUs of Consumption | 122.6873 | 122.6873 | 122.6873 | 122.6873 | 122.6873 | 122.6873 | 122.6873 | 122.6873 | 122.6873 | 122.6873 | 122.6873 | 122.6873 | 122.6873 | 122.6873 | 122.6873 | 122.6873 | 122.6873 | 122.6873 | 122.6873 | 122.6873 | 122.6873 | 122.6873 | 122.6873 | 122.6873 | 122.6873 | 122.6873 | 122.6873 | 122.6873 | 122.6873 | 122.6873 | 122.6873 | 122.6873 | 122.6873 | 0 | 0 | 0 | 0 | 0 | 0 | 0 | 0 | 0
F3_Residential_Single Family Low Income_Existing_Water Heating_Natural Gas_Water Heater (<= 55 gal)_E3 | F3 | Residential | Single Family Low Income | Existing | Water Heating | Natural Gas | Water Heater (<= 55 gal) | E3 | System - kBTUs of Consumption | 346.2727 | 346.2727 | 346.2727 | 346.2727 | 346.2727 | 346.2727 | 346.2727 | 346.2727 | 346.2727 | 346.2727 | 346.2727 | 346.2727 | 346.2727 | 346.2727 | 346.2727 | 346.2727 | 346.2727 | 346.2727 | 346.2727 | 346.2727 | 346.2727 | 346.2727 | 346.2727 | 346.2727 | 346.2727 | 346.2727 | 346.2727 | 346.2727 | 346.2727 | 346.2727 | 346.2727 | 346.2727 | 346.2727 | 0 | 0 | 0 | 0 | 0 | 0 | 0 | 0 | 0
F3_Residential_Single Family Low Income_Existing_Water Heating_Natural Gas_Water Heater (<= 55 gal)_E4 | F3 | Residential | Single Family Low Income | Existing | Water Heating | Natural Gas | Water Heater (<= 55 gal) | E4 | System - kBTUs of Consumption | 160.3908 | 160.3908 | 160.3908 | 160.3908 | 160.3908 | 160.3908 | 160.3908 | 160.3908 | 160.3908 | 160.3908 | 160.3908 | 160.3908 | 160.3908 | 160.3908 | 160.3908 | 160.3908 | 160.3908 | 160.3908 | 160.3908 | 160.3908 | 160.3908 | 160.3908 | 160.3908 | 160.3908 | 160.3908 | 160.3908 | 160.3908 | 160.3908 | 160.3908 | 160.3908 | 160.3908 | 160.3908 | 160.3908 | 0 | 0 | 0 | 0 | 0 | 0 | 0 | 0 | 0
F3_Residential_Single Family Low Income_Existing_Water Heating_Natural Gas_Water Heater (<= 55 gal)_E5 | F3 | Residential | Single Family Low Income | Existing | Water Heating | Natural Gas | Water Heater (<= 55 gal) | E5 | System - kBTUs of Consumption | 181.9005 | 181.9005 | 181.9005 | 181.9005 | 181.9005 | 181.9005 | 181.9005 | 181.9005 | 181.9005 | 181.9005 | 181.9005 | 181.9005 | 181.9005 | 181.9005 | 181.9005 | 181.9005 | 181.9005 | 181.9005 | 181.9005 | 181.9005 | 181.9005 | 181.9005 | 181.9005 | 181.9005 | 181.9005 | 181.9005 | 181.9005 | 181.9005 | 181.9005 | 181.9005 | 181.9005 | 181.9005 | 181.9005 | 0 | 0 | 0 | 0 | 0 | 0 | 0 | 0 | 0
F3_Residential_Single Family Low Income_Existing_Water Heating_Natural Gas_Water Heater (<= 55 gal)_E6 | F3 | Residential | Single Family Low Income | Existing | Water Heating | Natural Gas | Water Heater (<= 55 gal) | E6 | System - kBTUs of Consumption | 501.237 | 501.237 | 501.237 | 501.237 | 501.237 | 501.237 | 501.237 | 501.237 | 501.237 | 501.237 | 501.237 | 501.237 | 501.237 | 501.237 | 501.237 | 501.237 | 501.237 | 501.237 | 501.237 | 501.237 | 501.237 | 501.237 | 501.237 | 501.237 | 501.237 | 501.237 | 501.237 | 501.237 | 501.237 | 501.237 | 501.237 | 501.237 | 501.237 | 0 | 0 | 0 | 0 | 0 | 0 | 0 | 0 | 0
F3_Residential_Single Family Low Income_Existing_Water Heating_Natural Gas_Water Heater (<= 55 gal)_E7 | F3 | Residential | Single Family Low Income | Existing | Water Heating | Natural Gas | Water Heater (<= 55 gal) | E7 | System - kBTUs of Consumption | 0 | 0 | 0 | 0 | 593.764 | 593.764 | 593.764 | 593.764 | 593.764 | 593.764 | 593.764 | 593.764 | 593.764 | 593.764 | 593.764 | 593.764 | 593.764 | 593.764 | 593.764 | 593.764 | 593.764 | 593.764 | 593.764 | 593.764 | 593.764 | 593.764 | 593.764 | 593.764 | 593.764 | 593.764 | 593.764 | 593.764 | 593.764 | 0 | 0 | 0 | 0 | 0 | 0 | 0 | 0 | 0
F3_Residential_Single Family Low Income_Existing_Water Heating_Natural Gas_Water Heater (<= 55 gal)_E8 | F3 | Residential | Single Family Low Income | Existing | Water Heating | Natural Gas | Water Heater (<= 55 gal) | E8 | System - kBTUs of Consumption | 0 | 0 | 0 | 0 | 0 | 0 | 0 | 0 | 0 | 0 | 0 | 0 | 0 | 0 | 0 | 0 | 0 | 0 | 0 | 0 | 0 | 0 | 0 | 0 | 0 | 0 | 0 | 0 | 0 | 0 | 0 | 0 | 0 | 0 | 0 | 0 | 0 | 0 | 0 | 0 | 0 | 0
F3_Residential_Single Family Low Income_Existing_Water Heating_Natural Gas_Water Heater (<= 55 gal)_E9 | F3 | Residential | Single Family Low Income | Existing | Water Heating | Natural Gas | Water Heater (<= 55 gal) | E9 | System - kBTUs of Consumption | 0 | 0 | 0 | 0 | 0 | 0 | 0 | 0 | 0 | 0 | 0 | 0 | 0 | 0 | 0 | 0 | 0 | 0 | 0 | 0 | 0 | 0 | 0 | 0 | 0 | 0 | 0 | 0 | 0 | 0 | 0 | 0 | 0 | 0 | 0 | 0 | 0 | 0 | 0 | 0 | 0 | 0
F3_Residential_Single Family Low Income_Existing_Water Heating_Natural Gas_Water Heater (<= 55 gal)_E10 | F3 | Residential | Single Family Low Income | Existing | Water Heating | Natural Gas | Water Heater (<= 55 gal) | E10 | System - kBTUs of Consumption | 0 | 0 | 0 | 0 | 0 | 0 | 0 | 0 | 0 | 0 | 0 | 0 | 0 | 0 | 0 | 0 | 0 | 0 | 0 | 0 | 0 | 0 | 0 | 0 | 0 | 0 | 0 | 0 | 0 | 0 | 0 | 0 | 0 | 0 | 0 | 0 | 0 | 0 | 0 | 0 | 0 | 0
F4_Residential_Single Family Low Income_Existing_Water Heating_Natural Gas_Water Heater (<= 55 gal)_E1 | F4 | Residential | Single Family Low Income | Existing | Water Heating | Natural Gas | Water Heater (<= 55 gal) | E1 | Utility - Cost of Equipment | 178.9092 | 179.4332 | 180.6083 | 181.5963 | 181.1944 | 182.1636 | 184.3464 | 186.158 | 188.3361 | 190.4606 | 192.6023 | 194.6298 | 196.7871 | 199.016 | 201.1884 | 203.4102 | 205.6411 | 207.9051 | 210.082 | 212.1751 | 214.0077 | 215.6868 | 216.9745 | 218.0968 | 218.9098 | 219.4544 | 219.8196 | 219.9611 | 219.7962 | 219.4254 | 218.6655 | 217.7191 | 216.435 | 0 | 0 | 0 | 0 | 0 | 0 | 0 | 0 | 0
F4_Residential_Single Family Low Income_Existing_Water Heating_Natural Gas_Water Heater (<= 55 gal)_E2 | F4 | Residential | Single Family Low Income | Existing | Water Heating | Natural Gas | Water Heater (<= 55 gal) | E2 | Utility - Cost of Equipment | 162.1365 | 162.6113 | 163.6762 | 164.5717 | 164.2074 | 165.0857 | 167.0639 | 168.7057 | 170.6796 | 172.6049 | 174.5458 | 176.3833 | 178.3383 | 180.3582 | 182.327 | 184.3405 | 186.3622 | 188.414 | 190.3868 | 192.2837 | 193.9445 | 195.4662 | 196.6332 | 197.6503 | 198.387 | 198.8806 | 199.2115 | 199.3398 | 199.1903 | 198.8543 | 198.1656 | 197.3079 | 196.1442 | 0 | 0 | 0 | 0 | 0 | 0 | 0 | 0 | 0
F4_Residential_Single Family Low Income_Existing_Water Heating_Natural Gas_Water Heater (<= 55 gal)_E3 | F4 | Residential | Single Family Low Income | Existing | Water Heating | Natural Gas | Water Heater (<= 55 gal) | E3 | Utility - Cost of Equipment | 128.1078 | 128.483 | 129.3244 | 130.0319 | 129.7441 | 130.4381 | 132.0011 | 133.2983 | 134.8579 | 136.3792 | 137.9127 | 139.3646 | 140.9093 | 142.5053 | 144.0608 | 145.6517 | 147.2492 | 148.8703 | 150.4291 | 151.9279 | 153.2401 | 154.4424 | 155.3645 | 156.1681 | 156.7502 | 157.1402 | 157.4017 | 157.503 | 157.385 | 157.1194 | 156.5753 | 155.8976 | 154.9781 | 0 | 0 | 0 | 0 | 0 | 0 | 0 | 0 | 0
F4_Residential_Single Family Low Income_Existing_Water Heating_Natural Gas_Water Heater (<= 55 gal)_E4 | F4 | Residential | Single Family Low Income | Existing | Water Heating | Natural Gas | Water Heater (<= 55 gal) | E4 | Utility - Cost of Equipment | 121.7296 | 122.3556 | 123.3032 | 124.1723 | 124.3787 | 125.2664 | 126.7513 | 128.0811 | 129.5675 | 131.0016 | 132.4046 | 133.7075 | 135.0131 | 136.2922 | 137.4585 | 138.5629 | 139.5723 | 140.5509 | 141.4411 | 142.2941 | 143.0351 | 143.7362 | 144.2932 | 144.834 | 145.2256 | 145.4881 | 145.664 | 145.7322 | 145.6527 | 145.474 | 145.1079 | 144.652 | 144.0333 | 0 | 0 | 0 | 0 | 0 | 0 | 0 | 0 | 0
F4_Residential_Single Family Low Income_Existing_Water Heating_Natural Gas_Water Heater (<= 55 gal)_E5 | F4 | Residential | Single Family Low Income | Existing | Water Heating | Natural Gas | Water Heater (<= 55 gal) | E5 | Utility - Cost of Equipment | 116.3789 | 116.9773 | 117.8833 | 118.7142 | 118.9115 | 119.7602 | 121.1798 | 122.4511 | 123.8722 | 125.2433 | 126.5846 | 127.8302 | 129.0784 | 130.3013 | 131.4164 | 132.4722 | 133.4373 | 134.3728 | 135.2239 | 136.0394 | 136.7479 | 137.4181 | 137.9507 | 138.4676 | 138.8421 | 139.093 | 139.2611 | 139.3264 | 139.2504 | 139.0796 | 138.7296 | 138.2936 | 137.7022 | 0 | 0 | 0 | 0 | 0 | 0 | 0 | 0 | 0
F4_Residential_Single Family Low Income_Existing_Water Heating_Natural Gas_Water Heater (<= 55 gal)_E6 | F4 | Residential | Single Family Low Income | Existing | Water Heating | Natural Gas | Water Heater (<= 55 gal) | E6 | Utility - Cost of Equipment | 97.8937 | 98.1804 | 98.8234 | 99.364 | 99.1441 | 99.6744 | 100.8688 | 101.8601 | 103.0518 | 104.2143 | 105.3861 | 106.4956 | 107.6759 | 108.8955 | 110.0842 | 111.2999 | 112.5206 | 113.7594 | 114.9505 | 116.0958 | 117.0986 | 118.0173 | 118.7219 | 119.336 | 119.7808 | 120.0788 | 120.2786 | 120.3561 | 120.2659 | 120.0629 | 119.6472 | 119.1293 | 118.4267 | 0 | 0 | 0 | 0 | 0 | 0 | 0 | 0 | 0
F4_Residential_Single Family Low Income_Existing_Water Heating_Natural Gas_Water Heater (<= 55 gal)_E7 | F4 | Residential | Single Family Low Income | Existing | Water Heating | Natural Gas | Water Heater (<= 55 gal) | E7 | Utility - Cost of Equipment | 0 | 0 | 0 | 0 | 79.9312 | 80.3585 | 81.3287 | 82.1438 | 83.1254 | 84.0787 | 85.0353 | 85.9378 | 86.8923 | 87.8565 | 88.7576 | 89.6434 | 90.4926 | 91.3634 | 92.2123 | 93.0479 | 93.7951 | 94.5166 | 95.1108 | 95.6883 | 96.121 | 96.4173 | 96.6115 | 96.6747 | 96.6011 | 96.4356 | 96.0966 | 95.6744 | 95.1015 | 0 | 0 | 0 | 0 | 0 | 0 | 0 | 0 | 0
F4_Residential_Single Family Low Income_Existing_Water Heating_Natural Gas_Water Heater (<= 55 gal)_E8 | F4 | Residential | Single Family Low Income | Existing | Water Heating | Natural Gas | Water Heater (<= 55 gal) | E8 | Utility - Cost of Equipment | 0 | 0 | 0 | 0 | 0 | 0 | 0 | 0 | 0 | 0 | 0 | 0 | 0 | 0 | 0 | 0 | 0 | 0 | 0 | 0 | 0 | 0 | 0 | 0 | 0 | 0 | 0 | 0 | 0 | 0 | 0 | 0 | 0 | 0 | 0 | 0 | 0 | 0 | 0 | 0 | 0 | 0
F4_Residential_Single Family Low Income_Existing_Water Heating_Natural Gas_Water Heater (<= 55 gal)_E9 | F4 | Residential | Single Family Low Income | Existing | Water Heating | Natural Gas | Water Heater (<= 55 gal) | E9 | Utility - Cost of Equipment | 0 | 0 | 0 | 0 | 0 | 0 | 0 | 0 | 0 | 0 | 0 | 0 | 0 | 0 | 0 | 0 | 0 | 0 | 0 | 0 | 0 | 0 | 0 | 0 | 0 | 0 | 0 | 0 | 0 | 0 | 0 | 0 | 0 | 0 | 0 | 0 | 0 | 0 | 0 | 0 | 0 | 0
F4_Residential_Single Family Low Income_Existing_Water Heating_Natural Gas_Water Heater (<= 55 gal)_E10 | F4 | Residential | Single Family Low Income | Existing | Water Heating | Natural Gas | Water Heater (<= 55 gal) | E10 | Utility - Cost of Equipment | 0 | 0 | 0 | 0 | 0 | 0 | 0 | 0 | 0 | 0 | 0 | 0 | 0 | 0 | 0 | 0 | 0 | 0 | 0 | 0 | 0 | 0 | 0 | 0 | 0 | 0 | 0 | 0 | 0 | 0 | 0 | 0 | 0 | 0 | 0 | 0 | 0 | 0 | 0 | 0 | 0 | 0
F5_Residential_Single Family Low Income_Existing_Water Heating_Natural Gas_Water Heater (<= 55 gal)_E1 | F5 | Residential | Single Family Low Income | Existing | Water Heating | Natural Gas | Water Heater (<= 55 gal) | E1 | Utility - Cost of Operation | 108.75 | 108.75 | 108.75 | 108.75 | 108.75 | 108.75 | 108.75 | 108.75 | 108.75 | 108.75 | 108.75 | 108.75 | 108.75 | 108.75 | 108.75 | 108.75 | 108.75 | 108.75 | 108.75 | 108.75 | 108.75 | 108.75 | 108.75 | 108.75 | 108.75 | 108.75 | 108.75 | 108.75 | 108.75 | 108.75 | 108.75 | 108.75 | 108.75 | 0 | 0 | 0 | 0 | 0 | 0 | 0 | 0 | 0
F5_Residential_Single Family Low Income_Existing_Water Heating_Natural Gas_Water Heater (<= 55 gal)_E2 | F5 | Residential | Single Family Low Income | Existing | Water Heating | Natural Gas | Water Heater (<= 55 gal) | E2 | Utility - Cost of Operation | 122.6873 | 122.6873 | 122.6873 | 122.6873 | 122.6873 | 122.6873 | 122.6873 | 122.6873 | 122.6873 | 122.6873 | 122.6873 | 122.6873 | 122.6873 | 122.6873 | 122.6873 | 122.6873 | 122.6873 | 122.6873 | 122.6873 | 122.6873 | 122.6873 | 122.6873 | 122.6873 | 122.6873 | 122.6873 | 122.6873 | 122.6873 | 122.6873 | 122.6873 | 122.6873 | 122.6873 | 122.6873 | 122.6873 | 0 | 0 | 0 | 0 | 0 | 0 | 0 | 0 | 0
F5_Residential_Single Family Low Income_Existing_Water Heating_Natural Gas_Water Heater (<= 55 gal)_E3 | F5 | Residential | Single Family Low Income | Existing | Water Heating | Natural Gas | Water Heater (<= 55 gal) | E3 | Utility - Cost of Operation | 346.2727 | 346.2727 | 346.2727 | 346.2727 | 346.2727 | 346.2727 | 346.2727 | 346.2727 | 346.2727 | 346.2727 | 346.2727 | 346.2727 | 346.2727 | 346.2727 | 346.2727 | 346.2727 | 346.2727 | 346.2727 | 346.2727 | 346.2727 | 346.2727 | 346.2727 | 346.2727 | 346.2727 | 346.2727 | 346.2727 | 346.2727 | 346.2727 | 346.2727 | 346.2727 | 346.2727 | 346.2727 | 346.2727 | 0 | 0 | 0 | 0 | 0 | 0 | 0 | 0 | 0
F5_Residential_Single Family Low Income_Existing_Water Heating_Natural Gas_Water Heater (<= 55 gal)_E4 | F5 | Residential | Single Family Low Income | Existing | Water Heating | Natural Gas | Water Heater (<= 55 gal) | E4 | Utility - Cost of Operation | 160.3908 | 160.3908 | 160.3908 | 160.3908 | 160.3908 | 160.3908 | 160.3908 | 160.3908 | 160.3908 | 160.3908 | 160.3908 | 160.3908 | 160.3908 | 160.3908 | 160.3908 | 160.3908 | 160.3908 | 160.3908 | 160.3908 | 160.3908 | 160.3908 | 160.3908 | 160.3908 | 160.3908 | 160.3908 | 160.3908 | 160.3908 | 160.3908 | 160.3908 | 160.3908 | 160.3908 | 160.3908 | 160.3908 | 0 | 0 | 0 | 0 | 0 | 0 | 0 | 0 | 0
F5_Residential_Single Family Low Income_Existing_Water Heating_Natural Gas_Water Heater (<= 55 gal)_E5 | F5 | Residential | Single Family Low Income | Existing | Water Heating | Natural Gas | Water Heater (<= 55 gal) | E5 | Utility - Cost of Operation | 181.9005 | 181.9005 | 181.9005 | 181.9005 | 181.9005 | 181.9005 | 181.9005 | 181.9005 | 181.9005 | 181.9005 | 181.9005 | 181.9005 | 181.9005 | 181.9005 | 181.9005 | 181.9005 | 181.9005 | 181.9005 | 181.9005 | 181.9005 | 181.9005 | 181.9005 | 181.9005 | 181.9005 | 181.9005 | 181.9005 | 181.9005 | 181.9005 | 181.9005 | 181.9005 | 181.9005 | 181.9005 | 181.9005 | 0 | 0 | 0 | 0 | 0 | 0 | 0 | 0 | 0
F5_Residential_Single Family Low Income_Existing_Water Heating_Natural Gas_Water Heater (<= 55 gal)_E6 | F5 | Residential | Single Family Low Income | Existing | Water Heating | Natural Gas | Water Heater (<= 55 gal) | E6 | Utility - Cost of Operation | 501.237 | 501.237 | 501.237 | 501.237 | 501.237 | 501.237 | 501.237 | 501.237 | 501.237 | 501.237 | 501.237 | 501.237 | 501.237 | 501.237 | 501.237 | 501.237 | 501.237 | 501.237 | 501.237 | 501.237 | 501.237 | 501.237 | 501.237 | 501.237 | 501.237 | 501.237 | 501.237 | 501.237 | 501.237 | 501.237 | 501.237 | 501.237 | 501.237 | 0 | 0 | 0 | 0 | 0 | 0 | 0 | 0 | 0
F5_Residential_Single Family Low Income_Existing_Water Heating_Natural Gas_Water Heater (<= 55 gal)_E7 | F5 | Residential | Single Family Low Income | Existing | Water Heating | Natural Gas | Water Heater (<= 55 gal) | E7 | Utility - Cost of Operation | 0 | 0 | 0 | 0 | 593.764 | 593.764 | 593.764 | 593.764 | 593.764 | 593.764 | 593.764 | 593.764 | 593.764 | 593.764 | 593.764 | 593.764 | 593.764 | 593.764 | 593.764 | 593.764 | 593.764 | 593.764 | 593.764 | 593.764 | 593.764 | 593.764 | 593.764 | 593.764 | 593.764 | 593.764 | 593.764 | 593.764 | 593.764 | 0 | 0 | 0 | 0 | 0 | 0 | 0 | 0 | 0
F5_Residential_Single Family Low Income_Existing_Water Heating_Natural Gas_Water Heater (<= 55 gal)_E8 | F5 | Residential | Single Family Low Income | Existing | Water Heating | Natural Gas | Water Heater (<= 55 gal) | E8 | Utility - Cost of Operation | 0 | 0 | 0 | 0 | 0 | 0 | 0 | 0 | 0 | 0 | 0 | 0 | 0 | 0 | 0 | 0 | 0 | 0 | 0 | 0 | 0 | 0 | 0 | 0 | 0 | 0 | 0 | 0 | 0 | 0 | 0 | 0 | 0 | 0 | 0 | 0 | 0 | 0 | 0 | 0 | 0 | 0
F5_Residential_Single Family Low Income_Existing_Water Heating_Natural Gas_Water Heater (<= 55 gal)_E9 | F5 | Residential | Single Family Low Income | Existing | Water Heating | Natural Gas | Water Heater (<= 55 gal) | E9 | Utility - Cost of Operation | 0 | 0 | 0 | 0 | 0 | 0 | 0 | 0 | 0 | 0 | 0 | 0 | 0 | 0 | 0 | 0 | 0 | 0 | 0 | 0 | 0 | 0 | 0 | 0 | 0 | 0 | 0 | 0 | 0 | 0 | 0 | 0 | 0 | 0 | 0 | 0 | 0 | 0 | 0 | 0 | 0 | 0
F5_Residential_Single Family Low Income_Existing_Water Heating_Natural Gas_Water Heater (<= 55 gal)_E10 | F5 | Residential | Single Family Low Income | Existing | Water Heating | Natural Gas | Water Heater (<= 55 gal) | E10 | Utility - Cost of Operation | 0 | 0 | 0 | 0 | 0 | 0 | 0 | 0 | 0 | 0 | 0 | 0 | 0 | 0 | 0 | 0 | 0 | 0 | 0 | 0 | 0 | 0 | 0 | 0 | 0 | 0 | 0 | 0 | 0 | 0 | 0 | 0 | 0 | 0 | 0 | 0 | 0 | 0 | 0 | 0 | 0 | 0
F6_Residential_Single Family Low Income_Existing_Water Heating_Natural Gas_Water Heater (<= 55 gal)_E1 | F6 | Residential | Single Family Low Income | Existing | Water Heating | Natural Gas | Water Heater (<= 55 gal) | E1 | Utility - Value of Sales | 144.8919 | 145.7362 | 146.8948 | 147.8417 | 147.8417 | 147.8417 | 147.8417 | 147.8417 | 147.8417 | 147.8417 | 147.8417 | 147.8417 | 147.8417 | 147.8417 | 147.8417 | 147.8417 | 147.8417 | 147.8417 | 147.8417 | 147.8417 | 147.8417 | 147.8417 | 147.8417 | 147.8417 | 147.8417 | 147.8417 | 147.8417 | 147.8417 | 147.8417 | 147.8417 | 147.8417 | 147.8417 | 147.8417 | 0 | 0 | 0 | 0 | 0 | 0 | 0 | 0 | 0
F6_Residential_Single Family Low Income_Existing_Water Heating_Natural Gas_Water Heater (<= 55 gal)_E2 | F6 | Residential | Single Family Low Income | Existing | Water Heating | Natural Gas | Water Heater (<= 55 gal) | E2 | Utility - Value of Sales | 131.3083 | 132.0735 | 133.1234 | 133.9816 | 133.9816 | 133.9816 | 133.9816 | 133.9816 | 133.9816 | 133.9816 | 133.9816 | 133.9816 | 133.9816 | 133.9816 | 133.9816 | 133.9816 | 133.9816 | 133.9816 | 133.9816 | 133.9816 | 133.9816 | 133.9816 | 133.9816 | 133.9816 | 133.9816 | 133.9816 | 133.9816 | 133.9816 | 133.9816 | 133.9816 | 133.9816 | 133.9816 | 133.9816 | 0 | 0 | 0 | 0 | 0 | 0 | 0 | 0 | 0
F6_Residential_Single Family Low Income_Existing_Water Heating_Natural Gas_Water Heater (<= 55 gal)_E3 | F6 | Residential | Single Family Low Income | Existing | Water Heating | Natural Gas | Water Heater (<= 55 gal) | E3 | Utility - Value of Sales | 103.7498 | 104.3543 | 105.1839 | 105.862 | 105.862 | 105.862 | 105.862 | 105.862 | 105.862 | 105.862 | 105.862 | 105.862 | 105.862 | 105.862 | 105.862 | 105.862 | 105.862 | 105.862 | 105.862 | 105.862 | 105.862 | 105.862 | 105.862 | 105.862 | 105.862 | 105.862 | 105.862 | 105.862 | 105.862 | 105.862 | 105.862 | 105.862 | 105.862 | 0 | 0 | 0 | 0 | 0 | 0 | 0 | 0 | 0
F6_Residential_Single Family Low Income_Existing_Water Heating_Natural Gas_Water Heater (<= 55 gal)_E4 | F6 | Residential | Single Family Low Income | Existing | Water Heating | Natural Gas | Water Heater (<= 55 gal) | E4 | Utility - Value of Sales | 97.2829 | 97.6488 | 98.1508 | 98.5611 | 98.5611 | 98.5611 | 98.5611 | 98.5611 | 98.5611 | 98.5611 | 98.5611 | 98.5611 | 98.5611 | 98.5611 | 98.5611 | 98.5611 | 98.5611 | 98.5611 | 98.5611 | 98.5611 | 98.5611 | 98.5611 | 98.5611 | 98.5611 | 98.5611 | 98.5611 | 98.5611 | 98.5611 | 98.5611 | 98.5611 | 98.5611 | 98.5611 | 98.5611 | 0 | 0 | 0 | 0 | 0 | 0 | 0 | 0 | 0
F6_Residential_Single Family Low Income_Existing_Water Heating_Natural Gas_Water Heater (<= 55 gal)_E5 | F6 | Residential | Single Family Low Income | Existing | Water Heating | Natural Gas | Water Heater (<= 55 gal) | E5 | Utility - Value of Sales | 93.0067 | 93.3565 | 93.8365 | 94.2288 | 94.2288 | 94.2288 | 94.2288 | 94.2288 | 94.2288 | 94.2288 | 94.2288 | 94.2288 | 94.2288 | 94.2288 | 94.2288 | 94.2288 | 94.2288 | 94.2288 | 94.2288 | 94.2288 | 94.2288 | 94.2288 | 94.2288 | 94.2288 | 94.2288 | 94.2288 | 94.2288 | 94.2288 | 94.2288 | 94.2288 | 94.2288 | 94.2288 | 94.2288 | 0 | 0 | 0 | 0 | 0 | 0 | 0 | 0 | 0
F6_Residential_Single Family Low Income_Existing_Water Heating_Natural Gas_Water Heater (<= 55 gal)_E6 | F6 | Residential | Single Family Low Income | Existing | Water Heating | Natural Gas | Water Heater (<= 55 gal) | E6 | Utility - Value of Sales | 79.2805 | 79.7425 | 80.3764 | 80.8945 | 80.8945 | 80.8945 | 80.8945 | 80.8945 | 80.8945 | 80.8945 | 80.8945 | 80.8945 | 80.8945 | 80.8945 | 80.8945 | 80.8945 | 80.8945 | 80.8945 | 80.8945 | 80.8945 | 80.8945 | 80.8945 | 80.8945 | 80.8945 | 80.8945 | 80.8945 | 80.8945 | 80.8945 | 80.8945 | 80.8945 | 80.8945 | 80.8945 | 80.8945 | 0 | 0 | 0 | 0 | 0 | 0 | 0 | 0 | 0
F6_Residential_Single Family Low Income_Existing_Water Heating_Natural Gas_Water Heater (<= 55 gal)_E7 | F6 | Residential | Single Family Low Income | Existing | Water Heating | Natural Gas | Water Heater (<= 55 gal) | E7 | Utility - Value of Sales | 0 | 0 | 0 | 0 | 65.9601 | 65.9601 | 65.9601 | 65.9601 | 65.9601 | 65.9601 | 65.9601 | 65.9601 | 65.9601 | 65.9601 | 65.9601 | 65.9601 | 65.9601 | 65.9601 | 65.9601 | 65.9601 | 65.9601 | 65.9601 | 65.9601 | 65.9601 | 65.9601 | 65.9601 | 65.9601 | 65.9601 | 65.9601 | 65.9601 | 65.9601 | 65.9601 | 65.9601 | 0 | 0 | 0 | 0 | 0 | 0 | 0 | 0 | 0
F6_Residential_Single Family Low Income_Existing_Water Heating_Natural Gas_Water Heater (<= 55 gal)_E8 | F6 | Residential | Single Family Low Income | Existing | Water Heating | Natural Gas | Water Heater (<= 55 gal) | E8 | Utility - Value of Sales | 0 | 0 | 0 | 0 | 0 | 0 | 0 | 0 | 0 | 0 | 0 | 0 | 0 | 0 | 0 | 0 | 0 | 0 | 0 | 0 | 0 | 0 | 0 | 0 | 0 | 0 | 0 | 0 | 0 | 0 | 0 | 0 | 0 | 0 | 0 | 0 | 0 | 0 | 0 | 0 | 0 | 0
F6_Residential_Single Family Low Income_Existing_Water Heating_Natural Gas_Water Heater (<= 55 gal)_E9 | F6 | Residential | Single Family Low Income | Existing | Water Heating | Natural Gas | Water Heater (<= 55 gal) | E9 | Utility - Value of Sales | 0 | 0 | 0 | 0 | 0 | 0 | 0 | 0 | 0 | 0 | 0 | 0 | 0 | 0 | 0 | 0 | 0 | 0 | 0 | 0 | 0 | 0 | 0 | 0 | 0 | 0 | 0 | 0 | 0 | 0 | 0 | 0 | 0 | 0 | 0 | 0 | 0 | 0 | 0 | 0 | 0 | 0
F6_Residential_Single Family Low Income_Existing_Water Heating_Natural Gas_Water Heater (<= 55 gal)_E10 | F6 | Residential | Single Family Low Income | Existing | Water Heating | Natural Gas | Water Heater (<= 55 gal) | E10 | Utility - Value of Sales | 0 | 0 | 0 | 0 | 0 | 0 | 0 | 0 | 0 | 0 | 0 | 0 | 0 | 0 | 0 | 0 | 0 | 0 | 0 | 0 | 0 | 0 | 0 | 0 | 0 | 0 | 0 | 0 | 0 | 0 | 0 | 0 | 0 | 0 | 0 | 0 | 0 | 0 | 0 | 0 | 0 | 0
F1_Residential_Single Family Low Income_Existing_Water Heating_Natural Gas_Water Heater (> 55 gal)_E1 | F1 | Residential | Single Family Low Income | Existing | Water Heating | Natural Gas | Water Heater (> 55 gal) | E1 | RVT - Cost of Equipment | 178.7634 | 179.2869 | 180.4611 | 181.4483 | 181.0467 | 182.0151 | 184.1961 | 186.0063 | 188.1826 | 190.3054 | 192.4453 | 194.4712 | 196.6267 | 198.8538 | 201.0244 | 203.2444 | 205.4735 | 207.7356 | 209.9108 | 212.0022 | 213.8333 | 215.511 | 216.7977 | 217.9191 | 218.7314 | 219.2756 | 219.6404 | 219.7819 | 219.6171 | 219.2465 | 218.4873 | 217.5416 | 216.2586 | 0 | 0 | 0 | 0 | 0 | 0 | 0 | 0 | 0
F1_Residential_Single Family Low Income_Existing_Water Heating_Natural Gas_Water Heater (> 55 gal)_E2 | F1 | Residential | Single Family Low Income | Existing | Water Heating | Natural Gas | Water Heater (> 55 gal) | E2 | RVT - Cost of Equipment | 174.1797 | 174.6898 | 175.8339 | 176.7958 | 176.4045 | 177.3481 | 179.4732 | 181.2369 | 183.3574 | 185.4258 | 187.5108 | 189.4847 | 191.585 | 193.755 | 195.8699 | 198.033 | 200.205 | 202.4091 | 204.5285 | 206.5663 | 208.3504 | 209.9851 | 211.2388 | 212.3314 | 213.1229 | 213.6531 | 214.0086 | 214.1464 | 213.9859 | 213.6248 | 212.885 | 211.9636 | 210.7135 | 0 | 0 | 0 | 0 | 0 | 0 | 0 | 0 | 0
F1_Residential_Single Family Low Income_Existing_Water Heating_Natural Gas_Water Heater (> 55 gal)_E3 | F1 | Residential | Single Family Low Income | Existing | Water Heating | Natural Gas | Water Heater (> 55 gal) | E3 | RVT - Cost of Equipment | 167.7286 | 168.2198 | 169.3215 | 170.2478 | 169.871 | 170.7796 | 172.826 | 174.5244 | 176.5664 | 178.5581 | 180.566 | 182.4668 | 184.4892 | 186.5789 | 188.6155 | 190.6984 | 192.79 | 194.9125 | 196.9533 | 198.9156 | 200.6337 | 202.2079 | 203.4151 | 204.4673 | 205.2295 | 205.7401 | 206.0823 | 206.2151 | 206.0605 | 205.7128 | 205.0004 | 204.1131 | 202.9093 | 0 | 0 | 0 | 0 | 0 | 0 | 0 | 0 | 0
F1_Residential_Single Family Low Income_Existing_Water Heating_Natural Gas_Water Heater (> 55 gal)_E4 | F1 | Residential | Single Family Low Income | Existing | Water Heating | Natural Gas | Water Heater (> 55 gal) | E4 | RVT - Cost of Equipment | 159.3778 | 160.1974 | 161.4381 | 162.5759 | 162.8461 | 164.0084 | 165.9525 | 167.6936 | 169.6397 | 171.5173 | 173.3543 | 175.0601 | 176.7695 | 178.4442 | 179.9713 | 181.4172 | 182.7388 | 184.02 | 185.1856 | 186.3023 | 187.2726 | 188.1904 | 188.9198 | 189.6278 | 190.1406 | 190.4841 | 190.7145 | 190.8038 | 190.6997 | 190.4658 | 189.9865 | 189.3895 | 188.5795 | 0 | 0 | 0 | 0 | 0 | 0 | 0 | 0 | 0
F1_Residential_Single Family Low Income_Existing_Water Heating_Natural Gas_Water Heater (> 55 gal)_E5 | F1 | Residential | Single Family Low Income | Existing | Water Heating | Natural Gas | Water Heater (> 55 gal) | E5 | RVT - Cost of Equipment | 152.3722 | 153.1557 | 154.3419 | 155.4297 | 155.688 | 156.7992 | 158.6579 | 160.3224 | 162.183 | 163.9781 | 165.7343 | 167.3652 | 168.9994 | 170.6005 | 172.0605 | 173.4428 | 174.7064 | 175.9312 | 177.0456 | 178.1132 | 179.0408 | 179.9183 | 180.6156 | 181.2925 | 181.7828 | 182.1112 | 182.3314 | 182.4168 | 182.3173 | 182.0937 | 181.6354 | 181.0647 | 180.2903 | 0 | 0 | 0 | 0 | 0 | 0 | 0 | 0 | 0
F1_Residential_Single Family Low Income_Existing_Water Heating_Natural Gas_Water Heater (> 55 gal)_E6 | F1 | Residential | Single Family Low Income | Existing | Water Heating | Natural Gas | Water Heater (> 55 gal) | E6 | RVT - Cost of Equipment | 128.17 | 128.5453 | 129.3872 | 130.095 | 129.8071 | 130.5014 | 132.0651 | 133.363 | 134.9234 | 136.4454 | 137.9796 | 139.4322 | 140.9776 | 142.5744 | 144.1307 | 145.7224 | 147.3206 | 148.9425 | 150.5021 | 152.0016 | 153.3144 | 154.5173 | 155.4399 | 156.2439 | 156.8263 | 157.2165 | 157.478 | 157.5794 | 157.4613 | 157.1956 | 156.6513 | 155.9733 | 155.0533 | 0 | 0 | 0 | 0 | 0 | 0 | 0 | 0 | 0
F1_Residential_Single Family Low Income_Existing_Water Heating_Natural Gas_Water Heater (> 55 gal)_E7 | F1 | Residential | Single Family Low Income | Existing | Water Heating | Natural Gas | Water Heater (> 55 gal) | E7 | RVT - Cost of Equipment | 0 | 0 | 0 | 0 | 0 | 105.2115 | 106.4817 | 107.549 | 108.8341 | 110.0823 | 111.3348 | 112.5164 | 113.7661 | 115.0285 | 116.2083 | 117.368 | 118.4798 | 119.62 | 120.7314 | 121.8255 | 122.8038 | 123.7484 | 124.5263 | 125.2825 | 125.8491 | 126.237 | 126.4912 | 126.5739 | 126.4776 | 126.2609 | 125.8171 | 125.2642 | 124.5141 | 0 | 0 | 0 | 0 | 0 | 0 | 0 | 0 | 0
F1_Residential_Single Family Low Income_Existing_Water Heating_Natural Gas_Water Heater (> 55 gal)_E8 | F1 | Residential | Single Family Low Income | Existing | Water Heating | Natural Gas | Water Heater (> 55 gal) | E8 | RVT - Cost of Equipment | 0 | 0 | 0 | 0 | 0 | 0 | 0 | 0 | 0 | 0 | 0 | 0 | 0 | 0 | 0 | 0 | 0 | 0 | 0 | 0 | 0 | 0 | 0 | 0 | 0 | 0 | 0 | 0 | 0 | 0 | 0 | 0 | 0 | 0 | 0 | 0 | 0 | 0 | 0 | 0 | 0 | 0
F1_Residential_Single Family Low Income_Existing_Water Heating_Natural Gas_Water Heater (> 55 gal)_E9 | F1 | Residential | Single Family Low Income | Existing | Water Heating | Natural Gas | Water Heater (> 55 gal) | E9 | RVT - Cost of Equipment | 0 | 0 | 0 | 0 | 0 | 0 | 0 | 0 | 0 | 0 | 0 | 0 | 0 | 0 | 0 | 0 | 0 | 0 | 0 | 0 | 0 | 0 | 0 | 0 | 0 | 0 | 0 | 0 | 0 | 0 | 0 | 0 | 0 | 0 | 0 | 0 | 0 | 0 | 0 | 0 | 0 | 0
F1_Residential_Single Family Low Income_Existing_Water Heating_Natural Gas_Water Heater (> 55 gal)_E10 | F1 | Residential | Single Family Low Income | Existing | Water Heating | Natural Gas | Water Heater (> 55 gal) | E10 | RVT - Cost of Equipment | 0 | 0 | 0 | 0 | 0 | 0 | 0 | 0 | 0 | 0 | 0 | 0 | 0 | 0 | 0 | 0 | 0 | 0 | 0 | 0 | 0 | 0 | 0 | 0 | 0 | 0 | 0 | 0 | 0 | 0 | 0 | 0 | 0 | 0 | 0 | 0 | 0 | 0 | 0 | 0 | 0 | 0
F2_Residential_Single Family Low Income_Existing_Water Heating_Natural Gas_Water Heater (> 55 gal)_E1 | F2 | Residential | Single Family Low Income | Existing | Water Heating | Natural Gas | Water Heater (> 55 gal) | E1 | RVT - Cost of Operation | 178.4752 | 178.9979 | 180.1701 | 181.1557 | 180.7548 | 181.7216 | 183.8991 | 185.7064 | 187.8792 | 189.9985 | 192.135 | 194.1576 | 196.3097 | 198.5331 | 200.7003 | 202.9167 | 205.1422 | 207.4007 | 209.5723 | 211.6604 | 213.4885 | 215.1635 | 216.4481 | 217.5677 | 218.3787 | 218.922 | 219.2863 | 219.4275 | 219.263 | 218.893 | 218.135 | 217.1909 | 215.9099 | 0 | 0 | 0 | 0 | 0 | 0 | 0 | 0 | 0
F2_Residential_Single Family Low Income_Existing_Water Heating_Natural Gas_Water Heater (> 55 gal)_E2 | F2 | Residential | Single Family Low Income | Existing | Water Heating | Natural Gas | Water Heater (> 55 gal) | E2 | RVT - Cost of Operation | 173.8989 | 174.4082 | 175.5503 | 176.5107 | 176.1201 | 177.0621 | 179.1838 | 180.9447 | 183.0617 | 185.1268 | 187.2085 | 189.1792 | 191.2761 | 193.4426 | 195.5541 | 197.7137 | 199.8821 | 202.0827 | 204.1987 | 206.2332 | 208.0144 | 209.6465 | 210.8982 | 211.9891 | 212.7793 | 213.3086 | 213.6635 | 213.8011 | 213.6409 | 213.2804 | 212.5418 | 211.6219 | 210.3737 | 0 | 0 | 0 | 0 | 0 | 0 | 0 | 0 | 0
F2_Residential_Single Family Low Income_Existing_Water Heating_Natural Gas_Water Heater (> 55 gal)_E3 | F2 | Residential | Single Family Low Income | Existing | Water Heating | Natural Gas | Water Heater (> 55 gal) | E3 | RVT - Cost of Operation | 167.4582 | 167.9486 | 169.0485 | 169.9733 | 169.5971 | 170.5043 | 172.5473 | 174.243 | 176.2817 | 178.2702 | 180.2748 | 182.1726 | 184.1918 | 186.278 | 188.3114 | 190.391 | 192.4791 | 194.5982 | 196.6358 | 198.5949 | 200.3102 | 201.8818 | 203.0871 | 204.1376 | 204.8985 | 205.4083 | 205.7501 | 205.8826 | 205.7282 | 205.3811 | 204.6699 | 203.784 | 202.5821 | 0 | 0 | 0 | 0 | 0 | 0 | 0 | 0 | 0
F2_Residential_Single Family Low Income_Existing_Water Heating_Natural Gas_Water Heater (> 55 gal)_E4 | F2 | Residential | Single Family Low Income | Existing | Water Heating | Natural Gas | Water Heater (> 55 gal) | E4 | RVT - Cost of Operation | 159.1208 | 159.9391 | 161.1778 | 162.3138 | 162.5835 | 163.7439 | 165.6849 | 167.4232 | 169.3662 | 171.2408 | 173.0748 | 174.7778 | 176.4845 | 178.1565 | 179.6811 | 181.1247 | 182.4442 | 183.7233 | 184.887 | 186.0019 | 186.9706 | 187.887 | 188.6152 | 189.322 | 189.834 | 190.177 | 190.4069 | 190.4961 | 190.3923 | 190.1587 | 189.6801 | 189.0841 | 188.2754 | 0 | 0 | 0 | 0 | 0 | 0 | 0 | 0 | 0
F2_Residential_Single Family Low Income_Existing_Water Heating_Natural Gas_Water Heater (> 55 gal)_E5 | F2 | Residential | Single Family Low Income | Existing | Water Heating | Natural Gas | Water Heater (> 55 gal) | E5 | RVT - Cost of Operation | 152.1265 | 152.9088 | 154.093 | 155.1791 | 155.437 | 156.5464 | 158.4021 | 160.0639 | 161.9215 | 163.7137 | 165.4671 | 167.0953 | 168.7269 | 170.3254 | 171.783 | 173.1632 | 174.4247 | 175.6475 | 176.7601 | 177.826 | 178.7521 | 179.6282 | 180.3244 | 181.0002 | 181.4896 | 181.8176 | 182.0374 | 182.1226 | 182.0234 | 181.8001 | 181.3426 | 180.7727 | 179.9996 | 0 | 0 | 0 | 0 | 0 | 0 | 0 | 0 | 0
F2_Residential_Single Family Low Income_Existing_Water Heating_Natural Gas_Water Heater (> 55 gal)_E6 | F2 | Residential | Single Family Low Income | Existing | Water Heating | Natural Gas | Water Heater (> 55 gal) | E6 | RVT - Cost of Operation | 127.9633 | 128.3381 | 129.1786 | 129.8852 | 129.5978 | 130.291 | 131.8522 | 133.148 | 134.7058 | 136.2254 | 137.7572 | 139.2073 | 140.7503 | 142.3445 | 143.8983 | 145.4874 | 147.0831 | 148.7024 | 150.2594 | 151.7565 | 153.0672 | 154.2682 | 155.1892 | 155.9919 | 156.5734 | 156.963 | 157.2241 | 157.3254 | 157.2074 | 156.9422 | 156.3987 | 155.7218 | 154.8033 | 0 | 0 | 0 | 0 | 0 | 0 | 0 | 0 | 0
F2_Residential_Single Family Low Income_Existing_Water Heating_Natural Gas_Water Heater (> 55 gal)_E7 | F2 | Residential | Single Family Low Income | Existing | Water Heating | Natural Gas | Water Heater (> 55 gal) | E7 | RVT - Cost of Operation | 0 | 0 | 0 | 0 | 0 | 105.0419 | 106.31 | 107.3756 | 108.6586 | 109.9048 | 111.1553 | 112.335 | 113.5826 | 114.843 | 116.0209 | 117.1788 | 118.2888 | 119.4272 | 120.5368 | 121.629 | 122.6058 | 123.5489 | 124.3255 | 125.0804 | 125.6461 | 126.0334 | 126.2872 | 126.3698 | 126.2736 | 126.0574 | 125.6142 | 125.0623 | 124.3134 | 0 | 0 | 0 | 0 | 0 | 0 | 0 | 0 | 0
F2_Residential_Single Family Low Income_Existing_Water Heating_Natural Gas_Water Heater (> 55 gal)_E8 | F2 | Residential | Single Family Low Income | Existing | Water Heating | Natural Gas | Water Heater (> 55 gal) | E8 | RVT - Cost of Operation | 0 | 0 | 0 | 0 | 0 | 0 | 0 | 0 | 0 | 0 | 0 | 0 | 0 | 0 | 0 | 0 | 0 | 0 | 0 | 0 | 0 | 0 | 0 | 0 | 0 | 0 | 0 | 0 | 0 | 0 | 0 | 0 | 0 | 0 | 0 | 0 | 0 | 0 | 0 | 0 | 0 | 0
F2_Residential_Single Family Low Income_Existing_Water Heating_Natural Gas_Water Heater (> 55 gal)_E9 | F2 | Residential | Single Family Low Income | Existing | Water Heating | Natural Gas | Water Heater (> 55 gal) | E9 | RVT - Cost of Operation | 0 | 0 | 0 | 0 | 0 | 0 | 0 | 0 | 0 | 0 | 0 | 0 | 0 | 0 | 0 | 0 | 0 | 0 | 0 | 0 | 0 | 0 | 0 | 0 | 0 | 0 | 0 | 0 | 0 | 0 | 0 | 0 | 0 | 0 | 0 | 0 | 0 | 0 | 0 | 0 | 0 | 0
F2_Residential_Single Family Low Income_Existing_Water Heating_Natural Gas_Water Heater (> 55 gal)_E10 | F2 | Residential | Single Family Low Income | Existing | Water Heating | Natural Gas | Water Heater (> 55 gal) | E10 | RVT - Cost of Operation | 0 | 0 | 0 | 0 | 0 | 0 | 0 | 0 | 0 | 0 | 0 | 0 | 0 | 0 | 0 | 0 | 0 | 0 | 0 | 0 | 0 | 0 | 0 | 0 | 0 | 0 | 0 | 0 | 0 | 0 | 0 | 0 | 0 | 0 | 0 | 0 | 0 | 0 | 0 | 0 | 0 | 0
F3_Residential_Single Family Low Income_Existing_Water Heating_Natural Gas_Water Heater (> 55 gal)_E1 | F3 | Residential | Single Family Low Income | Existing | Water Heating | Natural Gas | Water Heater (> 55 gal) | E1 | System - kBTUs of Consumption | 125.0625 | 125.0625 | 125.0625 | 125.0625 | 125.0625 | 125.0625 | 125.0625 | 125.0625 | 125.0625 | 125.0625 | 125.0625 | 125.0625 | 125.0625 | 125.0625 | 125.0625 | 125.0625 | 125.0625 | 125.0625 | 125.0625 | 125.0625 | 125.0625 | 125.0625 | 125.0625 | 125.0625 | 125.0625 | 125.0625 | 125.0625 | 125.0625 | 125.0625 | 125.0625 | 125.0625 | 125.0625 | 125.0625 | 0 | 0 | 0 | 0 | 0 | 0 | 0 | 0 | 0
F3_Residential_Single Family Low Income_Existing_Water Heating_Natural Gas_Water Heater (> 55 gal)_E2 | F3 | Residential | Single Family Low Income | Existing | Water Heating | Natural Gas | Water Heater (> 55 gal) | E2 | System - kBTUs of Consumption | 141.0904 | 141.0904 | 141.0904 | 141.0904 | 141.0904 | 141.0904 | 141.0904 | 141.0904 | 141.0904 | 141.0904 | 141.0904 | 141.0904 | 141.0904 | 141.0904 | 141.0904 | 141.0904 | 141.0904 | 141.0904 | 141.0904 | 141.0904 | 141.0904 | 141.0904 | 141.0904 | 141.0904 | 141.0904 | 141.0904 | 141.0904 | 141.0904 | 141.0904 | 141.0904 | 141.0904 | 141.0904 | 141.0904 | 0 | 0 | 0 | 0 | 0 | 0 | 0 | 0 | 0
F3_Residential_Single Family Low Income_Existing_Water Heating_Natural Gas_Water Heater (> 55 gal)_E3 | F3 | Residential | Single Family Low Income | Existing | Water Heating | Natural Gas | Water Heater (> 55 gal) | E3 | System - kBTUs of Consumption | 398.2136 | 398.2136 | 398.2136 | 398.2136 | 398.2136 | 398.2136 | 398.2136 | 398.2136 | 398.2136 | 398.2136 | 398.2136 | 398.2136 | 398.2136 | 398.2136 | 398.2136 | 398.2136 | 398.2136 | 398.2136 | 398.2136 | 398.2136 | 398.2136 | 398.2136 | 398.2136 | 398.2136 | 398.2136 | 398.2136 | 398.2136 | 398.2136 | 398.2136 | 398.2136 | 398.2136 | 398.2136 | 398.2136 | 0 | 0 | 0 | 0 | 0 | 0 | 0 | 0 | 0
F3_Residential_Single Family Low Income_Existing_Water Heating_Natural Gas_Water Heater (> 55 gal)_E4 | F3 | Residential | Single Family Low Income | Existing | Water Heating | Natural Gas | Water Heater (> 55 gal) | E4 | System - kBTUs of Consumption | 184.4494 | 184.4494 | 184.4494 | 184.4494 | 184.4494 | 184.4494 | 184.4494 | 184.4494 | 184.4494 | 184.4494 | 184.4494 | 184.4494 | 184.4494 | 184.4494 | 184.4494 | 184.4494 | 184.4494 | 184.4494 | 184.4494 | 184.4494 | 184.4494 | 184.4494 | 184.4494 | 184.4494 | 184.4494 | 184.4494 | 184.4494 | 184.4494 | 184.4494 | 184.4494 | 184.4494 | 184.4494 | 184.4494 | 0 | 0 | 0 | 0 | 0 | 0 | 0 | 0 | 0
F3_Residential_Single Family Low Income_Existing_Water Heating_Natural Gas_Water Heater (> 55 gal)_E5 | F3 | Residential | Single Family Low Income | Existing | Water Heating | Natural Gas | Water Heater (> 55 gal) | E5 | System - kBTUs of Consumption | 209.1856 | 209.1856 | 209.1856 | 209.1856 | 209.1856 | 209.1856 | 209.1856 | 209.1856 | 209.1856 | 209.1856 | 209.1856 | 209.1856 | 209.1856 | 209.1856 | 209.1856 | 209.1856 | 209.1856 | 209.1856 | 209.1856 | 209.1856 | 209.1856 | 209.1856 | 209.1856 | 209.1856 | 209.1856 | 209.1856 | 209.1856 | 209.1856 | 209.1856 | 209.1856 | 209.1856 | 209.1856 | 209.1856 | 0 | 0 | 0 | 0 | 0 | 0 | 0 | 0 | 0
F3_Residential_Single Family Low Income_Existing_Water Heating_Natural Gas_Water Heater (> 55 gal)_E6 | F3 | Residential | Single Family Low Income | Existing | Water Heating | Natural Gas | Water Heater (> 55 gal) | E6 | System - kBTUs of Consumption | 576.4226 | 576.4226 | 576.4226 | 576.4226 | 576.4226 | 576.4226 | 576.4226 | 576.4226 | 576.4226 | 576.4226 | 576.4226 | 576.4226 | 576.4226 | 576.4226 | 576.4226 | 576.4226 | 576.4226 | 576.4226 | 576.4226 | 576.4226 | 576.4226 | 576.4226 | 576.4226 | 576.4226 | 576.4226 | 576.4226 | 576.4226 | 576.4226 | 576.4226 | 576.4226 | 576.4226 | 576.4226 | 576.4226 | 0 | 0 | 0 | 0 | 0 | 0 | 0 | 0 | 0
F3_Residential_Single Family Low Income_Existing_Water Heating_Natural Gas_Water Heater (> 55 gal)_E7 | F3 | Residential | Single Family Low Income | Existing | Water Heating | Natural Gas | Water Heater (> 55 gal) | E7 | System - kBTUs of Consumption | 0 | 0 | 0 | 0 | 0 | 682.8286 | 682.8286 | 682.8286 | 682.8286 | 682.8286 | 682.8286 | 682.8286 | 682.8286 | 682.8286 | 682.8286 | 682.8286 | 682.8286 | 682.8286 | 682.8286 | 682.8286 | 682.8286 | 682.8286 | 682.8286 | 682.8286 | 682.8286 | 682.8286 | 682.8286 | 682.8286 | 682.8286 | 682.8286 | 682.8286 | 682.8286 | 682.8286 | 0 | 0 | 0 | 0 | 0 | 0 | 0 | 0 | 0
F3_Residential_Single Family Low Income_Existing_Water Heating_Natural Gas_Water Heater (> 55 gal)_E8 | F3 | Residential | Single Family Low Income | Existing | Water Heating | Natural Gas | Water Heater (> 55 gal) | E8 | System - kBTUs of Consumption | 0 | 0 | 0 | 0 | 0 | 0 | 0 | 0 | 0 | 0 | 0 | 0 | 0 | 0 | 0 | 0 | 0 | 0 | 0 | 0 | 0 | 0 | 0 | 0 | 0 | 0 | 0 | 0 | 0 | 0 | 0 | 0 | 0 | 0 | 0 | 0 | 0 | 0 | 0 | 0 | 0 | 0
F3_Residential_Single Family Low Income_Existing_Water Heating_Natural Gas_Water Heater (> 55 gal)_E9 | F3 | Residential | Single Family Low Income | Existing | Water Heating | Natural Gas | Water Heater (> 55 gal) | E9 | System - kBTUs of Consumption | 0 | 0 | 0 | 0 | 0 | 0 | 0 | 0 | 0 | 0 | 0 | 0 | 0 | 0 | 0 | 0 | 0 | 0 | 0 | 0 | 0 | 0 | 0 | 0 | 0 | 0 | 0 | 0 | 0 | 0 | 0 | 0 | 0 | 0 | 0 | 0 | 0 | 0 | 0 | 0 | 0 | 0
F3_Residential_Single Family Low Income_Existing_Water Heating_Natural Gas_Water Heater (> 55 gal)_E10 | F3 | Residential | Single Family Low Income | Existing | Water Heating | Natural Gas | Water Heater (> 55 gal) | E10 | System - kBTUs of Consumption | 0 | 0 | 0 | 0 | 0 | 0 | 0 | 0 | 0 | 0 | 0 | 0 | 0 | 0 | 0 | 0 | 0 | 0 | 0 | 0 | 0 | 0 | 0 | 0 | 0 | 0 | 0 | 0 | 0 | 0 | 0 | 0 | 0 | 0 | 0 | 0 | 0 | 0 | 0 | 0 | 0 | 0
F4_Residential_Single Family Low Income_Existing_Water Heating_Natural Gas_Water Heater (> 55 gal)_E1 | F4 | Residential | Single Family Low Income | Existing | Water Heating | Natural Gas | Water Heater (> 55 gal) | E1 | Utility - Cost of Equipment | 178.4752 | 178.9979 | 180.1701 | 181.1557 | 180.7548 | 181.7216 | 183.8991 | 185.7064 | 187.8792 | 189.9985 | 192.135 | 194.1576 | 196.3097 | 198.5331 | 200.7003 | 202.9167 | 205.1422 | 207.4007 | 209.5723 | 211.6604 | 213.4885 | 215.1635 | 216.4481 | 217.5677 | 218.3787 | 218.922 | 219.2863 | 219.4275 | 219.263 | 218.893 | 218.135 | 217.1909 | 215.9099 | 0 | 0 | 0 | 0 | 0 | 0 | 0 | 0 | 0
F4_Residential_Single Family Low Income_Existing_Water Heating_Natural Gas_Water Heater (> 55 gal)_E2 | F4 | Residential | Single Family Low Income | Existing | Water Heating | Natural Gas | Water Heater (> 55 gal) | E2 | Utility - Cost of Equipment | 173.8989 | 174.4082 | 175.5503 | 176.5107 | 176.1201 | 177.0621 | 179.1838 | 180.9447 | 183.0617 | 185.1268 | 187.2085 | 189.1792 | 191.2761 | 193.4426 | 195.5541 | 197.7137 | 199.8821 | 202.0827 | 204.1987 | 206.2332 | 208.0144 | 209.6465 | 210.8982 | 211.9891 | 212.7793 | 213.3086 | 213.6635 | 213.8011 | 213.6409 | 213.2804 | 212.5418 | 211.6219 | 210.3737 | 0 | 0 | 0 | 0 | 0 | 0 | 0 | 0 | 0
F4_Residential_Single Family Low Income_Existing_Water Heating_Natural Gas_Water Heater (> 55 gal)_E3 | F4 | Residential | Single Family Low Income | Existing | Water Heating | Natural Gas | Water Heater (> 55 gal) | E3 | Utility - Cost of Equipment | 167.4582 | 167.9486 | 169.0485 | 169.9733 | 169.5971 | 170.5043 | 172.5473 | 174.243 | 176.2817 | 178.2702 | 180.2748 | 182.1726 | 184.1918 | 186.278 | 188.3114 | 190.391 | 192.4791 | 194.5982 | 196.6358 | 198.5949 | 200.3102 | 201.8818 | 203.0871 | 204.1376 | 204.8985 | 205.4083 | 205.7501 | 205.8826 | 205.7282 | 205.3811 | 204.6699 | 203.784 | 202.5821 | 0 | 0 | 0 | 0 | 0 | 0 | 0 | 0 | 0
F4_Residential_Single Family Low Income_Existing_Water Heating_Natural Gas_Water Heater (> 55 gal)_E4 | F4 | Residential | Single Family Low Income | Existing | Water Heating | Natural Gas | Water Heater (> 55 gal) | E4 | Utility - Cost of Equipment | 159.1208 | 159.9391 | 161.1778 | 162.3138 | 162.5835 | 163.7439 | 165.6849 | 167.4232 | 169.3662 | 171.2408 | 173.0748 | 174.7778 | 176.4845 | 178.1565 | 179.6811 | 181.1247 | 182.4442 | 183.7233 | 184.887 | 186.0019 | 186.9706 | 187.887 | 188.6152 | 189.322 | 189.834 | 190.177 | 190.4069 | 190.4961 | 190.3923 | 190.1587 | 189.6801 | 189.0841 | 188.2754 | 0 | 0 | 0 | 0 | 0 | 0 | 0 | 0 | 0
F4_Residential_Single Family Low Income_Existing_Water Heating_Natural Gas_Water Heater (> 55 gal)_E5 | F4 | Residential | Single Family Low Income | Existing | Water Heating | Natural Gas | Water Heater (> 55 gal) | E5 | Utility - Cost of Equipment | 152.1265 | 152.9088 | 154.093 | 155.1791 | 155.437 | 156.5464 | 158.4021 | 160.0639 | 161.9215 | 163.7137 | 165.4671 | 167.0953 | 168.7269 | 170.3254 | 171.783 | 173.1632 | 174.4247 | 175.6475 | 176.7601 | 177.826 | 178.7521 | 179.6282 | 180.3244 | 181.0002 | 181.4896 | 181.8176 | 182.0374 | 182.1226 | 182.0234 | 181.8001 | 181.3426 | 180.7727 | 179.9996 | 0 | 0 | 0 | 0 | 0 | 0 | 0 | 0 | 0
F4_Residential_Single Family Low Income_Existing_Water Heating_Natural Gas_Water Heater (> 55 gal)_E6 | F4 | Residential | Single Family Low Income | Existing | Water Heating | Natural Gas | Water Heater (> 55 gal) | E6 | Utility - Cost of Equipment | 127.9633 | 128.3381 | 129.1786 | 129.8852 | 129.5978 | 130.291 | 131.8522 | 133.148 | 134.7058 | 136.2254 | 137.7572 | 139.2073 | 140.7503 | 142.3445 | 143.8983 | 145.4874 | 147.0831 | 148.7024 | 150.2594 | 151.7565 | 153.0672 | 154.2682 | 155.1892 | 155.9919 | 156.5734 | 156.963 | 157.2241 | 157.3254 | 157.2074 | 156.9422 | 156.3987 | 155.7218 | 154.8033 | 0 | 0 | 0 | 0 | 0 | 0 | 0 | 0 | 0
F4_Residential_Single Family Low Income_Existing_Water Heating_Natural Gas_Water Heater (> 55 gal)_E7 | F4 | Residential | Single Family Low Income | Existing | Water Heating | Natural Gas | Water Heater (> 55 gal) | E7 | Utility - Cost of Equipment | 0 | 0 | 0 | 0 | 0 | 105.0419 | 106.31 | 107.3756 | 108.6586 | 109.9048 | 111.1553 | 112.335 | 113.5826 | 114.843 | 116.0209 | 117.1788 | 118.2888 | 119.4272 | 120.5368 | 121.629 | 122.6058 | 123.5489 | 124.3255 | 125.0804 | 125.6461 | 126.0334 | 126.2872 | 126.3698 | 126.2736 | 126.0574 | 125.6142 | 125.0623 | 124.3134 | 0 | 0 | 0 | 0 | 0 | 0 | 0 | 0 | 0
F4_Residential_Single Family Low Income_Existing_Water Heating_Natural Gas_Water Heater (> 55 gal)_E8 | F4 | Residential | Single Family Low Income | Existing | Water Heating | Natural Gas | Water Heater (> 55 gal) | E8 | Utility - Cost of Equipment | 0 | 0 | 0 | 0 | 0 | 0 | 0 | 0 | 0 | 0 | 0 | 0 | 0 | 0 | 0 | 0 | 0 | 0 | 0 | 0 | 0 | 0 | 0 | 0 | 0 | 0 | 0 | 0 | 0 | 0 | 0 | 0 | 0 | 0 | 0 | 0 | 0 | 0 | 0 | 0 | 0 | 0
F4_Residential_Single Family Low Income_Existing_Water Heating_Natural Gas_Water Heater (> 55 gal)_E9 | F4 | Residential | Single Family Low Income | Existing | Water Heating | Natural Gas | Water Heater (> 55 gal) | E9 | Utility - Cost of Equipment | 0 | 0 | 0 | 0 | 0 | 0 | 0 | 0 | 0 | 0 | 0 | 0 | 0 | 0 | 0 | 0 | 0 | 0 | 0 | 0 | 0 | 0 | 0 | 0 | 0 | 0 | 0 | 0 | 0 | 0 | 0 | 0 | 0 | 0 | 0 | 0 | 0 | 0 | 0 | 0 | 0 | 0
F4_Residential_Single Family Low Income_Existing_Water Heating_Natural Gas_Water Heater (> 55 gal)_E10 | F4 | Residential | Single Family Low Income | Existing | Water Heating | Natural Gas | Water Heater (> 55 gal) | E10 | Utility - Cost of Equipment | 0 | 0 | 0 | 0 | 0 | 0 | 0 | 0 | 0 | 0 | 0 | 0 | 0 | 0 | 0 | 0 | 0 | 0 | 0 | 0 | 0 | 0 | 0 | 0 | 0 | 0 | 0 | 0 | 0 | 0 | 0 | 0 | 0 | 0 | 0 | 0 | 0 | 0 | 0 | 0 | 0 | 0
F5_Residential_Single Family Low Income_Existing_Water Heating_Natural Gas_Water Heater (> 55 gal)_E1 | F5 | Residential | Single Family Low Income | Existing | Water Heating | Natural Gas | Water Heater (> 55 gal) | E1 | Utility - Cost of Operation | 125.0625 | 125.0625 | 125.0625 | 125.0625 | 125.0625 | 125.0625 | 125.0625 | 125.0625 | 125.0625 | 125.0625 | 125.0625 | 125.0625 | 125.0625 | 125.0625 | 125.0625 | 125.0625 | 125.0625 | 125.0625 | 125.0625 | 125.0625 | 125.0625 | 125.0625 | 125.0625 | 125.0625 | 125.0625 | 125.0625 | 125.0625 | 125.0625 | 125.0625 | 125.0625 | 125.0625 | 125.0625 | 125.0625 | 0 | 0 | 0 | 0 | 0 | 0 | 0 | 0 | 0
F5_Residential_Single Family Low Income_Existing_Water Heating_Natural Gas_Water Heater (> 55 gal)_E2 | F5 | Residential | Single Family Low Income | Existing | Water Heating | Natural Gas | Water Heater (> 55 gal) | E2 | Utility - Cost of Operation | 141.0904 | 141.0904 | 141.0904 | 141.0904 | 141.0904 | 141.0904 | 141.0904 | 141.0904 | 141.0904 | 141.0904 | 141.0904 | 141.0904 | 141.0904 | 141.0904 | 141.0904 | 141.0904 | 141.0904 | 141.0904 | 141.0904 | 141.0904 | 141.0904 | 141.0904 | 141.0904 | 141.0904 | 141.0904 | 141.0904 | 141.0904 | 141.0904 | 141.0904 | 141.0904 | 141.0904 | 141.0904 | 141.0904 | 0 | 0 | 0 | 0 | 0 | 0 | 0 | 0 | 0
F5_Residential_Single Family Low Income_Existing_Water Heating_Natural Gas_Water Heater (> 55 gal)_E3 | F5 | Residential | Single Family Low Income | Existing | Water Heating | Natural Gas | Water Heater (> 55 gal) | E3 | Utility - Cost of Operation | 398.2136 | 398.2136 | 398.2136 | 398.2136 | 398.2136 | 398.2136 | 398.2136 | 398.2136 | 398.2136 | 398.2136 | 398.2136 | 398.2136 | 398.2136 | 398.2136 | 398.2136 | 398.2136 | 398.2136 | 398.2136 | 398.2136 | 398.2136 | 398.2136 | 398.2136 | 398.2136 | 398.2136 | 398.2136 | 398.2136 | 398.2136 | 398.2136 | 398.2136 | 398.2136 | 398.2136 | 398.2136 | 398.2136 | 0 | 0 | 0 | 0 | 0 | 0 | 0 | 0 | 0
F5_Residential_Single Family Low Income_Existing_Water Heating_Natural Gas_Water Heater (> 55 gal)_E4 | F5 | Residential | Single Family Low Income | Existing | Water Heating | Natural Gas | Water Heater (> 55 gal) | E4 | Utility - Cost of Operation | 184.4494 | 184.4494 | 184.4494 | 184.4494 | 184.4494 | 184.4494 | 184.4494 | 184.4494 | 184.4494 | 184.4494 | 184.4494 | 184.4494 | 184.4494 | 184.4494 | 184.4494 | 184.4494 | 184.4494 | 184.4494 | 184.4494 | 184.4494 | 184.4494 | 184.4494 | 184.4494 | 184.4494 | 184.4494 | 184.4494 | 184.4494 | 184.4494 | 184.4494 | 184.4494 | 184.4494 | 184.4494 | 184.4494 | 0 | 0 | 0 | 0 | 0 | 0 | 0 | 0 | 0
F5_Residential_Single Family Low Income_Existing_Water Heating_Natural Gas_Water Heater (> 55 gal)_E5 | F5 | Residential | Single Family Low Income | Existing | Water Heating | Natural Gas | Water Heater (> 55 gal) | E5 | Utility - Cost of Operation | 209.1856 | 209.1856 | 209.1856 | 209.1856 | 209.1856 | 209.1856 | 209.1856 | 209.1856 | 209.1856 | 209.1856 | 209.1856 | 209.1856 | 209.1856 | 209.1856 | 209.1856 | 209.1856 | 209.1856 | 209.1856 | 209.1856 | 209.1856 | 209.1856 | 209.1856 | 209.1856 | 209.1856 | 209.1856 | 209.1856 | 209.1856 | 209.1856 | 209.1856 | 209.1856 | 209.1856 | 209.1856 | 209.1856 | 0 | 0 | 0 | 0 | 0 | 0 | 0 | 0 | 0
F5_Residential_Single Family Low Income_Existing_Water Heating_Natural Gas_Water Heater (> 55 gal)_E6 | F5 | Residential | Single Family Low Income | Existing | Water Heating | Natural Gas | Water Heater (> 55 gal) | E6 | Utility - Cost of Operation | 576.4226 | 576.4226 | 576.4226 | 576.4226 | 576.4226 | 576.4226 | 576.4226 | 576.4226 | 576.4226 | 576.4226 | 576.4226 | 576.4226 | 576.4226 | 576.4226 | 576.4226 | 576.4226 | 576.4226 | 576.4226 | 576.4226 | 576.4226 | 576.4226 | 576.4226 | 576.4226 | 576.4226 | 576.4226 | 576.4226 | 576.4226 | 576.4226 | 576.4226 | 576.4226 | 576.4226 | 576.4226 | 576.4226 | 0 | 0 | 0 | 0 | 0 | 0 | 0 | 0 | 0
F5_Residential_Single Family Low Income_Existing_Water Heating_Natural Gas_Water Heater (> 55 gal)_E7 | F5 | Residential | Single Family Low Income | Existing | Water Heating | Natural Gas | Water Heater (> 55 gal) | E7 | Utility - Cost of Operation | 0 | 0 | 0 | 0 | 0 | 682.8286 | 682.8286 | 682.8286 | 682.8286 | 682.8286 | 682.8286 | 682.8286 | 682.8286 | 682.8286 | 682.8286 | 682.8286 | 682.8286 | 682.8286 | 682.8286 | 682.8286 | 682.8286 | 682.8286 | 682.8286 | 682.8286 | 682.8286 | 682.8286 | 682.8286 | 682.8286 | 682.8286 | 682.8286 | 682.8286 | 682.8286 | 682.8286 | 0 | 0 | 0 | 0 | 0 | 0 | 0 | 0 | 0
F5_Residential_Single Family Low Income_Existing_Water Heating_Natural Gas_Water Heater (> 55 gal)_E8 | F5 | Residential | Single Family Low Income | Existing | Water Heating | Natural Gas | Water Heater (> 55 gal) | E8 | Utility - Cost of Operation | 0 | 0 | 0 | 0 | 0 | 0 | 0 | 0 | 0 | 0 | 0 | 0 | 0 | 0 | 0 | 0 | 0 | 0 | 0 | 0 | 0 | 0 | 0 | 0 | 0 | 0 | 0 | 0 | 0 | 0 | 0 | 0 | 0 | 0 | 0 | 0 | 0 | 0 | 0 | 0 | 0 | 0
F5_Residential_Single Family Low Income_Existing_Water Heating_Natural Gas_Water Heater (> 55 gal)_E9 | F5 | Residential | Single Family Low Income | Existing | Water Heating | Natural Gas | Water Heater (> 55 gal) | E9 | Utility - Cost of Operation | 0 | 0 | 0 | 0 | 0 | 0 | 0 | 0 | 0 | 0 | 0 | 0 | 0 | 0 | 0 | 0 | 0 | 0 | 0 | 0 | 0 | 0 | 0 | 0 | 0 | 0 | 0 | 0 | 0 | 0 | 0 | 0 | 0 | 0 | 0 | 0 | 0 | 0 | 0 | 0 | 0 | 0
F5_Residential_Single Family Low Income_Existing_Water Heating_Natural Gas_Water Heater (> 55 gal)_E10 | F5 | Residential | Single Family Low Income | Existing | Water Heating | Natural Gas | Water Heater (> 55 gal) | E10 | Utility - Cost of Operation | 0 | 0 | 0 | 0 | 0 | 0 | 0 | 0 | 0 | 0 | 0 | 0 | 0 | 0 | 0 | 0 | 0 | 0 | 0 | 0 | 0 | 0 | 0 | 0 | 0 | 0 | 0 | 0 | 0 | 0 | 0 | 0 | 0 | 0 | 0 | 0 | 0 | 0 | 0 | 0 | 0 | 0
F6_Residential_Single Family Low Income_Existing_Water Heating_Natural Gas_Water Heater (> 55 gal)_E1 | F6 | Residential | Single Family Low Income | Existing | Water Heating | Natural Gas | Water Heater (> 55 gal) | E1 | Utility - Value of Sales | 144.5404 | 145.3827 | 146.5384 | 147.483 | 147.483 | 147.483 | 147.483 | 147.483 | 147.483 | 147.483 | 147.483 | 147.483 | 147.483 | 147.483 | 147.483 | 147.483 | 147.483 | 147.483 | 147.483 | 147.483 | 147.483 | 147.483 | 147.483 | 147.483 | 147.483 | 147.483 | 147.483 | 147.483 | 147.483 | 147.483 | 147.483 | 147.483 | 147.483 | 0 | 0 | 0 | 0 | 0 | 0 | 0 | 0 | 0
F6_Residential_Single Family Low Income_Existing_Water Heating_Natural Gas_Water Heater (> 55 gal)_E2 | F6 | Residential | Single Family Low Income | Existing | Water Heating | Natural Gas | Water Heater (> 55 gal) | E2 | Utility - Value of Sales | 140.8343 | 141.6549 | 142.781 | 143.7014 | 143.7014 | 143.7014 | 143.7014 | 143.7014 | 143.7014 | 143.7014 | 143.7014 | 143.7014 | 143.7014 | 143.7014 | 143.7014 | 143.7014 | 143.7014 | 143.7014 | 143.7014 | 143.7014 | 143.7014 | 143.7014 | 143.7014 | 143.7014 | 143.7014 | 143.7014 | 143.7014 | 143.7014 | 143.7014 | 143.7014 | 143.7014 | 143.7014 | 143.7014 | 0 | 0 | 0 | 0 | 0 | 0 | 0 | 0 | 0
F6_Residential_Single Family Low Income_Existing_Water Heating_Natural Gas_Water Heater (> 55 gal)_E3 | F6 | Residential | Single Family Low Income | Existing | Water Heating | Natural Gas | Water Heater (> 55 gal) | E3 | Utility - Value of Sales | 135.6182 | 136.4084 | 137.4928 | 138.3791 | 138.3791 | 138.3791 | 138.3791 | 138.3791 | 138.3791 | 138.3791 | 138.3791 | 138.3791 | 138.3791 | 138.3791 | 138.3791 | 138.3791 | 138.3791 | 138.3791 | 138.3791 | 138.3791 | 138.3791 | 138.3791 | 138.3791 | 138.3791 | 138.3791 | 138.3791 | 138.3791 | 138.3791 | 138.3791 | 138.3791 | 138.3791 | 138.3791 | 138.3791 | 0 | 0 | 0 | 0 | 0 | 0 | 0 | 0 | 0
F6_Residential_Single Family Low Income_Existing_Water Heating_Natural Gas_Water Heater (> 55 gal)_E4 | F6 | Residential | Single Family Low Income | Existing | Water Heating | Natural Gas | Water Heater (> 55 gal) | E4 | Utility - Value of Sales | 127.1649 | 127.6431 | 128.2994 | 128.8358 | 128.8358 | 128.8358 | 128.8358 | 128.8358 | 128.8358 | 128.8358 | 128.8358 | 128.8358 | 128.8358 | 128.8358 | 128.8358 | 128.8358 | 128.8358 | 128.8358 | 128.8358 | 128.8358 | 128.8358 | 128.8358 | 128.8358 | 128.8358 | 128.8358 | 128.8358 | 128.8358 | 128.8358 | 128.8358 | 128.8358 | 128.8358 | 128.8358 | 128.8358 | 0 | 0 | 0 | 0 | 0 | 0 | 0 | 0 | 0
F6_Residential_Single Family Low Income_Existing_Water Heating_Natural Gas_Water Heater (> 55 gal)_E5 | F6 | Residential | Single Family Low Income | Existing | Water Heating | Natural Gas | Water Heater (> 55 gal) | E5 | Utility - Value of Sales | 121.5752 | 122.0324 | 122.6599 | 123.1726 | 123.1726 | 123.1726 | 123.1726 | 123.1726 | 123.1726 | 123.1726 | 123.1726 | 123.1726 | 123.1726 | 123.1726 | 123.1726 | 123.1726 | 123.1726 | 123.1726 | 123.1726 | 123.1726 | 123.1726 | 123.1726 | 123.1726 | 123.1726 | 123.1726 | 123.1726 | 123.1726 | 123.1726 | 123.1726 | 123.1726 | 123.1726 | 123.1726 | 123.1726 | 0 | 0 | 0 | 0 | 0 | 0 | 0 | 0 | 0
F6_Residential_Single Family Low Income_Existing_Water Heating_Natural Gas_Water Heater (> 55 gal)_E6 | F6 | Residential | Single Family Low Income | Existing | Water Heating | Natural Gas | Water Heater (> 55 gal) | E6 | Utility - Value of Sales | 103.6328 | 104.2366 | 105.0653 | 105.7426 | 105.7426 | 105.7426 | 105.7426 | 105.7426 | 105.7426 | 105.7426 | 105.7426 | 105.7426 | 105.7426 | 105.7426 | 105.7426 | 105.7426 | 105.7426 | 105.7426 | 105.7426 | 105.7426 | 105.7426 | 105.7426 | 105.7426 | 105.7426 | 105.7426 | 105.7426 | 105.7426 | 105.7426 | 105.7426 | 105.7426 | 105.7426 | 105.7426 | 105.7426 | 0 | 0 | 0 | 0 | 0 | 0 | 0 | 0 | 0
F6_Residential_Single Family Low Income_Existing_Water Heating_Natural Gas_Water Heater (> 55 gal)_E7 | F6 | Residential | Single Family Low Income | Existing | Water Heating | Natural Gas | Water Heater (> 55 gal) | E7 | Utility - Value of Sales | 0 | 0 | 0 | 0 | 0 | 86.2209 | 86.2209 | 86.2209 | 86.2209 | 86.2209 | 86.2209 | 86.2209 | 86.2209 | 86.2209 | 86.2209 | 86.2209 | 86.2209 | 86.2209 | 86.2209 | 86.2209 | 86.2209 | 86.2209 | 86.2209 | 86.2209 | 86.2209 | 86.2209 | 86.2209 | 86.2209 | 86.2209 | 86.2209 | 86.2209 | 86.2209 | 86.2209 | 0 | 0 | 0 | 0 | 0 | 0 | 0 | 0 | 0
F6_Residential_Single Family Low Income_Existing_Water Heating_Natural Gas_Water Heater (> 55 gal)_E8 | F6 | Residential | Single Family Low Income | Existing | Water Heating | Natural Gas | Water Heater (> 55 gal) | E8 | Utility - Value of Sales | 0 | 0 | 0 | 0 | 0 | 0 | 0 | 0 | 0 | 0 | 0 | 0 | 0 | 0 | 0 | 0 | 0 | 0 | 0 | 0 | 0 | 0 | 0 | 0 | 0 | 0 | 0 | 0 | 0 | 0 | 0 | 0 | 0 | 0 | 0 | 0 | 0 | 0 | 0 | 0 | 0 | 0
F6_Residential_Single Family Low Income_Existing_Water Heating_Natural Gas_Water Heater (> 55 gal)_E9 | F6 | Residential | Single Family Low Income | Existing | Water Heating | Natural Gas | Water Heater (> 55 gal) | E9 | Utility - Value of Sales | 0 | 0 | 0 | 0 | 0 | 0 | 0 | 0 | 0 | 0 | 0 | 0 | 0 | 0 | 0 | 0 | 0 | 0 | 0 | 0 | 0 | 0 | 0 | 0 | 0 | 0 | 0 | 0 | 0 | 0 | 0 | 0 | 0 | 0 | 0 | 0 | 0 | 0 | 0 | 0 | 0 | 0
F6_Residential_Single Family Low Income_Existing_Water Heating_Natural Gas_Water Heater (> 55 gal)_E10 | F6 | Residential | Single Family Low Income | Existing | Water Heating | Natural Gas | Water Heater (> 55 gal) | E10 | Utility - Value of Sales | 0 | 0 | 0 | 0 | 0 | 0 | 0 | 0 | 0 | 0 | 0 | 0 | 0 | 0 | 0 | 0 | 0 | 0 | 0 | 0 | 0 | 0 | 0 | 0 | 0 | 0 | 0 | 0 | 0 | 0 | 0 | 0 | 0 | 0 | 0 | 0 | 0 | 0 | 0 | 0 | 0 | 0
F1_Residential_Single Family Low Income_Existing_Appliances_Natural Gas_Clothes Dryer_E1 | F1 | Residential | Single Family Low Income | Existing | Appliances | Natural Gas | Clothes Dryer | E1 | RVT - Cost of Equipment | 25.93 | 26.0108 | 26.1906 | 26.3378 | 26.2664 | 26.3713 | 26.6227 | 26.8301 | 27.0794 | 27.3207 | 27.5643 | 27.7946 | 28.0381 | 28.2925 | 28.5358 | 28.7873 | 29.0402 | 29.3115 | 29.574 | 29.8268 | 30.0477 | 30.2529 | 30.4083 | 30.5457 | 30.6256 | 30.6711 | 30.6949 | 30.6899 | 30.6477 | 30.5792 | 30.4617 | 30.3214 | 30.1404 | 0 | 0 | 0 | 0 | 0 | 0 | 0 | 0 | 0
F1_Residential_Single Family Low Income_Existing_Appliances_Natural Gas_Clothes Dryer_E2 | F1 | Residential | Single Family Low Income | Existing | Appliances | Natural Gas | Clothes Dryer | E2 | RVT - Cost of Equipment | 24.4852 | 24.5614 | 24.7312 | 24.8702 | 24.8028 | 24.9018 | 25.1393 | 25.3351 | 25.5705 | 25.7983 | 26.0284 | 26.2458 | 26.4757 | 26.7159 | 26.9458 | 27.1832 | 27.422 | 27.6782 | 27.926 | 28.1648 | 28.3734 | 28.5672 | 28.7139 | 28.8436 | 28.9191 | 28.9621 | 28.9845 | 28.9798 | 28.94 | 28.8752 | 28.7643 | 28.6318 | 28.4609 | 0 | 0 | 0 | 0 | 0 | 0 | 0 | 0 | 0
F1_Residential_Single Family Low Income_Existing_Appliances_Natural Gas_Clothes Dryer_E3 | F1 | Residential | Single Family Low Income | Existing | Appliances | Natural Gas | Clothes Dryer | E3 | RVT - Cost of Equipment | 0 | 0 | 0 | 0 | 0 | 0 | 0 | 0 | 0 | 0 | 0 | 0 | 0 | 0 | 0 | 0 | 0 | 0 | 0 | 0 | 0 | 0 | 0 | 0 | 0 | 0 | 0 | 0 | 0 | 0 | 0 | 0 | 0 | 0 | 0 | 0 | 0 | 0 | 0 | 0 | 0 | 0
F1_Residential_Single Family Low Income_Existing_Appliances_Natural Gas_Clothes Dryer_E4 | F1 | Residential | Single Family Low Income | Existing | Appliances | Natural Gas | Clothes Dryer | E4 | RVT - Cost of Equipment | 0 | 0 | 0 | 0 | 0 | 0 | 0 | 0 | 0 | 0 | 0 | 0 | 0 | 0 | 0 | 0 | 0 | 0 | 0 | 0 | 0 | 0 | 0 | 0 | 0 | 0 | 0 | 0 | 0 | 0 | 0 | 0 | 0 | 0 | 0 | 0 | 0 | 0 | 0 | 0 | 0 | 0
F1_Residential_Single Family Low Income_Existing_Appliances_Natural Gas_Clothes Dryer_E5 | F1 | Residential | Single Family Low Income | Existing | Appliances | Natural Gas | Clothes Dryer | E5 | RVT - Cost of Equipment | 0 | 0 | 0 | 0 | 0 | 0 | 0 | 0 | 0 | 0 | 0 | 0 | 0 | 0 | 0 | 0 | 0 | 0 | 0 | 0 | 0 | 0 | 0 | 0 | 0 | 0 | 0 | 0 | 0 | 0 | 0 | 0 | 0 | 0 | 0 | 0 | 0 | 0 | 0 | 0 | 0 | 0
F1_Residential_Single Family Low Income_Existing_Appliances_Natural Gas_Clothes Dryer_E6 | F1 | Residential | Single Family Low Income | Existing | Appliances | Natural Gas | Clothes Dryer | E6 | RVT - Cost of Equipment | 0 | 0 | 0 | 0 | 0 | 0 | 0 | 0 | 0 | 0 | 0 | 0 | 0 | 0 | 0 | 0 | 0 | 0 | 0 | 0 | 0 | 0 | 0 | 0 | 0 | 0 | 0 | 0 | 0 | 0 | 0 | 0 | 0 | 0 | 0 | 0 | 0 | 0 | 0 | 0 | 0 | 0
F1_Residential_Single Family Low Income_Existing_Appliances_Natural Gas_Clothes Dryer_E7 | F1 | Residential | Single Family Low Income | Existing | Appliances | Natural Gas | Clothes Dryer | E7 | RVT - Cost of Equipment | 0 | 0 | 0 | 0 | 0 | 0 | 0 | 0 | 0 | 0 | 0 | 0 | 0 | 0 | 0 | 0 | 0 | 0 | 0 | 0 | 0 | 0 | 0 | 0 | 0 | 0 | 0 | 0 | 0 | 0 | 0 | 0 | 0 | 0 | 0 | 0 | 0 | 0 | 0 | 0 | 0 | 0
F1_Residential_Single Family Low Income_Existing_Appliances_Natural Gas_Clothes Dryer_E8 | F1 | Residential | Single Family Low Income | Existing | Appliances | Natural Gas | Clothes Dryer | E8 | RVT - Cost of Equipment | 0 | 0 | 0 | 0 | 0 | 0 | 0 | 0 | 0 | 0 | 0 | 0 | 0 | 0 | 0 | 0 | 0 | 0 | 0 | 0 | 0 | 0 | 0 | 0 | 0 | 0 | 0 | 0 | 0 | 0 | 0 | 0 | 0 | 0 | 0 | 0 | 0 | 0 | 0 | 0 | 0 | 0
F1_Residential_Single Family Low Income_Existing_Appliances_Natural Gas_Clothes Dryer_E9 | F1 | Residential | Single Family Low Income | Existing | Appliances | Natural Gas | Clothes Dryer | E9 | RVT - Cost of Equipment | 0 | 0 | 0 | 0 | 0 | 0 | 0 | 0 | 0 | 0 | 0 | 0 | 0 | 0 | 0 | 0 | 0 | 0 | 0 | 0 | 0 | 0 | 0 | 0 | 0 | 0 | 0 | 0 | 0 | 0 | 0 | 0 | 0 | 0 | 0 | 0 | 0 | 0 | 0 | 0 | 0 | 0
F1_Residential_Single Family Low Income_Existing_Appliances_Natural Gas_Clothes Dryer_E10 | F1 | Residential | Single Family Low Income | Existing | Appliances | Natural Gas | Clothes Dryer | E10 | RVT - Cost of Equipment | 0 | 0 | 0 | 0 | 0 | 0 | 0 | 0 | 0 | 0 | 0 | 0 | 0 | 0 | 0 | 0 | 0 | 0 | 0 | 0 | 0 | 0 | 0 | 0 | 0 | 0 | 0 | 0 | 0 | 0 | 0 | 0 | 0 | 0 | 0 | 0 | 0 | 0 | 0 | 0 | 0 | 0
F2_Residential_Single Family Low Income_Existing_Appliances_Natural Gas_Clothes Dryer_E1 | F2 | Residential | Single Family Low Income | Existing | Appliances | Natural Gas | Clothes Dryer | E1 | RVT - Cost of Operation | 18.5155 | 18.5446 | 18.6492 | 18.7332 | 18.6619 | 18.7667 | 19.0177 | 19.2247 | 19.4737 | 19.7145 | 19.9578 | 20.1877 | 20.4308 | 20.6848 | 20.9277 | 21.1788 | 21.4313 | 21.7022 | 21.9674 | 22.2264 | 22.4572 | 22.6762 | 22.8496 | 23.0094 | 23.1166 | 23.1902 | 23.2431 | 23.2684 | 23.2574 | 23.2213 | 23.1373 | 23.0317 | 22.8867 | 0 | 0 | 0 | 0 | 0 | 0 | 0 | 0 | 0
F2_Residential_Single Family Low Income_Existing_Appliances_Natural Gas_Clothes Dryer_E2 | F2 | Residential | Single Family Low Income | Existing | Appliances | Natural Gas | Clothes Dryer | E2 | RVT - Cost of Operation | 17.4838 | 17.5112 | 17.61 | 17.6894 | 17.6221 | 17.7209 | 17.958 | 18.1535 | 18.3886 | 18.616 | 18.8457 | 19.0628 | 19.2923 | 19.5322 | 19.7616 | 19.9987 | 20.2371 | 20.4929 | 20.7433 | 20.9879 | 21.2059 | 21.4127 | 21.5764 | 21.7273 | 21.8285 | 21.898 | 21.948 | 21.9718 | 21.9615 | 21.9273 | 21.8481 | 21.7484 | 21.6114 | 0 | 0 | 0 | 0 | 0 | 0 | 0 | 0 | 0
F2_Residential_Single Family Low Income_Existing_Appliances_Natural Gas_Clothes Dryer_E3 | F2 | Residential | Single Family Low Income | Existing | Appliances | Natural Gas | Clothes Dryer | E3 | RVT - Cost of Operation | 0 | 0 | 0 | 0 | 0 | 0 | 0 | 0 | 0 | 0 | 0 | 0 | 0 | 0 | 0 | 0 | 0 | 0 | 0 | 0 | 0 | 0 | 0 | 0 | 0 | 0 | 0 | 0 | 0 | 0 | 0 | 0 | 0 | 0 | 0 | 0 | 0 | 0 | 0 | 0 | 0 | 0
F2_Residential_Single Family Low Income_Existing_Appliances_Natural Gas_Clothes Dryer_E4 | F2 | Residential | Single Family Low Income | Existing | Appliances | Natural Gas | Clothes Dryer | E4 | RVT - Cost of Operation | 0 | 0 | 0 | 0 | 0 | 0 | 0 | 0 | 0 | 0 | 0 | 0 | 0 | 0 | 0 | 0 | 0 | 0 | 0 | 0 | 0 | 0 | 0 | 0 | 0 | 0 | 0 | 0 | 0 | 0 | 0 | 0 | 0 | 0 | 0 | 0 | 0 | 0 | 0 | 0 | 0 | 0
F2_Residential_Single Family Low Income_Existing_Appliances_Natural Gas_Clothes Dryer_E5 | F2 | Residential | Single Family Low Income | Existing | Appliances | Natural Gas | Clothes Dryer | E5 | RVT - Cost of Operation | 0 | 0 | 0 | 0 | 0 | 0 | 0 | 0 | 0 | 0 | 0 | 0 | 0 | 0 | 0 | 0 | 0 | 0 | 0 | 0 | 0 | 0 | 0 | 0 | 0 | 0 | 0 | 0 | 0 | 0 | 0 | 0 | 0 | 0 | 0 | 0 | 0 | 0 | 0 | 0 | 0 | 0
F2_Residential_Single Family Low Income_Existing_Appliances_Natural Gas_Clothes Dryer_E6 | F2 | Residential | Single Family Low Income | Existing | Appliances | Natural Gas | Clothes Dryer | E6 | RVT - Cost of Operation | 0 | 0 | 0 | 0 | 0 | 0 | 0 | 0 | 0 | 0 | 0 | 0 | 0 | 0 | 0 | 0 | 0 | 0 | 0 | 0 | 0 | 0 | 0 | 0 | 0 | 0 | 0 | 0 | 0 | 0 | 0 | 0 | 0 | 0 | 0 | 0 | 0 | 0 | 0 | 0 | 0 | 0
F2_Residential_Single Family Low Income_Existing_Appliances_Natural Gas_Clothes Dryer_E7 | F2 | Residential | Single Family Low Income | Existing | Appliances | Natural Gas | Clothes Dryer | E7 | RVT - Cost of Operation | 0 | 0 | 0 | 0 | 0 | 0 | 0 | 0 | 0 | 0 | 0 | 0 | 0 | 0 | 0 | 0 | 0 | 0 | 0 | 0 | 0 | 0 | 0 | 0 | 0 | 0 | 0 | 0 | 0 | 0 | 0 | 0 | 0 | 0 | 0 | 0 | 0 | 0 | 0 | 0 | 0 | 0
F2_Residential_Single Family Low Income_Existing_Appliances_Natural Gas_Clothes Dryer_E8 | F2 | Residential | Single Family Low Income | Existing | Appliances | Natural Gas | Clothes Dryer | E8 | RVT - Cost of Operation | 0 | 0 | 0 | 0 | 0 | 0 | 0 | 0 | 0 | 0 | 0 | 0 | 0 | 0 | 0 | 0 | 0 | 0 | 0 | 0 | 0 | 0 | 0 | 0 | 0 | 0 | 0 | 0 | 0 | 0 | 0 | 0 | 0 | 0 | 0 | 0 | 0 | 0 | 0 | 0 | 0 | 0
F2_Residential_Single Family Low Income_Existing_Appliances_Natural Gas_Clothes Dryer_E9 | F2 | Residential | Single Family Low Income | Existing | Appliances | Natural Gas | Clothes Dryer | E9 | RVT - Cost of Operation | 0 | 0 | 0 | 0 | 0 | 0 | 0 | 0 | 0 | 0 | 0 | 0 | 0 | 0 | 0 | 0 | 0 | 0 | 0 | 0 | 0 | 0 | 0 | 0 | 0 | 0 | 0 | 0 | 0 | 0 | 0 | 0 | 0 | 0 | 0 | 0 | 0 | 0 | 0 | 0 | 0 | 0
F2_Residential_Single Family Low Income_Existing_Appliances_Natural Gas_Clothes Dryer_E10 | F2 | Residential | Single Family Low Income | Existing | Appliances | Natural Gas | Clothes Dryer | E10 | RVT - Cost of Operation | 0 | 0 | 0 | 0 | 0 | 0 | 0 | 0 | 0 | 0 | 0 | 0 | 0 | 0 | 0 | 0 | 0 | 0 | 0 | 0 | 0 | 0 | 0 | 0 | 0 | 0 | 0 | 0 | 0 | 0 | 0 | 0 | 0 | 0 | 0 | 0 | 0 | 0 | 0 | 0 | 0 | 0
F3_Residential_Single Family Low Income_Existing_Appliances_Natural Gas_Clothes Dryer_E1 | F3 | Residential | Single Family Low Income | Existing | Appliances | Natural Gas | Clothes Dryer | E1 | System - kBTUs of Consumption | 71.2482 | 71.2482 | 71.2482 | 71.2482 | 71.2482 | 71.2482 | 71.2482 | 71.2482 | 71.2482 | 71.2482 | 71.2482 | 71.2482 | 71.2482 | 71.2482 | 71.2482 | 71.2482 | 71.2482 | 71.2482 | 71.2482 | 71.2482 | 71.2482 | 71.2482 | 71.2482 | 71.2482 | 71.2482 | 71.2482 | 71.2482 | 71.2482 | 71.2482 | 71.2482 | 71.2482 | 71.2482 | 71.2482 | 0 | 0 | 0 | 0 | 0 | 0 | 0 | 0 | 0
F3_Residential_Single Family Low Income_Existing_Appliances_Natural Gas_Clothes Dryer_E2 | F3 | Residential | Single Family Low Income | Existing | Appliances | Natural Gas | Clothes Dryer | E2 | System - kBTUs of Consumption | 76.5063 | 76.5063 | 76.5063 | 76.5063 | 76.5063 | 76.5063 | 76.5063 | 76.5063 | 76.5063 | 76.5063 | 76.5063 | 76.5063 | 76.5063 | 76.5063 | 76.5063 | 76.5063 | 76.5063 | 76.5063 | 76.5063 | 76.5063 | 76.5063 | 76.5063 | 76.5063 | 76.5063 | 76.5063 | 76.5063 | 76.5063 | 76.5063 | 76.5063 | 76.5063 | 76.5063 | 76.5063 | 76.5063 | 0 | 0 | 0 | 0 | 0 | 0 | 0 | 0 | 0
F3_Residential_Single Family Low Income_Existing_Appliances_Natural Gas_Clothes Dryer_E3 | F3 | Residential | Single Family Low Income | Existing | Appliances | Natural Gas | Clothes Dryer | E3 | System - kBTUs of Consumption | 0 | 0 | 0 | 0 | 0 | 0 | 0 | 0 | 0 | 0 | 0 | 0 | 0 | 0 | 0 | 0 | 0 | 0 | 0 | 0 | 0 | 0 | 0 | 0 | 0 | 0 | 0 | 0 | 0 | 0 | 0 | 0 | 0 | 0 | 0 | 0 | 0 | 0 | 0 | 0 | 0 | 0
F3_Residential_Single Family Low Income_Existing_Appliances_Natural Gas_Clothes Dryer_E4 | F3 | Residential | Single Family Low Income | Existing | Appliances | Natural Gas | Clothes Dryer | E4 | System - kBTUs of Consumption | 0 | 0 | 0 | 0 | 0 | 0 | 0 | 0 | 0 | 0 | 0 | 0 | 0 | 0 | 0 | 0 | 0 | 0 | 0 | 0 | 0 | 0 | 0 | 0 | 0 | 0 | 0 | 0 | 0 | 0 | 0 | 0 | 0 | 0 | 0 | 0 | 0 | 0 | 0 | 0 | 0 | 0
F3_Residential_Single Family Low Income_Existing_Appliances_Natural Gas_Clothes Dryer_E5 | F3 | Residential | Single Family Low Income | Existing | Appliances | Natural Gas | Clothes Dryer | E5 | System - kBTUs of Consumption | 0 | 0 | 0 | 0 | 0 | 0 | 0 | 0 | 0 | 0 | 0 | 0 | 0 | 0 | 0 | 0 | 0 | 0 | 0 | 0 | 0 | 0 | 0 | 0 | 0 | 0 | 0 | 0 | 0 | 0 | 0 | 0 | 0 | 0 | 0 | 0 | 0 | 0 | 0 | 0 | 0 | 0
F3_Residential_Single Family Low Income_Existing_Appliances_Natural Gas_Clothes Dryer_E6 | F3 | Residential | Single Family Low Income | Existing | Appliances | Natural Gas | Clothes Dryer | E6 | System - kBTUs of Consumption | 0 | 0 | 0 | 0 | 0 | 0 | 0 | 0 | 0 | 0 | 0 | 0 | 0 | 0 | 0 | 0 | 0 | 0 | 0 | 0 | 0 | 0 | 0 | 0 | 0 | 0 | 0 | 0 | 0 | 0 | 0 | 0 | 0 | 0 | 0 | 0 | 0 | 0 | 0 | 0 | 0 | 0
F3_Residential_Single Family Low Income_Existing_Appliances_Natural Gas_Clothes Dryer_E7 | F3 | Residential | Single Family Low Income | Existing | Appliances | Natural Gas | Clothes Dryer | E7 | System - kBTUs of Consumption | 0 | 0 | 0 | 0 | 0 | 0 | 0 | 0 | 0 | 0 | 0 | 0 | 0 | 0 | 0 | 0 | 0 | 0 | 0 | 0 | 0 | 0 | 0 | 0 | 0 | 0 | 0 | 0 | 0 | 0 | 0 | 0 | 0 | 0 | 0 | 0 | 0 | 0 | 0 | 0 | 0 | 0
F3_Residential_Single Family Low Income_Existing_Appliances_Natural Gas_Clothes Dryer_E8 | F3 | Residential | Single Family Low Income | Existing | Appliances | Natural Gas | Clothes Dryer | E8 | System - kBTUs of Consumption | 0 | 0 | 0 | 0 | 0 | 0 | 0 | 0 | 0 | 0 | 0 | 0 | 0 | 0 | 0 | 0 | 0 | 0 | 0 | 0 | 0 | 0 | 0 | 0 | 0 | 0 | 0 | 0 | 0 | 0 | 0 | 0 | 0 | 0 | 0 | 0 | 0 | 0 | 0 | 0 | 0 | 0
F3_Residential_Single Family Low Income_Existing_Appliances_Natural Gas_Clothes Dryer_E9 | F3 | Residential | Single Family Low Income | Existing | Appliances | Natural Gas | Clothes Dryer | E9 | System - kBTUs of Consumption | 0 | 0 | 0 | 0 | 0 | 0 | 0 | 0 | 0 | 0 | 0 | 0 | 0 | 0 | 0 | 0 | 0 | 0 | 0 | 0 | 0 | 0 | 0 | 0 | 0 | 0 | 0 | 0 | 0 | 0 | 0 | 0 | 0 | 0 | 0 | 0 | 0 | 0 | 0 | 0 | 0 | 0
F3_Residential_Single Family Low Income_Existing_Appliances_Natural Gas_Clothes Dryer_E10 | F3 | Residential | Single Family Low Income | Existing | Appliances | Natural Gas | Clothes Dryer | E10 | System - kBTUs of Consumption | 0 | 0 | 0 | 0 | 0 | 0 | 0 | 0 | 0 | 0 | 0 | 0 | 0 | 0 | 0 | 0 | 0 | 0 | 0 | 0 | 0 | 0 | 0 | 0 | 0 | 0 | 0 | 0 | 0 | 0 | 0 | 0 | 0 | 0 | 0 | 0 | 0 | 0 | 0 | 0 | 0 | 0
F4_Residential_Single Family Low Income_Existing_Appliances_Natural Gas_Clothes Dryer_E1 | F4 | Residential | Single Family Low Income | Existing | Appliances | Natural Gas | Clothes Dryer | E1 | Utility - Cost of Equipment | 18.5155 | 18.5446 | 18.6492 | 18.7332 | 18.6619 | 18.7667 | 19.0177 | 19.2247 | 19.4737 | 19.7145 | 19.9578 | 20.1877 | 20.4308 | 20.6848 | 20.9277 | 21.1788 | 21.4313 | 21.7022 | 21.9674 | 22.2264 | 22.4572 | 22.6762 | 22.8496 | 23.0094 | 23.1166 | 23.1902 | 23.2431 | 23.2684 | 23.2574 | 23.2213 | 23.1373 | 23.0317 | 22.8867 | 0 | 0 | 0 | 0 | 0 | 0 | 0 | 0 | 0
F4_Residential_Single Family Low Income_Existing_Appliances_Natural Gas_Clothes Dryer_E2 | F4 | Residential | Single Family Low Income | Existing | Appliances | Natural Gas | Clothes Dryer | E2 | Utility - Cost of Equipment | 17.4838 | 17.5112 | 17.61 | 17.6894 | 17.6221 | 17.7209 | 17.958 | 18.1535 | 18.3886 | 18.616 | 18.8457 | 19.0628 | 19.2923 | 19.5322 | 19.7616 | 19.9987 | 20.2371 | 20.4929 | 20.7433 | 20.9879 | 21.2059 | 21.4127 | 21.5764 | 21.7273 | 21.8285 | 21.898 | 21.948 | 21.9718 | 21.9615 | 21.9273 | 21.8481 | 21.7484 | 21.6114 | 0 | 0 | 0 | 0 | 0 | 0 | 0 | 0 | 0
F4_Residential_Single Family Low Income_Existing_Appliances_Natural Gas_Clothes Dryer_E3 | F4 | Residential | Single Family Low Income | Existing | Appliances | Natural Gas | Clothes Dryer | E3 | Utility - Cost of Equipment | 0 | 0 | 0 | 0 | 0 | 0 | 0 | 0 | 0 | 0 | 0 | 0 | 0 | 0 | 0 | 0 | 0 | 0 | 0 | 0 | 0 | 0 | 0 | 0 | 0 | 0 | 0 | 0 | 0 | 0 | 0 | 0 | 0 | 0 | 0 | 0 | 0 | 0 | 0 | 0 | 0 | 0
F4_Residential_Single Family Low Income_Existing_Appliances_Natural Gas_Clothes Dryer_E4 | F4 | Residential | Single Family Low Income | Existing | Appliances | Natural Gas | Clothes Dryer | E4 | Utility - Cost of Equipment | 0 | 0 | 0 | 0 | 0 | 0 | 0 | 0 | 0 | 0 | 0 | 0 | 0 | 0 | 0 | 0 | 0 | 0 | 0 | 0 | 0 | 0 | 0 | 0 | 0 | 0 | 0 | 0 | 0 | 0 | 0 | 0 | 0 | 0 | 0 | 0 | 0 | 0 | 0 | 0 | 0 | 0
F4_Residential_Single Family Low Income_Existing_Appliances_Natural Gas_Clothes Dryer_E5 | F4 | Residential | Single Family Low Income | Existing | Appliances | Natural Gas | Clothes Dryer | E5 | Utility - Cost of Equipment | 0 | 0 | 0 | 0 | 0 | 0 | 0 | 0 | 0 | 0 | 0 | 0 | 0 | 0 | 0 | 0 | 0 | 0 | 0 | 0 | 0 | 0 | 0 | 0 | 0 | 0 | 0 | 0 | 0 | 0 | 0 | 0 | 0 | 0 | 0 | 0 | 0 | 0 | 0 | 0 | 0 | 0
F4_Residential_Single Family Low Income_Existing_Appliances_Natural Gas_Clothes Dryer_E6 | F4 | Residential | Single Family Low Income | Existing | Appliances | Natural Gas | Clothes Dryer | E6 | Utility - Cost of Equipment | 0 | 0 | 0 | 0 | 0 | 0 | 0 | 0 | 0 | 0 | 0 | 0 | 0 | 0 | 0 | 0 | 0 | 0 | 0 | 0 | 0 | 0 | 0 | 0 | 0 | 0 | 0 | 0 | 0 | 0 | 0 | 0 | 0 | 0 | 0 | 0 | 0 | 0 | 0 | 0 | 0 | 0
F4_Residential_Single Family Low Income_Existing_Appliances_Natural Gas_Clothes Dryer_E7 | F4 | Residential | Single Family Low Income | Existing | Appliances | Natural Gas | Clothes Dryer | E7 | Utility - Cost of Equipment | 0 | 0 | 0 | 0 | 0 | 0 | 0 | 0 | 0 | 0 | 0 | 0 | 0 | 0 | 0 | 0 | 0 | 0 | 0 | 0 | 0 | 0 | 0 | 0 | 0 | 0 | 0 | 0 | 0 | 0 | 0 | 0 | 0 | 0 | 0 | 0 | 0 | 0 | 0 | 0 | 0 | 0
F4_Residential_Single Family Low Income_Existing_Appliances_Natural Gas_Clothes Dryer_E8 | F4 | Residential | Single Family Low Income | Existing | Appliances | Natural Gas | Clothes Dryer | E8 | Utility - Cost of Equipment | 0 | 0 | 0 | 0 | 0 | 0 | 0 | 0 | 0 | 0 | 0 | 0 | 0 | 0 | 0 | 0 | 0 | 0 | 0 | 0 | 0 | 0 | 0 | 0 | 0 | 0 | 0 | 0 | 0 | 0 | 0 | 0 | 0 | 0 | 0 | 0 | 0 | 0 | 0 | 0 | 0 | 0
F4_Residential_Single Family Low Income_Existing_Appliances_Natural Gas_Clothes Dryer_E9 | F4 | Residential | Single Family Low Income | Existing | Appliances | Natural Gas | Clothes Dryer | E9 | Utility - Cost of Equipment | 0 | 0 | 0 | 0 | 0 | 0 | 0 | 0 | 0 | 0 | 0 | 0 | 0 | 0 | 0 | 0 | 0 | 0 | 0 | 0 | 0 | 0 | 0 | 0 | 0 | 0 | 0 | 0 | 0 | 0 | 0 | 0 | 0 | 0 | 0 | 0 | 0 | 0 | 0 | 0 | 0 | 0
F4_Residential_Single Family Low Income_Existing_Appliances_Natural Gas_Clothes Dryer_E10 | F4 | Residential | Single Family Low Income | Existing | Appliances | Natural Gas | Clothes Dryer | E10 | Utility - Cost of Equipment | 0 | 0 | 0 | 0 | 0 | 0 | 0 | 0 | 0 | 0 | 0 | 0 | 0 | 0 | 0 | 0 | 0 | 0 | 0 | 0 | 0 | 0 | 0 | 0 | 0 | 0 | 0 | 0 | 0 | 0 | 0 | 0 | 0 | 0 | 0 | 0 | 0 | 0 | 0 | 0 | 0 | 0
F5_Residential_Single Family Low Income_Existing_Appliances_Natural Gas_Clothes Dryer_E1 | F5 | Residential | Single Family Low Income | Existing | Appliances | Natural Gas | Clothes Dryer | E1 | Utility - Cost of Operation | 71.2482 | 71.2482 | 71.2482 | 71.2482 | 71.2482 | 71.2482 | 71.2482 | 71.2482 | 71.2482 | 71.2482 | 71.2482 | 71.2482 | 71.2482 | 71.2482 | 71.2482 | 71.2482 | 71.2482 | 71.2482 | 71.2482 | 71.2482 | 71.2482 | 71.2482 | 71.2482 | 71.2482 | 71.2482 | 71.2482 | 71.2482 | 71.2482 | 71.2482 | 71.2482 | 71.2482 | 71.2482 | 71.2482 | 0 | 0 | 0 | 0 | 0 | 0 | 0 | 0 | 0
F5_Residential_Single Family Low Income_Existing_Appliances_Natural Gas_Clothes Dryer_E2 | F5 | Residential | Single Family Low Income | Existing | Appliances | Natural Gas | Clothes Dryer | E2 | Utility - Cost of Operation | 76.5063 | 76.5063 | 76.5063 | 76.5063 | 76.5063 | 76.5063 | 76.5063 | 76.5063 | 76.5063 | 76.5063 | 76.5063 | 76.5063 | 76.5063 | 76.5063 | 76.5063 | 76.5063 | 76.5063 | 76.5063 | 76.5063 | 76.5063 | 76.5063 | 76.5063 | 76.5063 | 76.5063 | 76.5063 | 76.5063 | 76.5063 | 76.5063 | 76.5063 | 76.5063 | 76.5063 | 76.5063 | 76.5063 | 0 | 0 | 0 | 0 | 0 | 0 | 0 | 0 | 0
F5_Residential_Single Family Low Income_Existing_Appliances_Natural Gas_Clothes Dryer_E3 | F5 | Residential | Single Family Low Income | Existing | Appliances | Natural Gas | Clothes Dryer | E3 | Utility - Cost of Operation | 0 | 0 | 0 | 0 | 0 | 0 | 0 | 0 | 0 | 0 | 0 | 0 | 0 | 0 | 0 | 0 | 0 | 0 | 0 | 0 | 0 | 0 | 0 | 0 | 0 | 0 | 0 | 0 | 0 | 0 | 0 | 0 | 0 | 0 | 0 | 0 | 0 | 0 | 0 | 0 | 0 | 0
F5_Residential_Single Family Low Income_Existing_Appliances_Natural Gas_Clothes Dryer_E4 | F5 | Residential | Single Family Low Income | Existing | Appliances | Natural Gas | Clothes Dryer | E4 | Utility - Cost of Operation | 0 | 0 | 0 | 0 | 0 | 0 | 0 | 0 | 0 | 0 | 0 | 0 | 0 | 0 | 0 | 0 | 0 | 0 | 0 | 0 | 0 | 0 | 0 | 0 | 0 | 0 | 0 | 0 | 0 | 0 | 0 | 0 | 0 | 0 | 0 | 0 | 0 | 0 | 0 | 0 | 0 | 0
F5_Residential_Single Family Low Income_Existing_Appliances_Natural Gas_Clothes Dryer_E5 | F5 | Residential | Single Family Low Income | Existing | Appliances | Natural Gas | Clothes Dryer | E5 | Utility - Cost of Operation | 0 | 0 | 0 | 0 | 0 | 0 | 0 | 0 | 0 | 0 | 0 | 0 | 0 | 0 | 0 | 0 | 0 | 0 | 0 | 0 | 0 | 0 | 0 | 0 | 0 | 0 | 0 | 0 | 0 | 0 | 0 | 0 | 0 | 0 | 0 | 0 | 0 | 0 | 0 | 0 | 0 | 0
F5_Residential_Single Family Low Income_Existing_Appliances_Natural Gas_Clothes Dryer_E6 | F5 | Residential | Single Family Low Income | Existing | Appliances | Natural Gas | Clothes Dryer | E6 | Utility - Cost of Operation | 0 | 0 | 0 | 0 | 0 | 0 | 0 | 0 | 0 | 0 | 0 | 0 | 0 | 0 | 0 | 0 | 0 | 0 | 0 | 0 | 0 | 0 | 0 | 0 | 0 | 0 | 0 | 0 | 0 | 0 | 0 | 0 | 0 | 0 | 0 | 0 | 0 | 0 | 0 | 0 | 0 | 0
F5_Residential_Single Family Low Income_Existing_Appliances_Natural Gas_Clothes Dryer_E7 | F5 | Residential | Single Family Low Income | Existing | Appliances | Natural Gas | Clothes Dryer | E7 | Utility - Cost of Operation | 0 | 0 | 0 | 0 | 0 | 0 | 0 | 0 | 0 | 0 | 0 | 0 | 0 | 0 | 0 | 0 | 0 | 0 | 0 | 0 | 0 | 0 | 0 | 0 | 0 | 0 | 0 | 0 | 0 | 0 | 0 | 0 | 0 | 0 | 0 | 0 | 0 | 0 | 0 | 0 | 0 | 0
F5_Residential_Single Family Low Income_Existing_Appliances_Natural Gas_Clothes Dryer_E8 | F5 | Residential | Single Family Low Income | Existing | Appliances | Natural Gas | Clothes Dryer | E8 | Utility - Cost of Operation | 0 | 0 | 0 | 0 | 0 | 0 | 0 | 0 | 0 | 0 | 0 | 0 | 0 | 0 | 0 | 0 | 0 | 0 | 0 | 0 | 0 | 0 | 0 | 0 | 0 | 0 | 0 | 0 | 0 | 0 | 0 | 0 | 0 | 0 | 0 | 0 | 0 | 0 | 0 | 0 | 0 | 0
F5_Residential_Single Family Low Income_Existing_Appliances_Natural Gas_Clothes Dryer_E9 | F5 | Residential | Single Family Low Income | Existing | Appliances | Natural Gas | Clothes Dryer | E9 | Utility - Cost of Operation | 0 | 0 | 0 | 0 | 0 | 0 | 0 | 0 | 0 | 0 | 0 | 0 | 0 | 0 | 0 | 0 | 0 | 0 | 0 | 0 | 0 | 0 | 0 | 0 | 0 | 0 | 0 | 0 | 0 | 0 | 0 | 0 | 0 | 0 | 0 | 0 | 0 | 0 | 0 | 0 | 0 | 0
F5_Residential_Single Family Low Income_Existing_Appliances_Natural Gas_Clothes Dryer_E10 | F5 | Residential | Single Family Low Income | Existing | Appliances | Natural Gas | Clothes Dryer | E10 | Utility - Cost of Operation | 0 | 0 | 0 | 0 | 0 | 0 | 0 | 0 | 0 | 0 | 0 | 0 | 0 | 0 | 0 | 0 | 0 | 0 | 0 | 0 | 0 | 0 | 0 | 0 | 0 | 0 | 0 | 0 | 0 | 0 | 0 | 0 | 0 | 0 | 0 | 0 | 0 | 0 | 0 | 0 | 0 | 0
F6_Residential_Single Family Low Income_Existing_Appliances_Natural Gas_Clothes Dryer_E1 | F6 | Residential | Single Family Low Income | Existing | Appliances | Natural Gas | Clothes Dryer | E1 | Utility - Value of Sales | 16.5085 | 16.6128 | 16.7561 | 16.8732 | 16.8732 | 16.8732 | 16.8732 | 16.8732 | 16.8732 | 16.8732 | 16.8732 | 16.8732 | 16.8732 | 16.8732 | 16.8732 | 16.8732 | 16.8732 | 16.8732 | 16.8732 | 16.8732 | 16.8732 | 16.8732 | 16.8732 | 16.8732 | 16.8732 | 16.8732 | 16.8732 | 16.8732 | 16.8732 | 16.8732 | 16.8732 | 16.8732 | 16.8732 | 0 | 0 | 0 | 0 | 0 | 0 | 0 | 0 | 0
F6_Residential_Single Family Low Income_Existing_Appliances_Natural Gas_Clothes Dryer_E2 | F6 | Residential | Single Family Low Income | Existing | Appliances | Natural Gas | Clothes Dryer | E2 | Utility - Value of Sales | 15.5886 | 15.6871 | 15.8224 | 15.933 | 15.933 | 15.933 | 15.933 | 15.933 | 15.933 | 15.933 | 15.933 | 15.933 | 15.933 | 15.933 | 15.933 | 15.933 | 15.933 | 15.933 | 15.933 | 15.933 | 15.933 | 15.933 | 15.933 | 15.933 | 15.933 | 15.933 | 15.933 | 15.933 | 15.933 | 15.933 | 15.933 | 15.933 | 15.933 | 0 | 0 | 0 | 0 | 0 | 0 | 0 | 0 | 0
F6_Residential_Single Family Low Income_Existing_Appliances_Natural Gas_Clothes Dryer_E3 | F6 | Residential | Single Family Low Income | Existing | Appliances | Natural Gas | Clothes Dryer | E3 | Utility - Value of Sales | 0 | 0 | 0 | 0 | 0 | 0 | 0 | 0 | 0 | 0 | 0 | 0 | 0 | 0 | 0 | 0 | 0 | 0 | 0 | 0 | 0 | 0 | 0 | 0 | 0 | 0 | 0 | 0 | 0 | 0 | 0 | 0 | 0 | 0 | 0 | 0 | 0 | 0 | 0 | 0 | 0 | 0
F6_Residential_Single Family Low Income_Existing_Appliances_Natural Gas_Clothes Dryer_E4 | F6 | Residential | Single Family Low Income | Existing | Appliances | Natural Gas | Clothes Dryer | E4 | Utility - Value of Sales | 0 | 0 | 0 | 0 | 0 | 0 | 0 | 0 | 0 | 0 | 0 | 0 | 0 | 0 | 0 | 0 | 0 | 0 | 0 | 0 | 0 | 0 | 0 | 0 | 0 | 0 | 0 | 0 | 0 | 0 | 0 | 0 | 0 | 0 | 0 | 0 | 0 | 0 | 0 | 0 | 0 | 0
F6_Residential_Single Family Low Income_Existing_Appliances_Natural Gas_Clothes Dryer_E5 | F6 | Residential | Single Family Low Income | Existing | Appliances | Natural Gas | Clothes Dryer | E5 | Utility - Value of Sales | 0 | 0 | 0 | 0 | 0 | 0 | 0 | 0 | 0 | 0 | 0 | 0 | 0 | 0 | 0 | 0 | 0 | 0 | 0 | 0 | 0 | 0 | 0 | 0 | 0 | 0 | 0 | 0 | 0 | 0 | 0 | 0 | 0 | 0 | 0 | 0 | 0 | 0 | 0 | 0 | 0 | 0
F6_Residential_Single Family Low Income_Existing_Appliances_Natural Gas_Clothes Dryer_E6 | F6 | Residential | Single Family Low Income | Existing | Appliances | Natural Gas | Clothes Dryer | E6 | Utility - Value of Sales | 0 | 0 | 0 | 0 | 0 | 0 | 0 | 0 | 0 | 0 | 0 | 0 | 0 | 0 | 0 | 0 | 0 | 0 | 0 | 0 | 0 | 0 | 0 | 0 | 0 | 0 | 0 | 0 | 0 | 0 | 0 | 0 | 0 | 0 | 0 | 0 | 0 | 0 | 0 | 0 | 0 | 0
F6_Residential_Single Family Low Income_Existing_Appliances_Natural Gas_Clothes Dryer_E7 | F6 | Residential | Single Family Low Income | Existing | Appliances | Natural Gas | Clothes Dryer | E7 | Utility - Value of Sales | 0 | 0 | 0 | 0 | 0 | 0 | 0 | 0 | 0 | 0 | 0 | 0 | 0 | 0 | 0 | 0 | 0 | 0 | 0 | 0 | 0 | 0 | 0 | 0 | 0 | 0 | 0 | 0 | 0 | 0 | 0 | 0 | 0 | 0 | 0 | 0 | 0 | 0 | 0 | 0 | 0 | 0
F6_Residential_Single Family Low Income_Existing_Appliances_Natural Gas_Clothes Dryer_E8 | F6 | Residential | Single Family Low Income | Existing | Appliances | Natural Gas | Clothes Dryer | E8 | Utility - Value of Sales | 0 | 0 | 0 | 0 | 0 | 0 | 0 | 0 | 0 | 0 | 0 | 0 | 0 | 0 | 0 | 0 | 0 | 0 | 0 | 0 | 0 | 0 | 0 | 0 | 0 | 0 | 0 | 0 | 0 | 0 | 0 | 0 | 0 | 0 | 0 | 0 | 0 | 0 | 0 | 0 | 0 | 0
F6_Residential_Single Family Low Income_Existing_Appliances_Natural Gas_Clothes Dryer_E9 | F6 | Residential | Single Family Low Income | Existing | Appliances | Natural Gas | Clothes Dryer | E9 | Utility - Value of Sales | 0 | 0 | 0 | 0 | 0 | 0 | 0 | 0 | 0 | 0 | 0 | 0 | 0 | 0 | 0 | 0 | 0 | 0 | 0 | 0 | 0 | 0 | 0 | 0 | 0 | 0 | 0 | 0 | 0 | 0 | 0 | 0 | 0 | 0 | 0 | 0 | 0 | 0 | 0 | 0 | 0 | 0
F6_Residential_Single Family Low Income_Existing_Appliances_Natural Gas_Clothes Dryer_E10 | F6 | Residential | Single Family Low Income | Existing | Appliances | Natural Gas | Clothes Dryer | E10 | Utility - Value of Sales | 0 | 0 | 0 | 0 | 0 | 0 | 0 | 0 | 0 | 0 | 0 | 0 | 0 | 0 | 0 | 0 | 0 | 0 | 0 | 0 | 0 | 0 | 0 | 0 | 0 | 0 | 0 | 0 | 0 | 0 | 0 | 0 | 0 | 0 | 0 | 0 | 0 | 0 | 0 | 0 | 0 | 0
F1_Residential_Single Family Low Income_Existing_Appliances_Natural Gas_Stove/Oven_E1 | F1 | Residential | Single Family Low Income | Existing | Appliances | Natural Gas | Stove/Oven | E1 | RVT - Cost of Equipment | 29.6094 | 29.7016 | 29.9069 | 30.075 | 29.9935 | 30.1132 | 30.4004 | 30.6372 | 30.9219 | 31.1974 | 31.4756 | 31.7385 | 32.0166 | 32.307 | 32.5849 | 32.8721 | 33.1608 | 33.4707 | 33.7704 | 34.0591 | 34.3113 | 34.5457 | 34.7231 | 34.88 | 34.9713 | 35.0233 | 35.0504 | 35.0447 | 34.9965 | 34.9182 | 34.7841 | 34.6238 | 34.4171 | 0 | 0 | 0 | 0 | 0 | 0 | 0 | 0 | 0
F1_Residential_Single Family Low Income_Existing_Appliances_Natural Gas_Stove/Oven_E2 | F1 | Residential | Single Family Low Income | Existing | Appliances | Natural Gas | Stove/Oven | E2 | RVT - Cost of Equipment | 22.2396 | 22.3089 | 22.4631 | 22.5893 | 22.5281 | 22.618 | 22.8337 | 23.0116 | 23.2254 | 23.4323 | 23.6413 | 23.8388 | 24.0476 | 24.2658 | 24.4745 | 24.6902 | 24.9071 | 25.1398 | 25.3649 | 25.5818 | 25.7712 | 25.9473 | 26.0805 | 26.1984 | 26.2669 | 26.306 | 26.3263 | 26.3221 | 26.2859 | 26.2271 | 26.1263 | 26.006 | 25.8507 | 0 | 0 | 0 | 0 | 0 | 0 | 0 | 0 | 0
F1_Residential_Single Family Low Income_Existing_Appliances_Natural Gas_Stove/Oven_E3 | F1 | Residential | Single Family Low Income | Existing | Appliances | Natural Gas | Stove/Oven | E3 | RVT - Cost of Equipment | 0 | 0 | 0 | 0 | 0 | 0 | 0 | 0 | 0 | 0 | 0 | 0 | 0 | 0 | 0 | 0 | 0 | 0 | 0 | 0 | 0 | 0 | 0 | 0 | 0 | 0 | 0 | 0 | 0 | 0 | 0 | 0 | 0 | 0 | 0 | 0 | 0 | 0 | 0 | 0 | 0 | 0
F1_Residential_Single Family Low Income_Existing_Appliances_Natural Gas_Stove/Oven_E4 | F1 | Residential | Single Family Low Income | Existing | Appliances | Natural Gas | Stove/Oven | E4 | RVT - Cost of Equipment | 0 | 0 | 0 | 0 | 0 | 0 | 0 | 0 | 0 | 0 | 0 | 0 | 0 | 0 | 0 | 0 | 0 | 0 | 0 | 0 | 0 | 0 | 0 | 0 | 0 | 0 | 0 | 0 | 0 | 0 | 0 | 0 | 0 | 0 | 0 | 0 | 0 | 0 | 0 | 0 | 0 | 0
F1_Residential_Single Family Low Income_Existing_Appliances_Natural Gas_Stove/Oven_E5 | F1 | Residential | Single Family Low Income | Existing | Appliances | Natural Gas | Stove/Oven | E5 | RVT - Cost of Equipment | 0 | 0 | 0 | 0 | 0 | 0 | 0 | 0 | 0 | 0 | 0 | 0 | 0 | 0 | 0 | 0 | 0 | 0 | 0 | 0 | 0 | 0 | 0 | 0 | 0 | 0 | 0 | 0 | 0 | 0 | 0 | 0 | 0 | 0 | 0 | 0 | 0 | 0 | 0 | 0 | 0 | 0
F1_Residential_Single Family Low Income_Existing_Appliances_Natural Gas_Stove/Oven_E6 | F1 | Residential | Single Family Low Income | Existing | Appliances | Natural Gas | Stove/Oven | E6 | RVT - Cost of Equipment | 0 | 0 | 0 | 0 | 0 | 0 | 0 | 0 | 0 | 0 | 0 | 0 | 0 | 0 | 0 | 0 | 0 | 0 | 0 | 0 | 0 | 0 | 0 | 0 | 0 | 0 | 0 | 0 | 0 | 0 | 0 | 0 | 0 | 0 | 0 | 0 | 0 | 0 | 0 | 0 | 0 | 0
F1_Residential_Single Family Low Income_Existing_Appliances_Natural Gas_Stove/Oven_E7 | F1 | Residential | Single Family Low Income | Existing | Appliances | Natural Gas | Stove/Oven | E7 | RVT - Cost of Equipment | 0 | 0 | 0 | 0 | 0 | 0 | 0 | 0 | 0 | 0 | 0 | 0 | 0 | 0 | 0 | 0 | 0 | 0 | 0 | 0 | 0 | 0 | 0 | 0 | 0 | 0 | 0 | 0 | 0 | 0 | 0 | 0 | 0 | 0 | 0 | 0 | 0 | 0 | 0 | 0 | 0 | 0
F1_Residential_Single Family Low Income_Existing_Appliances_Natural Gas_Stove/Oven_E8 | F1 | Residential | Single Family Low Income | Existing | Appliances | Natural Gas | Stove/Oven | E8 | RVT - Cost of Equipment | 0 | 0 | 0 | 0 | 0 | 0 | 0 | 0 | 0 | 0 | 0 | 0 | 0 | 0 | 0 | 0 | 0 | 0 | 0 | 0 | 0 | 0 | 0 | 0 | 0 | 0 | 0 | 0 | 0 | 0 | 0 | 0 | 0 | 0 | 0 | 0 | 0 | 0 | 0 | 0 | 0 | 0
F1_Residential_Single Family Low Income_Existing_Appliances_Natural Gas_Stove/Oven_E9 | F1 | Residential | Single Family Low Income | Existing | Appliances | Natural Gas | Stove/Oven | E9 | RVT - Cost of Equipment | 0 | 0 | 0 | 0 | 0 | 0 | 0 | 0 | 0 | 0 | 0 | 0 | 0 | 0 | 0 | 0 | 0 | 0 | 0 | 0 | 0 | 0 | 0 | 0 | 0 | 0 | 0 | 0 | 0 | 0 | 0 | 0 | 0 | 0 | 0 | 0 | 0 | 0 | 0 | 0 | 0 | 0
F1_Residential_Single Family Low Income_Existing_Appliances_Natural Gas_Stove/Oven_E10 | F1 | Residential | Single Family Low Income | Existing | Appliances | Natural Gas | Stove/Oven | E10 | RVT - Cost of Equipment | 0 | 0 | 0 | 0 | 0 | 0 | 0 | 0 | 0 | 0 | 0 | 0 | 0 | 0 | 0 | 0 | 0 | 0 | 0 | 0 | 0 | 0 | 0 | 0 | 0 | 0 | 0 | 0 | 0 | 0 | 0 | 0 | 0 | 0 | 0 | 0 | 0 | 0 | 0 | 0 | 0 | 0
F2_Residential_Single Family Low Income_Existing_Appliances_Natural Gas_Stove/Oven_E1 | F2 | Residential | Single Family Low Income | Existing | Appliances | Natural Gas | Stove/Oven | E1 | RVT - Cost of Operation | 21.1427 | 21.176 | 21.2954 | 21.3914 | 21.31 | 21.4296 | 21.7163 | 21.9527 | 22.2369 | 22.512 | 22.7897 | 23.0522 | 23.3298 | 23.6198 | 23.8973 | 24.184 | 24.4723 | 24.7816 | 25.0845 | 25.3802 | 25.6438 | 25.8939 | 26.0919 | 26.2744 | 26.3967 | 26.4808 | 26.5412 | 26.5701 | 26.5576 | 26.5163 | 26.4204 | 26.2999 | 26.1342 | 0 | 0 | 0 | 0 | 0 | 0 | 0 | 0 | 0
F2_Residential_Single Family Low Income_Existing_Appliances_Natural Gas_Stove/Oven_E2 | F2 | Residential | Single Family Low Income | Existing | Appliances | Natural Gas | Stove/Oven | E2 | RVT - Cost of Operation | 15.8803 | 15.9053 | 15.995 | 16.0671 | 16.0059 | 16.0957 | 16.3111 | 16.4886 | 16.7021 | 16.9087 | 17.1173 | 17.3145 | 17.523 | 17.7409 | 17.9492 | 18.1646 | 18.3811 | 18.6135 | 18.8409 | 19.0631 | 19.2611 | 19.4489 | 19.5976 | 19.7347 | 19.8266 | 19.8898 | 19.9351 | 19.9568 | 19.9474 | 19.9164 | 19.8444 | 19.7538 | 19.6294 | 0 | 0 | 0 | 0 | 0 | 0 | 0 | 0 | 0
F2_Residential_Single Family Low Income_Existing_Appliances_Natural Gas_Stove/Oven_E3 | F2 | Residential | Single Family Low Income | Existing | Appliances | Natural Gas | Stove/Oven | E3 | RVT - Cost of Operation | 0 | 0 | 0 | 0 | 0 | 0 | 0 | 0 | 0 | 0 | 0 | 0 | 0 | 0 | 0 | 0 | 0 | 0 | 0 | 0 | 0 | 0 | 0 | 0 | 0 | 0 | 0 | 0 | 0 | 0 | 0 | 0 | 0 | 0 | 0 | 0 | 0 | 0 | 0 | 0 | 0 | 0
F2_Residential_Single Family Low Income_Existing_Appliances_Natural Gas_Stove/Oven_E4 | F2 | Residential | Single Family Low Income | Existing | Appliances | Natural Gas | Stove/Oven | E4 | RVT - Cost of Operation | 0 | 0 | 0 | 0 | 0 | 0 | 0 | 0 | 0 | 0 | 0 | 0 | 0 | 0 | 0 | 0 | 0 | 0 | 0 | 0 | 0 | 0 | 0 | 0 | 0 | 0 | 0 | 0 | 0 | 0 | 0 | 0 | 0 | 0 | 0 | 0 | 0 | 0 | 0 | 0 | 0 | 0
F2_Residential_Single Family Low Income_Existing_Appliances_Natural Gas_Stove/Oven_E5 | F2 | Residential | Single Family Low Income | Existing | Appliances | Natural Gas | Stove/Oven | E5 | RVT - Cost of Operation | 0 | 0 | 0 | 0 | 0 | 0 | 0 | 0 | 0 | 0 | 0 | 0 | 0 | 0 | 0 | 0 | 0 | 0 | 0 | 0 | 0 | 0 | 0 | 0 | 0 | 0 | 0 | 0 | 0 | 0 | 0 | 0 | 0 | 0 | 0 | 0 | 0 | 0 | 0 | 0 | 0 | 0
F2_Residential_Single Family Low Income_Existing_Appliances_Natural Gas_Stove/Oven_E6 | F2 | Residential | Single Family Low Income | Existing | Appliances | Natural Gas | Stove/Oven | E6 | RVT - Cost of Operation | 0 | 0 | 0 | 0 | 0 | 0 | 0 | 0 | 0 | 0 | 0 | 0 | 0 | 0 | 0 | 0 | 0 | 0 | 0 | 0 | 0 | 0 | 0 | 0 | 0 | 0 | 0 | 0 | 0 | 0 | 0 | 0 | 0 | 0 | 0 | 0 | 0 | 0 | 0 | 0 | 0 | 0
F2_Residential_Single Family Low Income_Existing_Appliances_Natural Gas_Stove/Oven_E7 | F2 | Residential | Single Family Low Income | Existing | Appliances | Natural Gas | Stove/Oven | E7 | RVT - Cost of Operation | 0 | 0 | 0 | 0 | 0 | 0 | 0 | 0 | 0 | 0 | 0 | 0 | 0 | 0 | 0 | 0 | 0 | 0 | 0 | 0 | 0 | 0 | 0 | 0 | 0 | 0 | 0 | 0 | 0 | 0 | 0 | 0 | 0 | 0 | 0 | 0 | 0 | 0 | 0 | 0 | 0 | 0
F2_Residential_Single Family Low Income_Existing_Appliances_Natural Gas_Stove/Oven_E8 | F2 | Residential | Single Family Low Income | Existing | Appliances | Natural Gas | Stove/Oven | E8 | RVT - Cost of Operation | 0 | 0 | 0 | 0 | 0 | 0 | 0 | 0 | 0 | 0 | 0 | 0 | 0 | 0 | 0 | 0 | 0 | 0 | 0 | 0 | 0 | 0 | 0 | 0 | 0 | 0 | 0 | 0 | 0 | 0 | 0 | 0 | 0 | 0 | 0 | 0 | 0 | 0 | 0 | 0 | 0 | 0
F2_Residential_Single Family Low Income_Existing_Appliances_Natural Gas_Stove/Oven_E9 | F2 | Residential | Single Family Low Income | Existing | Appliances | Natural Gas | Stove/Oven | E9 | RVT - Cost of Operation | 0 | 0 | 0 | 0 | 0 | 0 | 0 | 0 | 0 | 0 | 0 | 0 | 0 | 0 | 0 | 0 | 0 | 0 | 0 | 0 | 0 | 0 | 0 | 0 | 0 | 0 | 0 | 0 | 0 | 0 | 0 | 0 | 0 | 0 | 0 | 0 | 0 | 0 | 0 | 0 | 0 | 0
F2_Residential_Single Family Low Income_Existing_Appliances_Natural Gas_Stove/Oven_E10 | F2 | Residential | Single Family Low Income | Existing | Appliances | Natural Gas | Stove/Oven | E10 | RVT - Cost of Operation | 0 | 0 | 0 | 0 | 0 | 0 | 0 | 0 | 0 | 0 | 0 | 0 | 0 | 0 | 0 | 0 | 0 | 0 | 0 | 0 | 0 | 0 | 0 | 0 | 0 | 0 | 0 | 0 | 0 | 0 | 0 | 0 | 0 | 0 | 0 | 0 | 0 | 0 | 0 | 0 | 0 | 0
F3_Residential_Single Family Low Income_Existing_Appliances_Natural Gas_Stove/Oven_E1 | F3 | Residential | Single Family Low Income | Existing | Appliances | Natural Gas | Stove/Oven | E1 | System - kBTUs of Consumption | 100.3952 | 100.3952 | 100.3952 | 100.3952 | 100.3952 | 100.3952 | 100.3952 | 100.3952 | 100.3952 | 100.3952 | 100.3952 | 100.3952 | 100.3952 | 100.3952 | 100.3952 | 100.3952 | 100.3952 | 100.3952 | 100.3952 | 100.3952 | 100.3952 | 100.3952 | 100.3952 | 100.3952 | 100.3952 | 100.3952 | 100.3952 | 100.3952 | 100.3952 | 100.3952 | 100.3952 | 100.3952 | 100.3952 | 0 | 0 | 0 | 0 | 0 | 0 | 0 | 0 | 0
F3_Residential_Single Family Low Income_Existing_Appliances_Natural Gas_Stove/Oven_E2 | F3 | Residential | Single Family Low Income | Existing | Appliances | Natural Gas | Stove/Oven | E2 | System - kBTUs of Consumption | 105.7927 | 105.7927 | 105.7927 | 105.7927 | 105.7927 | 105.7927 | 105.7927 | 105.7927 | 105.7927 | 105.7927 | 105.7927 | 105.7927 | 105.7927 | 105.7927 | 105.7927 | 105.7927 | 105.7927 | 105.7927 | 105.7927 | 105.7927 | 105.7927 | 105.7927 | 105.7927 | 105.7927 | 105.7927 | 105.7927 | 105.7927 | 105.7927 | 105.7927 | 105.7927 | 105.7927 | 105.7927 | 105.7927 | 0 | 0 | 0 | 0 | 0 | 0 | 0 | 0 | 0
F3_Residential_Single Family Low Income_Existing_Appliances_Natural Gas_Stove/Oven_E3 | F3 | Residential | Single Family Low Income | Existing | Appliances | Natural Gas | Stove/Oven | E3 | System - kBTUs of Consumption | 0 | 0 | 0 | 0 | 0 | 0 | 0 | 0 | 0 | 0 | 0 | 0 | 0 | 0 | 0 | 0 | 0 | 0 | 0 | 0 | 0 | 0 | 0 | 0 | 0 | 0 | 0 | 0 | 0 | 0 | 0 | 0 | 0 | 0 | 0 | 0 | 0 | 0 | 0 | 0 | 0 | 0
F3_Residential_Single Family Low Income_Existing_Appliances_Natural Gas_Stove/Oven_E4 | F3 | Residential | Single Family Low Income | Existing | Appliances | Natural Gas | Stove/Oven | E4 | System - kBTUs of Consumption | 0 | 0 | 0 | 0 | 0 | 0 | 0 | 0 | 0 | 0 | 0 | 0 | 0 | 0 | 0 | 0 | 0 | 0 | 0 | 0 | 0 | 0 | 0 | 0 | 0 | 0 | 0 | 0 | 0 | 0 | 0 | 0 | 0 | 0 | 0 | 0 | 0 | 0 | 0 | 0 | 0 | 0
F3_Residential_Single Family Low Income_Existing_Appliances_Natural Gas_Stove/Oven_E5 | F3 | Residential | Single Family Low Income | Existing | Appliances | Natural Gas | Stove/Oven | E5 | System - kBTUs of Consumption | 0 | 0 | 0 | 0 | 0 | 0 | 0 | 0 | 0 | 0 | 0 | 0 | 0 | 0 | 0 | 0 | 0 | 0 | 0 | 0 | 0 | 0 | 0 | 0 | 0 | 0 | 0 | 0 | 0 | 0 | 0 | 0 | 0 | 0 | 0 | 0 | 0 | 0 | 0 | 0 | 0 | 0
F3_Residential_Single Family Low Income_Existing_Appliances_Natural Gas_Stove/Oven_E6 | F3 | Residential | Single Family Low Income | Existing | Appliances | Natural Gas | Stove/Oven | E6 | System - kBTUs of Consumption | 0 | 0 | 0 | 0 | 0 | 0 | 0 | 0 | 0 | 0 | 0 | 0 | 0 | 0 | 0 | 0 | 0 | 0 | 0 | 0 | 0 | 0 | 0 | 0 | 0 | 0 | 0 | 0 | 0 | 0 | 0 | 0 | 0 | 0 | 0 | 0 | 0 | 0 | 0 | 0 | 0 | 0
F3_Residential_Single Family Low Income_Existing_Appliances_Natural Gas_Stove/Oven_E7 | F3 | Residential | Single Family Low Income | Existing | Appliances | Natural Gas | Stove/Oven | E7 | System - kBTUs of Consumption | 0 | 0 | 0 | 0 | 0 | 0 | 0 | 0 | 0 | 0 | 0 | 0 | 0 | 0 | 0 | 0 | 0 | 0 | 0 | 0 | 0 | 0 | 0 | 0 | 0 | 0 | 0 | 0 | 0 | 0 | 0 | 0 | 0 | 0 | 0 | 0 | 0 | 0 | 0 | 0 | 0 | 0
F3_Residential_Single Family Low Income_Existing_Appliances_Natural Gas_Stove/Oven_E8 | F3 | Residential | Single Family Low Income | Existing | Appliances | Natural Gas | Stove/Oven | E8 | System - kBTUs of Consumption | 0 | 0 | 0 | 0 | 0 | 0 | 0 | 0 | 0 | 0 | 0 | 0 | 0 | 0 | 0 | 0 | 0 | 0 | 0 | 0 | 0 | 0 | 0 | 0 | 0 | 0 | 0 | 0 | 0 | 0 | 0 | 0 | 0 | 0 | 0 | 0 | 0 | 0 | 0 | 0 | 0 | 0
F3_Residential_Single Family Low Income_Existing_Appliances_Natural Gas_Stove/Oven_E9 | F3 | Residential | Single Family Low Income | Existing | Appliances | Natural Gas | Stove/Oven | E9 | System - kBTUs of Consumption | 0 | 0 | 0 | 0 | 0 | 0 | 0 | 0 | 0 | 0 | 0 | 0 | 0 | 0 | 0 | 0 | 0 | 0 | 0 | 0 | 0 | 0 | 0 | 0 | 0 | 0 | 0 | 0 | 0 | 0 | 0 | 0 | 0 | 0 | 0 | 0 | 0 | 0 | 0 | 0 | 0 | 0
F3_Residential_Single Family Low Income_Existing_Appliances_Natural Gas_Stove/Oven_E10 | F3 | Residential | Single Family Low Income | Existing | Appliances | Natural Gas | Stove/Oven | E10 | System - kBTUs of Consumption | 0 | 0 | 0 | 0 | 0 | 0 | 0 | 0 | 0 | 0 | 0 | 0 | 0 | 0 | 0 | 0 | 0 | 0 | 0 | 0 | 0 | 0 | 0 | 0 | 0 | 0 | 0 | 0 | 0 | 0 | 0 | 0 | 0 | 0 | 0 | 0 | 0 | 0 | 0 | 0 | 0 | 0
F4_Residential_Single Family Low Income_Existing_Appliances_Natural Gas_Stove/Oven_E1 | F4 | Residential | Single Family Low Income | Existing | Appliances | Natural Gas | Stove/Oven | E1 | Utility - Cost of Equipment | 21.1427 | 21.176 | 21.2954 | 21.3914 | 21.31 | 21.4296 | 21.7163 | 21.9527 | 22.2369 | 22.512 | 22.7897 | 23.0522 | 23.3298 | 23.6198 | 23.8973 | 24.184 | 24.4723 | 24.7816 | 25.0845 | 25.3802 | 25.6438 | 25.8939 | 26.0919 | 26.2744 | 26.3967 | 26.4808 | 26.5412 | 26.5701 | 26.5576 | 26.5163 | 26.4204 | 26.2999 | 26.1342 | 0 | 0 | 0 | 0 | 0 | 0 | 0 | 0 | 0
F4_Residential_Single Family Low Income_Existing_Appliances_Natural Gas_Stove/Oven_E2 | F4 | Residential | Single Family Low Income | Existing | Appliances | Natural Gas | Stove/Oven | E2 | Utility - Cost of Equipment | 15.8803 | 15.9053 | 15.995 | 16.0671 | 16.0059 | 16.0957 | 16.3111 | 16.4886 | 16.7021 | 16.9087 | 17.1173 | 17.3145 | 17.523 | 17.7409 | 17.9492 | 18.1646 | 18.3811 | 18.6135 | 18.8409 | 19.0631 | 19.2611 | 19.4489 | 19.5976 | 19.7347 | 19.8266 | 19.8898 | 19.9351 | 19.9568 | 19.9474 | 19.9164 | 19.8444 | 19.7538 | 19.6294 | 0 | 0 | 0 | 0 | 0 | 0 | 0 | 0 | 0
F4_Residential_Single Family Low Income_Existing_Appliances_Natural Gas_Stove/Oven_E3 | F4 | Residential | Single Family Low Income | Existing | Appliances | Natural Gas | Stove/Oven | E3 | Utility - Cost of Equipment | 0 | 0 | 0 | 0 | 0 | 0 | 0 | 0 | 0 | 0 | 0 | 0 | 0 | 0 | 0 | 0 | 0 | 0 | 0 | 0 | 0 | 0 | 0 | 0 | 0 | 0 | 0 | 0 | 0 | 0 | 0 | 0 | 0 | 0 | 0 | 0 | 0 | 0 | 0 | 0 | 0 | 0
F4_Residential_Single Family Low Income_Existing_Appliances_Natural Gas_Stove/Oven_E4 | F4 | Residential | Single Family Low Income | Existing | Appliances | Natural Gas | Stove/Oven | E4 | Utility - Cost of Equipment | 0 | 0 | 0 | 0 | 0 | 0 | 0 | 0 | 0 | 0 | 0 | 0 | 0 | 0 | 0 | 0 | 0 | 0 | 0 | 0 | 0 | 0 | 0 | 0 | 0 | 0 | 0 | 0 | 0 | 0 | 0 | 0 | 0 | 0 | 0 | 0 | 0 | 0 | 0 | 0 | 0 | 0
F4_Residential_Single Family Low Income_Existing_Appliances_Natural Gas_Stove/Oven_E5 | F4 | Residential | Single Family Low Income | Existing | Appliances | Natural Gas | Stove/Oven | E5 | Utility - Cost of Equipment | 0 | 0 | 0 | 0 | 0 | 0 | 0 | 0 | 0 | 0 | 0 | 0 | 0 | 0 | 0 | 0 | 0 | 0 | 0 | 0 | 0 | 0 | 0 | 0 | 0 | 0 | 0 | 0 | 0 | 0 | 0 | 0 | 0 | 0 | 0 | 0 | 0 | 0 | 0 | 0 | 0 | 0
F4_Residential_Single Family Low Income_Existing_Appliances_Natural Gas_Stove/Oven_E6 | F4 | Residential | Single Family Low Income | Existing | Appliances | Natural Gas | Stove/Oven | E6 | Utility - Cost of Equipment | 0 | 0 | 0 | 0 | 0 | 0 | 0 | 0 | 0 | 0 | 0 | 0 | 0 | 0 | 0 | 0 | 0 | 0 | 0 | 0 | 0 | 0 | 0 | 0 | 0 | 0 | 0 | 0 | 0 | 0 | 0 | 0 | 0 | 0 | 0 | 0 | 0 | 0 | 0 | 0 | 0 | 0
F4_Residential_Single Family Low Income_Existing_Appliances_Natural Gas_Stove/Oven_E7 | F4 | Residential | Single Family Low Income | Existing | Appliances | Natural Gas | Stove/Oven | E7 | Utility - Cost of Equipment | 0 | 0 | 0 | 0 | 0 | 0 | 0 | 0 | 0 | 0 | 0 | 0 | 0 | 0 | 0 | 0 | 0 | 0 | 0 | 0 | 0 | 0 | 0 | 0 | 0 | 0 | 0 | 0 | 0 | 0 | 0 | 0 | 0 | 0 | 0 | 0 | 0 | 0 | 0 | 0 | 0 | 0
F4_Residential_Single Family Low Income_Existing_Appliances_Natural Gas_Stove/Oven_E8 | F4 | Residential | Single Family Low Income | Existing | Appliances | Natural Gas | Stove/Oven | E8 | Utility - Cost of Equipment | 0 | 0 | 0 | 0 | 0 | 0 | 0 | 0 | 0 | 0 | 0 | 0 | 0 | 0 | 0 | 0 | 0 | 0 | 0 | 0 | 0 | 0 | 0 | 0 | 0 | 0 | 0 | 0 | 0 | 0 | 0 | 0 | 0 | 0 | 0 | 0 | 0 | 0 | 0 | 0 | 0 | 0
F4_Residential_Single Family Low Income_Existing_Appliances_Natural Gas_Stove/Oven_E9 | F4 | Residential | Single Family Low Income | Existing | Appliances | Natural Gas | Stove/Oven | E9 | Utility - Cost of Equipment | 0 | 0 | 0 | 0 | 0 | 0 | 0 | 0 | 0 | 0 | 0 | 0 | 0 | 0 | 0 | 0 | 0 | 0 | 0 | 0 | 0 | 0 | 0 | 0 | 0 | 0 | 0 | 0 | 0 | 0 | 0 | 0 | 0 | 0 | 0 | 0 | 0 | 0 | 0 | 0 | 0 | 0
F4_Residential_Single Family Low Income_Existing_Appliances_Natural Gas_Stove/Oven_E10 | F4 | Residential | Single Family Low Income | Existing | Appliances | Natural Gas | Stove/Oven | E10 | Utility - Cost of Equipment | 0 | 0 | 0 | 0 | 0 | 0 | 0 | 0 | 0 | 0 | 0 | 0 | 0 | 0 | 0 | 0 | 0 | 0 | 0 | 0 | 0 | 0 | 0 | 0 | 0 | 0 | 0 | 0 | 0 | 0 | 0 | 0 | 0 | 0 | 0 | 0 | 0 | 0 | 0 | 0 | 0 | 0
F5_Residential_Single Family Low Income_Existing_Appliances_Natural Gas_Stove/Oven_E1 | F5 | Residential | Single Family Low Income | Existing | Appliances | Natural Gas | Stove/Oven | E1 | Utility - Cost of Operation | 100.3952 | 100.3952 | 100.3952 | 100.3952 | 100.3952 | 100.3952 | 100.3952 | 100.3952 | 100.3952 | 100.3952 | 100.3952 | 100.3952 | 100.3952 | 100.3952 | 100.3952 | 100.3952 | 100.3952 | 100.3952 | 100.3952 | 100.3952 | 100.3952 | 100.3952 | 100.3952 | 100.3952 | 100.3952 | 100.3952 | 100.3952 | 100.3952 | 100.3952 | 100.3952 | 100.3952 | 100.3952 | 100.3952 | 0 | 0 | 0 | 0 | 0 | 0 | 0 | 0 | 0
F5_Residential_Single Family Low Income_Existing_Appliances_Natural Gas_Stove/Oven_E2 | F5 | Residential | Single Family Low Income | Existing | Appliances | Natural Gas | Stove/Oven | E2 | Utility - Cost of Operation | 105.7927 | 105.7927 | 105.7927 | 105.7927 | 105.7927 | 105.7927 | 105.7927 | 105.7927 | 105.7927 | 105.7927 | 105.7927 | 105.7927 | 105.7927 | 105.7927 | 105.7927 | 105.7927 | 105.7927 | 105.7927 | 105.7927 | 105.7927 | 105.7927 | 105.7927 | 105.7927 | 105.7927 | 105.7927 | 105.7927 | 105.7927 | 105.7927 | 105.7927 | 105.7927 | 105.7927 | 105.7927 | 105.7927 | 0 | 0 | 0 | 0 | 0 | 0 | 0 | 0 | 0
F5_Residential_Single Family Low Income_Existing_Appliances_Natural Gas_Stove/Oven_E3 | F5 | Residential | Single Family Low Income | Existing | Appliances | Natural Gas | Stove/Oven | E3 | Utility - Cost of Operation | 0 | 0 | 0 | 0 | 0 | 0 | 0 | 0 | 0 | 0 | 0 | 0 | 0 | 0 | 0 | 0 | 0 | 0 | 0 | 0 | 0 | 0 | 0 | 0 | 0 | 0 | 0 | 0 | 0 | 0 | 0 | 0 | 0 | 0 | 0 | 0 | 0 | 0 | 0 | 0 | 0 | 0
F5_Residential_Single Family Low Income_Existing_Appliances_Natural Gas_Stove/Oven_E4 | F5 | Residential | Single Family Low Income | Existing | Appliances | Natural Gas | Stove/Oven | E4 | Utility - Cost of Operation | 0 | 0 | 0 | 0 | 0 | 0 | 0 | 0 | 0 | 0 | 0 | 0 | 0 | 0 | 0 | 0 | 0 | 0 | 0 | 0 | 0 | 0 | 0 | 0 | 0 | 0 | 0 | 0 | 0 | 0 | 0 | 0 | 0 | 0 | 0 | 0 | 0 | 0 | 0 | 0 | 0 | 0
F5_Residential_Single Family Low Income_Existing_Appliances_Natural Gas_Stove/Oven_E5 | F5 | Residential | Single Family Low Income | Existing | Appliances | Natural Gas | Stove/Oven | E5 | Utility - Cost of Operation | 0 | 0 | 0 | 0 | 0 | 0 | 0 | 0 | 0 | 0 | 0 | 0 | 0 | 0 | 0 | 0 | 0 | 0 | 0 | 0 | 0 | 0 | 0 | 0 | 0 | 0 | 0 | 0 | 0 | 0 | 0 | 0 | 0 | 0 | 0 | 0 | 0 | 0 | 0 | 0 | 0 | 0
F5_Residential_Single Family Low Income_Existing_Appliances_Natural Gas_Stove/Oven_E6 | F5 | Residential | Single Family Low Income | Existing | Appliances | Natural Gas | Stove/Oven | E6 | Utility - Cost of Operation | 0 | 0 | 0 | 0 | 0 | 0 | 0 | 0 | 0 | 0 | 0 | 0 | 0 | 0 | 0 | 0 | 0 | 0 | 0 | 0 | 0 | 0 | 0 | 0 | 0 | 0 | 0 | 0 | 0 | 0 | 0 | 0 | 0 | 0 | 0 | 0 | 0 | 0 | 0 | 0 | 0 | 0
F5_Residential_Single Family Low Income_Existing_Appliances_Natural Gas_Stove/Oven_E7 | F5 | Residential | Single Family Low Income | Existing | Appliances | Natural Gas | Stove/Oven | E7 | Utility - Cost of Operation | 0 | 0 | 0 | 0 | 0 | 0 | 0 | 0 | 0 | 0 | 0 | 0 | 0 | 0 | 0 | 0 | 0 | 0 | 0 | 0 | 0 | 0 | 0 | 0 | 0 | 0 | 0 | 0 | 0 | 0 | 0 | 0 | 0 | 0 | 0 | 0 | 0 | 0 | 0 | 0 | 0 | 0
F5_Residential_Single Family Low Income_Existing_Appliances_Natural Gas_Stove/Oven_E8 | F5 | Residential | Single Family Low Income | Existing | Appliances | Natural Gas | Stove/Oven | E8 | Utility - Cost of Operation | 0 | 0 | 0 | 0 | 0 | 0 | 0 | 0 | 0 | 0 | 0 | 0 | 0 | 0 | 0 | 0 | 0 | 0 | 0 | 0 | 0 | 0 | 0 | 0 | 0 | 0 | 0 | 0 | 0 | 0 | 0 | 0 | 0 | 0 | 0 | 0 | 0 | 0 | 0 | 0 | 0 | 0
F5_Residential_Single Family Low Income_Existing_Appliances_Natural Gas_Stove/Oven_E9 | F5 | Residential | Single Family Low Income | Existing | Appliances | Natural Gas | Stove/Oven | E9 | Utility - Cost of Operation | 0 | 0 | 0 | 0 | 0 | 0 | 0 | 0 | 0 | 0 | 0 | 0 | 0 | 0 | 0 | 0 | 0 | 0 | 0 | 0 | 0 | 0 | 0 | 0 | 0 | 0 | 0 | 0 | 0 | 0 | 0 | 0 | 0 | 0 | 0 | 0 | 0 | 0 | 0 | 0 | 0 | 0
F5_Residential_Single Family Low Income_Existing_Appliances_Natural Gas_Stove/Oven_E10 | F5 | Residential | Single Family Low Income | Existing | Appliances | Natural Gas | Stove/Oven | E10 | Utility - Cost of Operation | 0 | 0 | 0 | 0 | 0 | 0 | 0 | 0 | 0 | 0 | 0 | 0 | 0 | 0 | 0 | 0 | 0 | 0 | 0 | 0 | 0 | 0 | 0 | 0 | 0 | 0 | 0 | 0 | 0 | 0 | 0 | 0 | 0 | 0 | 0 | 0 | 0 | 0 | 0 | 0 | 0 | 0
F6_Residential_Single Family Low Income_Existing_Appliances_Natural Gas_Stove/Oven_E1 | F6 | Residential | Single Family Low Income | Existing | Appliances | Natural Gas | Stove/Oven | E1 | Utility - Value of Sales | 18.8509 | 18.9701 | 19.1337 | 19.2674 | 19.2674 | 19.2674 | 19.2674 | 19.2674 | 19.2674 | 19.2674 | 19.2674 | 19.2674 | 19.2674 | 19.2674 | 19.2674 | 19.2674 | 19.2674 | 19.2674 | 19.2674 | 19.2674 | 19.2674 | 19.2674 | 19.2674 | 19.2674 | 19.2674 | 19.2674 | 19.2674 | 19.2674 | 19.2674 | 19.2674 | 19.2674 | 19.2674 | 19.2674 | 0 | 0 | 0 | 0 | 0 | 0 | 0 | 0 | 0
F6_Residential_Single Family Low Income_Existing_Appliances_Natural Gas_Stove/Oven_E2 | F6 | Residential | Single Family Low Income | Existing | Appliances | Natural Gas | Stove/Oven | E2 | Utility - Value of Sales | 14.1589 | 14.2485 | 14.3713 | 14.4717 | 14.4717 | 14.4717 | 14.4717 | 14.4717 | 14.4717 | 14.4717 | 14.4717 | 14.4717 | 14.4717 | 14.4717 | 14.4717 | 14.4717 | 14.4717 | 14.4717 | 14.4717 | 14.4717 | 14.4717 | 14.4717 | 14.4717 | 14.4717 | 14.4717 | 14.4717 | 14.4717 | 14.4717 | 14.4717 | 14.4717 | 14.4717 | 14.4717 | 14.4717 | 0 | 0 | 0 | 0 | 0 | 0 | 0 | 0 | 0
F6_Residential_Single Family Low Income_Existing_Appliances_Natural Gas_Stove/Oven_E3 | F6 | Residential | Single Family Low Income | Existing | Appliances | Natural Gas | Stove/Oven | E3 | Utility - Value of Sales | 0 | 0 | 0 | 0 | 0 | 0 | 0 | 0 | 0 | 0 | 0 | 0 | 0 | 0 | 0 | 0 | 0 | 0 | 0 | 0 | 0 | 0 | 0 | 0 | 0 | 0 | 0 | 0 | 0 | 0 | 0 | 0 | 0 | 0 | 0 | 0 | 0 | 0 | 0 | 0 | 0 | 0
F6_Residential_Single Family Low Income_Existing_Appliances_Natural Gas_Stove/Oven_E4 | F6 | Residential | Single Family Low Income | Existing | Appliances | Natural Gas | Stove/Oven | E4 | Utility - Value of Sales | 0 | 0 | 0 | 0 | 0 | 0 | 0 | 0 | 0 | 0 | 0 | 0 | 0 | 0 | 0 | 0 | 0 | 0 | 0 | 0 | 0 | 0 | 0 | 0 | 0 | 0 | 0 | 0 | 0 | 0 | 0 | 0 | 0 | 0 | 0 | 0 | 0 | 0 | 0 | 0 | 0 | 0
F6_Residential_Single Family Low Income_Existing_Appliances_Natural Gas_Stove/Oven_E5 | F6 | Residential | Single Family Low Income | Existing | Appliances | Natural Gas | Stove/Oven | E5 | Utility - Value of Sales | 0 | 0 | 0 | 0 | 0 | 0 | 0 | 0 | 0 | 0 | 0 | 0 | 0 | 0 | 0 | 0 | 0 | 0 | 0 | 0 | 0 | 0 | 0 | 0 | 0 | 0 | 0 | 0 | 0 | 0 | 0 | 0 | 0 | 0 | 0 | 0 | 0 | 0 | 0 | 0 | 0 | 0
F6_Residential_Single Family Low Income_Existing_Appliances_Natural Gas_Stove/Oven_E6 | F6 | Residential | Single Family Low Income | Existing | Appliances | Natural Gas | Stove/Oven | E6 | Utility - Value of Sales | 0 | 0 | 0 | 0 | 0 | 0 | 0 | 0 | 0 | 0 | 0 | 0 | 0 | 0 | 0 | 0 | 0 | 0 | 0 | 0 | 0 | 0 | 0 | 0 | 0 | 0 | 0 | 0 | 0 | 0 | 0 | 0 | 0 | 0 | 0 | 0 | 0 | 0 | 0 | 0 | 0 | 0
F6_Residential_Single Family Low Income_Existing_Appliances_Natural Gas_Stove/Oven_E7 | F6 | Residential | Single Family Low Income | Existing | Appliances | Natural Gas | Stove/Oven | E7 | Utility - Value of Sales | 0 | 0 | 0 | 0 | 0 | 0 | 0 | 0 | 0 | 0 | 0 | 0 | 0 | 0 | 0 | 0 | 0 | 0 | 0 | 0 | 0 | 0 | 0 | 0 | 0 | 0 | 0 | 0 | 0 | 0 | 0 | 0 | 0 | 0 | 0 | 0 | 0 | 0 | 0 | 0 | 0 | 0
F6_Residential_Single Family Low Income_Existing_Appliances_Natural Gas_Stove/Oven_E8 | F6 | Residential | Single Family Low Income | Existing | Appliances | Natural Gas | Stove/Oven | E8 | Utility - Value of Sales | 0 | 0 | 0 | 0 | 0 | 0 | 0 | 0 | 0 | 0 | 0 | 0 | 0 | 0 | 0 | 0 | 0 | 0 | 0 | 0 | 0 | 0 | 0 | 0 | 0 | 0 | 0 | 0 | 0 | 0 | 0 | 0 | 0 | 0 | 0 | 0 | 0 | 0 | 0 | 0 | 0 | 0
F6_Residential_Single Family Low Income_Existing_Appliances_Natural Gas_Stove/Oven_E9 | F6 | Residential | Single Family Low Income | Existing | Appliances | Natural Gas | Stove/Oven | E9 | Utility - Value of Sales | 0 | 0 | 0 | 0 | 0 | 0 | 0 | 0 | 0 | 0 | 0 | 0 | 0 | 0 | 0 | 0 | 0 | 0 | 0 | 0 | 0 | 0 | 0 | 0 | 0 | 0 | 0 | 0 | 0 | 0 | 0 | 0 | 0 | 0 | 0 | 0 | 0 | 0 | 0 | 0 | 0 | 0
F6_Residential_Single Family Low Income_Existing_Appliances_Natural Gas_Stove/Oven_E10 | F6 | Residential | Single Family Low Income | Existing | Appliances | Natural Gas | Stove/Oven | E10 | Utility - Value of Sales | 0 | 0 | 0 | 0 | 0 | 0 | 0 | 0 | 0 | 0 | 0 | 0 | 0 | 0 | 0 | 0 | 0 | 0 | 0 | 0 | 0 | 0 | 0 | 0 | 0 | 0 | 0 | 0 | 0 | 0 | 0 | 0 | 0 | 0 | 0 | 0 | 0 | 0 | 0 | 0 | 0 | 0
F1_Residential_Single Family Low Income_Existing_Miscellaneous_Natural Gas_Pool Heater_E1 | F1 | Residential | Single Family Low Income | Existing | Miscellaneous | Natural Gas | Pool Heater | E1 | RVT - Cost of Equipment | 0 | 0 | 0 | 0 | 0 | 0 | 0 | 0 | 0 | 0 | 0 | 0 | 0 | 0 | 0 | 0 | 0 | 0 | 0 | 0 | 0 | 0 | 0 | 0 | 0 | 0 | 0 | 0 | 0 | 0 | 0 | 0 | 0 | 0 | 0 | 0 | 0 | 0 | 0 | 0 | 0 | 0
F1_Residential_Single Family Low Income_Existing_Miscellaneous_Natural Gas_Pool Heater_E2 | F1 | Residential | Single Family Low Income | Existing | Miscellaneous | Natural Gas | Pool Heater | E2 | RVT - Cost of Equipment | 0 | 0 | 0 | 0 | 0 | 0 | 0 | 0 | 0 | 0 | 0 | 0 | 0 | 0 | 0 | 0 | 0 | 0 | 0 | 0 | 0 | 0 | 0 | 0 | 0 | 0 | 0 | 0 | 0 | 0 | 0 | 0 | 0 | 0 | 0 | 0 | 0 | 0 | 0 | 0 | 0 | 0
F1_Residential_Single Family Low Income_Existing_Miscellaneous_Natural Gas_Pool Heater_E3 | F1 | Residential | Single Family Low Income | Existing | Miscellaneous | Natural Gas | Pool Heater | E3 | RVT - Cost of Equipment | 0 | 0 | 0 | 0 | 0 | 0 | 0 | 0 | 0 | 0 | 0 | 0 | 0 | 0 | 0 | 0 | 0 | 0 | 0 | 0 | 0 | 0 | 0 | 0 | 0 | 0 | 0 | 0 | 0 | 0 | 0 | 0 | 0 | 0 | 0 | 0 | 0 | 0 | 0 | 0 | 0 | 0
F1_Residential_Single Family Low Income_Existing_Miscellaneous_Natural Gas_Pool Heater_E4 | F1 | Residential | Single Family Low Income | Existing | Miscellaneous | Natural Gas | Pool Heater | E4 | RVT - Cost of Equipment | 0 | 0 | 0 | 0 | 0 | 0 | 0 | 0 | 0 | 0 | 0 | 0 | 0 | 0 | 0 | 0 | 0 | 0 | 0 | 0 | 0 | 0 | 0 | 0 | 0 | 0 | 0 | 0 | 0 | 0 | 0 | 0 | 0 | 0 | 0 | 0 | 0 | 0 | 0 | 0 | 0 | 0
F1_Residential_Single Family Low Income_Existing_Miscellaneous_Natural Gas_Pool Heater_E5 | F1 | Residential | Single Family Low Income | Existing | Miscellaneous | Natural Gas | Pool Heater | E5 | RVT - Cost of Equipment | 0 | 0 | 0 | 0 | 0 | 0 | 0 | 0 | 0 | 0 | 0 | 0 | 0 | 0 | 0 | 0 | 0 | 0 | 0 | 0 | 0 | 0 | 0 | 0 | 0 | 0 | 0 | 0 | 0 | 0 | 0 | 0 | 0 | 0 | 0 | 0 | 0 | 0 | 0 | 0 | 0 | 0
F1_Residential_Single Family Low Income_Existing_Miscellaneous_Natural Gas_Pool Heater_E6 | F1 | Residential | Single Family Low Income | Existing | Miscellaneous | Natural Gas | Pool Heater | E6 | RVT - Cost of Equipment | 0 | 0 | 0 | 0 | 0 | 0 | 0 | 0 | 0 | 0 | 0 | 0 | 0 | 0 | 0 | 0 | 0 | 0 | 0 | 0 | 0 | 0 | 0 | 0 | 0 | 0 | 0 | 0 | 0 | 0 | 0 | 0 | 0 | 0 | 0 | 0 | 0 | 0 | 0 | 0 | 0 | 0
F1_Residential_Single Family Low Income_Existing_Miscellaneous_Natural Gas_Pool Heater_E7 | F1 | Residential | Single Family Low Income | Existing | Miscellaneous | Natural Gas | Pool Heater | E7 | RVT - Cost of Equipment | 0 | 0 | 0 | 0 | 0 | 0 | 0 | 0 | 0 | 0 | 0 | 0 | 0 | 0 | 0 | 0 | 0 | 0 | 0 | 0 | 0 | 0 | 0 | 0 | 0 | 0 | 0 | 0 | 0 | 0 | 0 | 0 | 0 | 0 | 0 | 0 | 0 | 0 | 0 | 0 | 0 | 0
F1_Residential_Single Family Low Income_Existing_Miscellaneous_Natural Gas_Pool Heater_E8 | F1 | Residential | Single Family Low Income | Existing | Miscellaneous | Natural Gas | Pool Heater | E8 | RVT - Cost of Equipment | 0 | 0 | 0 | 0 | 0 | 0 | 0 | 0 | 0 | 0 | 0 | 0 | 0 | 0 | 0 | 0 | 0 | 0 | 0 | 0 | 0 | 0 | 0 | 0 | 0 | 0 | 0 | 0 | 0 | 0 | 0 | 0 | 0 | 0 | 0 | 0 | 0 | 0 | 0 | 0 | 0 | 0
F1_Residential_Single Family Low Income_Existing_Miscellaneous_Natural Gas_Pool Heater_E9 | F1 | Residential | Single Family Low Income | Existing | Miscellaneous | Natural Gas | Pool Heater | E9 | RVT - Cost of Equipment | 0 | 0 | 0 | 0 | 0 | 0 | 0 | 0 | 0 | 0 | 0 | 0 | 0 | 0 | 0 | 0 | 0 | 0 | 0 | 0 | 0 | 0 | 0 | 0 | 0 | 0 | 0 | 0 | 0 | 0 | 0 | 0 | 0 | 0 | 0 | 0 | 0 | 0 | 0 | 0 | 0 | 0
F1_Residential_Single Family Low Income_Existing_Miscellaneous_Natural Gas_Pool Heater_E10 | F1 | Residential | Single Family Low Income | Existing | Miscellaneous | Natural Gas | Pool Heater | E10 | RVT - Cost of Equipment | 0 | 0 | 0 | 0 | 0 | 0 | 0 | 0 | 0 | 0 | 0 | 0 | 0 | 0 | 0 | 0 | 0 | 0 | 0 | 0 | 0 | 0 | 0 | 0 | 0 | 0 | 0 | 0 | 0 | 0 | 0 | 0 | 0 | 0 | 0 | 0 | 0 | 0 | 0 | 0 | 0 | 0
F2_Residential_Single Family Low Income_Existing_Miscellaneous_Natural Gas_Pool Heater_E1 | F2 | Residential | Single Family Low Income | Existing | Miscellaneous | Natural Gas | Pool Heater | E1 | RVT - Cost of Operation | 0 | 0 | 0 | 0 | 0 | 0 | 0 | 0 | 0 | 0 | 0 | 0 | 0 | 0 | 0 | 0 | 0 | 0 | 0 | 0 | 0 | 0 | 0 | 0 | 0 | 0 | 0 | 0 | 0 | 0 | 0 | 0 | 0 | 0 | 0 | 0 | 0 | 0 | 0 | 0 | 0 | 0
F2_Residential_Single Family Low Income_Existing_Miscellaneous_Natural Gas_Pool Heater_E2 | F2 | Residential | Single Family Low Income | Existing | Miscellaneous | Natural Gas | Pool Heater | E2 | RVT - Cost of Operation | 0 | 0 | 0 | 0 | 0 | 0 | 0 | 0 | 0 | 0 | 0 | 0 | 0 | 0 | 0 | 0 | 0 | 0 | 0 | 0 | 0 | 0 | 0 | 0 | 0 | 0 | 0 | 0 | 0 | 0 | 0 | 0 | 0 | 0 | 0 | 0 | 0 | 0 | 0 | 0 | 0 | 0
F2_Residential_Single Family Low Income_Existing_Miscellaneous_Natural Gas_Pool Heater_E3 | F2 | Residential | Single Family Low Income | Existing | Miscellaneous | Natural Gas | Pool Heater | E3 | RVT - Cost of Operation | 0 | 0 | 0 | 0 | 0 | 0 | 0 | 0 | 0 | 0 | 0 | 0 | 0 | 0 | 0 | 0 | 0 | 0 | 0 | 0 | 0 | 0 | 0 | 0 | 0 | 0 | 0 | 0 | 0 | 0 | 0 | 0 | 0 | 0 | 0 | 0 | 0 | 0 | 0 | 0 | 0 | 0
F2_Residential_Single Family Low Income_Existing_Miscellaneous_Natural Gas_Pool Heater_E4 | F2 | Residential | Single Family Low Income | Existing | Miscellaneous | Natural Gas | Pool Heater | E4 | RVT - Cost of Operation | 0 | 0 | 0 | 0 | 0 | 0 | 0 | 0 | 0 | 0 | 0 | 0 | 0 | 0 | 0 | 0 | 0 | 0 | 0 | 0 | 0 | 0 | 0 | 0 | 0 | 0 | 0 | 0 | 0 | 0 | 0 | 0 | 0 | 0 | 0 | 0 | 0 | 0 | 0 | 0 | 0 | 0
F2_Residential_Single Family Low Income_Existing_Miscellaneous_Natural Gas_Pool Heater_E5 | F2 | Residential | Single Family Low Income | Existing | Miscellaneous | Natural Gas | Pool Heater | E5 | RVT - Cost of Operation | 0 | 0 | 0 | 0 | 0 | 0 | 0 | 0 | 0 | 0 | 0 | 0 | 0 | 0 | 0 | 0 | 0 | 0 | 0 | 0 | 0 | 0 | 0 | 0 | 0 | 0 | 0 | 0 | 0 | 0 | 0 | 0 | 0 | 0 | 0 | 0 | 0 | 0 | 0 | 0 | 0 | 0
F2_Residential_Single Family Low Income_Existing_Miscellaneous_Natural Gas_Pool Heater_E6 | F2 | Residential | Single Family Low Income | Existing | Miscellaneous | Natural Gas | Pool Heater | E6 | RVT - Cost of Operation | 0 | 0 | 0 | 0 | 0 | 0 | 0 | 0 | 0 | 0 | 0 | 0 | 0 | 0 | 0 | 0 | 0 | 0 | 0 | 0 | 0 | 0 | 0 | 0 | 0 | 0 | 0 | 0 | 0 | 0 | 0 | 0 | 0 | 0 | 0 | 0 | 0 | 0 | 0 | 0 | 0 | 0
F2_Residential_Single Family Low Income_Existing_Miscellaneous_Natural Gas_Pool Heater_E7 | F2 | Residential | Single Family Low Income | Existing | Miscellaneous | Natural Gas | Pool Heater | E7 | RVT - Cost of Operation | 0 | 0 | 0 | 0 | 0 | 0 | 0 | 0 | 0 | 0 | 0 | 0 | 0 | 0 | 0 | 0 | 0 | 0 | 0 | 0 | 0 | 0 | 0 | 0 | 0 | 0 | 0 | 0 | 0 | 0 | 0 | 0 | 0 | 0 | 0 | 0 | 0 | 0 | 0 | 0 | 0 | 0
F2_Residential_Single Family Low Income_Existing_Miscellaneous_Natural Gas_Pool Heater_E8 | F2 | Residential | Single Family Low Income | Existing | Miscellaneous | Natural Gas | Pool Heater | E8 | RVT - Cost of Operation | 0 | 0 | 0 | 0 | 0 | 0 | 0 | 0 | 0 | 0 | 0 | 0 | 0 | 0 | 0 | 0 | 0 | 0 | 0 | 0 | 0 | 0 | 0 | 0 | 0 | 0 | 0 | 0 | 0 | 0 | 0 | 0 | 0 | 0 | 0 | 0 | 0 | 0 | 0 | 0 | 0 | 0
F2_Residential_Single Family Low Income_Existing_Miscellaneous_Natural Gas_Pool Heater_E9 | F2 | Residential | Single Family Low Income | Existing | Miscellaneous | Natural Gas | Pool Heater | E9 | RVT - Cost of Operation | 0 | 0 | 0 | 0 | 0 | 0 | 0 | 0 | 0 | 0 | 0 | 0 | 0 | 0 | 0 | 0 | 0 | 0 | 0 | 0 | 0 | 0 | 0 | 0 | 0 | 0 | 0 | 0 | 0 | 0 | 0 | 0 | 0 | 0 | 0 | 0 | 0 | 0 | 0 | 0 | 0 | 0
F2_Residential_Single Family Low Income_Existing_Miscellaneous_Natural Gas_Pool Heater_E10 | F2 | Residential | Single Family Low Income | Existing | Miscellaneous | Natural Gas | Pool Heater | E10 | RVT - Cost of Operation | 0 | 0 | 0 | 0 | 0 | 0 | 0 | 0 | 0 | 0 | 0 | 0 | 0 | 0 | 0 | 0 | 0 | 0 | 0 | 0 | 0 | 0 | 0 | 0 | 0 | 0 | 0 | 0 | 0 | 0 | 0 | 0 | 0 | 0 | 0 | 0 | 0 | 0 | 0 | 0 | 0 | 0
F3_Residential_Single Family Low Income_Existing_Miscellaneous_Natural Gas_Pool Heater_E1 | F3 | Residential | Single Family Low Income | Existing | Miscellaneous | Natural Gas | Pool Heater | E1 | System - kBTUs of Consumption | 351.766 | 351.766 | 351.766 | 351.766 | 351.766 | 351.766 | 351.766 | 351.766 | 351.766 | 351.766 | 351.766 | 351.766 | 351.766 | 351.766 | 351.766 | 351.766 | 351.766 | 351.766 | 351.766 | 351.766 | 351.766 | 351.766 | 351.766 | 351.766 | 351.766 | 351.766 | 351.766 | 351.766 | 351.766 | 351.766 | 351.766 | 351.766 | 351.766 | 0 | 0 | 0 | 0 | 0 | 0 | 0 | 0 | 0
F3_Residential_Single Family Low Income_Existing_Miscellaneous_Natural Gas_Pool Heater_E2 | F3 | Residential | Single Family Low Income | Existing | Miscellaneous | Natural Gas | Pool Heater | E2 | System - kBTUs of Consumption | 427.2575 | 427.2575 | 427.2575 | 427.2575 | 427.2575 | 427.2575 | 427.2575 | 427.2575 | 427.2575 | 427.2575 | 427.2575 | 427.2575 | 427.2575 | 427.2575 | 427.2575 | 427.2575 | 427.2575 | 427.2575 | 427.2575 | 427.2575 | 427.2575 | 427.2575 | 427.2575 | 427.2575 | 427.2575 | 427.2575 | 427.2575 | 427.2575 | 427.2575 | 427.2575 | 427.2575 | 427.2575 | 427.2575 | 0 | 0 | 0 | 0 | 0 | 0 | 0 | 0 | 0
F3_Residential_Single Family Low Income_Existing_Miscellaneous_Natural Gas_Pool Heater_E3 | F3 | Residential | Single Family Low Income | Existing | Miscellaneous | Natural Gas | Pool Heater | E3 | System - kBTUs of Consumption | 710.8377 | 710.8377 | 710.8377 | 710.8377 | 710.8377 | 710.8377 | 710.8377 | 710.8377 | 710.8377 | 710.8377 | 710.8377 | 710.8377 | 710.8377 | 710.8377 | 710.8377 | 710.8377 | 710.8377 | 710.8377 | 710.8377 | 710.8377 | 710.8377 | 710.8377 | 710.8377 | 710.8377 | 710.8377 | 710.8377 | 710.8377 | 710.8377 | 710.8377 | 710.8377 | 710.8377 | 710.8377 | 710.8377 | 0 | 0 | 0 | 0 | 0 | 0 | 0 | 0 | 0
F3_Residential_Single Family Low Income_Existing_Miscellaneous_Natural Gas_Pool Heater_E4 | F3 | Residential | Single Family Low Income | Existing | Miscellaneous | Natural Gas | Pool Heater | E4 | System - kBTUs of Consumption | 717.234 | 717.234 | 717.234 | 717.234 | 717.234 | 717.234 | 717.234 | 717.234 | 717.234 | 717.234 | 717.234 | 717.234 | 717.234 | 717.234 | 717.234 | 717.234 | 717.234 | 717.234 | 717.234 | 717.234 | 717.234 | 717.234 | 717.234 | 717.234 | 717.234 | 717.234 | 717.234 | 717.234 | 717.234 | 717.234 | 717.234 | 717.234 | 717.234 | 0 | 0 | 0 | 0 | 0 | 0 | 0 | 0 | 0
F3_Residential_Single Family Low Income_Existing_Miscellaneous_Natural Gas_Pool Heater_E5 | F3 | Residential | Single Family Low Income | Existing | Miscellaneous | Natural Gas | Pool Heater | E5 | System - kBTUs of Consumption | 0 | 0 | 0 | 0 | 0 | 0 | 0 | 0 | 0 | 0 | 0 | 0 | 0 | 0 | 0 | 0 | 0 | 0 | 0 | 0 | 0 | 0 | 0 | 0 | 0 | 0 | 0 | 0 | 0 | 0 | 0 | 0 | 0 | 0 | 0 | 0 | 0 | 0 | 0 | 0 | 0 | 0
F3_Residential_Single Family Low Income_Existing_Miscellaneous_Natural Gas_Pool Heater_E6 | F3 | Residential | Single Family Low Income | Existing | Miscellaneous | Natural Gas | Pool Heater | E6 | System - kBTUs of Consumption | 0 | 0 | 0 | 0 | 0 | 0 | 0 | 0 | 0 | 0 | 0 | 0 | 0 | 0 | 0 | 0 | 0 | 0 | 0 | 0 | 0 | 0 | 0 | 0 | 0 | 0 | 0 | 0 | 0 | 0 | 0 | 0 | 0 | 0 | 0 | 0 | 0 | 0 | 0 | 0 | 0 | 0
F3_Residential_Single Family Low Income_Existing_Miscellaneous_Natural Gas_Pool Heater_E7 | F3 | Residential | Single Family Low Income | Existing | Miscellaneous | Natural Gas | Pool Heater | E7 | System - kBTUs of Consumption | 0 | 0 | 0 | 0 | 0 | 0 | 0 | 0 | 0 | 0 | 0 | 0 | 0 | 0 | 0 | 0 | 0 | 0 | 0 | 0 | 0 | 0 | 0 | 0 | 0 | 0 | 0 | 0 | 0 | 0 | 0 | 0 | 0 | 0 | 0 | 0 | 0 | 0 | 0 | 0 | 0 | 0
F3_Residential_Single Family Low Income_Existing_Miscellaneous_Natural Gas_Pool Heater_E8 | F3 | Residential | Single Family Low Income | Existing | Miscellaneous | Natural Gas | Pool Heater | E8 | System - kBTUs of Consumption | 0 | 0 | 0 | 0 | 0 | 0 | 0 | 0 | 0 | 0 | 0 | 0 | 0 | 0 | 0 | 0 | 0 | 0 | 0 | 0 | 0 | 0 | 0 | 0 | 0 | 0 | 0 | 0 | 0 | 0 | 0 | 0 | 0 | 0 | 0 | 0 | 0 | 0 | 0 | 0 | 0 | 0
F3_Residential_Single Family Low Income_Existing_Miscellaneous_Natural Gas_Pool Heater_E9 | F3 | Residential | Single Family Low Income | Existing | Miscellaneous | Natural Gas | Pool Heater | E9 | System - kBTUs of Consumption | 0 | 0 | 0 | 0 | 0 | 0 | 0 | 0 | 0 | 0 | 0 | 0 | 0 | 0 | 0 | 0 | 0 | 0 | 0 | 0 | 0 | 0 | 0 | 0 | 0 | 0 | 0 | 0 | 0 | 0 | 0 | 0 | 0 | 0 | 0 | 0 | 0 | 0 | 0 | 0 | 0 | 0
F3_Residential_Single Family Low Income_Existing_Miscellaneous_Natural Gas_Pool Heater_E10 | F3 | Residential | Single Family Low Income | Existing | Miscellaneous | Natural Gas | Pool Heater | E10 | System - kBTUs of Consumption | 0 | 0 | 0 | 0 | 0 | 0 | 0 | 0 | 0 | 0 | 0 | 0 | 0 | 0 | 0 | 0 | 0 | 0 | 0 | 0 | 0 | 0 | 0 | 0 | 0 | 0 | 0 | 0 | 0 | 0 | 0 | 0 | 0 | 0 | 0 | 0 | 0 | 0 | 0 | 0 | 0 | 0
F4_Residential_Single Family Low Income_Existing_Miscellaneous_Natural Gas_Pool Heater_E1 | F4 | Residential | Single Family Low Income | Existing | Miscellaneous | Natural Gas | Pool Heater | E1 | Utility - Cost of Equipment | 0 | 0 | 0 | 0 | 0 | 0 | 0 | 0 | 0 | 0 | 0 | 0 | 0 | 0 | 0 | 0 | 0 | 0 | 0 | 0 | 0 | 0 | 0 | 0 | 0 | 0 | 0 | 0 | 0 | 0 | 0 | 0 | 0 | 0 | 0 | 0 | 0 | 0 | 0 | 0 | 0 | 0
F4_Residential_Single Family Low Income_Existing_Miscellaneous_Natural Gas_Pool Heater_E2 | F4 | Residential | Single Family Low Income | Existing | Miscellaneous | Natural Gas | Pool Heater | E2 | Utility - Cost of Equipment | 0 | 0 | 0 | 0 | 0 | 0 | 0 | 0 | 0 | 0 | 0 | 0 | 0 | 0 | 0 | 0 | 0 | 0 | 0 | 0 | 0 | 0 | 0 | 0 | 0 | 0 | 0 | 0 | 0 | 0 | 0 | 0 | 0 | 0 | 0 | 0 | 0 | 0 | 0 | 0 | 0 | 0
F4_Residential_Single Family Low Income_Existing_Miscellaneous_Natural Gas_Pool Heater_E3 | F4 | Residential | Single Family Low Income | Existing | Miscellaneous | Natural Gas | Pool Heater | E3 | Utility - Cost of Equipment | 0 | 0 | 0 | 0 | 0 | 0 | 0 | 0 | 0 | 0 | 0 | 0 | 0 | 0 | 0 | 0 | 0 | 0 | 0 | 0 | 0 | 0 | 0 | 0 | 0 | 0 | 0 | 0 | 0 | 0 | 0 | 0 | 0 | 0 | 0 | 0 | 0 | 0 | 0 | 0 | 0 | 0
F4_Residential_Single Family Low Income_Existing_Miscellaneous_Natural Gas_Pool Heater_E4 | F4 | Residential | Single Family Low Income | Existing | Miscellaneous | Natural Gas | Pool Heater | E4 | Utility - Cost of Equipment | 0 | 0 | 0 | 0 | 0 | 0 | 0 | 0 | 0 | 0 | 0 | 0 | 0 | 0 | 0 | 0 | 0 | 0 | 0 | 0 | 0 | 0 | 0 | 0 | 0 | 0 | 0 | 0 | 0 | 0 | 0 | 0 | 0 | 0 | 0 | 0 | 0 | 0 | 0 | 0 | 0 | 0
F4_Residential_Single Family Low Income_Existing_Miscellaneous_Natural Gas_Pool Heater_E5 | F4 | Residential | Single Family Low Income | Existing | Miscellaneous | Natural Gas | Pool Heater | E5 | Utility - Cost of Equipment | 0 | 0 | 0 | 0 | 0 | 0 | 0 | 0 | 0 | 0 | 0 | 0 | 0 | 0 | 0 | 0 | 0 | 0 | 0 | 0 | 0 | 0 | 0 | 0 | 0 | 0 | 0 | 0 | 0 | 0 | 0 | 0 | 0 | 0 | 0 | 0 | 0 | 0 | 0 | 0 | 0 | 0
F4_Residential_Single Family Low Income_Existing_Miscellaneous_Natural Gas_Pool Heater_E6 | F4 | Residential | Single Family Low Income | Existing | Miscellaneous | Natural Gas | Pool Heater | E6 | Utility - Cost of Equipment | 0 | 0 | 0 | 0 | 0 | 0 | 0 | 0 | 0 | 0 | 0 | 0 | 0 | 0 | 0 | 0 | 0 | 0 | 0 | 0 | 0 | 0 | 0 | 0 | 0 | 0 | 0 | 0 | 0 | 0 | 0 | 0 | 0 | 0 | 0 | 0 | 0 | 0 | 0 | 0 | 0 | 0
F4_Residential_Single Family Low Income_Existing_Miscellaneous_Natural Gas_Pool Heater_E7 | F4 | Residential | Single Family Low Income | Existing | Miscellaneous | Natural Gas | Pool Heater | E7 | Utility - Cost of Equipment | 0 | 0 | 0 | 0 | 0 | 0 | 0 | 0 | 0 | 0 | 0 | 0 | 0 | 0 | 0 | 0 | 0 | 0 | 0 | 0 | 0 | 0 | 0 | 0 | 0 | 0 | 0 | 0 | 0 | 0 | 0 | 0 | 0 | 0 | 0 | 0 | 0 | 0 | 0 | 0 | 0 | 0
F4_Residential_Single Family Low Income_Existing_Miscellaneous_Natural Gas_Pool Heater_E8 | F4 | Residential | Single Family Low Income | Existing | Miscellaneous | Natural Gas | Pool Heater | E8 | Utility - Cost of Equipment | 0 | 0 | 0 | 0 | 0 | 0 | 0 | 0 | 0 | 0 | 0 | 0 | 0 | 0 | 0 | 0 | 0 | 0 | 0 | 0 | 0 | 0 | 0 | 0 | 0 | 0 | 0 | 0 | 0 | 0 | 0 | 0 | 0 | 0 | 0 | 0 | 0 | 0 | 0 | 0 | 0 | 0
F4_Residential_Single Family Low Income_Existing_Miscellaneous_Natural Gas_Pool Heater_E9 | F4 | Residential | Single Family Low Income | Existing | Miscellaneous | Natural Gas | Pool Heater | E9 | Utility - Cost of Equipment | 0 | 0 | 0 | 0 | 0 | 0 | 0 | 0 | 0 | 0 | 0 | 0 | 0 | 0 | 0 | 0 | 0 | 0 | 0 | 0 | 0 | 0 | 0 | 0 | 0 | 0 | 0 | 0 | 0 | 0 | 0 | 0 | 0 | 0 | 0 | 0 | 0 | 0 | 0 | 0 | 0 | 0
F4_Residential_Single Family Low Income_Existing_Miscellaneous_Natural Gas_Pool Heater_E10 | F4 | Residential | Single Family Low Income | Existing | Miscellaneous | Natural Gas | Pool Heater | E10 | Utility - Cost of Equipment | 0 | 0 | 0 | 0 | 0 | 0 | 0 | 0 | 0 | 0 | 0 | 0 | 0 | 0 | 0 | 0 | 0 | 0 | 0 | 0 | 0 | 0 | 0 | 0 | 0 | 0 | 0 | 0 | 0 | 0 | 0 | 0 | 0 | 0 | 0 | 0 | 0 | 0 | 0 | 0 | 0 | 0
F5_Residential_Single Family Low Income_Existing_Miscellaneous_Natural Gas_Pool Heater_E1 | F5 | Residential | Single Family Low Income | Existing | Miscellaneous | Natural Gas | Pool Heater | E1 | Utility - Cost of Operation | 351.766 | 351.766 | 351.766 | 351.766 | 351.766 | 351.766 | 351.766 | 351.766 | 351.766 | 351.766 | 351.766 | 351.766 | 351.766 | 351.766 | 351.766 | 351.766 | 351.766 | 351.766 | 351.766 | 351.766 | 351.766 | 351.766 | 351.766 | 351.766 | 351.766 | 351.766 | 351.766 | 351.766 | 351.766 | 351.766 | 351.766 | 351.766 | 351.766 | 0 | 0 | 0 | 0 | 0 | 0 | 0 | 0 | 0
F5_Residential_Single Family Low Income_Existing_Miscellaneous_Natural Gas_Pool Heater_E2 | F5 | Residential | Single Family Low Income | Existing | Miscellaneous | Natural Gas | Pool Heater | E2 | Utility - Cost of Operation | 427.2575 | 427.2575 | 427.2575 | 427.2575 | 427.2575 | 427.2575 | 427.2575 | 427.2575 | 427.2575 | 427.2575 | 427.2575 | 427.2575 | 427.2575 | 427.2575 | 427.2575 | 427.2575 | 427.2575 | 427.2575 | 427.2575 | 427.2575 | 427.2575 | 427.2575 | 427.2575 | 427.2575 | 427.2575 | 427.2575 | 427.2575 | 427.2575 | 427.2575 | 427.2575 | 427.2575 | 427.2575 | 427.2575 | 0 | 0 | 0 | 0 | 0 | 0 | 0 | 0 | 0
F5_Residential_Single Family Low Income_Existing_Miscellaneous_Natural Gas_Pool Heater_E3 | F5 | Residential | Single Family Low Income | Existing | Miscellaneous | Natural Gas | Pool Heater | E3 | Utility - Cost of Operation | 710.8377 | 710.8377 | 710.8377 | 710.8377 | 710.8377 | 710.8377 | 710.8377 | 710.8377 | 710.8377 | 710.8377 | 710.8377 | 710.8377 | 710.8377 | 710.8377 | 710.8377 | 710.8377 | 710.8377 | 710.8377 | 710.8377 | 710.8377 | 710.8377 | 710.8377 | 710.8377 | 710.8377 | 710.8377 | 710.8377 | 710.8377 | 710.8377 | 710.8377 | 710.8377 | 710.8377 | 710.8377 | 710.8377 | 0 | 0 | 0 | 0 | 0 | 0 | 0 | 0 | 0
F5_Residential_Single Family Low Income_Existing_Miscellaneous_Natural Gas_Pool Heater_E4 | F5 | Residential | Single Family Low Income | Existing | Miscellaneous | Natural Gas | Pool Heater | E4 | Utility - Cost of Operation | 717.234 | 717.234 | 717.234 | 717.234 | 717.234 | 717.234 | 717.234 | 717.234 | 717.234 | 717.234 | 717.234 | 717.234 | 717.234 | 717.234 | 717.234 | 717.234 | 717.234 | 717.234 | 717.234 | 717.234 | 717.234 | 717.234 | 717.234 | 717.234 | 717.234 | 717.234 | 717.234 | 717.234 | 717.234 | 717.234 | 717.234 | 717.234 | 717.234 | 0 | 0 | 0 | 0 | 0 | 0 | 0 | 0 | 0
F5_Residential_Single Family Low Income_Existing_Miscellaneous_Natural Gas_Pool Heater_E5 | F5 | Residential | Single Family Low Income | Existing | Miscellaneous | Natural Gas | Pool Heater | E5 | Utility - Cost of Operation | 0 | 0 | 0 | 0 | 0 | 0 | 0 | 0 | 0 | 0 | 0 | 0 | 0 | 0 | 0 | 0 | 0 | 0 | 0 | 0 | 0 | 0 | 0 | 0 | 0 | 0 | 0 | 0 | 0 | 0 | 0 | 0 | 0 | 0 | 0 | 0 | 0 | 0 | 0 | 0 | 0 | 0
F5_Residential_Single Family Low Income_Existing_Miscellaneous_Natural Gas_Pool Heater_E6 | F5 | Residential | Single Family Low Income | Existing | Miscellaneous | Natural Gas | Pool Heater | E6 | Utility - Cost of Operation | 0 | 0 | 0 | 0 | 0 | 0 | 0 | 0 | 0 | 0 | 0 | 0 | 0 | 0 | 0 | 0 | 0 | 0 | 0 | 0 | 0 | 0 | 0 | 0 | 0 | 0 | 0 | 0 | 0 | 0 | 0 | 0 | 0 | 0 | 0 | 0 | 0 | 0 | 0 | 0 | 0 | 0
F5_Residential_Single Family Low Income_Existing_Miscellaneous_Natural Gas_Pool Heater_E7 | F5 | Residential | Single Family Low Income | Existing | Miscellaneous | Natural Gas | Pool Heater | E7 | Utility - Cost of Operation | 0 | 0 | 0 | 0 | 0 | 0 | 0 | 0 | 0 | 0 | 0 | 0 | 0 | 0 | 0 | 0 | 0 | 0 | 0 | 0 | 0 | 0 | 0 | 0 | 0 | 0 | 0 | 0 | 0 | 0 | 0 | 0 | 0 | 0 | 0 | 0 | 0 | 0 | 0 | 0 | 0 | 0
F5_Residential_Single Family Low Income_Existing_Miscellaneous_Natural Gas_Pool Heater_E8 | F5 | Residential | Single Family Low Income | Existing | Miscellaneous | Natural Gas | Pool Heater | E8 | Utility - Cost of Operation | 0 | 0 | 0 | 0 | 0 | 0 | 0 | 0 | 0 | 0 | 0 | 0 | 0 | 0 | 0 | 0 | 0 | 0 | 0 | 0 | 0 | 0 | 0 | 0 | 0 | 0 | 0 | 0 | 0 | 0 | 0 | 0 | 0 | 0 | 0 | 0 | 0 | 0 | 0 | 0 | 0 | 0
F5_Residential_Single Family Low Income_Existing_Miscellaneous_Natural Gas_Pool Heater_E9 | F5 | Residential | Single Family Low Income | Existing | Miscellaneous | Natural Gas | Pool Heater | E9 | Utility - Cost of Operation | 0 | 0 | 0 | 0 | 0 | 0 | 0 | 0 | 0 | 0 | 0 | 0 | 0 | 0 | 0 | 0 | 0 | 0 | 0 | 0 | 0 | 0 | 0 | 0 | 0 | 0 | 0 | 0 | 0 | 0 | 0 | 0 | 0 | 0 | 0 | 0 | 0 | 0 | 0 | 0 | 0 | 0
F5_Residential_Single Family Low Income_Existing_Miscellaneous_Natural Gas_Pool Heater_E10 | F5 | Residential | Single Family Low Income | Existing | Miscellaneous | Natural Gas | Pool Heater | E10 | Utility - Cost of Operation | 0 | 0 | 0 | 0 | 0 | 0 | 0 | 0 | 0 | 0 | 0 | 0 | 0 | 0 | 0 | 0 | 0 | 0 | 0 | 0 | 0 | 0 | 0 | 0 | 0 | 0 | 0 | 0 | 0 | 0 | 0 | 0 | 0 | 0 | 0 | 0 | 0 | 0 | 0 | 0 | 0 | 0
F6_Residential_Single Family Low Income_Existing_Miscellaneous_Natural Gas_Pool Heater_E1 | F6 | Residential | Single Family Low Income | Existing | Miscellaneous | Natural Gas | Pool Heater | E1 | Utility - Value of Sales | 80.6457 | 81.2604 | 82.1039 | 82.7932 | 82.7932 | 82.7932 | 82.7932 | 82.7932 | 82.7932 | 82.7932 | 82.7932 | 82.7932 | 82.7932 | 82.7932 | 82.7932 | 82.7932 | 82.7932 | 82.7932 | 82.7932 | 82.7932 | 82.7932 | 82.7932 | 82.7932 | 82.7932 | 82.7932 | 82.7932 | 82.7932 | 82.7932 | 82.7932 | 82.7932 | 82.7932 | 82.7932 | 82.7932 | 0 | 0 | 0 | 0 | 0 | 0 | 0 | 0 | 0
F6_Residential_Single Family Low Income_Existing_Miscellaneous_Natural Gas_Pool Heater_E2 | F6 | Residential | Single Family Low Income | Existing | Miscellaneous | Natural Gas | Pool Heater | E2 | Utility - Value of Sales | 77.7541 | 78.3467 | 79.1599 | 79.8245 | 79.8245 | 79.8245 | 79.8245 | 79.8245 | 79.8245 | 79.8245 | 79.8245 | 79.8245 | 79.8245 | 79.8245 | 79.8245 | 79.8245 | 79.8245 | 79.8245 | 79.8245 | 79.8245 | 79.8245 | 79.8245 | 79.8245 | 79.8245 | 79.8245 | 79.8245 | 79.8245 | 79.8245 | 79.8245 | 79.8245 | 79.8245 | 79.8245 | 79.8245 | 0 | 0 | 0 | 0 | 0 | 0 | 0 | 0 | 0
F6_Residential_Single Family Low Income_Existing_Miscellaneous_Natural Gas_Pool Heater_E3 | F6 | Residential | Single Family Low Income | Existing | Miscellaneous | Natural Gas | Pool Heater | E3 | Utility - Value of Sales | 68.9184 | 69.4436 | 70.1644 | 70.7536 | 70.7536 | 70.7536 | 70.7536 | 70.7536 | 70.7536 | 70.7536 | 70.7536 | 70.7536 | 70.7536 | 70.7536 | 70.7536 | 70.7536 | 70.7536 | 70.7536 | 70.7536 | 70.7536 | 70.7536 | 70.7536 | 70.7536 | 70.7536 | 70.7536 | 70.7536 | 70.7536 | 70.7536 | 70.7536 | 70.7536 | 70.7536 | 70.7536 | 70.7536 | 0 | 0 | 0 | 0 | 0 | 0 | 0 | 0 | 0
F6_Residential_Single Family Low Income_Existing_Miscellaneous_Natural Gas_Pool Heater_E4 | F6 | Residential | Single Family Low Income | Existing | Miscellaneous | Natural Gas | Pool Heater | E4 | Utility - Value of Sales | 68.2292 | 68.7492 | 69.4628 | 70.046 | 70.046 | 70.046 | 70.046 | 70.046 | 70.046 | 70.046 | 70.046 | 70.046 | 70.046 | 70.046 | 70.046 | 70.046 | 70.046 | 70.046 | 70.046 | 70.046 | 70.046 | 70.046 | 70.046 | 70.046 | 70.046 | 70.046 | 70.046 | 70.046 | 70.046 | 70.046 | 70.046 | 70.046 | 70.046 | 0 | 0 | 0 | 0 | 0 | 0 | 0 | 0 | 0
F6_Residential_Single Family Low Income_Existing_Miscellaneous_Natural Gas_Pool Heater_E5 | F6 | Residential | Single Family Low Income | Existing | Miscellaneous | Natural Gas | Pool Heater | E5 | Utility - Value of Sales | 0 | 0 | 0 | 0 | 0 | 0 | 0 | 0 | 0 | 0 | 0 | 0 | 0 | 0 | 0 | 0 | 0 | 0 | 0 | 0 | 0 | 0 | 0 | 0 | 0 | 0 | 0 | 0 | 0 | 0 | 0 | 0 | 0 | 0 | 0 | 0 | 0 | 0 | 0 | 0 | 0 | 0
F6_Residential_Single Family Low Income_Existing_Miscellaneous_Natural Gas_Pool Heater_E6 | F6 | Residential | Single Family Low Income | Existing | Miscellaneous | Natural Gas | Pool Heater | E6 | Utility - Value of Sales | 0 | 0 | 0 | 0 | 0 | 0 | 0 | 0 | 0 | 0 | 0 | 0 | 0 | 0 | 0 | 0 | 0 | 0 | 0 | 0 | 0 | 0 | 0 | 0 | 0 | 0 | 0 | 0 | 0 | 0 | 0 | 0 | 0 | 0 | 0 | 0 | 0 | 0 | 0 | 0 | 0 | 0
F6_Residential_Single Family Low Income_Existing_Miscellaneous_Natural Gas_Pool Heater_E7 | F6 | Residential | Single Family Low Income | Existing | Miscellaneous | Natural Gas | Pool Heater | E7 | Utility - Value of Sales | 0 | 0 | 0 | 0 | 0 | 0 | 0 | 0 | 0 | 0 | 0 | 0 | 0 | 0 | 0 | 0 | 0 | 0 | 0 | 0 | 0 | 0 | 0 | 0 | 0 | 0 | 0 | 0 | 0 | 0 | 0 | 0 | 0 | 0 | 0 | 0 | 0 | 0 | 0 | 0 | 0 | 0
F6_Residential_Single Family Low Income_Existing_Miscellaneous_Natural Gas_Pool Heater_E8 | F6 | Residential | Single Family Low Income | Existing | Miscellaneous | Natural Gas | Pool Heater | E8 | Utility - Value of Sales | 0 | 0 | 0 | 0 | 0 | 0 | 0 | 0 | 0 | 0 | 0 | 0 | 0 | 0 | 0 | 0 | 0 | 0 | 0 | 0 | 0 | 0 | 0 | 0 | 0 | 0 | 0 | 0 | 0 | 0 | 0 | 0 | 0 | 0 | 0 | 0 | 0 | 0 | 0 | 0 | 0 | 0
F6_Residential_Single Family Low Income_Existing_Miscellaneous_Natural Gas_Pool Heater_E9 | F6 | Residential | Single Family Low Income | Existing | Miscellaneous | Natural Gas | Pool Heater | E9 | Utility - Value of Sales | 0 | 0 | 0 | 0 | 0 | 0 | 0 | 0 | 0 | 0 | 0 | 0 | 0 | 0 | 0 | 0 | 0 | 0 | 0 | 0 | 0 | 0 | 0 | 0 | 0 | 0 | 0 | 0 | 0 | 0 | 0 | 0 | 0 | 0 | 0 | 0 | 0 | 0 | 0 | 0 | 0 | 0
F6_Residential_Single Family Low Income_Existing_Miscellaneous_Natural Gas_Pool Heater_E10 | F6 | Residential | Single Family Low Income | Existing | Miscellaneous | Natural Gas | Pool Heater | E10 | Utility - Value of Sales | 0 | 0 | 0 | 0 | 0 | 0 | 0 | 0 | 0 | 0 | 0 | 0 | 0 | 0 | 0 | 0 | 0 | 0 | 0 | 0 | 0 | 0 | 0 | 0 | 0 | 0 | 0 | 0 | 0 | 0 | 0 | 0 | 0 | 0 | 0 | 0 | 0 | 0 | 0 | 0 | 0 | 0
F1_Residential_Single Family Low Income_Existing_Miscellaneous_Natural Gas_Miscellaneous_E1 | F1 | Residential | Single Family Low Income | Existing | Miscellaneous | Natural Gas | Miscellaneous | E1 | RVT - Cost of Equipment | 0 | 0 | 0 | 0 | 0 | 0 | 0 | 0 | 0 | 0 | 0 | 0 | 0 | 0 | 0 | 0 | 0 | 0 | 0 | 0 | 0 | 0 | 0 | 0 | 0 | 0 | 0 | 0 | 0 | 0 | 0 | 0 | 0 | 0 | 0 | 0 | 0 | 0 | 0 | 0 | 0 | 0
F1_Residential_Single Family Low Income_Existing_Miscellaneous_Natural Gas_Miscellaneous_E2 | F1 | Residential | Single Family Low Income | Existing | Miscellaneous | Natural Gas | Miscellaneous | E2 | RVT - Cost of Equipment | 0 | 0 | 0 | 0 | 0 | 0 | 0 | 0 | 0 | 0 | 0 | 0 | 0 | 0 | 0 | 0 | 0 | 0 | 0 | 0 | 0 | 0 | 0 | 0 | 0 | 0 | 0 | 0 | 0 | 0 | 0 | 0 | 0 | 0 | 0 | 0 | 0 | 0 | 0 | 0 | 0 | 0
F1_Residential_Single Family Low Income_Existing_Miscellaneous_Natural Gas_Miscellaneous_E3 | F1 | Residential | Single Family Low Income | Existing | Miscellaneous | Natural Gas | Miscellaneous | E3 | RVT - Cost of Equipment | 0 | 0 | 0 | 0 | 0 | 0 | 0 | 0 | 0 | 0 | 0 | 0 | 0 | 0 | 0 | 0 | 0 | 0 | 0 | 0 | 0 | 0 | 0 | 0 | 0 | 0 | 0 | 0 | 0 | 0 | 0 | 0 | 0 | 0 | 0 | 0 | 0 | 0 | 0 | 0 | 0 | 0
F1_Residential_Single Family Low Income_Existing_Miscellaneous_Natural Gas_Miscellaneous_E4 | F1 | Residential | Single Family Low Income | Existing | Miscellaneous | Natural Gas | Miscellaneous | E4 | RVT - Cost of Equipment | 0 | 0 | 0 | 0 | 0 | 0 | 0 | 0 | 0 | 0 | 0 | 0 | 0 | 0 | 0 | 0 | 0 | 0 | 0 | 0 | 0 | 0 | 0 | 0 | 0 | 0 | 0 | 0 | 0 | 0 | 0 | 0 | 0 | 0 | 0 | 0 | 0 | 0 | 0 | 0 | 0 | 0
F1_Residential_Single Family Low Income_Existing_Miscellaneous_Natural Gas_Miscellaneous_E5 | F1 | Residential | Single Family Low Income | Existing | Miscellaneous | Natural Gas | Miscellaneous | E5 | RVT - Cost of Equipment | 0 | 0 | 0 | 0 | 0 | 0 | 0 | 0 | 0 | 0 | 0 | 0 | 0 | 0 | 0 | 0 | 0 | 0 | 0 | 0 | 0 | 0 | 0 | 0 | 0 | 0 | 0 | 0 | 0 | 0 | 0 | 0 | 0 | 0 | 0 | 0 | 0 | 0 | 0 | 0 | 0 | 0
F1_Residential_Single Family Low Income_Existing_Miscellaneous_Natural Gas_Miscellaneous_E6 | F1 | Residential | Single Family Low Income | Existing | Miscellaneous | Natural Gas | Miscellaneous | E6 | RVT - Cost of Equipment | 0 | 0 | 0 | 0 | 0 | 0 | 0 | 0 | 0 | 0 | 0 | 0 | 0 | 0 | 0 | 0 | 0 | 0 | 0 | 0 | 0 | 0 | 0 | 0 | 0 | 0 | 0 | 0 | 0 | 0 | 0 | 0 | 0 | 0 | 0 | 0 | 0 | 0 | 0 | 0 | 0 | 0
F1_Residential_Single Family Low Income_Existing_Miscellaneous_Natural Gas_Miscellaneous_E7 | F1 | Residential | Single Family Low Income | Existing | Miscellaneous | Natural Gas | Miscellaneous | E7 | RVT - Cost of Equipment | 0 | 0 | 0 | 0 | 0 | 0 | 0 | 0 | 0 | 0 | 0 | 0 | 0 | 0 | 0 | 0 | 0 | 0 | 0 | 0 | 0 | 0 | 0 | 0 | 0 | 0 | 0 | 0 | 0 | 0 | 0 | 0 | 0 | 0 | 0 | 0 | 0 | 0 | 0 | 0 | 0 | 0
F1_Residential_Single Family Low Income_Existing_Miscellaneous_Natural Gas_Miscellaneous_E8 | F1 | Residential | Single Family Low Income | Existing | Miscellaneous | Natural Gas | Miscellaneous | E8 | RVT - Cost of Equipment | 0 | 0 | 0 | 0 | 0 | 0 | 0 | 0 | 0 | 0 | 0 | 0 | 0 | 0 | 0 | 0 | 0 | 0 | 0 | 0 | 0 | 0 | 0 | 0 | 0 | 0 | 0 | 0 | 0 | 0 | 0 | 0 | 0 | 0 | 0 | 0 | 0 | 0 | 0 | 0 | 0 | 0
F1_Residential_Single Family Low Income_Existing_Miscellaneous_Natural Gas_Miscellaneous_E9 | F1 | Residential | Single Family Low Income | Existing | Miscellaneous | Natural Gas | Miscellaneous | E9 | RVT - Cost of Equipment | 0 | 0 | 0 | 0 | 0 | 0 | 0 | 0 | 0 | 0 | 0 | 0 | 0 | 0 | 0 | 0 | 0 | 0 | 0 | 0 | 0 | 0 | 0 | 0 | 0 | 0 | 0 | 0 | 0 | 0 | 0 | 0 | 0 | 0 | 0 | 0 | 0 | 0 | 0 | 0 | 0 | 0
F1_Residential_Single Family Low Income_Existing_Miscellaneous_Natural Gas_Miscellaneous_E10 | F1 | Residential | Single Family Low Income | Existing | Miscellaneous | Natural Gas | Miscellaneous | E10 | RVT - Cost of Equipment | 0 | 0 | 0 | 0 | 0 | 0 | 0 | 0 | 0 | 0 | 0 | 0 | 0 | 0 | 0 | 0 | 0 | 0 | 0 | 0 | 0 | 0 | 0 | 0 | 0 | 0 | 0 | 0 | 0 | 0 | 0 | 0 | 0 | 0 | 0 | 0 | 0 | 0 | 0 | 0 | 0 | 0
F2_Residential_Single Family Low Income_Existing_Miscellaneous_Natural Gas_Miscellaneous_E1 | F2 | Residential | Single Family Low Income | Existing | Miscellaneous | Natural Gas | Miscellaneous | E1 | RVT - Cost of Operation | 0 | 0 | 0 | 0 | 0 | 0 | 0 | 0 | 0 | 0 | 0 | 0 | 0 | 0 | 0 | 0 | 0 | 0 | 0 | 0 | 0 | 0 | 0 | 0 | 0 | 0 | 0 | 0 | 0 | 0 | 0 | 0 | 0 | 0 | 0 | 0 | 0 | 0 | 0 | 0 | 0 | 0
F2_Residential_Single Family Low Income_Existing_Miscellaneous_Natural Gas_Miscellaneous_E2 | F2 | Residential | Single Family Low Income | Existing | Miscellaneous | Natural Gas | Miscellaneous | E2 | RVT - Cost of Operation | 0 | 0 | 0 | 0 | 0 | 0 | 0 | 0 | 0 | 0 | 0 | 0 | 0 | 0 | 0 | 0 | 0 | 0 | 0 | 0 | 0 | 0 | 0 | 0 | 0 | 0 | 0 | 0 | 0 | 0 | 0 | 0 | 0 | 0 | 0 | 0 | 0 | 0 | 0 | 0 | 0 | 0
F2_Residential_Single Family Low Income_Existing_Miscellaneous_Natural Gas_Miscellaneous_E3 | F2 | Residential | Single Family Low Income | Existing | Miscellaneous | Natural Gas | Miscellaneous | E3 | RVT - Cost of Operation | 0 | 0 | 0 | 0 | 0 | 0 | 0 | 0 | 0 | 0 | 0 | 0 | 0 | 0 | 0 | 0 | 0 | 0 | 0 | 0 | 0 | 0 | 0 | 0 | 0 | 0 | 0 | 0 | 0 | 0 | 0 | 0 | 0 | 0 | 0 | 0 | 0 | 0 | 0 | 0 | 0 | 0
F2_Residential_Single Family Low Income_Existing_Miscellaneous_Natural Gas_Miscellaneous_E4 | F2 | Residential | Single Family Low Income | Existing | Miscellaneous | Natural Gas | Miscellaneous | E4 | RVT - Cost of Operation | 0 | 0 | 0 | 0 | 0 | 0 | 0 | 0 | 0 | 0 | 0 | 0 | 0 | 0 | 0 | 0 | 0 | 0 | 0 | 0 | 0 | 0 | 0 | 0 | 0 | 0 | 0 | 0 | 0 | 0 | 0 | 0 | 0 | 0 | 0 | 0 | 0 | 0 | 0 | 0 | 0 | 0
F2_Residential_Single Family Low Income_Existing_Miscellaneous_Natural Gas_Miscellaneous_E5 | F2 | Residential | Single Family Low Income | Existing | Miscellaneous | Natural Gas | Miscellaneous | E5 | RVT - Cost of Operation | 0 | 0 | 0 | 0 | 0 | 0 | 0 | 0 | 0 | 0 | 0 | 0 | 0 | 0 | 0 | 0 | 0 | 0 | 0 | 0 | 0 | 0 | 0 | 0 | 0 | 0 | 0 | 0 | 0 | 0 | 0 | 0 | 0 | 0 | 0 | 0 | 0 | 0 | 0 | 0 | 0 | 0
F2_Residential_Single Family Low Income_Existing_Miscellaneous_Natural Gas_Miscellaneous_E6 | F2 | Residential | Single Family Low Income | Existing | Miscellaneous | Natural Gas | Miscellaneous | E6 | RVT - Cost of Operation | 0 | 0 | 0 | 0 | 0 | 0 | 0 | 0 | 0 | 0 | 0 | 0 | 0 | 0 | 0 | 0 | 0 | 0 | 0 | 0 | 0 | 0 | 0 | 0 | 0 | 0 | 0 | 0 | 0 | 0 | 0 | 0 | 0 | 0 | 0 | 0 | 0 | 0 | 0 | 0 | 0 | 0
F2_Residential_Single Family Low Income_Existing_Miscellaneous_Natural Gas_Miscellaneous_E7 | F2 | Residential | Single Family Low Income | Existing | Miscellaneous | Natural Gas | Miscellaneous | E7 | RVT - Cost of Operation | 0 | 0 | 0 | 0 | 0 | 0 | 0 | 0 | 0 | 0 | 0 | 0 | 0 | 0 | 0 | 0 | 0 | 0 | 0 | 0 | 0 | 0 | 0 | 0 | 0 | 0 | 0 | 0 | 0 | 0 | 0 | 0 | 0 | 0 | 0 | 0 | 0 | 0 | 0 | 0 | 0 | 0
F2_Residential_Single Family Low Income_Existing_Miscellaneous_Natural Gas_Miscellaneous_E8 | F2 | Residential | Single Family Low Income | Existing | Miscellaneous | Natural Gas | Miscellaneous | E8 | RVT - Cost of Operation | 0 | 0 | 0 | 0 | 0 | 0 | 0 | 0 | 0 | 0 | 0 | 0 | 0 | 0 | 0 | 0 | 0 | 0 | 0 | 0 | 0 | 0 | 0 | 0 | 0 | 0 | 0 | 0 | 0 | 0 | 0 | 0 | 0 | 0 | 0 | 0 | 0 | 0 | 0 | 0 | 0 | 0
F2_Residential_Single Family Low Income_Existing_Miscellaneous_Natural Gas_Miscellaneous_E9 | F2 | Residential | Single Family Low Income | Existing | Miscellaneous | Natural Gas | Miscellaneous | E9 | RVT - Cost of Operation | 0 | 0 | 0 | 0 | 0 | 0 | 0 | 0 | 0 | 0 | 0 | 0 | 0 | 0 | 0 | 0 | 0 | 0 | 0 | 0 | 0 | 0 | 0 | 0 | 0 | 0 | 0 | 0 | 0 | 0 | 0 | 0 | 0 | 0 | 0 | 0 | 0 | 0 | 0 | 0 | 0 | 0
F2_Residential_Single Family Low Income_Existing_Miscellaneous_Natural Gas_Miscellaneous_E10 | F2 | Residential | Single Family Low Income | Existing | Miscellaneous | Natural Gas | Miscellaneous | E10 | RVT - Cost of Operation | 0 | 0 | 0 | 0 | 0 | 0 | 0 | 0 | 0 | 0 | 0 | 0 | 0 | 0 | 0 | 0 | 0 | 0 | 0 | 0 | 0 | 0 | 0 | 0 | 0 | 0 | 0 | 0 | 0 | 0 | 0 | 0 | 0 | 0 | 0 | 0 | 0 | 0 | 0 | 0 | 0 | 0
F3_Residential_Single Family Low Income_Existing_Miscellaneous_Natural Gas_Miscellaneous_E1 | F3 | Residential | Single Family Low Income | Existing | Miscellaneous | Natural Gas | Miscellaneous | E1 | System - kBTUs of Consumption | 16.4611 | 16.4611 | 16.4611 | 16.4611 | 16.4611 | 16.4611 | 16.4611 | 16.4611 | 16.4611 | 16.4611 | 16.4611 | 16.4611 | 16.4611 | 16.4611 | 16.4611 | 16.4611 | 16.4611 | 16.4611 | 16.4611 | 16.4611 | 16.4611 | 16.4611 | 16.4611 | 16.4611 | 16.4611 | 16.4611 | 16.4611 | 16.4611 | 16.4611 | 16.4611 | 16.4611 | 16.4611 | 16.4611 | 0 | 0 | 0 | 0 | 0 | 0 | 0 | 0 | 0
F3_Residential_Single Family Low Income_Existing_Miscellaneous_Natural Gas_Miscellaneous_E2 | F3 | Residential | Single Family Low Income | Existing | Miscellaneous | Natural Gas | Miscellaneous | E2 | System - kBTUs of Consumption | 0 | 0 | 0 | 0 | 0 | 0 | 0 | 0 | 0 | 0 | 0 | 0 | 0 | 0 | 0 | 0 | 0 | 0 | 0 | 0 | 0 | 0 | 0 | 0 | 0 | 0 | 0 | 0 | 0 | 0 | 0 | 0 | 0 | 0 | 0 | 0 | 0 | 0 | 0 | 0 | 0 | 0
F3_Residential_Single Family Low Income_Existing_Miscellaneous_Natural Gas_Miscellaneous_E3 | F3 | Residential | Single Family Low Income | Existing | Miscellaneous | Natural Gas | Miscellaneous | E3 | System - kBTUs of Consumption | 0 | 0 | 0 | 0 | 0 | 0 | 0 | 0 | 0 | 0 | 0 | 0 | 0 | 0 | 0 | 0 | 0 | 0 | 0 | 0 | 0 | 0 | 0 | 0 | 0 | 0 | 0 | 0 | 0 | 0 | 0 | 0 | 0 | 0 | 0 | 0 | 0 | 0 | 0 | 0 | 0 | 0
F3_Residential_Single Family Low Income_Existing_Miscellaneous_Natural Gas_Miscellaneous_E4 | F3 | Residential | Single Family Low Income | Existing | Miscellaneous | Natural Gas | Miscellaneous | E4 | System - kBTUs of Consumption | 0 | 0 | 0 | 0 | 0 | 0 | 0 | 0 | 0 | 0 | 0 | 0 | 0 | 0 | 0 | 0 | 0 | 0 | 0 | 0 | 0 | 0 | 0 | 0 | 0 | 0 | 0 | 0 | 0 | 0 | 0 | 0 | 0 | 0 | 0 | 0 | 0 | 0 | 0 | 0 | 0 | 0
F3_Residential_Single Family Low Income_Existing_Miscellaneous_Natural Gas_Miscellaneous_E5 | F3 | Residential | Single Family Low Income | Existing | Miscellaneous | Natural Gas | Miscellaneous | E5 | System - kBTUs of Consumption | 0 | 0 | 0 | 0 | 0 | 0 | 0 | 0 | 0 | 0 | 0 | 0 | 0 | 0 | 0 | 0 | 0 | 0 | 0 | 0 | 0 | 0 | 0 | 0 | 0 | 0 | 0 | 0 | 0 | 0 | 0 | 0 | 0 | 0 | 0 | 0 | 0 | 0 | 0 | 0 | 0 | 0
F3_Residential_Single Family Low Income_Existing_Miscellaneous_Natural Gas_Miscellaneous_E6 | F3 | Residential | Single Family Low Income | Existing | Miscellaneous | Natural Gas | Miscellaneous | E6 | System - kBTUs of Consumption | 0 | 0 | 0 | 0 | 0 | 0 | 0 | 0 | 0 | 0 | 0 | 0 | 0 | 0 | 0 | 0 | 0 | 0 | 0 | 0 | 0 | 0 | 0 | 0 | 0 | 0 | 0 | 0 | 0 | 0 | 0 | 0 | 0 | 0 | 0 | 0 | 0 | 0 | 0 | 0 | 0 | 0
F3_Residential_Single Family Low Income_Existing_Miscellaneous_Natural Gas_Miscellaneous_E7 | F3 | Residential | Single Family Low Income | Existing | Miscellaneous | Natural Gas | Miscellaneous | E7 | System - kBTUs of Consumption | 0 | 0 | 0 | 0 | 0 | 0 | 0 | 0 | 0 | 0 | 0 | 0 | 0 | 0 | 0 | 0 | 0 | 0 | 0 | 0 | 0 | 0 | 0 | 0 | 0 | 0 | 0 | 0 | 0 | 0 | 0 | 0 | 0 | 0 | 0 | 0 | 0 | 0 | 0 | 0 | 0 | 0
F3_Residential_Single Family Low Income_Existing_Miscellaneous_Natural Gas_Miscellaneous_E8 | F3 | Residential | Single Family Low Income | Existing | Miscellaneous | Natural Gas | Miscellaneous | E8 | System - kBTUs of Consumption | 0 | 0 | 0 | 0 | 0 | 0 | 0 | 0 | 0 | 0 | 0 | 0 | 0 | 0 | 0 | 0 | 0 | 0 | 0 | 0 | 0 | 0 | 0 | 0 | 0 | 0 | 0 | 0 | 0 | 0 | 0 | 0 | 0 | 0 | 0 | 0 | 0 | 0 | 0 | 0 | 0 | 0
F3_Residential_Single Family Low Income_Existing_Miscellaneous_Natural Gas_Miscellaneous_E9 | F3 | Residential | Single Family Low Income | Existing | Miscellaneous | Natural Gas | Miscellaneous | E9 | System - kBTUs of Consumption | 0 | 0 | 0 | 0 | 0 | 0 | 0 | 0 | 0 | 0 | 0 | 0 | 0 | 0 | 0 | 0 | 0 | 0 | 0 | 0 | 0 | 0 | 0 | 0 | 0 | 0 | 0 | 0 | 0 | 0 | 0 | 0 | 0 | 0 | 0 | 0 | 0 | 0 | 0 | 0 | 0 | 0
F3_Residential_Single Family Low Income_Existing_Miscellaneous_Natural Gas_Miscellaneous_E10 | F3 | Residential | Single Family Low Income | Existing | Miscellaneous | Natural Gas | Miscellaneous | E10 | System - kBTUs of Consumption | 0 | 0 | 0 | 0 | 0 | 0 | 0 | 0 | 0 | 0 | 0 | 0 | 0 | 0 | 0 | 0 | 0 | 0 | 0 | 0 | 0 | 0 | 0 | 0 | 0 | 0 | 0 | 0 | 0 | 0 | 0 | 0 | 0 | 0 | 0 | 0 | 0 | 0 | 0 | 0 | 0 | 0
F4_Residential_Single Family Low Income_Existing_Miscellaneous_Natural Gas_Miscellaneous_E1 | F4 | Residential | Single Family Low Income | Existing | Miscellaneous | Natural Gas | Miscellaneous | E1 | Utility - Cost of Equipment | 0 | 0 | 0 | 0 | 0 | 0 | 0 | 0 | 0 | 0 | 0 | 0 | 0 | 0 | 0 | 0 | 0 | 0 | 0 | 0 | 0 | 0 | 0 | 0 | 0 | 0 | 0 | 0 | 0 | 0 | 0 | 0 | 0 | 0 | 0 | 0 | 0 | 0 | 0 | 0 | 0 | 0
F4_Residential_Single Family Low Income_Existing_Miscellaneous_Natural Gas_Miscellaneous_E2 | F4 | Residential | Single Family Low Income | Existing | Miscellaneous | Natural Gas | Miscellaneous | E2 | Utility - Cost of Equipment | 0 | 0 | 0 | 0 | 0 | 0 | 0 | 0 | 0 | 0 | 0 | 0 | 0 | 0 | 0 | 0 | 0 | 0 | 0 | 0 | 0 | 0 | 0 | 0 | 0 | 0 | 0 | 0 | 0 | 0 | 0 | 0 | 0 | 0 | 0 | 0 | 0 | 0 | 0 | 0 | 0 | 0
F4_Residential_Single Family Low Income_Existing_Miscellaneous_Natural Gas_Miscellaneous_E3 | F4 | Residential | Single Family Low Income | Existing | Miscellaneous | Natural Gas | Miscellaneous | E3 | Utility - Cost of Equipment | 0 | 0 | 0 | 0 | 0 | 0 | 0 | 0 | 0 | 0 | 0 | 0 | 0 | 0 | 0 | 0 | 0 | 0 | 0 | 0 | 0 | 0 | 0 | 0 | 0 | 0 | 0 | 0 | 0 | 0 | 0 | 0 | 0 | 0 | 0 | 0 | 0 | 0 | 0 | 0 | 0 | 0
F4_Residential_Single Family Low Income_Existing_Miscellaneous_Natural Gas_Miscellaneous_E4 | F4 | Residential | Single Family Low Income | Existing | Miscellaneous | Natural Gas | Miscellaneous | E4 | Utility - Cost of Equipment | 0 | 0 | 0 | 0 | 0 | 0 | 0 | 0 | 0 | 0 | 0 | 0 | 0 | 0 | 0 | 0 | 0 | 0 | 0 | 0 | 0 | 0 | 0 | 0 | 0 | 0 | 0 | 0 | 0 | 0 | 0 | 0 | 0 | 0 | 0 | 0 | 0 | 0 | 0 | 0 | 0 | 0
F4_Residential_Single Family Low Income_Existing_Miscellaneous_Natural Gas_Miscellaneous_E5 | F4 | Residential | Single Family Low Income | Existing | Miscellaneous | Natural Gas | Miscellaneous | E5 | Utility - Cost of Equipment | 0 | 0 | 0 | 0 | 0 | 0 | 0 | 0 | 0 | 0 | 0 | 0 | 0 | 0 | 0 | 0 | 0 | 0 | 0 | 0 | 0 | 0 | 0 | 0 | 0 | 0 | 0 | 0 | 0 | 0 | 0 | 0 | 0 | 0 | 0 | 0 | 0 | 0 | 0 | 0 | 0 | 0
F4_Residential_Single Family Low Income_Existing_Miscellaneous_Natural Gas_Miscellaneous_E6 | F4 | Residential | Single Family Low Income | Existing | Miscellaneous | Natural Gas | Miscellaneous | E6 | Utility - Cost of Equipment | 0 | 0 | 0 | 0 | 0 | 0 | 0 | 0 | 0 | 0 | 0 | 0 | 0 | 0 | 0 | 0 | 0 | 0 | 0 | 0 | 0 | 0 | 0 | 0 | 0 | 0 | 0 | 0 | 0 | 0 | 0 | 0 | 0 | 0 | 0 | 0 | 0 | 0 | 0 | 0 | 0 | 0
F4_Residential_Single Family Low Income_Existing_Miscellaneous_Natural Gas_Miscellaneous_E7 | F4 | Residential | Single Family Low Income | Existing | Miscellaneous | Natural Gas | Miscellaneous | E7 | Utility - Cost of Equipment | 0 | 0 | 0 | 0 | 0 | 0 | 0 | 0 | 0 | 0 | 0 | 0 | 0 | 0 | 0 | 0 | 0 | 0 | 0 | 0 | 0 | 0 | 0 | 0 | 0 | 0 | 0 | 0 | 0 | 0 | 0 | 0 | 0 | 0 | 0 | 0 | 0 | 0 | 0 | 0 | 0 | 0
F4_Residential_Single Family Low Income_Existing_Miscellaneous_Natural Gas_Miscellaneous_E8 | F4 | Residential | Single Family Low Income | Existing | Miscellaneous | Natural Gas | Miscellaneous | E8 | Utility - Cost of Equipment | 0 | 0 | 0 | 0 | 0 | 0 | 0 | 0 | 0 | 0 | 0 | 0 | 0 | 0 | 0 | 0 | 0 | 0 | 0 | 0 | 0 | 0 | 0 | 0 | 0 | 0 | 0 | 0 | 0 | 0 | 0 | 0 | 0 | 0 | 0 | 0 | 0 | 0 | 0 | 0 | 0 | 0
F4_Residential_Single Family Low Income_Existing_Miscellaneous_Natural Gas_Miscellaneous_E9 | F4 | Residential | Single Family Low Income | Existing | Miscellaneous | Natural Gas | Miscellaneous | E9 | Utility - Cost of Equipment | 0 | 0 | 0 | 0 | 0 | 0 | 0 | 0 | 0 | 0 | 0 | 0 | 0 | 0 | 0 | 0 | 0 | 0 | 0 | 0 | 0 | 0 | 0 | 0 | 0 | 0 | 0 | 0 | 0 | 0 | 0 | 0 | 0 | 0 | 0 | 0 | 0 | 0 | 0 | 0 | 0 | 0
F4_Residential_Single Family Low Income_Existing_Miscellaneous_Natural Gas_Miscellaneous_E10 | F4 | Residential | Single Family Low Income | Existing | Miscellaneous | Natural Gas | Miscellaneous | E10 | Utility - Cost of Equipment | 0 | 0 | 0 | 0 | 0 | 0 | 0 | 0 | 0 | 0 | 0 | 0 | 0 | 0 | 0 | 0 | 0 | 0 | 0 | 0 | 0 | 0 | 0 | 0 | 0 | 0 | 0 | 0 | 0 | 0 | 0 | 0 | 0 | 0 | 0 | 0 | 0 | 0 | 0 | 0 | 0 | 0
F5_Residential_Single Family Low Income_Existing_Miscellaneous_Natural Gas_Miscellaneous_E1 | F5 | Residential | Single Family Low Income | Existing | Miscellaneous | Natural Gas | Miscellaneous | E1 | Utility - Cost of Operation | 16.4611 | 16.4611 | 16.4611 | 16.4611 | 16.4611 | 16.4611 | 16.4611 | 16.4611 | 16.4611 | 16.4611 | 16.4611 | 16.4611 | 16.4611 | 16.4611 | 16.4611 | 16.4611 | 16.4611 | 16.4611 | 16.4611 | 16.4611 | 16.4611 | 16.4611 | 16.4611 | 16.4611 | 16.4611 | 16.4611 | 16.4611 | 16.4611 | 16.4611 | 16.4611 | 16.4611 | 16.4611 | 16.4611 | 0 | 0 | 0 | 0 | 0 | 0 | 0 | 0 | 0
F5_Residential_Single Family Low Income_Existing_Miscellaneous_Natural Gas_Miscellaneous_E2 | F5 | Residential | Single Family Low Income | Existing | Miscellaneous | Natural Gas | Miscellaneous | E2 | Utility - Cost of Operation | 0 | 0 | 0 | 0 | 0 | 0 | 0 | 0 | 0 | 0 | 0 | 0 | 0 | 0 | 0 | 0 | 0 | 0 | 0 | 0 | 0 | 0 | 0 | 0 | 0 | 0 | 0 | 0 | 0 | 0 | 0 | 0 | 0 | 0 | 0 | 0 | 0 | 0 | 0 | 0 | 0 | 0
F5_Residential_Single Family Low Income_Existing_Miscellaneous_Natural Gas_Miscellaneous_E3 | F5 | Residential | Single Family Low Income | Existing | Miscellaneous | Natural Gas | Miscellaneous | E3 | Utility - Cost of Operation | 0 | 0 | 0 | 0 | 0 | 0 | 0 | 0 | 0 | 0 | 0 | 0 | 0 | 0 | 0 | 0 | 0 | 0 | 0 | 0 | 0 | 0 | 0 | 0 | 0 | 0 | 0 | 0 | 0 | 0 | 0 | 0 | 0 | 0 | 0 | 0 | 0 | 0 | 0 | 0 | 0 | 0
F5_Residential_Single Family Low Income_Existing_Miscellaneous_Natural Gas_Miscellaneous_E4 | F5 | Residential | Single Family Low Income | Existing | Miscellaneous | Natural Gas | Miscellaneous | E4 | Utility - Cost of Operation | 0 | 0 | 0 | 0 | 0 | 0 | 0 | 0 | 0 | 0 | 0 | 0 | 0 | 0 | 0 | 0 | 0 | 0 | 0 | 0 | 0 | 0 | 0 | 0 | 0 | 0 | 0 | 0 | 0 | 0 | 0 | 0 | 0 | 0 | 0 | 0 | 0 | 0 | 0 | 0 | 0 | 0
F5_Residential_Single Family Low Income_Existing_Miscellaneous_Natural Gas_Miscellaneous_E5 | F5 | Residential | Single Family Low Income | Existing | Miscellaneous | Natural Gas | Miscellaneous | E5 | Utility - Cost of Operation | 0 | 0 | 0 | 0 | 0 | 0 | 0 | 0 | 0 | 0 | 0 | 0 | 0 | 0 | 0 | 0 | 0 | 0 | 0 | 0 | 0 | 0 | 0 | 0 | 0 | 0 | 0 | 0 | 0 | 0 | 0 | 0 | 0 | 0 | 0 | 0 | 0 | 0 | 0 | 0 | 0 | 0
F5_Residential_Single Family Low Income_Existing_Miscellaneous_Natural Gas_Miscellaneous_E6 | F5 | Residential | Single Family Low Income | Existing | Miscellaneous | Natural Gas | Miscellaneous | E6 | Utility - Cost of Operation | 0 | 0 | 0 | 0 | 0 | 0 | 0 | 0 | 0 | 0 | 0 | 0 | 0 | 0 | 0 | 0 | 0 | 0 | 0 | 0 | 0 | 0 | 0 | 0 | 0 | 0 | 0 | 0 | 0 | 0 | 0 | 0 | 0 | 0 | 0 | 0 | 0 | 0 | 0 | 0 | 0 | 0
F5_Residential_Single Family Low Income_Existing_Miscellaneous_Natural Gas_Miscellaneous_E7 | F5 | Residential | Single Family Low Income | Existing | Miscellaneous | Natural Gas | Miscellaneous | E7 | Utility - Cost of Operation | 0 | 0 | 0 | 0 | 0 | 0 | 0 | 0 | 0 | 0 | 0 | 0 | 0 | 0 | 0 | 0 | 0 | 0 | 0 | 0 | 0 | 0 | 0 | 0 | 0 | 0 | 0 | 0 | 0 | 0 | 0 | 0 | 0 | 0 | 0 | 0 | 0 | 0 | 0 | 0 | 0 | 0
F5_Residential_Single Family Low Income_Existing_Miscellaneous_Natural Gas_Miscellaneous_E8 | F5 | Residential | Single Family Low Income | Existing | Miscellaneous | Natural Gas | Miscellaneous | E8 | Utility - Cost of Operation | 0 | 0 | 0 | 0 | 0 | 0 | 0 | 0 | 0 | 0 | 0 | 0 | 0 | 0 | 0 | 0 | 0 | 0 | 0 | 0 | 0 | 0 | 0 | 0 | 0 | 0 | 0 | 0 | 0 | 0 | 0 | 0 | 0 | 0 | 0 | 0 | 0 | 0 | 0 | 0 | 0 | 0
F5_Residential_Single Family Low Income_Existing_Miscellaneous_Natural Gas_Miscellaneous_E9 | F5 | Residential | Single Family Low Income | Existing | Miscellaneous | Natural Gas | Miscellaneous | E9 | Utility - Cost of Operation | 0 | 0 | 0 | 0 | 0 | 0 | 0 | 0 | 0 | 0 | 0 | 0 | 0 | 0 | 0 | 0 | 0 | 0 | 0 | 0 | 0 | 0 | 0 | 0 | 0 | 0 | 0 | 0 | 0 | 0 | 0 | 0 | 0 | 0 | 0 | 0 | 0 | 0 | 0 | 0 | 0 | 0
F5_Residential_Single Family Low Income_Existing_Miscellaneous_Natural Gas_Miscellaneous_E10 | F5 | Residential | Single Family Low Income | Existing | Miscellaneous | Natural Gas | Miscellaneous | E10 | Utility - Cost of Operation | 0 | 0 | 0 | 0 | 0 | 0 | 0 | 0 | 0 | 0 | 0 | 0 | 0 | 0 | 0 | 0 | 0 | 0 | 0 | 0 | 0 | 0 | 0 | 0 | 0 | 0 | 0 | 0 | 0 | 0 | 0 | 0 | 0 | 0 | 0 | 0 | 0 | 0 | 0 | 0 | 0 | 0
F6_Residential_Single Family Low Income_Existing_Miscellaneous_Natural Gas_Miscellaneous_E1 | F6 | Residential | Single Family Low Income | Existing | Miscellaneous | Natural Gas | Miscellaneous | E1 | Utility - Value of Sales | 3.0199 | 3.0509 | 3.0934 | 3.1281 | 3.1281 | 3.1281 | 3.1281 | 3.1281 | 3.1281 | 3.1281 | 3.1281 | 3.1281 | 3.1281 | 3.1281 | 3.1281 | 3.1281 | 3.1281 | 3.1281 | 3.1281 | 3.1281 | 3.1281 | 3.1281 | 3.1281 | 3.1281 | 3.1281 | 3.1281 | 3.1281 | 3.1281 | 3.1281 | 3.1281 | 3.1281 | 3.1281 | 3.1281 | 0 | 0 | 0 | 0 | 0 | 0 | 0 | 0 | 0
F6_Residential_Single Family Low Income_Existing_Miscellaneous_Natural Gas_Miscellaneous_E2 | F6 | Residential | Single Family Low Income | Existing | Miscellaneous | Natural Gas | Miscellaneous | E2 | Utility - Value of Sales | 0 | 0 | 0 | 0 | 0 | 0 | 0 | 0 | 0 | 0 | 0 | 0 | 0 | 0 | 0 | 0 | 0 | 0 | 0 | 0 | 0 | 0 | 0 | 0 | 0 | 0 | 0 | 0 | 0 | 0 | 0 | 0 | 0 | 0 | 0 | 0 | 0 | 0 | 0 | 0 | 0 | 0
F6_Residential_Single Family Low Income_Existing_Miscellaneous_Natural Gas_Miscellaneous_E3 | F6 | Residential | Single Family Low Income | Existing | Miscellaneous | Natural Gas | Miscellaneous | E3 | Utility - Value of Sales | 0 | 0 | 0 | 0 | 0 | 0 | 0 | 0 | 0 | 0 | 0 | 0 | 0 | 0 | 0 | 0 | 0 | 0 | 0 | 0 | 0 | 0 | 0 | 0 | 0 | 0 | 0 | 0 | 0 | 0 | 0 | 0 | 0 | 0 | 0 | 0 | 0 | 0 | 0 | 0 | 0 | 0
F6_Residential_Single Family Low Income_Existing_Miscellaneous_Natural Gas_Miscellaneous_E4 | F6 | Residential | Single Family Low Income | Existing | Miscellaneous | Natural Gas | Miscellaneous | E4 | Utility - Value of Sales | 0 | 0 | 0 | 0 | 0 | 0 | 0 | 0 | 0 | 0 | 0 | 0 | 0 | 0 | 0 | 0 | 0 | 0 | 0 | 0 | 0 | 0 | 0 | 0 | 0 | 0 | 0 | 0 | 0 | 0 | 0 | 0 | 0 | 0 | 0 | 0 | 0 | 0 | 0 | 0 | 0 | 0
F6_Residential_Single Family Low Income_Existing_Miscellaneous_Natural Gas_Miscellaneous_E5 | F6 | Residential | Single Family Low Income | Existing | Miscellaneous | Natural Gas | Miscellaneous | E5 | Utility - Value of Sales | 0 | 0 | 0 | 0 | 0 | 0 | 0 | 0 | 0 | 0 | 0 | 0 | 0 | 0 | 0 | 0 | 0 | 0 | 0 | 0 | 0 | 0 | 0 | 0 | 0 | 0 | 0 | 0 | 0 | 0 | 0 | 0 | 0 | 0 | 0 | 0 | 0 | 0 | 0 | 0 | 0 | 0
F6_Residential_Single Family Low Income_Existing_Miscellaneous_Natural Gas_Miscellaneous_E6 | F6 | Residential | Single Family Low Income | Existing | Miscellaneous | Natural Gas | Miscellaneous | E6 | Utility - Value of Sales | 0 | 0 | 0 | 0 | 0 | 0 | 0 | 0 | 0 | 0 | 0 | 0 | 0 | 0 | 0 | 0 | 0 | 0 | 0 | 0 | 0 | 0 | 0 | 0 | 0 | 0 | 0 | 0 | 0 | 0 | 0 | 0 | 0 | 0 | 0 | 0 | 0 | 0 | 0 | 0 | 0 | 0
F6_Residential_Single Family Low Income_Existing_Miscellaneous_Natural Gas_Miscellaneous_E7 | F6 | Residential | Single Family Low Income | Existing | Miscellaneous | Natural Gas | Miscellaneous | E7 | Utility - Value of Sales | 0 | 0 | 0 | 0 | 0 | 0 | 0 | 0 | 0 | 0 | 0 | 0 | 0 | 0 | 0 | 0 | 0 | 0 | 0 | 0 | 0 | 0 | 0 | 0 | 0 | 0 | 0 | 0 | 0 | 0 | 0 | 0 | 0 | 0 | 0 | 0 | 0 | 0 | 0 | 0 | 0 | 0
F6_Residential_Single Family Low Income_Existing_Miscellaneous_Natural Gas_Miscellaneous_E8 | F6 | Residential | Single Family Low Income | Existing | Miscellaneous | Natural Gas | Miscellaneous | E8 | Utility - Value of Sales | 0 | 0 | 0 | 0 | 0 | 0 | 0 | 0 | 0 | 0 | 0 | 0 | 0 | 0 | 0 | 0 | 0 | 0 | 0 | 0 | 0 | 0 | 0 | 0 | 0 | 0 | 0 | 0 | 0 | 0 | 0 | 0 | 0 | 0 | 0 | 0 | 0 | 0 | 0 | 0 | 0 | 0
F6_Residential_Single Family Low Income_Existing_Miscellaneous_Natural Gas_Miscellaneous_E9 | F6 | Residential | Single Family Low Income | Existing | Miscellaneous | Natural Gas | Miscellaneous | E9 | Utility - Value of Sales | 0 | 0 | 0 | 0 | 0 | 0 | 0 | 0 | 0 | 0 | 0 | 0 | 0 | 0 | 0 | 0 | 0 | 0 | 0 | 0 | 0 | 0 | 0 | 0 | 0 | 0 | 0 | 0 | 0 | 0 | 0 | 0 | 0 | 0 | 0 | 0 | 0 | 0 | 0 | 0 | 0 | 0
F6_Residential_Single Family Low Income_Existing_Miscellaneous_Natural Gas_Miscellaneous_E10 | F6 | Residential | Single Family Low Income | Existing | Miscellaneous | Natural Gas | Miscellaneous | E10 | Utility - Value of Sales | 0 | 0 | 0 | 0 | 0 | 0 | 0 | 0 | 0 | 0 | 0 | 0 | 0 | 0 | 0 | 0 | 0 | 0 | 0 | 0 | 0 | 0 | 0 | 0 | 0 | 0 | 0 | 0 | 0 | 0 | 0 | 0 | 0 | 0 | 0 | 0 | 0 | 0 | 0 | 0 | 0 | 0
F1_Residential_Single Family Low Income_New_Space Heating_Natural Gas_Furnace_E1 | F1 | Residential | Single Family Low Income | New | Space Heating | Natural Gas | Furnace | E1 | RVT - Cost of Equipment | 849.113 | 849.8328 | 852.2939 | 854.0503 | 851.2193 | 0 | 0 | 0 | 0 | 0 | 0 | 0 | 0 | 0 | 0 | 0 | 0 | 0 | 0 | 0 | 0 | 0 | 0 | 0 | 0 | 0 | 0 | 0 | 0 | 0 | 0 | 0 | 0 | 0 | 0 | 0 | 0 | 0 | 0 | 0 | 0 | 0
F1_Residential_Single Family Low Income_New_Space Heating_Natural Gas_Furnace_E2 | F1 | Residential | Single Family Low Income | New | Space Heating | Natural Gas | Furnace | E2 | RVT - Cost of Equipment | 718.8036 | 719.413 | 721.4963 | 722.9831 | 720.5866 | 0 | 0 | 0 | 0 | 0 | 0 | 0 | 0 | 0 | 0 | 0 | 0 | 0 | 0 | 0 | 0 | 0 | 0 | 0 | 0 | 0 | 0 | 0 | 0 | 0 | 0 | 0 | 0 | 0 | 0 | 0 | 0 | 0 | 0 | 0 | 0 | 0
F1_Residential_Single Family Low Income_New_Space Heating_Natural Gas_Furnace_E3 | F1 | Residential | Single Family Low Income | New | Space Heating | Natural Gas | Furnace | E3 | RVT - Cost of Equipment | 694.9836 | 695.5728 | 697.5871 | 699.0246 | 696.7075 | 0 | 0 | 0 | 0 | 0 | 0 | 0 | 0 | 0 | 0 | 0 | 0 | 0 | 0 | 0 | 0 | 0 | 0 | 0 | 0 | 0 | 0 | 0 | 0 | 0 | 0 | 0 | 0 | 0 | 0 | 0 | 0 | 0 | 0 | 0 | 0 | 0
F1_Residential_Single Family Low Income_New_Space Heating_Natural Gas_Furnace_E4 | F1 | Residential | Single Family Low Income | New | Space Heating | Natural Gas | Furnace | E4 | RVT - Cost of Equipment | 566.7869 | 567.2545 | 569.2183 | 570.5297 | 567.8277 | 566.9411 | 567.7452 | 568.1244 | 569.057 | 569.8037 | 570.4575 | 570.9401 | 571.6144 | 572.3738 | 572.9986 | 573.2373 | 573.0381 | 572.5334 | 571.4741 | 570.0507 | 567.8987 | 565.1388 | 562.0781 | 559.0017 | 555.5699 | 551.926 | 548.0778 | 544.1093 | 539.7449 | 535.2381 | 530.348 | 525.3406 | 519.7906 | 0 | 0 | 0 | 0 | 0 | 0 | 0 | 0 | 0
F1_Residential_Single Family Low Income_New_Space Heating_Natural Gas_Furnace_E5 | F1 | Residential | Single Family Low Income | New | Space Heating | Natural Gas | Furnace | E5 | RVT - Cost of Equipment | 453.2614 | 453.6246 | 455.0287 | 455.9923 | 454.172 | 453.6385 | 454.3009 | 454.6759 | 455.4405 | 456.0802 | 456.663 | 456.9231 | 457.0762 | 457.0476 | 456.6548 | 456.011 | 455.0819 | 453.9685 | 452.5021 | 450.8159 | 448.9437 | 447.0182 | 444.8829 | 442.7366 | 440.3425 | 437.8003 | 435.1156 | 432.3469 | 429.3021 | 426.158 | 422.7464 | 419.2529 | 415.3809 | 0 | 0 | 0 | 0 | 0 | 0 | 0 | 0 | 0
F1_Residential_Single Family Low Income_New_Space Heating_Natural Gas_Furnace_E6 | F1 | Residential | Single Family Low Income | New | Space Heating | Natural Gas | Furnace | E6 | RVT - Cost of Equipment | 381.6938 | 381.9997 | 383.182 | 383.9935 | 382.4606 | 382.0113 | 382.5692 | 382.885 | 383.5289 | 384.0675 | 384.5583 | 384.7773 | 384.9062 | 384.8822 | 384.5514 | 384.0093 | 383.2268 | 382.2893 | 381.0544 | 379.6344 | 378.0579 | 376.4364 | 374.6382 | 372.8309 | 370.8147 | 368.674 | 366.4131 | 364.0816 | 361.5176 | 358.8699 | 355.9969 | 353.0551 | 349.7945 | 0 | 0 | 0 | 0 | 0 | 0 | 0 | 0 | 0
F1_Residential_Single Family Low Income_New_Space Heating_Natural Gas_Furnace_E7 | F1 | Residential | Single Family Low Income | New | Space Heating | Natural Gas | Furnace | E7 | RVT - Cost of Equipment | 0 | 0 | 0 | 0 | 0 | 0 | 0 | 0 | 0 | 0 | 0 | 0 | 0 | 0 | 0 | 0 | 0 | 0 | 0 | 0 | 0 | 0 | 0 | 0 | 0 | 0 | 0 | 0 | 0 | 0 | 0 | 0 | 0 | 0 | 0 | 0 | 0 | 0 | 0 | 0 | 0 | 0
F1_Residential_Single Family Low Income_New_Space Heating_Natural Gas_Furnace_E8 | F1 | Residential | Single Family Low Income | New | Space Heating | Natural Gas | Furnace | E8 | RVT - Cost of Equipment | 0 | 0 | 0 | 0 | 0 | 0 | 0 | 0 | 0 | 0 | 0 | 0 | 0 | 0 | 0 | 0 | 0 | 0 | 0 | 0 | 0 | 0 | 0 | 0 | 0 | 0 | 0 | 0 | 0 | 0 | 0 | 0 | 0 | 0 | 0 | 0 | 0 | 0 | 0 | 0 | 0 | 0
F1_Residential_Single Family Low Income_New_Space Heating_Natural Gas_Furnace_E9 | F1 | Residential | Single Family Low Income | New | Space Heating | Natural Gas | Furnace | E9 | RVT - Cost of Equipment | 0 | 0 | 0 | 0 | 0 | 0 | 0 | 0 | 0 | 0 | 0 | 0 | 0 | 0 | 0 | 0 | 0 | 0 | 0 | 0 | 0 | 0 | 0 | 0 | 0 | 0 | 0 | 0 | 0 | 0 | 0 | 0 | 0 | 0 | 0 | 0 | 0 | 0 | 0 | 0 | 0 | 0
F1_Residential_Single Family Low Income_New_Space Heating_Natural Gas_Furnace_E10 | F1 | Residential | Single Family Low Income | New | Space Heating | Natural Gas | Furnace | E10 | RVT - Cost of Equipment | 0 | 0 | 0 | 0 | 0 | 0 | 0 | 0 | 0 | 0 | 0 | 0 | 0 | 0 | 0 | 0 | 0 | 0 | 0 | 0 | 0 | 0 | 0 | 0 | 0 | 0 | 0 | 0 | 0 | 0 | 0 | 0 | 0 | 0 | 0 | 0 | 0 | 0 | 0 | 0 | 0 | 0
F2_Residential_Single Family Low Income_New_Space Heating_Natural Gas_Furnace_E1 | F2 | Residential | Single Family Low Income | New | Space Heating | Natural Gas | Furnace | E1 | RVT - Cost of Operation | 847.7439 | 848.4626 | 850.9196 | 852.6732 | 849.8468 | 0 | 0 | 0 | 0 | 0 | 0 | 0 | 0 | 0 | 0 | 0 | 0 | 0 | 0 | 0 | 0 | 0 | 0 | 0 | 0 | 0 | 0 | 0 | 0 | 0 | 0 | 0 | 0 | 0 | 0 | 0 | 0 | 0 | 0 | 0 | 0 | 0
F2_Residential_Single Family Low Income_New_Space Heating_Natural Gas_Furnace_E2 | F2 | Residential | Single Family Low Income | New | Space Heating | Natural Gas | Furnace | E2 | RVT - Cost of Operation | 717.6446 | 718.253 | 720.333 | 721.8174 | 719.4248 | 0 | 0 | 0 | 0 | 0 | 0 | 0 | 0 | 0 | 0 | 0 | 0 | 0 | 0 | 0 | 0 | 0 | 0 | 0 | 0 | 0 | 0 | 0 | 0 | 0 | 0 | 0 | 0 | 0 | 0 | 0 | 0 | 0 | 0 | 0 | 0 | 0
F2_Residential_Single Family Low Income_New_Space Heating_Natural Gas_Furnace_E3 | F2 | Residential | Single Family Low Income | New | Space Heating | Natural Gas | Furnace | E3 | RVT - Cost of Operation | 693.863 | 694.4512 | 696.4623 | 697.8975 | 695.5842 | 0 | 0 | 0 | 0 | 0 | 0 | 0 | 0 | 0 | 0 | 0 | 0 | 0 | 0 | 0 | 0 | 0 | 0 | 0 | 0 | 0 | 0 | 0 | 0 | 0 | 0 | 0 | 0 | 0 | 0 | 0 | 0 | 0 | 0 | 0 | 0 | 0
F2_Residential_Single Family Low Income_New_Space Heating_Natural Gas_Furnace_E4 | F2 | Residential | Single Family Low Income | New | Space Heating | Natural Gas | Furnace | E4 | RVT - Cost of Operation | 565.873 | 566.3399 | 568.3005 | 569.6098 | 566.9122 | 566.0269 | 566.8297 | 567.2084 | 568.1395 | 568.8849 | 569.5377 | 570.0195 | 570.6927 | 571.4509 | 572.0747 | 572.313 | 572.1141 | 571.6103 | 570.5527 | 569.1316 | 566.9831 | 564.2275 | 561.1718 | 558.1003 | 554.6741 | 551.0361 | 547.194 | 543.232 | 538.8746 | 534.3751 | 529.4929 | 524.4936 | 518.9525 | 0 | 0 | 0 | 0 | 0 | 0 | 0 | 0 | 0
F2_Residential_Single Family Low Income_New_Space Heating_Natural Gas_Furnace_E5 | F2 | Residential | Single Family Low Income | New | Space Heating | Natural Gas | Furnace | E5 | RVT - Cost of Operation | 452.5306 | 452.8932 | 454.295 | 455.2571 | 453.4397 | 452.907 | 453.5684 | 453.9428 | 454.7062 | 455.3448 | 455.9267 | 456.1863 | 456.3392 | 456.3106 | 455.9185 | 455.2757 | 454.3481 | 453.2366 | 451.7725 | 450.089 | 448.2198 | 446.2974 | 444.1656 | 442.0228 | 439.6325 | 437.0944 | 434.414 | 431.6498 | 428.6099 | 425.4708 | 422.0647 | 418.5769 | 414.7112 | 0 | 0 | 0 | 0 | 0 | 0 | 0 | 0 | 0
F2_Residential_Single Family Low Income_New_Space Heating_Natural Gas_Furnace_E6 | F2 | Residential | Single Family Low Income | New | Space Heating | Natural Gas | Furnace | E6 | RVT - Cost of Operation | 381.0784 | 381.3837 | 382.5642 | 383.3744 | 381.8439 | 381.3954 | 381.9523 | 382.2676 | 382.9105 | 383.4482 | 383.9383 | 384.1569 | 384.2856 | 384.2616 | 383.9314 | 383.3901 | 382.6089 | 381.6729 | 380.44 | 379.0223 | 377.4483 | 375.8294 | 374.0342 | 372.2297 | 370.2168 | 368.0795 | 365.8223 | 363.4946 | 360.9347 | 358.2912 | 355.4229 | 352.4858 | 349.2305 | 0 | 0 | 0 | 0 | 0 | 0 | 0 | 0 | 0
F2_Residential_Single Family Low Income_New_Space Heating_Natural Gas_Furnace_E7 | F2 | Residential | Single Family Low Income | New | Space Heating | Natural Gas | Furnace | E7 | RVT - Cost of Operation | 0 | 0 | 0 | 0 | 0 | 0 | 0 | 0 | 0 | 0 | 0 | 0 | 0 | 0 | 0 | 0 | 0 | 0 | 0 | 0 | 0 | 0 | 0 | 0 | 0 | 0 | 0 | 0 | 0 | 0 | 0 | 0 | 0 | 0 | 0 | 0 | 0 | 0 | 0 | 0 | 0 | 0
F2_Residential_Single Family Low Income_New_Space Heating_Natural Gas_Furnace_E8 | F2 | Residential | Single Family Low Income | New | Space Heating | Natural Gas | Furnace | E8 | RVT - Cost of Operation | 0 | 0 | 0 | 0 | 0 | 0 | 0 | 0 | 0 | 0 | 0 | 0 | 0 | 0 | 0 | 0 | 0 | 0 | 0 | 0 | 0 | 0 | 0 | 0 | 0 | 0 | 0 | 0 | 0 | 0 | 0 | 0 | 0 | 0 | 0 | 0 | 0 | 0 | 0 | 0 | 0 | 0
F2_Residential_Single Family Low Income_New_Space Heating_Natural Gas_Furnace_E9 | F2 | Residential | Single Family Low Income | New | Space Heating | Natural Gas | Furnace | E9 | RVT - Cost of Operation | 0 | 0 | 0 | 0 | 0 | 0 | 0 | 0 | 0 | 0 | 0 | 0 | 0 | 0 | 0 | 0 | 0 | 0 | 0 | 0 | 0 | 0 | 0 | 0 | 0 | 0 | 0 | 0 | 0 | 0 | 0 | 0 | 0 | 0 | 0 | 0 | 0 | 0 | 0 | 0 | 0 | 0
F2_Residential_Single Family Low Income_New_Space Heating_Natural Gas_Furnace_E10 | F2 | Residential | Single Family Low Income | New | Space Heating | Natural Gas | Furnace | E10 | RVT - Cost of Operation | 0 | 0 | 0 | 0 | 0 | 0 | 0 | 0 | 0 | 0 | 0 | 0 | 0 | 0 | 0 | 0 | 0 | 0 | 0 | 0 | 0 | 0 | 0 | 0 | 0 | 0 | 0 | 0 | 0 | 0 | 0 | 0 | 0 | 0 | 0 | 0 | 0 | 0 | 0 | 0 | 0 | 0
F3_Residential_Single Family Low Income_New_Space Heating_Natural Gas_Furnace_E1 | F3 | Residential | Single Family Low Income | New | Space Heating | Natural Gas | Furnace | E1 | System - kBTUs of Consumption | 279.9505 | 279.9505 | 279.9505 | 279.9505 | 279.9505 | 0 | 0 | 0 | 0 | 0 | 0 | 0 | 0 | 0 | 0 | 0 | 0 | 0 | 0 | 0 | 0 | 0 | 0 | 0 | 0 | 0 | 0 | 0 | 0 | 0 | 0 | 0 | 0 | 0 | 0 | 0 | 0 | 0 | 0 | 0 | 0 | 0
F3_Residential_Single Family Low Income_New_Space Heating_Natural Gas_Furnace_E2 | F3 | Residential | Single Family Low Income | New | Space Heating | Natural Gas | Furnace | E2 | System - kBTUs of Consumption | 338.3398 | 338.3398 | 338.3398 | 338.3398 | 338.3398 | 0 | 0 | 0 | 0 | 0 | 0 | 0 | 0 | 0 | 0 | 0 | 0 | 0 | 0 | 0 | 0 | 0 | 0 | 0 | 0 | 0 | 0 | 0 | 0 | 0 | 0 | 0 | 0 | 0 | 0 | 0 | 0 | 0 | 0 | 0 | 0 | 0
F3_Residential_Single Family Low Income_New_Space Heating_Natural Gas_Furnace_E3 | F3 | Residential | Single Family Low Income | New | Space Heating | Natural Gas | Furnace | E3 | System - kBTUs of Consumption | 353.523 | 353.523 | 353.523 | 353.523 | 353.523 | 0 | 0 | 0 | 0 | 0 | 0 | 0 | 0 | 0 | 0 | 0 | 0 | 0 | 0 | 0 | 0 | 0 | 0 | 0 | 0 | 0 | 0 | 0 | 0 | 0 | 0 | 0 | 0 | 0 | 0 | 0 | 0 | 0 | 0 | 0 | 0 | 0
F3_Residential_Single Family Low Income_New_Space Heating_Natural Gas_Furnace_E4 | F3 | Residential | Single Family Low Income | New | Space Heating | Natural Gas | Furnace | E4 | System - kBTUs of Consumption | 1317.6459 | 1317.6459 | 1317.6459 | 1317.6459 | 1317.6459 | 1317.6459 | 1317.6459 | 1317.6459 | 1317.6459 | 1317.6459 | 1317.6459 | 1317.6459 | 1317.6459 | 1317.6459 | 1317.6459 | 1317.6459 | 1317.6459 | 1317.6459 | 1317.6459 | 1317.6459 | 1317.6459 | 1317.6459 | 1317.6459 | 1317.6459 | 1317.6459 | 1317.6459 | 1317.6459 | 1317.6459 | 1317.6459 | 1317.6459 | 1317.6459 | 1317.6459 | 1317.6459 | 0 | 0 | 0 | 0 | 0 | 0 | 0 | 0 | 0
F3_Residential_Single Family Low Income_New_Space Heating_Natural Gas_Furnace_E5 | F3 | Residential | Single Family Low Income | New | Space Heating | Natural Gas | Furnace | E5 | System - kBTUs of Consumption | 628.795 | 628.795 | 628.795 | 628.795 | 628.795 | 628.795 | 628.795 | 628.795 | 628.795 | 628.795 | 628.795 | 628.795 | 628.795 | 628.795 | 628.795 | 628.795 | 628.795 | 628.795 | 628.795 | 628.795 | 628.795 | 628.795 | 628.795 | 628.795 | 628.795 | 628.795 | 628.795 | 628.795 | 628.795 | 628.795 | 628.795 | 628.795 | 628.795 | 0 | 0 | 0 | 0 | 0 | 0 | 0 | 0 | 0
F3_Residential_Single Family Low Income_New_Space Heating_Natural Gas_Furnace_E6 | F3 | Residential | Single Family Low Income | New | Space Heating | Natural Gas | Furnace | E6 | System - kBTUs of Consumption | 666.0585 | 666.0585 | 666.0585 | 666.0585 | 666.0585 | 666.0585 | 666.0585 | 666.0585 | 666.0585 | 666.0585 | 666.0585 | 666.0585 | 666.0585 | 666.0585 | 666.0585 | 666.0585 | 666.0585 | 666.0585 | 666.0585 | 666.0585 | 666.0585 | 666.0585 | 666.0585 | 666.0585 | 666.0585 | 666.0585 | 666.0585 | 666.0585 | 666.0585 | 666.0585 | 666.0585 | 666.0585 | 666.0585 | 0 | 0 | 0 | 0 | 0 | 0 | 0 | 0 | 0
F3_Residential_Single Family Low Income_New_Space Heating_Natural Gas_Furnace_E7 | F3 | Residential | Single Family Low Income | New | Space Heating | Natural Gas | Furnace | E7 | System - kBTUs of Consumption | 0 | 0 | 0 | 0 | 0 | 0 | 0 | 0 | 0 | 0 | 0 | 0 | 0 | 0 | 0 | 0 | 0 | 0 | 0 | 0 | 0 | 0 | 0 | 0 | 0 | 0 | 0 | 0 | 0 | 0 | 0 | 0 | 0 | 0 | 0 | 0 | 0 | 0 | 0 | 0 | 0 | 0
F3_Residential_Single Family Low Income_New_Space Heating_Natural Gas_Furnace_E8 | F3 | Residential | Single Family Low Income | New | Space Heating | Natural Gas | Furnace | E8 | System - kBTUs of Consumption | 0 | 0 | 0 | 0 | 0 | 0 | 0 | 0 | 0 | 0 | 0 | 0 | 0 | 0 | 0 | 0 | 0 | 0 | 0 | 0 | 0 | 0 | 0 | 0 | 0 | 0 | 0 | 0 | 0 | 0 | 0 | 0 | 0 | 0 | 0 | 0 | 0 | 0 | 0 | 0 | 0 | 0
F3_Residential_Single Family Low Income_New_Space Heating_Natural Gas_Furnace_E9 | F3 | Residential | Single Family Low Income | New | Space Heating | Natural Gas | Furnace | E9 | System - kBTUs of Consumption | 0 | 0 | 0 | 0 | 0 | 0 | 0 | 0 | 0 | 0 | 0 | 0 | 0 | 0 | 0 | 0 | 0 | 0 | 0 | 0 | 0 | 0 | 0 | 0 | 0 | 0 | 0 | 0 | 0 | 0 | 0 | 0 | 0 | 0 | 0 | 0 | 0 | 0 | 0 | 0 | 0 | 0
F3_Residential_Single Family Low Income_New_Space Heating_Natural Gas_Furnace_E10 | F3 | Residential | Single Family Low Income | New | Space Heating | Natural Gas | Furnace | E10 | System - kBTUs of Consumption | 0 | 0 | 0 | 0 | 0 | 0 | 0 | 0 | 0 | 0 | 0 | 0 | 0 | 0 | 0 | 0 | 0 | 0 | 0 | 0 | 0 | 0 | 0 | 0 | 0 | 0 | 0 | 0 | 0 | 0 | 0 | 0 | 0 | 0 | 0 | 0 | 0 | 0 | 0 | 0 | 0 | 0
F4_Residential_Single Family Low Income_New_Space Heating_Natural Gas_Furnace_E1 | F4 | Residential | Single Family Low Income | New | Space Heating | Natural Gas | Furnace | E1 | Utility - Cost of Equipment | 847.7439 | 848.4626 | 850.9196 | 852.6732 | 849.8468 | 0 | 0 | 0 | 0 | 0 | 0 | 0 | 0 | 0 | 0 | 0 | 0 | 0 | 0 | 0 | 0 | 0 | 0 | 0 | 0 | 0 | 0 | 0 | 0 | 0 | 0 | 0 | 0 | 0 | 0 | 0 | 0 | 0 | 0 | 0 | 0 | 0
F4_Residential_Single Family Low Income_New_Space Heating_Natural Gas_Furnace_E2 | F4 | Residential | Single Family Low Income | New | Space Heating | Natural Gas | Furnace | E2 | Utility - Cost of Equipment | 717.6446 | 718.253 | 720.333 | 721.8174 | 719.4248 | 0 | 0 | 0 | 0 | 0 | 0 | 0 | 0 | 0 | 0 | 0 | 0 | 0 | 0 | 0 | 0 | 0 | 0 | 0 | 0 | 0 | 0 | 0 | 0 | 0 | 0 | 0 | 0 | 0 | 0 | 0 | 0 | 0 | 0 | 0 | 0 | 0
F4_Residential_Single Family Low Income_New_Space Heating_Natural Gas_Furnace_E3 | F4 | Residential | Single Family Low Income | New | Space Heating | Natural Gas | Furnace | E3 | Utility - Cost of Equipment | 693.863 | 694.4512 | 696.4623 | 697.8975 | 695.5842 | 0 | 0 | 0 | 0 | 0 | 0 | 0 | 0 | 0 | 0 | 0 | 0 | 0 | 0 | 0 | 0 | 0 | 0 | 0 | 0 | 0 | 0 | 0 | 0 | 0 | 0 | 0 | 0 | 0 | 0 | 0 | 0 | 0 | 0 | 0 | 0 | 0
F4_Residential_Single Family Low Income_New_Space Heating_Natural Gas_Furnace_E4 | F4 | Residential | Single Family Low Income | New | Space Heating | Natural Gas | Furnace | E4 | Utility - Cost of Equipment | 565.873 | 566.3399 | 568.3005 | 569.6098 | 566.9122 | 566.0269 | 566.8297 | 567.2084 | 568.1395 | 568.8849 | 569.5377 | 570.0195 | 570.6927 | 571.4509 | 572.0747 | 572.313 | 572.1141 | 571.6103 | 570.5527 | 569.1316 | 566.9831 | 564.2275 | 561.1718 | 558.1003 | 554.6741 | 551.0361 | 547.194 | 543.232 | 538.8746 | 534.3751 | 529.4929 | 524.4936 | 518.9525 | 0 | 0 | 0 | 0 | 0 | 0 | 0 | 0 | 0
F4_Residential_Single Family Low Income_New_Space Heating_Natural Gas_Furnace_E5 | F4 | Residential | Single Family Low Income | New | Space Heating | Natural Gas | Furnace | E5 | Utility - Cost of Equipment | 452.5306 | 452.8932 | 454.295 | 455.2571 | 453.4397 | 452.907 | 453.5684 | 453.9428 | 454.7062 | 455.3448 | 455.9267 | 456.1863 | 456.3392 | 456.3106 | 455.9185 | 455.2757 | 454.3481 | 453.2366 | 451.7725 | 450.089 | 448.2198 | 446.2974 | 444.1656 | 442.0228 | 439.6325 | 437.0944 | 434.414 | 431.6498 | 428.6099 | 425.4708 | 422.0647 | 418.5769 | 414.7112 | 0 | 0 | 0 | 0 | 0 | 0 | 0 | 0 | 0
F4_Residential_Single Family Low Income_New_Space Heating_Natural Gas_Furnace_E6 | F4 | Residential | Single Family Low Income | New | Space Heating | Natural Gas | Furnace | E6 | Utility - Cost of Equipment | 381.0784 | 381.3837 | 382.5642 | 383.3744 | 381.8439 | 381.3954 | 381.9523 | 382.2676 | 382.9105 | 383.4482 | 383.9383 | 384.1569 | 384.2856 | 384.2616 | 383.9314 | 383.3901 | 382.6089 | 381.6729 | 380.44 | 379.0223 | 377.4483 | 375.8294 | 374.0342 | 372.2297 | 370.2168 | 368.0795 | 365.8223 | 363.4946 | 360.9347 | 358.2912 | 355.4229 | 352.4858 | 349.2305 | 0 | 0 | 0 | 0 | 0 | 0 | 0 | 0 | 0
F4_Residential_Single Family Low Income_New_Space Heating_Natural Gas_Furnace_E7 | F4 | Residential | Single Family Low Income | New | Space Heating | Natural Gas | Furnace | E7 | Utility - Cost of Equipment | 0 | 0 | 0 | 0 | 0 | 0 | 0 | 0 | 0 | 0 | 0 | 0 | 0 | 0 | 0 | 0 | 0 | 0 | 0 | 0 | 0 | 0 | 0 | 0 | 0 | 0 | 0 | 0 | 0 | 0 | 0 | 0 | 0 | 0 | 0 | 0 | 0 | 0 | 0 | 0 | 0 | 0
F4_Residential_Single Family Low Income_New_Space Heating_Natural Gas_Furnace_E8 | F4 | Residential | Single Family Low Income | New | Space Heating | Natural Gas | Furnace | E8 | Utility - Cost of Equipment | 0 | 0 | 0 | 0 | 0 | 0 | 0 | 0 | 0 | 0 | 0 | 0 | 0 | 0 | 0 | 0 | 0 | 0 | 0 | 0 | 0 | 0 | 0 | 0 | 0 | 0 | 0 | 0 | 0 | 0 | 0 | 0 | 0 | 0 | 0 | 0 | 0 | 0 | 0 | 0 | 0 | 0
F4_Residential_Single Family Low Income_New_Space Heating_Natural Gas_Furnace_E9 | F4 | Residential | Single Family Low Income | New | Space Heating | Natural Gas | Furnace | E9 | Utility - Cost of Equipment | 0 | 0 | 0 | 0 | 0 | 0 | 0 | 0 | 0 | 0 | 0 | 0 | 0 | 0 | 0 | 0 | 0 | 0 | 0 | 0 | 0 | 0 | 0 | 0 | 0 | 0 | 0 | 0 | 0 | 0 | 0 | 0 | 0 | 0 | 0 | 0 | 0 | 0 | 0 | 0 | 0 | 0
F4_Residential_Single Family Low Income_New_Space Heating_Natural Gas_Furnace_E10 | F4 | Residential | Single Family Low Income | New | Space Heating | Natural Gas | Furnace | E10 | Utility - Cost of Equipment | 0 | 0 | 0 | 0 | 0 | 0 | 0 | 0 | 0 | 0 | 0 | 0 | 0 | 0 | 0 | 0 | 0 | 0 | 0 | 0 | 0 | 0 | 0 | 0 | 0 | 0 | 0 | 0 | 0 | 0 | 0 | 0 | 0 | 0 | 0 | 0 | 0 | 0 | 0 | 0 | 0 | 0
F5_Residential_Single Family Low Income_New_Space Heating_Natural Gas_Furnace_E1 | F5 | Residential | Single Family Low Income | New | Space Heating | Natural Gas | Furnace | E1 | Utility - Cost of Operation | 279.9505 | 279.9505 | 279.9505 | 279.9505 | 279.9505 | 0 | 0 | 0 | 0 | 0 | 0 | 0 | 0 | 0 | 0 | 0 | 0 | 0 | 0 | 0 | 0 | 0 | 0 | 0 | 0 | 0 | 0 | 0 | 0 | 0 | 0 | 0 | 0 | 0 | 0 | 0 | 0 | 0 | 0 | 0 | 0 | 0
F5_Residential_Single Family Low Income_New_Space Heating_Natural Gas_Furnace_E2 | F5 | Residential | Single Family Low Income | New | Space Heating | Natural Gas | Furnace | E2 | Utility - Cost of Operation | 338.3398 | 338.3398 | 338.3398 | 338.3398 | 338.3398 | 0 | 0 | 0 | 0 | 0 | 0 | 0 | 0 | 0 | 0 | 0 | 0 | 0 | 0 | 0 | 0 | 0 | 0 | 0 | 0 | 0 | 0 | 0 | 0 | 0 | 0 | 0 | 0 | 0 | 0 | 0 | 0 | 0 | 0 | 0 | 0 | 0
F5_Residential_Single Family Low Income_New_Space Heating_Natural Gas_Furnace_E3 | F5 | Residential | Single Family Low Income | New | Space Heating | Natural Gas | Furnace | E3 | Utility - Cost of Operation | 353.523 | 353.523 | 353.523 | 353.523 | 353.523 | 0 | 0 | 0 | 0 | 0 | 0 | 0 | 0 | 0 | 0 | 0 | 0 | 0 | 0 | 0 | 0 | 0 | 0 | 0 | 0 | 0 | 0 | 0 | 0 | 0 | 0 | 0 | 0 | 0 | 0 | 0 | 0 | 0 | 0 | 0 | 0 | 0
F5_Residential_Single Family Low Income_New_Space Heating_Natural Gas_Furnace_E4 | F5 | Residential | Single Family Low Income | New | Space Heating | Natural Gas | Furnace | E4 | Utility - Cost of Operation | 1317.6459 | 1317.6459 | 1317.6459 | 1317.6459 | 1317.6459 | 1317.6459 | 1317.6459 | 1317.6459 | 1317.6459 | 1317.6459 | 1317.6459 | 1317.6459 | 1317.6459 | 1317.6459 | 1317.6459 | 1317.6459 | 1317.6459 | 1317.6459 | 1317.6459 | 1317.6459 | 1317.6459 | 1317.6459 | 1317.6459 | 1317.6459 | 1317.6459 | 1317.6459 | 1317.6459 | 1317.6459 | 1317.6459 | 1317.6459 | 1317.6459 | 1317.6459 | 1317.6459 | 0 | 0 | 0 | 0 | 0 | 0 | 0 | 0 | 0
F5_Residential_Single Family Low Income_New_Space Heating_Natural Gas_Furnace_E5 | F5 | Residential | Single Family Low Income | New | Space Heating | Natural Gas | Furnace | E5 | Utility - Cost of Operation | 628.795 | 628.795 | 628.795 | 628.795 | 628.795 | 628.795 | 628.795 | 628.795 | 628.795 | 628.795 | 628.795 | 628.795 | 628.795 | 628.795 | 628.795 | 628.795 | 628.795 | 628.795 | 628.795 | 628.795 | 628.795 | 628.795 | 628.795 | 628.795 | 628.795 | 628.795 | 628.795 | 628.795 | 628.795 | 628.795 | 628.795 | 628.795 | 628.795 | 0 | 0 | 0 | 0 | 0 | 0 | 0 | 0 | 0
F5_Residential_Single Family Low Income_New_Space Heating_Natural Gas_Furnace_E6 | F5 | Residential | Single Family Low Income | New | Space Heating | Natural Gas | Furnace | E6 | Utility - Cost of Operation | 666.0585 | 666.0585 | 666.0585 | 666.0585 | 666.0585 | 666.0585 | 666.0585 | 666.0585 | 666.0585 | 666.0585 | 666.0585 | 666.0585 | 666.0585 | 666.0585 | 666.0585 | 666.0585 | 666.0585 | 666.0585 | 666.0585 | 666.0585 | 666.0585 | 666.0585 | 666.0585 | 666.0585 | 666.0585 | 666.0585 | 666.0585 | 666.0585 | 666.0585 | 666.0585 | 666.0585 | 666.0585 | 666.0585 | 0 | 0 | 0 | 0 | 0 | 0 | 0 | 0 | 0
F5_Residential_Single Family Low Income_New_Space Heating_Natural Gas_Furnace_E7 | F5 | Residential | Single Family Low Income | New | Space Heating | Natural Gas | Furnace | E7 | Utility - Cost of Operation | 0 | 0 | 0 | 0 | 0 | 0 | 0 | 0 | 0 | 0 | 0 | 0 | 0 | 0 | 0 | 0 | 0 | 0 | 0 | 0 | 0 | 0 | 0 | 0 | 0 | 0 | 0 | 0 | 0 | 0 | 0 | 0 | 0 | 0 | 0 | 0 | 0 | 0 | 0 | 0 | 0 | 0
F5_Residential_Single Family Low Income_New_Space Heating_Natural Gas_Furnace_E8 | F5 | Residential | Single Family Low Income | New | Space Heating | Natural Gas | Furnace | E8 | Utility - Cost of Operation | 0 | 0 | 0 | 0 | 0 | 0 | 0 | 0 | 0 | 0 | 0 | 0 | 0 | 0 | 0 | 0 | 0 | 0 | 0 | 0 | 0 | 0 | 0 | 0 | 0 | 0 | 0 | 0 | 0 | 0 | 0 | 0 | 0 | 0 | 0 | 0 | 0 | 0 | 0 | 0 | 0 | 0
F5_Residential_Single Family Low Income_New_Space Heating_Natural Gas_Furnace_E9 | F5 | Residential | Single Family Low Income | New | Space Heating | Natural Gas | Furnace | E9 | Utility - Cost of Operation | 0 | 0 | 0 | 0 | 0 | 0 | 0 | 0 | 0 | 0 | 0 | 0 | 0 | 0 | 0 | 0 | 0 | 0 | 0 | 0 | 0 | 0 | 0 | 0 | 0 | 0 | 0 | 0 | 0 | 0 | 0 | 0 | 0 | 0 | 0 | 0 | 0 | 0 | 0 | 0 | 0 | 0
F5_Residential_Single Family Low Income_New_Space Heating_Natural Gas_Furnace_E10 | F5 | Residential | Single Family Low Income | New | Space Heating | Natural Gas | Furnace | E10 | Utility - Cost of Operation | 0 | 0 | 0 | 0 | 0 | 0 | 0 | 0 | 0 | 0 | 0 | 0 | 0 | 0 | 0 | 0 | 0 | 0 | 0 | 0 | 0 | 0 | 0 | 0 | 0 | 0 | 0 | 0 | 0 | 0 | 0 | 0 | 0 | 0 | 0 | 0 | 0 | 0 | 0 | 0 | 0 | 0
F6_Residential_Single Family Low Income_New_Space Heating_Natural Gas_Furnace_E1 | F6 | Residential | Single Family Low Income | New | Space Heating | Natural Gas | Furnace | E1 | Utility - Value of Sales | 422.1609 | 421.4435 | 421.1942 | 420.546 | 418.1628 | 0 | 0 | 0 | 0 | 0 | 0 | 0 | 0 | 0 | 0 | 0 | 0 | 0 | 0 | 0 | 0 | 0 | 0 | 0 | 0 | 0 | 0 | 0 | 0 | 0 | 0 | 0 | 0 | 0 | 0 | 0 | 0 | 0 | 0 | 0 | 0 | 0
F6_Residential_Single Family Low Income_New_Space Heating_Natural Gas_Furnace_E2 | F6 | Residential | Single Family Low Income | New | Space Heating | Natural Gas | Furnace | E2 | Utility - Value of Sales | 357.3738 | 356.7665 | 356.5555 | 356.0068 | 353.9893 | 0 | 0 | 0 | 0 | 0 | 0 | 0 | 0 | 0 | 0 | 0 | 0 | 0 | 0 | 0 | 0 | 0 | 0 | 0 | 0 | 0 | 0 | 0 | 0 | 0 | 0 | 0 | 0 | 0 | 0 | 0 | 0 | 0 | 0 | 0 | 0 | 0
F6_Residential_Single Family Low Income_New_Space Heating_Natural Gas_Furnace_E3 | F6 | Residential | Single Family Low Income | New | Space Heating | Natural Gas | Furnace | E3 | Utility - Value of Sales | 345.531 | 344.9438 | 344.7398 | 344.2093 | 342.2587 | 0 | 0 | 0 | 0 | 0 | 0 | 0 | 0 | 0 | 0 | 0 | 0 | 0 | 0 | 0 | 0 | 0 | 0 | 0 | 0 | 0 | 0 | 0 | 0 | 0 | 0 | 0 | 0 | 0 | 0 | 0 | 0 | 0 | 0 | 0 | 0 | 0
F6_Residential_Single Family Low Income_New_Space Heating_Natural Gas_Furnace_E4 | F6 | Residential | Single Family Low Income | New | Space Heating | Natural Gas | Furnace | E4 | Utility - Value of Sales | 285.2342 | 285.237 | 285.6871 | 285.7559 | 284.1669 | 282.5779 | 280.9888 | 279.3999 | 277.8111 | 276.2224 | 274.6336 | 273.0451 | 271.4567 | 269.8683 | 268.2799 | 266.7068 | 265.1639 | 263.6665 | 262.2296 | 260.8683 | 259.5979 | 258.4335 | 257.3746 | 256.4218 | 255.5749 | 254.8339 | 254.1985 | 253.6691 | 253.2456 | 252.928 | 252.7161 | 252.6102 | 252.6102 | 0 | 0 | 0 | 0 | 0 | 0 | 0 | 0 | 0
F6_Residential_Single Family Low Income_New_Space Heating_Natural Gas_Furnace_E5 | F6 | Residential | Single Family Low Income | New | Space Heating | Natural Gas | Furnace | E5 | Utility - Value of Sales | 226.9198 | 226.7098 | 226.7981 | 226.6322 | 225.361 | 224.0899 | 222.8188 | 221.5478 | 220.2769 | 219.006 | 217.7351 | 216.4722 | 215.225 | 214.0014 | 212.8092 | 211.6562 | 210.5503 | 209.4994 | 208.5111 | 207.5936 | 206.7466 | 205.9703 | 205.2644 | 204.6293 | 204.0646 | 203.5706 | 203.147 | 202.7941 | 202.5118 | 202.3 | 202.1587 | 202.0881 | 202.0881 | 0 | 0 | 0 | 0 | 0 | 0 | 0 | 0 | 0
F6_Residential_Single Family Low Income_New_Space Heating_Natural Gas_Furnace_E6 | F6 | Residential | Single Family Low Income | New | Space Heating | Natural Gas | Furnace | E6 | Utility - Value of Sales | 191.0903 | 190.9135 | 190.9878 | 190.8481 | 189.7777 | 188.7073 | 187.6369 | 186.5666 | 185.4963 | 184.4261 | 183.3559 | 182.2924 | 181.2421 | 180.2117 | 179.2077 | 178.2368 | 177.3056 | 176.4205 | 175.5883 | 174.8157 | 174.1024 | 173.4487 | 172.8543 | 172.3194 | 171.8439 | 171.4279 | 171.0712 | 170.774 | 170.5362 | 170.3579 | 170.2389 | 170.1795 | 170.1795 | 0 | 0 | 0 | 0 | 0 | 0 | 0 | 0 | 0
F6_Residential_Single Family Low Income_New_Space Heating_Natural Gas_Furnace_E7 | F6 | Residential | Single Family Low Income | New | Space Heating | Natural Gas | Furnace | E7 | Utility - Value of Sales | 0 | 0 | 0 | 0 | 0 | 0 | 0 | 0 | 0 | 0 | 0 | 0 | 0 | 0 | 0 | 0 | 0 | 0 | 0 | 0 | 0 | 0 | 0 | 0 | 0 | 0 | 0 | 0 | 0 | 0 | 0 | 0 | 0 | 0 | 0 | 0 | 0 | 0 | 0 | 0 | 0 | 0
F6_Residential_Single Family Low Income_New_Space Heating_Natural Gas_Furnace_E8 | F6 | Residential | Single Family Low Income | New | Space Heating | Natural Gas | Furnace | E8 | Utility - Value of Sales | 0 | 0 | 0 | 0 | 0 | 0 | 0 | 0 | 0 | 0 | 0 | 0 | 0 | 0 | 0 | 0 | 0 | 0 | 0 | 0 | 0 | 0 | 0 | 0 | 0 | 0 | 0 | 0 | 0 | 0 | 0 | 0 | 0 | 0 | 0 | 0 | 0 | 0 | 0 | 0 | 0 | 0
F6_Residential_Single Family Low Income_New_Space Heating_Natural Gas_Furnace_E9 | F6 | Residential | Single Family Low Income | New | Space Heating | Natural Gas | Furnace | E9 | Utility - Value of Sales | 0 | 0 | 0 | 0 | 0 | 0 | 0 | 0 | 0 | 0 | 0 | 0 | 0 | 0 | 0 | 0 | 0 | 0 | 0 | 0 | 0 | 0 | 0 | 0 | 0 | 0 | 0 | 0 | 0 | 0 | 0 | 0 | 0 | 0 | 0 | 0 | 0 | 0 | 0 | 0 | 0 | 0
F6_Residential_Single Family Low Income_New_Space Heating_Natural Gas_Furnace_E10 | F6 | Residential | Single Family Low Income | New | Space Heating | Natural Gas | Furnace | E10 | Utility - Value of Sales | 0 | 0 | 0 | 0 | 0 | 0 | 0 | 0 | 0 | 0 | 0 | 0 | 0 | 0 | 0 | 0 | 0 | 0 | 0 | 0 | 0 | 0 | 0 | 0 | 0 | 0 | 0 | 0 | 0 | 0 | 0 | 0 | 0 | 0 | 0 | 0 | 0 | 0 | 0 | 0 | 0 | 0
F1_Residential_Single Family Low Income_New_Space Heating_Natural Gas_Boiler_E1 | F1 | Residential | Single Family Low Income | New | Space Heating | Natural Gas | Boiler | E1 | RVT - Cost of Equipment | 472.4563 | 472.8952 | 0 | 0 | 0 | 0 | 0 | 0 | 0 | 0 | 0 | 0 | 0 | 0 | 0 | 0 | 0 | 0 | 0 | 0 | 0 | 0 | 0 | 0 | 0 | 0 | 0 | 0 | 0 | 0 | 0 | 0 | 0 | 0 | 0 | 0 | 0 | 0 | 0 | 0 | 0 | 0
F1_Residential_Single Family Low Income_New_Space Heating_Natural Gas_Boiler_E2 | F1 | Residential | Single Family Low Income | New | Space Heating | Natural Gas | Boiler | E2 | RVT - Cost of Equipment | 462.2367 | 462.6662 | 463.9629 | 464.8103 | 463.2934 | 0 | 0 | 0 | 0 | 0 | 0 | 0 | 0 | 0 | 0 | 0 | 0 | 0 | 0 | 0 | 0 | 0 | 0 | 0 | 0 | 0 | 0 | 0 | 0 | 0 | 0 | 0 | 0 | 0 | 0 | 0 | 0 | 0 | 0 | 0 | 0 | 0
F1_Residential_Single Family Low Income_New_Space Heating_Natural Gas_Boiler_E3 | F1 | Residential | Single Family Low Income | New | Space Heating | Natural Gas | Boiler | E3 | RVT - Cost of Equipment | 455.9478 | 456.3714 | 457.6505 | 458.4863 | 456.99 | 0 | 0 | 0 | 0 | 0 | 0 | 0 | 0 | 0 | 0 | 0 | 0 | 0 | 0 | 0 | 0 | 0 | 0 | 0 | 0 | 0 | 0 | 0 | 0 | 0 | 0 | 0 | 0 | 0 | 0 | 0 | 0 | 0 | 0 | 0 | 0 | 0
F1_Residential_Single Family Low Income_New_Space Heating_Natural Gas_Boiler_E4 | F1 | Residential | Single Family Low Income | New | Space Heating | Natural Gas | Boiler | E4 | RVT - Cost of Equipment | 428.4337 | 428.8318 | 430.0336 | 430.819 | 429.4131 | 0 | 0 | 0 | 0 | 0 | 0 | 0 | 0 | 0 | 0 | 0 | 0 | 0 | 0 | 0 | 0 | 0 | 0 | 0 | 0 | 0 | 0 | 0 | 0 | 0 | 0 | 0 | 0 | 0 | 0 | 0 | 0 | 0 | 0 | 0 | 0 | 0
F1_Residential_Single Family Low Income_New_Space Heating_Natural Gas_Boiler_E5 | F1 | Residential | Single Family Low Income | New | Space Heating | Natural Gas | Boiler | E5 | RVT - Cost of Equipment | 398.5613 | 398.9316 | 400.0496 | 400.7803 | 399.4723 | 0 | 0 | 0 | 0 | 0 | 0 | 0 | 0 | 0 | 0 | 0 | 0 | 0 | 0 | 0 | 0 | 0 | 0 | 0 | 0 | 0 | 0 | 0 | 0 | 0 | 0 | 0 | 0 | 0 | 0 | 0 | 0 | 0 | 0 | 0 | 0 | 0
F1_Residential_Single Family Low Income_New_Space Heating_Natural Gas_Boiler_E6 | F1 | Residential | Single Family Low Income | New | Space Heating | Natural Gas | Boiler | E6 | RVT - Cost of Equipment | 317.0108 | 317.2723 | 318.3706 | 319.1041 | 317.5929 | 317.097 | 317.5467 | 317.7588 | 318.2804 | 318.6981 | 319.0638 | 319.3337 | 319.7108 | 320.1356 | 320.485 | 320.6185 | 320.5071 | 320.2248 | 319.6323 | 318.8362 | 317.6326 | 316.0889 | 314.377 | 312.6564 | 310.737 | 308.6989 | 306.5465 | 304.3269 | 301.8858 | 299.3651 | 296.63 | 293.8293 | 290.7251 | 0 | 0 | 0 | 0 | 0 | 0 | 0 | 0 | 0
F1_Residential_Single Family Low Income_New_Space Heating_Natural Gas_Boiler_E7 | F1 | Residential | Single Family Low Income | New | Space Heating | Natural Gas | Boiler | E7 | RVT - Cost of Equipment | 253.5146 | 253.7177 | 254.503 | 255.042 | 254.0239 | 253.7255 | 254.096 | 254.3057 | 254.7334 | 255.0911 | 255.4171 | 255.5626 | 255.6482 | 255.6322 | 255.4125 | 255.0524 | 254.5328 | 253.9101 | 253.0899 | 252.1467 | 251.0996 | 250.0227 | 248.8284 | 247.6279 | 246.2889 | 244.867 | 243.3654 | 241.8169 | 240.1138 | 238.3553 | 236.4471 | 234.4932 | 232.3276 | 0 | 0 | 0 | 0 | 0 | 0 | 0 | 0 | 0
F1_Residential_Single Family Low Income_New_Space Heating_Natural Gas_Boiler_E8 | F1 | Residential | Single Family Low Income | New | Space Heating | Natural Gas | Boiler | E8 | RVT - Cost of Equipment | 213.486 | 213.657 | 214.3183 | 214.7722 | 213.9148 | 213.6635 | 213.9756 | 214.1522 | 214.5123 | 214.8136 | 215.0881 | 215.2106 | 215.2827 | 215.2692 | 215.0842 | 214.781 | 214.3434 | 213.819 | 213.1283 | 212.3341 | 211.4523 | 210.5454 | 209.5397 | 208.5288 | 207.4011 | 206.2038 | 204.9393 | 203.6352 | 202.2011 | 200.7202 | 199.1134 | 197.468 | 195.6443 | 0 | 0 | 0 | 0 | 0 | 0 | 0 | 0 | 0
F1_Residential_Single Family Low Income_New_Space Heating_Natural Gas_Boiler_E9 | F1 | Residential | Single Family Low Income | New | Space Heating | Natural Gas | Boiler | E9 | RVT - Cost of Equipment | 0 | 0 | 0 | 0 | 0 | 0 | 0 | 0 | 0 | 0 | 0 | 0 | 0 | 0 | 0 | 0 | 0 | 0 | 0 | 0 | 0 | 0 | 0 | 0 | 0 | 0 | 0 | 0 | 0 | 0 | 0 | 0 | 0 | 0 | 0 | 0 | 0 | 0 | 0 | 0 | 0 | 0
F1_Residential_Single Family Low Income_New_Space Heating_Natural Gas_Boiler_E10 | F1 | Residential | Single Family Low Income | New | Space Heating | Natural Gas | Boiler | E10 | RVT - Cost of Equipment | 0 | 0 | 0 | 0 | 0 | 0 | 0 | 0 | 0 | 0 | 0 | 0 | 0 | 0 | 0 | 0 | 0 | 0 | 0 | 0 | 0 | 0 | 0 | 0 | 0 | 0 | 0 | 0 | 0 | 0 | 0 | 0 | 0 | 0 | 0 | 0 | 0 | 0 | 0 | 0 | 0 | 0
F2_Residential_Single Family Low Income_New_Space Heating_Natural Gas_Boiler_E1 | F2 | Residential | Single Family Low Income | New | Space Heating | Natural Gas | Boiler | E1 | RVT - Cost of Operation | 471.6945 | 472.1327 | 0 | 0 | 0 | 0 | 0 | 0 | 0 | 0 | 0 | 0 | 0 | 0 | 0 | 0 | 0 | 0 | 0 | 0 | 0 | 0 | 0 | 0 | 0 | 0 | 0 | 0 | 0 | 0 | 0 | 0 | 0 | 0 | 0 | 0 | 0 | 0 | 0 | 0 | 0 | 0
F2_Residential_Single Family Low Income_New_Space Heating_Natural Gas_Boiler_E2 | F2 | Residential | Single Family Low Income | New | Space Heating | Natural Gas | Boiler | E2 | RVT - Cost of Operation | 461.4914 | 461.9202 | 463.2148 | 464.0608 | 462.5463 | 0 | 0 | 0 | 0 | 0 | 0 | 0 | 0 | 0 | 0 | 0 | 0 | 0 | 0 | 0 | 0 | 0 | 0 | 0 | 0 | 0 | 0 | 0 | 0 | 0 | 0 | 0 | 0 | 0 | 0 | 0 | 0 | 0 | 0 | 0 | 0 | 0
F2_Residential_Single Family Low Income_New_Space Heating_Natural Gas_Boiler_E3 | F2 | Residential | Single Family Low Income | New | Space Heating | Natural Gas | Boiler | E3 | RVT - Cost of Operation | 455.2126 | 455.6356 | 456.9126 | 457.747 | 456.2532 | 0 | 0 | 0 | 0 | 0 | 0 | 0 | 0 | 0 | 0 | 0 | 0 | 0 | 0 | 0 | 0 | 0 | 0 | 0 | 0 | 0 | 0 | 0 | 0 | 0 | 0 | 0 | 0 | 0 | 0 | 0 | 0 | 0 | 0 | 0 | 0 | 0
F2_Residential_Single Family Low Income_New_Space Heating_Natural Gas_Boiler_E4 | F2 | Residential | Single Family Low Income | New | Space Heating | Natural Gas | Boiler | E4 | RVT - Cost of Operation | 427.7429 | 428.1403 | 429.3403 | 430.1244 | 428.7207 | 0 | 0 | 0 | 0 | 0 | 0 | 0 | 0 | 0 | 0 | 0 | 0 | 0 | 0 | 0 | 0 | 0 | 0 | 0 | 0 | 0 | 0 | 0 | 0 | 0 | 0 | 0 | 0 | 0 | 0 | 0 | 0 | 0 | 0 | 0 | 0 | 0
F2_Residential_Single Family Low Income_New_Space Heating_Natural Gas_Boiler_E5 | F2 | Residential | Single Family Low Income | New | Space Heating | Natural Gas | Boiler | E5 | RVT - Cost of Operation | 397.9186 | 398.2883 | 399.4046 | 400.1341 | 398.8282 | 0 | 0 | 0 | 0 | 0 | 0 | 0 | 0 | 0 | 0 | 0 | 0 | 0 | 0 | 0 | 0 | 0 | 0 | 0 | 0 | 0 | 0 | 0 | 0 | 0 | 0 | 0 | 0 | 0 | 0 | 0 | 0 | 0 | 0 | 0 | 0 | 0
F2_Residential_Single Family Low Income_New_Space Heating_Natural Gas_Boiler_E6 | F2 | Residential | Single Family Low Income | New | Space Heating | Natural Gas | Boiler | E6 | RVT - Cost of Operation | 316.4996 | 316.7607 | 317.8573 | 318.5896 | 317.0808 | 316.5857 | 317.0347 | 317.2465 | 317.7673 | 318.1842 | 318.5493 | 318.8188 | 319.1953 | 319.6194 | 319.9683 | 320.1016 | 319.9903 | 319.7085 | 319.117 | 318.3221 | 317.1205 | 315.5793 | 313.8701 | 312.1522 | 310.2359 | 308.2011 | 306.0522 | 303.8362 | 301.3991 | 298.8824 | 296.1518 | 293.3556 | 290.2564 | 0 | 0 | 0 | 0 | 0 | 0 | 0 | 0 | 0
F2_Residential_Single Family Low Income_New_Space Heating_Natural Gas_Boiler_E7 | F2 | Residential | Single Family Low Income | New | Space Heating | Natural Gas | Boiler | E7 | RVT - Cost of Operation | 253.1058 | 253.3086 | 254.0927 | 254.6308 | 253.6143 | 253.3164 | 253.6863 | 253.8957 | 254.3226 | 254.6798 | 255.0053 | 255.1505 | 255.236 | 255.22 | 255.0007 | 254.6412 | 254.1224 | 253.5007 | 252.6818 | 251.7402 | 250.6948 | 249.6195 | 248.4272 | 247.2287 | 245.8917 | 244.4722 | 242.973 | 241.4269 | 239.7267 | 237.971 | 236.0659 | 234.1151 | 231.9529 | 0 | 0 | 0 | 0 | 0 | 0 | 0 | 0 | 0
F2_Residential_Single Family Low Income_New_Space Heating_Natural Gas_Boiler_E8 | F2 | Residential | Single Family Low Income | New | Space Heating | Natural Gas | Boiler | E8 | RVT - Cost of Operation | 213.1417 | 213.3125 | 213.9728 | 214.4259 | 213.5699 | 213.319 | 213.6305 | 213.8069 | 214.1664 | 214.4672 | 214.7413 | 214.8636 | 214.9356 | 214.9221 | 214.7374 | 214.4347 | 213.9978 | 213.4743 | 212.7847 | 211.9917 | 211.1114 | 210.2059 | 209.2018 | 208.1926 | 207.0667 | 205.8713 | 204.6088 | 203.3069 | 201.8751 | 200.3966 | 198.7923 | 197.1496 | 195.3288 | 0 | 0 | 0 | 0 | 0 | 0 | 0 | 0 | 0
F2_Residential_Single Family Low Income_New_Space Heating_Natural Gas_Boiler_E9 | F2 | Residential | Single Family Low Income | New | Space Heating | Natural Gas | Boiler | E9 | RVT - Cost of Operation | 0 | 0 | 0 | 0 | 0 | 0 | 0 | 0 | 0 | 0 | 0 | 0 | 0 | 0 | 0 | 0 | 0 | 0 | 0 | 0 | 0 | 0 | 0 | 0 | 0 | 0 | 0 | 0 | 0 | 0 | 0 | 0 | 0 | 0 | 0 | 0 | 0 | 0 | 0 | 0 | 0 | 0
F2_Residential_Single Family Low Income_New_Space Heating_Natural Gas_Boiler_E10 | F2 | Residential | Single Family Low Income | New | Space Heating | Natural Gas | Boiler | E10 | RVT - Cost of Operation | 0 | 0 | 0 | 0 | 0 | 0 | 0 | 0 | 0 | 0 | 0 | 0 | 0 | 0 | 0 | 0 | 0 | 0 | 0 | 0 | 0 | 0 | 0 | 0 | 0 | 0 | 0 | 0 | 0 | 0 | 0 | 0 | 0 | 0 | 0 | 0 | 0 | 0 | 0 | 0 | 0 | 0
F3_Residential_Single Family Low Income_New_Space Heating_Natural Gas_Boiler_E1 | F3 | Residential | Single Family Low Income | New | Space Heating | Natural Gas | Boiler | E1 | System - kBTUs of Consumption | 171.371 | 171.371 | 0 | 0 | 0 | 0 | 0 | 0 | 0 | 0 | 0 | 0 | 0 | 0 | 0 | 0 | 0 | 0 | 0 | 0 | 0 | 0 | 0 | 0 | 0 | 0 | 0 | 0 | 0 | 0 | 0 | 0 | 0 | 0 | 0 | 0 | 0 | 0 | 0 | 0 | 0 | 0
F3_Residential_Single Family Low Income_New_Space Heating_Natural Gas_Boiler_E2 | F3 | Residential | Single Family Low Income | New | Space Heating | Natural Gas | Boiler | E2 | System - kBTUs of Consumption | 211.8434 | 211.8434 | 211.8434 | 211.8434 | 211.8434 | 0 | 0 | 0 | 0 | 0 | 0 | 0 | 0 | 0 | 0 | 0 | 0 | 0 | 0 | 0 | 0 | 0 | 0 | 0 | 0 | 0 | 0 | 0 | 0 | 0 | 0 | 0 | 0 | 0 | 0 | 0 | 0 | 0 | 0 | 0 | 0 | 0
F3_Residential_Single Family Low Income_New_Space Heating_Natural Gas_Boiler_E3 | F3 | Residential | Single Family Low Income | New | Space Heating | Natural Gas | Boiler | E3 | System - kBTUs of Consumption | 240.711 | 240.711 | 240.711 | 240.711 | 240.711 | 0 | 0 | 0 | 0 | 0 | 0 | 0 | 0 | 0 | 0 | 0 | 0 | 0 | 0 | 0 | 0 | 0 | 0 | 0 | 0 | 0 | 0 | 0 | 0 | 0 | 0 | 0 | 0 | 0 | 0 | 0 | 0 | 0 | 0 | 0 | 0 | 0
F3_Residential_Single Family Low Income_New_Space Heating_Natural Gas_Boiler_E4 | F3 | Residential | Single Family Low Income | New | Space Heating | Natural Gas | Boiler | E4 | System - kBTUs of Consumption | 251.814 | 251.814 | 251.814 | 251.814 | 251.814 | 0 | 0 | 0 | 0 | 0 | 0 | 0 | 0 | 0 | 0 | 0 | 0 | 0 | 0 | 0 | 0 | 0 | 0 | 0 | 0 | 0 | 0 | 0 | 0 | 0 | 0 | 0 | 0 | 0 | 0 | 0 | 0 | 0 | 0 | 0 | 0 | 0
F3_Residential_Single Family Low Income_New_Space Heating_Natural Gas_Boiler_E5 | F3 | Residential | Single Family Low Income | New | Space Heating | Natural Gas | Boiler | E5 | System - kBTUs of Consumption | 283.4357 | 283.4357 | 283.4357 | 283.4357 | 283.4357 | 0 | 0 | 0 | 0 | 0 | 0 | 0 | 0 | 0 | 0 | 0 | 0 | 0 | 0 | 0 | 0 | 0 | 0 | 0 | 0 | 0 | 0 | 0 | 0 | 0 | 0 | 0 | 0 | 0 | 0 | 0 | 0 | 0 | 0 | 0 | 0 | 0
F3_Residential_Single Family Low Income_New_Space Heating_Natural Gas_Boiler_E6 | F3 | Residential | Single Family Low Income | New | Space Heating | Natural Gas | Boiler | E6 | System - kBTUs of Consumption | 1317.6459 | 1317.6459 | 1317.6459 | 1317.6459 | 1317.6459 | 1317.6459 | 1317.6459 | 1317.6459 | 1317.6459 | 1317.6459 | 1317.6459 | 1317.6459 | 1317.6459 | 1317.6459 | 1317.6459 | 1317.6459 | 1317.6459 | 1317.6459 | 1317.6459 | 1317.6459 | 1317.6459 | 1317.6459 | 1317.6459 | 1317.6459 | 1317.6459 | 1317.6459 | 1317.6459 | 1317.6459 | 1317.6459 | 1317.6459 | 1317.6459 | 1317.6459 | 1317.6459 | 0 | 0 | 0 | 0 | 0 | 0 | 0 | 0 | 0
F3_Residential_Single Family Low Income_New_Space Heating_Natural Gas_Boiler_E7 | F3 | Residential | Single Family Low Income | New | Space Heating | Natural Gas | Boiler | E7 | System - kBTUs of Consumption | 628.795 | 628.795 | 628.795 | 628.795 | 628.795 | 628.795 | 628.795 | 628.795 | 628.795 | 628.795 | 628.795 | 628.795 | 628.795 | 628.795 | 628.795 | 628.795 | 628.795 | 628.795 | 628.795 | 628.795 | 628.795 | 628.795 | 628.795 | 628.795 | 628.795 | 628.795 | 628.795 | 628.795 | 628.795 | 628.795 | 628.795 | 628.795 | 628.795 | 0 | 0 | 0 | 0 | 0 | 0 | 0 | 0 | 0
F3_Residential_Single Family Low Income_New_Space Heating_Natural Gas_Boiler_E8 | F3 | Residential | Single Family Low Income | New | Space Heating | Natural Gas | Boiler | E8 | System - kBTUs of Consumption | 666.0585 | 666.0585 | 666.0585 | 666.0585 | 666.0585 | 666.0585 | 666.0585 | 666.0585 | 666.0585 | 666.0585 | 666.0585 | 666.0585 | 666.0585 | 666.0585 | 666.0585 | 666.0585 | 666.0585 | 666.0585 | 666.0585 | 666.0585 | 666.0585 | 666.0585 | 666.0585 | 666.0585 | 666.0585 | 666.0585 | 666.0585 | 666.0585 | 666.0585 | 666.0585 | 666.0585 | 666.0585 | 666.0585 | 0 | 0 | 0 | 0 | 0 | 0 | 0 | 0 | 0
F3_Residential_Single Family Low Income_New_Space Heating_Natural Gas_Boiler_E9 | F3 | Residential | Single Family Low Income | New | Space Heating | Natural Gas | Boiler | E9 | System - kBTUs of Consumption | 0 | 0 | 0 | 0 | 0 | 0 | 0 | 0 | 0 | 0 | 0 | 0 | 0 | 0 | 0 | 0 | 0 | 0 | 0 | 0 | 0 | 0 | 0 | 0 | 0 | 0 | 0 | 0 | 0 | 0 | 0 | 0 | 0 | 0 | 0 | 0 | 0 | 0 | 0 | 0 | 0 | 0
F3_Residential_Single Family Low Income_New_Space Heating_Natural Gas_Boiler_E10 | F3 | Residential | Single Family Low Income | New | Space Heating | Natural Gas | Boiler | E10 | System - kBTUs of Consumption | 0 | 0 | 0 | 0 | 0 | 0 | 0 | 0 | 0 | 0 | 0 | 0 | 0 | 0 | 0 | 0 | 0 | 0 | 0 | 0 | 0 | 0 | 0 | 0 | 0 | 0 | 0 | 0 | 0 | 0 | 0 | 0 | 0 | 0 | 0 | 0 | 0 | 0 | 0 | 0 | 0 | 0
F4_Residential_Single Family Low Income_New_Space Heating_Natural Gas_Boiler_E1 | F4 | Residential | Single Family Low Income | New | Space Heating | Natural Gas | Boiler | E1 | Utility - Cost of Equipment | 471.6945 | 472.1327 | 0 | 0 | 0 | 0 | 0 | 0 | 0 | 0 | 0 | 0 | 0 | 0 | 0 | 0 | 0 | 0 | 0 | 0 | 0 | 0 | 0 | 0 | 0 | 0 | 0 | 0 | 0 | 0 | 0 | 0 | 0 | 0 | 0 | 0 | 0 | 0 | 0 | 0 | 0 | 0
F4_Residential_Single Family Low Income_New_Space Heating_Natural Gas_Boiler_E2 | F4 | Residential | Single Family Low Income | New | Space Heating | Natural Gas | Boiler | E2 | Utility - Cost of Equipment | 461.4914 | 461.9202 | 463.2148 | 464.0608 | 462.5463 | 0 | 0 | 0 | 0 | 0 | 0 | 0 | 0 | 0 | 0 | 0 | 0 | 0 | 0 | 0 | 0 | 0 | 0 | 0 | 0 | 0 | 0 | 0 | 0 | 0 | 0 | 0 | 0 | 0 | 0 | 0 | 0 | 0 | 0 | 0 | 0 | 0
F4_Residential_Single Family Low Income_New_Space Heating_Natural Gas_Boiler_E3 | F4 | Residential | Single Family Low Income | New | Space Heating | Natural Gas | Boiler | E3 | Utility - Cost of Equipment | 455.2126 | 455.6356 | 456.9126 | 457.747 | 456.2532 | 0 | 0 | 0 | 0 | 0 | 0 | 0 | 0 | 0 | 0 | 0 | 0 | 0 | 0 | 0 | 0 | 0 | 0 | 0 | 0 | 0 | 0 | 0 | 0 | 0 | 0 | 0 | 0 | 0 | 0 | 0 | 0 | 0 | 0 | 0 | 0 | 0
F4_Residential_Single Family Low Income_New_Space Heating_Natural Gas_Boiler_E4 | F4 | Residential | Single Family Low Income | New | Space Heating | Natural Gas | Boiler | E4 | Utility - Cost of Equipment | 427.7429 | 428.1403 | 429.3403 | 430.1244 | 428.7207 | 0 | 0 | 0 | 0 | 0 | 0 | 0 | 0 | 0 | 0 | 0 | 0 | 0 | 0 | 0 | 0 | 0 | 0 | 0 | 0 | 0 | 0 | 0 | 0 | 0 | 0 | 0 | 0 | 0 | 0 | 0 | 0 | 0 | 0 | 0 | 0 | 0
F4_Residential_Single Family Low Income_New_Space Heating_Natural Gas_Boiler_E5 | F4 | Residential | Single Family Low Income | New | Space Heating | Natural Gas | Boiler | E5 | Utility - Cost of Equipment | 397.9186 | 398.2883 | 399.4046 | 400.1341 | 398.8282 | 0 | 0 | 0 | 0 | 0 | 0 | 0 | 0 | 0 | 0 | 0 | 0 | 0 | 0 | 0 | 0 | 0 | 0 | 0 | 0 | 0 | 0 | 0 | 0 | 0 | 0 | 0 | 0 | 0 | 0 | 0 | 0 | 0 | 0 | 0 | 0 | 0
F4_Residential_Single Family Low Income_New_Space Heating_Natural Gas_Boiler_E6 | F4 | Residential | Single Family Low Income | New | Space Heating | Natural Gas | Boiler | E6 | Utility - Cost of Equipment | 316.4996 | 316.7607 | 317.8573 | 318.5896 | 317.0808 | 316.5857 | 317.0347 | 317.2465 | 317.7673 | 318.1842 | 318.5493 | 318.8188 | 319.1953 | 319.6194 | 319.9683 | 320.1016 | 319.9903 | 319.7085 | 319.117 | 318.3221 | 317.1205 | 315.5793 | 313.8701 | 312.1522 | 310.2359 | 308.2011 | 306.0522 | 303.8362 | 301.3991 | 298.8824 | 296.1518 | 293.3556 | 290.2564 | 0 | 0 | 0 | 0 | 0 | 0 | 0 | 0 | 0
F4_Residential_Single Family Low Income_New_Space Heating_Natural Gas_Boiler_E7 | F4 | Residential | Single Family Low Income | New | Space Heating | Natural Gas | Boiler | E7 | Utility - Cost of Equipment | 253.1058 | 253.3086 | 254.0927 | 254.6308 | 253.6143 | 253.3164 | 253.6863 | 253.8957 | 254.3226 | 254.6798 | 255.0053 | 255.1505 | 255.236 | 255.22 | 255.0007 | 254.6412 | 254.1224 | 253.5007 | 252.6818 | 251.7402 | 250.6948 | 249.6195 | 248.4272 | 247.2287 | 245.8917 | 244.4722 | 242.973 | 241.4269 | 239.7267 | 237.971 | 236.0659 | 234.1151 | 231.9529 | 0 | 0 | 0 | 0 | 0 | 0 | 0 | 0 | 0
F4_Residential_Single Family Low Income_New_Space Heating_Natural Gas_Boiler_E8 | F4 | Residential | Single Family Low Income | New | Space Heating | Natural Gas | Boiler | E8 | Utility - Cost of Equipment | 213.1417 | 213.3125 | 213.9728 | 214.4259 | 213.5699 | 213.319 | 213.6305 | 213.8069 | 214.1664 | 214.4672 | 214.7413 | 214.8636 | 214.9356 | 214.9221 | 214.7374 | 214.4347 | 213.9978 | 213.4743 | 212.7847 | 211.9917 | 211.1114 | 210.2059 | 209.2018 | 208.1926 | 207.0667 | 205.8713 | 204.6088 | 203.3069 | 201.8751 | 200.3966 | 198.7923 | 197.1496 | 195.3288 | 0 | 0 | 0 | 0 | 0 | 0 | 0 | 0 | 0
F4_Residential_Single Family Low Income_New_Space Heating_Natural Gas_Boiler_E9 | F4 | Residential | Single Family Low Income | New | Space Heating | Natural Gas | Boiler | E9 | Utility - Cost of Equipment | 0 | 0 | 0 | 0 | 0 | 0 | 0 | 0 | 0 | 0 | 0 | 0 | 0 | 0 | 0 | 0 | 0 | 0 | 0 | 0 | 0 | 0 | 0 | 0 | 0 | 0 | 0 | 0 | 0 | 0 | 0 | 0 | 0 | 0 | 0 | 0 | 0 | 0 | 0 | 0 | 0 | 0
F4_Residential_Single Family Low Income_New_Space Heating_Natural Gas_Boiler_E10 | F4 | Residential | Single Family Low Income | New | Space Heating | Natural Gas | Boiler | E10 | Utility - Cost of Equipment | 0 | 0 | 0 | 0 | 0 | 0 | 0 | 0 | 0 | 0 | 0 | 0 | 0 | 0 | 0 | 0 | 0 | 0 | 0 | 0 | 0 | 0 | 0 | 0 | 0 | 0 | 0 | 0 | 0 | 0 | 0 | 0 | 0 | 0 | 0 | 0 | 0 | 0 | 0 | 0 | 0 | 0
F5_Residential_Single Family Low Income_New_Space Heating_Natural Gas_Boiler_E1 | F5 | Residential | Single Family Low Income | New | Space Heating | Natural Gas | Boiler | E1 | Utility - Cost of Operation | 171.371 | 171.371 | 0 | 0 | 0 | 0 | 0 | 0 | 0 | 0 | 0 | 0 | 0 | 0 | 0 | 0 | 0 | 0 | 0 | 0 | 0 | 0 | 0 | 0 | 0 | 0 | 0 | 0 | 0 | 0 | 0 | 0 | 0 | 0 | 0 | 0 | 0 | 0 | 0 | 0 | 0 | 0
F5_Residential_Single Family Low Income_New_Space Heating_Natural Gas_Boiler_E2 | F5 | Residential | Single Family Low Income | New | Space Heating | Natural Gas | Boiler | E2 | Utility - Cost of Operation | 211.8434 | 211.8434 | 211.8434 | 211.8434 | 211.8434 | 0 | 0 | 0 | 0 | 0 | 0 | 0 | 0 | 0 | 0 | 0 | 0 | 0 | 0 | 0 | 0 | 0 | 0 | 0 | 0 | 0 | 0 | 0 | 0 | 0 | 0 | 0 | 0 | 0 | 0 | 0 | 0 | 0 | 0 | 0 | 0 | 0
F5_Residential_Single Family Low Income_New_Space Heating_Natural Gas_Boiler_E3 | F5 | Residential | Single Family Low Income | New | Space Heating | Natural Gas | Boiler | E3 | Utility - Cost of Operation | 240.711 | 240.711 | 240.711 | 240.711 | 240.711 | 0 | 0 | 0 | 0 | 0 | 0 | 0 | 0 | 0 | 0 | 0 | 0 | 0 | 0 | 0 | 0 | 0 | 0 | 0 | 0 | 0 | 0 | 0 | 0 | 0 | 0 | 0 | 0 | 0 | 0 | 0 | 0 | 0 | 0 | 0 | 0 | 0
F5_Residential_Single Family Low Income_New_Space Heating_Natural Gas_Boiler_E4 | F5 | Residential | Single Family Low Income | New | Space Heating | Natural Gas | Boiler | E4 | Utility - Cost of Operation | 251.814 | 251.814 | 251.814 | 251.814 | 251.814 | 0 | 0 | 0 | 0 | 0 | 0 | 0 | 0 | 0 | 0 | 0 | 0 | 0 | 0 | 0 | 0 | 0 | 0 | 0 | 0 | 0 | 0 | 0 | 0 | 0 | 0 | 0 | 0 | 0 | 0 | 0 | 0 | 0 | 0 | 0 | 0 | 0
F5_Residential_Single Family Low Income_New_Space Heating_Natural Gas_Boiler_E5 | F5 | Residential | Single Family Low Income | New | Space Heating | Natural Gas | Boiler | E5 | Utility - Cost of Operation | 283.4357 | 283.4357 | 283.4357 | 283.4357 | 283.4357 | 0 | 0 | 0 | 0 | 0 | 0 | 0 | 0 | 0 | 0 | 0 | 0 | 0 | 0 | 0 | 0 | 0 | 0 | 0 | 0 | 0 | 0 | 0 | 0 | 0 | 0 | 0 | 0 | 0 | 0 | 0 | 0 | 0 | 0 | 0 | 0 | 0
F5_Residential_Single Family Low Income_New_Space Heating_Natural Gas_Boiler_E6 | F5 | Residential | Single Family Low Income | New | Space Heating | Natural Gas | Boiler | E6 | Utility - Cost of Operation | 1317.6459 | 1317.6459 | 1317.6459 | 1317.6459 | 1317.6459 | 1317.6459 | 1317.6459 | 1317.6459 | 1317.6459 | 1317.6459 | 1317.6459 | 1317.6459 | 1317.6459 | 1317.6459 | 1317.6459 | 1317.6459 | 1317.6459 | 1317.6459 | 1317.6459 | 1317.6459 | 1317.6459 | 1317.6459 | 1317.6459 | 1317.6459 | 1317.6459 | 1317.6459 | 1317.6459 | 1317.6459 | 1317.6459 | 1317.6459 | 1317.6459 | 1317.6459 | 1317.6459 | 0 | 0 | 0 | 0 | 0 | 0 | 0 | 0 | 0
F5_Residential_Single Family Low Income_New_Space Heating_Natural Gas_Boiler_E7 | F5 | Residential | Single Family Low Income | New | Space Heating | Natural Gas | Boiler | E7 | Utility - Cost of Operation | 628.795 | 628.795 | 628.795 | 628.795 | 628.795 | 628.795 | 628.795 | 628.795 | 628.795 | 628.795 | 628.795 | 628.795 | 628.795 | 628.795 | 628.795 | 628.795 | 628.795 | 628.795 | 628.795 | 628.795 | 628.795 | 628.795 | 628.795 | 628.795 | 628.795 | 628.795 | 628.795 | 628.795 | 628.795 | 628.795 | 628.795 | 628.795 | 628.795 | 0 | 0 | 0 | 0 | 0 | 0 | 0 | 0 | 0
F5_Residential_Single Family Low Income_New_Space Heating_Natural Gas_Boiler_E8 | F5 | Residential | Single Family Low Income | New | Space Heating | Natural Gas | Boiler | E8 | Utility - Cost of Operation | 666.0585 | 666.0585 | 666.0585 | 666.0585 | 666.0585 | 666.0585 | 666.0585 | 666.0585 | 666.0585 | 666.0585 | 666.0585 | 666.0585 | 666.0585 | 666.0585 | 666.0585 | 666.0585 | 666.0585 | 666.0585 | 666.0585 | 666.0585 | 666.0585 | 666.0585 | 666.0585 | 666.0585 | 666.0585 | 666.0585 | 666.0585 | 666.0585 | 666.0585 | 666.0585 | 666.0585 | 666.0585 | 666.0585 | 0 | 0 | 0 | 0 | 0 | 0 | 0 | 0 | 0
F5_Residential_Single Family Low Income_New_Space Heating_Natural Gas_Boiler_E9 | F5 | Residential | Single Family Low Income | New | Space Heating | Natural Gas | Boiler | E9 | Utility - Cost of Operation | 0 | 0 | 0 | 0 | 0 | 0 | 0 | 0 | 0 | 0 | 0 | 0 | 0 | 0 | 0 | 0 | 0 | 0 | 0 | 0 | 0 | 0 | 0 | 0 | 0 | 0 | 0 | 0 | 0 | 0 | 0 | 0 | 0 | 0 | 0 | 0 | 0 | 0 | 0 | 0 | 0 | 0
F5_Residential_Single Family Low Income_New_Space Heating_Natural Gas_Boiler_E10 | F5 | Residential | Single Family Low Income | New | Space Heating | Natural Gas | Boiler | E10 | Utility - Cost of Operation | 0 | 0 | 0 | 0 | 0 | 0 | 0 | 0 | 0 | 0 | 0 | 0 | 0 | 0 | 0 | 0 | 0 | 0 | 0 | 0 | 0 | 0 | 0 | 0 | 0 | 0 | 0 | 0 | 0 | 0 | 0 | 0 | 0 | 0 | 0 | 0 | 0 | 0 | 0 | 0 | 0 | 0
F6_Residential_Single Family Low Income_New_Space Heating_Natural Gas_Boiler_E1 | F6 | Residential | Single Family Low Income | New | Space Heating | Natural Gas | Boiler | E1 | Utility - Value of Sales | 232.39 | 231.8627 | 0 | 0 | 0 | 0 | 0 | 0 | 0 | 0 | 0 | 0 | 0 | 0 | 0 | 0 | 0 | 0 | 0 | 0 | 0 | 0 | 0 | 0 | 0 | 0 | 0 | 0 | 0 | 0 | 0 | 0 | 0 | 0 | 0 | 0 | 0 | 0 | 0 | 0 | 0 | 0
F6_Residential_Single Family Low Income_New_Space Heating_Natural Gas_Boiler_E2 | F6 | Residential | Single Family Low Income | New | Space Heating | Natural Gas | Boiler | E2 | Utility - Value of Sales | 227.3632 | 226.8474 | 226.5501 | 226.0713 | 224.7921 | 0 | 0 | 0 | 0 | 0 | 0 | 0 | 0 | 0 | 0 | 0 | 0 | 0 | 0 | 0 | 0 | 0 | 0 | 0 | 0 | 0 | 0 | 0 | 0 | 0 | 0 | 0 | 0 | 0 | 0 | 0 | 0 | 0 | 0 | 0 | 0 | 0
F6_Residential_Single Family Low Income_New_Space Heating_Natural Gas_Boiler_E3 | F6 | Residential | Single Family Low Income | New | Space Heating | Natural Gas | Boiler | E3 | Utility - Value of Sales | 224.2698 | 223.7611 | 223.4678 | 222.9955 | 221.7337 | 0 | 0 | 0 | 0 | 0 | 0 | 0 | 0 | 0 | 0 | 0 | 0 | 0 | 0 | 0 | 0 | 0 | 0 | 0 | 0 | 0 | 0 | 0 | 0 | 0 | 0 | 0 | 0 | 0 | 0 | 0 | 0 | 0 | 0 | 0 | 0 | 0
F6_Residential_Single Family Low Income_New_Space Heating_Natural Gas_Boiler_E4 | F6 | Residential | Single Family Low Income | New | Space Heating | Natural Gas | Boiler | E4 | Utility - Value of Sales | 210.7363 | 210.2582 | 209.9827 | 209.5389 | 208.3532 | 0 | 0 | 0 | 0 | 0 | 0 | 0 | 0 | 0 | 0 | 0 | 0 | 0 | 0 | 0 | 0 | 0 | 0 | 0 | 0 | 0 | 0 | 0 | 0 | 0 | 0 | 0 | 0 | 0 | 0 | 0 | 0 | 0 | 0 | 0 | 0 | 0
F6_Residential_Single Family Low Income_New_Space Heating_Natural Gas_Boiler_E5 | F6 | Residential | Single Family Low Income | New | Space Heating | Natural Gas | Boiler | E5 | Utility - Value of Sales | 196.0428 | 195.598 | 195.3417 | 194.9288 | 193.8259 | 0 | 0 | 0 | 0 | 0 | 0 | 0 | 0 | 0 | 0 | 0 | 0 | 0 | 0 | 0 | 0 | 0 | 0 | 0 | 0 | 0 | 0 | 0 | 0 | 0 | 0 | 0 | 0 | 0 | 0 | 0 | 0 | 0 | 0 | 0 | 0 | 0
F6_Residential_Single Family Low Income_New_Space Heating_Natural Gas_Boiler_E6 | F6 | Residential | Single Family Low Income | New | Space Heating | Natural Gas | Boiler | E6 | Utility - Value of Sales | 159.5349 | 159.5365 | 159.7882 | 159.8267 | 158.938 | 158.0492 | 157.1604 | 156.2717 | 155.3831 | 154.4945 | 153.6059 | 152.7174 | 151.829 | 150.9406 | 150.0522 | 149.1723 | 148.3094 | 147.4719 | 146.6681 | 145.9068 | 145.1963 | 144.545 | 143.9527 | 143.4198 | 142.9461 | 142.5317 | 142.1763 | 141.8802 | 141.6433 | 141.4657 | 141.3471 | 141.2879 | 141.2879 | 0 | 0 | 0 | 0 | 0 | 0 | 0 | 0 | 0
F6_Residential_Single Family Low Income_New_Space Heating_Natural Gas_Boiler_E7 | F6 | Residential | Single Family Low Income | New | Space Heating | Natural Gas | Boiler | E7 | Utility - Value of Sales | 126.919 | 126.8015 | 126.8509 | 126.7581 | 126.0471 | 125.3362 | 124.6252 | 123.9144 | 123.2035 | 122.4927 | 121.7819 | 121.0755 | 120.378 | 119.6936 | 119.0267 | 118.3819 | 117.7633 | 117.1755 | 116.6228 | 116.1096 | 115.6359 | 115.2017 | 114.8069 | 114.4516 | 114.1358 | 113.8595 | 113.6226 | 113.4252 | 113.2673 | 113.1488 | 113.0698 | 113.0303 | 113.0303 | 0 | 0 | 0 | 0 | 0 | 0 | 0 | 0 | 0
F6_Residential_Single Family Low Income_New_Space Heating_Natural Gas_Boiler_E8 | F6 | Residential | Single Family Low Income | New | Space Heating | Natural Gas | Boiler | E8 | Utility - Value of Sales | 106.8791 | 106.7802 | 106.8218 | 106.7437 | 106.145 | 105.5463 | 104.9476 | 104.3489 | 103.7503 | 103.1517 | 102.5532 | 101.9583 | 101.3709 | 100.7946 | 100.233 | 99.69 | 99.1691 | 98.6741 | 98.2087 | 97.7765 | 97.3776 | 97.0119 | 96.6795 | 96.3803 | 96.1144 | 95.8817 | 95.6822 | 95.516 | 95.383 | 95.2832 | 95.2167 | 95.1834 | 95.1834 | 0 | 0 | 0 | 0 | 0 | 0 | 0 | 0 | 0
F6_Residential_Single Family Low Income_New_Space Heating_Natural Gas_Boiler_E9 | F6 | Residential | Single Family Low Income | New | Space Heating | Natural Gas | Boiler | E9 | Utility - Value of Sales | 0 | 0 | 0 | 0 | 0 | 0 | 0 | 0 | 0 | 0 | 0 | 0 | 0 | 0 | 0 | 0 | 0 | 0 | 0 | 0 | 0 | 0 | 0 | 0 | 0 | 0 | 0 | 0 | 0 | 0 | 0 | 0 | 0 | 0 | 0 | 0 | 0 | 0 | 0 | 0 | 0 | 0
F6_Residential_Single Family Low Income_New_Space Heating_Natural Gas_Boiler_E10 | F6 | Residential | Single Family Low Income | New | Space Heating | Natural Gas | Boiler | E10 | Utility - Value of Sales | 0 | 0 | 0 | 0 | 0 | 0 | 0 | 0 | 0 | 0 | 0 | 0 | 0 | 0 | 0 | 0 | 0 | 0 | 0 | 0 | 0 | 0 | 0 | 0 | 0 | 0 | 0 | 0 | 0 | 0 | 0 | 0 | 0 | 0 | 0 | 0 | 0 | 0 | 0 | 0 | 0 | 0
F1_Residential_Single Family Low Income_New_Secondary Heating_Natural Gas_Fireplace_E1 | F1 | Residential | Single Family Low Income | New | Secondary Heating | Natural Gas | Fireplace | E1 | RVT - Cost of Equipment | 124.6085 | 125.0344 | 125.8121 | 126.4707 | 126.3106 | 126.6384 | 127.4196 | 128.0924 | 128.9188 | 129.7029 | 130.4681 | 131.1933 | 131.977 | 132.7197 | 133.3467 | 133.9033 | 134.3744 | 134.7967 | 135.1009 | 135.3393 | 135.4104 | 135.3478 | 135.1773 | 134.9765 | 134.6496 | 134.2349 | 133.7332 | 133.1664 | 132.4554 | 131.6699 | 130.74 | 129.7394 | 128.5448 | 0 | 0 | 0 | 0 | 0 | 0 | 0 | 0 | 0
F1_Residential_Single Family Low Income_New_Secondary Heating_Natural Gas_Fireplace_E2 | F1 | Residential | Single Family Low Income | New | Secondary Heating | Natural Gas | Fireplace | E2 | RVT - Cost of Equipment | 103.6226 | 103.9768 | 104.6235 | 105.1712 | 105.0381 | 105.3107 | 105.9603 | 106.5198 | 107.207 | 107.8591 | 108.4954 | 109.0984 | 109.7502 | 110.3678 | 110.8892 | 111.3521 | 111.7438 | 112.095 | 112.3479 | 112.5462 | 112.6053 | 112.5533 | 112.4115 | 112.2446 | 111.9727 | 111.6278 | 111.2106 | 110.7393 | 110.148 | 109.4948 | 108.7215 | 107.8894 | 106.8961 | 0 | 0 | 0 | 0 | 0 | 0 | 0 | 0 | 0
F1_Residential_Single Family Low Income_New_Secondary Heating_Natural Gas_Fireplace_E3 | F1 | Residential | Single Family Low Income | New | Secondary Heating | Natural Gas | Fireplace | E3 | RVT - Cost of Equipment | 98.8628 | 99.2007 | 99.8177 | 100.3402 | 100.2132 | 100.4733 | 101.0931 | 101.6269 | 102.2825 | 102.9046 | 103.5117 | 104.087 | 104.7089 | 105.2981 | 105.7956 | 106.2372 | 106.6109 | 106.9459 | 107.1873 | 107.3765 | 107.4329 | 107.3832 | 107.248 | 107.0887 | 106.8293 | 106.5002 | 106.1022 | 105.6525 | 105.0884 | 104.4652 | 103.7275 | 102.9336 | 101.9858 | 0 | 0 | 0 | 0 | 0 | 0 | 0 | 0 | 0
F1_Residential_Single Family Low Income_New_Secondary Heating_Natural Gas_Fireplace_E4 | F1 | Residential | Single Family Low Income | New | Secondary Heating | Natural Gas | Fireplace | E4 | RVT - Cost of Equipment | 0 | 0 | 0 | 0 | 0 | 0 | 0 | 0 | 0 | 0 | 0 | 0 | 0 | 0 | 0 | 0 | 0 | 0 | 0 | 0 | 0 | 0 | 0 | 0 | 0 | 0 | 0 | 0 | 0 | 0 | 0 | 0 | 0 | 0 | 0 | 0 | 0 | 0 | 0 | 0 | 0 | 0
F1_Residential_Single Family Low Income_New_Secondary Heating_Natural Gas_Fireplace_E5 | F1 | Residential | Single Family Low Income | New | Secondary Heating | Natural Gas | Fireplace | E5 | RVT - Cost of Equipment | 0 | 0 | 0 | 0 | 0 | 0 | 0 | 0 | 0 | 0 | 0 | 0 | 0 | 0 | 0 | 0 | 0 | 0 | 0 | 0 | 0 | 0 | 0 | 0 | 0 | 0 | 0 | 0 | 0 | 0 | 0 | 0 | 0 | 0 | 0 | 0 | 0 | 0 | 0 | 0 | 0 | 0
F1_Residential_Single Family Low Income_New_Secondary Heating_Natural Gas_Fireplace_E6 | F1 | Residential | Single Family Low Income | New | Secondary Heating | Natural Gas | Fireplace | E6 | RVT - Cost of Equipment | 0 | 0 | 0 | 0 | 0 | 0 | 0 | 0 | 0 | 0 | 0 | 0 | 0 | 0 | 0 | 0 | 0 | 0 | 0 | 0 | 0 | 0 | 0 | 0 | 0 | 0 | 0 | 0 | 0 | 0 | 0 | 0 | 0 | 0 | 0 | 0 | 0 | 0 | 0 | 0 | 0 | 0
F1_Residential_Single Family Low Income_New_Secondary Heating_Natural Gas_Fireplace_E7 | F1 | Residential | Single Family Low Income | New | Secondary Heating | Natural Gas | Fireplace | E7 | RVT - Cost of Equipment | 0 | 0 | 0 | 0 | 0 | 0 | 0 | 0 | 0 | 0 | 0 | 0 | 0 | 0 | 0 | 0 | 0 | 0 | 0 | 0 | 0 | 0 | 0 | 0 | 0 | 0 | 0 | 0 | 0 | 0 | 0 | 0 | 0 | 0 | 0 | 0 | 0 | 0 | 0 | 0 | 0 | 0
F1_Residential_Single Family Low Income_New_Secondary Heating_Natural Gas_Fireplace_E8 | F1 | Residential | Single Family Low Income | New | Secondary Heating | Natural Gas | Fireplace | E8 | RVT - Cost of Equipment | 0 | 0 | 0 | 0 | 0 | 0 | 0 | 0 | 0 | 0 | 0 | 0 | 0 | 0 | 0 | 0 | 0 | 0 | 0 | 0 | 0 | 0 | 0 | 0 | 0 | 0 | 0 | 0 | 0 | 0 | 0 | 0 | 0 | 0 | 0 | 0 | 0 | 0 | 0 | 0 | 0 | 0
F1_Residential_Single Family Low Income_New_Secondary Heating_Natural Gas_Fireplace_E9 | F1 | Residential | Single Family Low Income | New | Secondary Heating | Natural Gas | Fireplace | E9 | RVT - Cost of Equipment | 0 | 0 | 0 | 0 | 0 | 0 | 0 | 0 | 0 | 0 | 0 | 0 | 0 | 0 | 0 | 0 | 0 | 0 | 0 | 0 | 0 | 0 | 0 | 0 | 0 | 0 | 0 | 0 | 0 | 0 | 0 | 0 | 0 | 0 | 0 | 0 | 0 | 0 | 0 | 0 | 0 | 0
F1_Residential_Single Family Low Income_New_Secondary Heating_Natural Gas_Fireplace_E10 | F1 | Residential | Single Family Low Income | New | Secondary Heating | Natural Gas | Fireplace | E10 | RVT - Cost of Equipment | 0 | 0 | 0 | 0 | 0 | 0 | 0 | 0 | 0 | 0 | 0 | 0 | 0 | 0 | 0 | 0 | 0 | 0 | 0 | 0 | 0 | 0 | 0 | 0 | 0 | 0 | 0 | 0 | 0 | 0 | 0 | 0 | 0 | 0 | 0 | 0 | 0 | 0 | 0 | 0 | 0 | 0
F2_Residential_Single Family Low Income_New_Secondary Heating_Natural Gas_Fireplace_E1 | F2 | Residential | Single Family Low Income | New | Secondary Heating | Natural Gas | Fireplace | E1 | RVT - Cost of Operation | 124.4076 | 124.8328 | 125.6092 | 126.2667 | 126.1069 | 126.4342 | 127.2142 | 127.8859 | 128.7109 | 129.4938 | 130.2577 | 130.9817 | 131.7642 | 132.5057 | 133.1317 | 133.6874 | 134.1578 | 134.5793 | 134.883 | 135.1211 | 135.1921 | 135.1296 | 134.9594 | 134.7589 | 134.4325 | 134.0185 | 133.5176 | 132.9517 | 132.2418 | 131.4576 | 130.5292 | 129.5302 | 128.3376 | 0 | 0 | 0 | 0 | 0 | 0 | 0 | 0 | 0
F2_Residential_Single Family Low Income_New_Secondary Heating_Natural Gas_Fireplace_E2 | F2 | Residential | Single Family Low Income | New | Secondary Heating | Natural Gas | Fireplace | E2 | RVT - Cost of Operation | 103.4556 | 103.8092 | 104.4548 | 105.0016 | 104.8687 | 105.1409 | 105.7895 | 106.3481 | 107.0341 | 107.6852 | 108.3204 | 108.9225 | 109.5732 | 110.1899 | 110.7104 | 111.1725 | 111.5637 | 111.9142 | 112.1668 | 112.3648 | 112.4238 | 112.3718 | 112.2303 | 112.0636 | 111.7922 | 111.4478 | 111.0313 | 110.5607 | 109.9704 | 109.3183 | 108.5462 | 107.7155 | 106.7237 | 0 | 0 | 0 | 0 | 0 | 0 | 0 | 0 | 0
F2_Residential_Single Family Low Income_New_Secondary Heating_Natural Gas_Fireplace_E3 | F2 | Residential | Single Family Low Income | New | Secondary Heating | Natural Gas | Fireplace | E3 | RVT - Cost of Operation | 98.7034 | 99.0407 | 99.6568 | 100.1784 | 100.0516 | 100.3113 | 100.9301 | 101.463 | 102.1176 | 102.7387 | 103.3448 | 103.9192 | 104.54 | 105.1283 | 105.625 | 106.0659 | 106.439 | 106.7735 | 107.0145 | 107.2033 | 107.2596 | 107.2101 | 107.075 | 106.916 | 106.657 | 106.3285 | 105.9311 | 105.4822 | 104.9189 | 104.2968 | 103.5602 | 102.7676 | 101.8214 | 0 | 0 | 0 | 0 | 0 | 0 | 0 | 0 | 0
F2_Residential_Single Family Low Income_New_Secondary Heating_Natural Gas_Fireplace_E4 | F2 | Residential | Single Family Low Income | New | Secondary Heating | Natural Gas | Fireplace | E4 | RVT - Cost of Operation | 0 | 0 | 0 | 0 | 0 | 0 | 0 | 0 | 0 | 0 | 0 | 0 | 0 | 0 | 0 | 0 | 0 | 0 | 0 | 0 | 0 | 0 | 0 | 0 | 0 | 0 | 0 | 0 | 0 | 0 | 0 | 0 | 0 | 0 | 0 | 0 | 0 | 0 | 0 | 0 | 0 | 0
F2_Residential_Single Family Low Income_New_Secondary Heating_Natural Gas_Fireplace_E5 | F2 | Residential | Single Family Low Income | New | Secondary Heating | Natural Gas | Fireplace | E5 | RVT - Cost of Operation | 0 | 0 | 0 | 0 | 0 | 0 | 0 | 0 | 0 | 0 | 0 | 0 | 0 | 0 | 0 | 0 | 0 | 0 | 0 | 0 | 0 | 0 | 0 | 0 | 0 | 0 | 0 | 0 | 0 | 0 | 0 | 0 | 0 | 0 | 0 | 0 | 0 | 0 | 0 | 0 | 0 | 0
F2_Residential_Single Family Low Income_New_Secondary Heating_Natural Gas_Fireplace_E6 | F2 | Residential | Single Family Low Income | New | Secondary Heating | Natural Gas | Fireplace | E6 | RVT - Cost of Operation | 0 | 0 | 0 | 0 | 0 | 0 | 0 | 0 | 0 | 0 | 0 | 0 | 0 | 0 | 0 | 0 | 0 | 0 | 0 | 0 | 0 | 0 | 0 | 0 | 0 | 0 | 0 | 0 | 0 | 0 | 0 | 0 | 0 | 0 | 0 | 0 | 0 | 0 | 0 | 0 | 0 | 0
F2_Residential_Single Family Low Income_New_Secondary Heating_Natural Gas_Fireplace_E7 | F2 | Residential | Single Family Low Income | New | Secondary Heating | Natural Gas | Fireplace | E7 | RVT - Cost of Operation | 0 | 0 | 0 | 0 | 0 | 0 | 0 | 0 | 0 | 0 | 0 | 0 | 0 | 0 | 0 | 0 | 0 | 0 | 0 | 0 | 0 | 0 | 0 | 0 | 0 | 0 | 0 | 0 | 0 | 0 | 0 | 0 | 0 | 0 | 0 | 0 | 0 | 0 | 0 | 0 | 0 | 0
F2_Residential_Single Family Low Income_New_Secondary Heating_Natural Gas_Fireplace_E8 | F2 | Residential | Single Family Low Income | New | Secondary Heating | Natural Gas | Fireplace | E8 | RVT - Cost of Operation | 0 | 0 | 0 | 0 | 0 | 0 | 0 | 0 | 0 | 0 | 0 | 0 | 0 | 0 | 0 | 0 | 0 | 0 | 0 | 0 | 0 | 0 | 0 | 0 | 0 | 0 | 0 | 0 | 0 | 0 | 0 | 0 | 0 | 0 | 0 | 0 | 0 | 0 | 0 | 0 | 0 | 0
F2_Residential_Single Family Low Income_New_Secondary Heating_Natural Gas_Fireplace_E9 | F2 | Residential | Single Family Low Income | New | Secondary Heating | Natural Gas | Fireplace | E9 | RVT - Cost of Operation | 0 | 0 | 0 | 0 | 0 | 0 | 0 | 0 | 0 | 0 | 0 | 0 | 0 | 0 | 0 | 0 | 0 | 0 | 0 | 0 | 0 | 0 | 0 | 0 | 0 | 0 | 0 | 0 | 0 | 0 | 0 | 0 | 0 | 0 | 0 | 0 | 0 | 0 | 0 | 0 | 0 | 0
F2_Residential_Single Family Low Income_New_Secondary Heating_Natural Gas_Fireplace_E10 | F2 | Residential | Single Family Low Income | New | Secondary Heating | Natural Gas | Fireplace | E10 | RVT - Cost of Operation | 0 | 0 | 0 | 0 | 0 | 0 | 0 | 0 | 0 | 0 | 0 | 0 | 0 | 0 | 0 | 0 | 0 | 0 | 0 | 0 | 0 | 0 | 0 | 0 | 0 | 0 | 0 | 0 | 0 | 0 | 0 | 0 | 0 | 0 | 0 | 0 | 0 | 0 | 0 | 0 | 0 | 0
F3_Residential_Single Family Low Income_New_Secondary Heating_Natural Gas_Fireplace_E1 | F3 | Residential | Single Family Low Income | New | Secondary Heating | Natural Gas | Fireplace | E1 | System - kBTUs of Consumption | 296.7502 | 296.7502 | 296.7502 | 296.7502 | 296.7502 | 296.7502 | 296.7502 | 296.7502 | 296.7502 | 296.7502 | 296.7502 | 296.7502 | 296.7502 | 296.7502 | 296.7502 | 296.7502 | 296.7502 | 296.7502 | 296.7502 | 296.7502 | 296.7502 | 296.7502 | 296.7502 | 296.7502 | 296.7502 | 296.7502 | 296.7502 | 296.7502 | 296.7502 | 296.7502 | 296.7502 | 296.7502 | 296.7502 | 0 | 0 | 0 | 0 | 0 | 0 | 0 | 0 | 0
F3_Residential_Single Family Low Income_New_Secondary Heating_Natural Gas_Fireplace_E2 | F3 | Residential | Single Family Low Income | New | Secondary Heating | Natural Gas | Fireplace | E2 | System - kBTUs of Consumption | 323.3883 | 323.3883 | 323.3883 | 323.3883 | 323.3883 | 323.3883 | 323.3883 | 323.3883 | 323.3883 | 323.3883 | 323.3883 | 323.3883 | 323.3883 | 323.3883 | 323.3883 | 323.3883 | 323.3883 | 323.3883 | 323.3883 | 323.3883 | 323.3883 | 323.3883 | 323.3883 | 323.3883 | 323.3883 | 323.3883 | 323.3883 | 323.3883 | 323.3883 | 323.3883 | 323.3883 | 323.3883 | 323.3883 | 0 | 0 | 0 | 0 | 0 | 0 | 0 | 0 | 0
F3_Residential_Single Family Low Income_New_Secondary Heating_Natural Gas_Fireplace_E3 | F3 | Residential | Single Family Low Income | New | Secondary Heating | Natural Gas | Fireplace | E3 | System - kBTUs of Consumption | 329.6232 | 329.6232 | 329.6232 | 329.6232 | 329.6232 | 329.6232 | 329.6232 | 329.6232 | 329.6232 | 329.6232 | 329.6232 | 329.6232 | 329.6232 | 329.6232 | 329.6232 | 329.6232 | 329.6232 | 329.6232 | 329.6232 | 329.6232 | 329.6232 | 329.6232 | 329.6232 | 329.6232 | 329.6232 | 329.6232 | 329.6232 | 329.6232 | 329.6232 | 329.6232 | 329.6232 | 329.6232 | 329.6232 | 0 | 0 | 0 | 0 | 0 | 0 | 0 | 0 | 0
F3_Residential_Single Family Low Income_New_Secondary Heating_Natural Gas_Fireplace_E4 | F3 | Residential | Single Family Low Income | New | Secondary Heating | Natural Gas | Fireplace | E4 | System - kBTUs of Consumption | 0 | 0 | 0 | 0 | 0 | 0 | 0 | 0 | 0 | 0 | 0 | 0 | 0 | 0 | 0 | 0 | 0 | 0 | 0 | 0 | 0 | 0 | 0 | 0 | 0 | 0 | 0 | 0 | 0 | 0 | 0 | 0 | 0 | 0 | 0 | 0 | 0 | 0 | 0 | 0 | 0 | 0
F3_Residential_Single Family Low Income_New_Secondary Heating_Natural Gas_Fireplace_E5 | F3 | Residential | Single Family Low Income | New | Secondary Heating | Natural Gas | Fireplace | E5 | System - kBTUs of Consumption | 0 | 0 | 0 | 0 | 0 | 0 | 0 | 0 | 0 | 0 | 0 | 0 | 0 | 0 | 0 | 0 | 0 | 0 | 0 | 0 | 0 | 0 | 0 | 0 | 0 | 0 | 0 | 0 | 0 | 0 | 0 | 0 | 0 | 0 | 0 | 0 | 0 | 0 | 0 | 0 | 0 | 0
F3_Residential_Single Family Low Income_New_Secondary Heating_Natural Gas_Fireplace_E6 | F3 | Residential | Single Family Low Income | New | Secondary Heating | Natural Gas | Fireplace | E6 | System - kBTUs of Consumption | 0 | 0 | 0 | 0 | 0 | 0 | 0 | 0 | 0 | 0 | 0 | 0 | 0 | 0 | 0 | 0 | 0 | 0 | 0 | 0 | 0 | 0 | 0 | 0 | 0 | 0 | 0 | 0 | 0 | 0 | 0 | 0 | 0 | 0 | 0 | 0 | 0 | 0 | 0 | 0 | 0 | 0
F3_Residential_Single Family Low Income_New_Secondary Heating_Natural Gas_Fireplace_E7 | F3 | Residential | Single Family Low Income | New | Secondary Heating | Natural Gas | Fireplace | E7 | System - kBTUs of Consumption | 0 | 0 | 0 | 0 | 0 | 0 | 0 | 0 | 0 | 0 | 0 | 0 | 0 | 0 | 0 | 0 | 0 | 0 | 0 | 0 | 0 | 0 | 0 | 0 | 0 | 0 | 0 | 0 | 0 | 0 | 0 | 0 | 0 | 0 | 0 | 0 | 0 | 0 | 0 | 0 | 0 | 0
F3_Residential_Single Family Low Income_New_Secondary Heating_Natural Gas_Fireplace_E8 | F3 | Residential | Single Family Low Income | New | Secondary Heating | Natural Gas | Fireplace | E8 | System - kBTUs of Consumption | 0 | 0 | 0 | 0 | 0 | 0 | 0 | 0 | 0 | 0 | 0 | 0 | 0 | 0 | 0 | 0 | 0 | 0 | 0 | 0 | 0 | 0 | 0 | 0 | 0 | 0 | 0 | 0 | 0 | 0 | 0 | 0 | 0 | 0 | 0 | 0 | 0 | 0 | 0 | 0 | 0 | 0
F3_Residential_Single Family Low Income_New_Secondary Heating_Natural Gas_Fireplace_E9 | F3 | Residential | Single Family Low Income | New | Secondary Heating | Natural Gas | Fireplace | E9 | System - kBTUs of Consumption | 0 | 0 | 0 | 0 | 0 | 0 | 0 | 0 | 0 | 0 | 0 | 0 | 0 | 0 | 0 | 0 | 0 | 0 | 0 | 0 | 0 | 0 | 0 | 0 | 0 | 0 | 0 | 0 | 0 | 0 | 0 | 0 | 0 | 0 | 0 | 0 | 0 | 0 | 0 | 0 | 0 | 0
F3_Residential_Single Family Low Income_New_Secondary Heating_Natural Gas_Fireplace_E10 | F3 | Residential | Single Family Low Income | New | Secondary Heating | Natural Gas | Fireplace | E10 | System - kBTUs of Consumption | 0 | 0 | 0 | 0 | 0 | 0 | 0 | 0 | 0 | 0 | 0 | 0 | 0 | 0 | 0 | 0 | 0 | 0 | 0 | 0 | 0 | 0 | 0 | 0 | 0 | 0 | 0 | 0 | 0 | 0 | 0 | 0 | 0 | 0 | 0 | 0 | 0 | 0 | 0 | 0 | 0 | 0
F4_Residential_Single Family Low Income_New_Secondary Heating_Natural Gas_Fireplace_E1 | F4 | Residential | Single Family Low Income | New | Secondary Heating | Natural Gas | Fireplace | E1 | Utility - Cost of Equipment | 124.4076 | 124.8328 | 125.6092 | 126.2667 | 126.1069 | 126.4342 | 127.2142 | 127.8859 | 128.7109 | 129.4938 | 130.2577 | 130.9817 | 131.7642 | 132.5057 | 133.1317 | 133.6874 | 134.1578 | 134.5793 | 134.883 | 135.1211 | 135.1921 | 135.1296 | 134.9594 | 134.7589 | 134.4325 | 134.0185 | 133.5176 | 132.9517 | 132.2418 | 131.4576 | 130.5292 | 129.5302 | 128.3376 | 0 | 0 | 0 | 0 | 0 | 0 | 0 | 0 | 0
F4_Residential_Single Family Low Income_New_Secondary Heating_Natural Gas_Fireplace_E2 | F4 | Residential | Single Family Low Income | New | Secondary Heating | Natural Gas | Fireplace | E2 | Utility - Cost of Equipment | 103.4556 | 103.8092 | 104.4548 | 105.0016 | 104.8687 | 105.1409 | 105.7895 | 106.3481 | 107.0341 | 107.6852 | 108.3204 | 108.9225 | 109.5732 | 110.1899 | 110.7104 | 111.1725 | 111.5637 | 111.9142 | 112.1668 | 112.3648 | 112.4238 | 112.3718 | 112.2303 | 112.0636 | 111.7922 | 111.4478 | 111.0313 | 110.5607 | 109.9704 | 109.3183 | 108.5462 | 107.7155 | 106.7237 | 0 | 0 | 0 | 0 | 0 | 0 | 0 | 0 | 0
F4_Residential_Single Family Low Income_New_Secondary Heating_Natural Gas_Fireplace_E3 | F4 | Residential | Single Family Low Income | New | Secondary Heating | Natural Gas | Fireplace | E3 | Utility - Cost of Equipment | 98.7034 | 99.0407 | 99.6568 | 100.1784 | 100.0516 | 100.3113 | 100.9301 | 101.463 | 102.1176 | 102.7387 | 103.3448 | 103.9192 | 104.54 | 105.1283 | 105.625 | 106.0659 | 106.439 | 106.7735 | 107.0145 | 107.2033 | 107.2596 | 107.2101 | 107.075 | 106.916 | 106.657 | 106.3285 | 105.9311 | 105.4822 | 104.9189 | 104.2968 | 103.5602 | 102.7676 | 101.8214 | 0 | 0 | 0 | 0 | 0 | 0 | 0 | 0 | 0
F4_Residential_Single Family Low Income_New_Secondary Heating_Natural Gas_Fireplace_E4 | F4 | Residential | Single Family Low Income | New | Secondary Heating | Natural Gas | Fireplace | E4 | Utility - Cost of Equipment | 0 | 0 | 0 | 0 | 0 | 0 | 0 | 0 | 0 | 0 | 0 | 0 | 0 | 0 | 0 | 0 | 0 | 0 | 0 | 0 | 0 | 0 | 0 | 0 | 0 | 0 | 0 | 0 | 0 | 0 | 0 | 0 | 0 | 0 | 0 | 0 | 0 | 0 | 0 | 0 | 0 | 0
F4_Residential_Single Family Low Income_New_Secondary Heating_Natural Gas_Fireplace_E5 | F4 | Residential | Single Family Low Income | New | Secondary Heating | Natural Gas | Fireplace | E5 | Utility - Cost of Equipment | 0 | 0 | 0 | 0 | 0 | 0 | 0 | 0 | 0 | 0 | 0 | 0 | 0 | 0 | 0 | 0 | 0 | 0 | 0 | 0 | 0 | 0 | 0 | 0 | 0 | 0 | 0 | 0 | 0 | 0 | 0 | 0 | 0 | 0 | 0 | 0 | 0 | 0 | 0 | 0 | 0 | 0
F4_Residential_Single Family Low Income_New_Secondary Heating_Natural Gas_Fireplace_E6 | F4 | Residential | Single Family Low Income | New | Secondary Heating | Natural Gas | Fireplace | E6 | Utility - Cost of Equipment | 0 | 0 | 0 | 0 | 0 | 0 | 0 | 0 | 0 | 0 | 0 | 0 | 0 | 0 | 0 | 0 | 0 | 0 | 0 | 0 | 0 | 0 | 0 | 0 | 0 | 0 | 0 | 0 | 0 | 0 | 0 | 0 | 0 | 0 | 0 | 0 | 0 | 0 | 0 | 0 | 0 | 0
F4_Residential_Single Family Low Income_New_Secondary Heating_Natural Gas_Fireplace_E7 | F4 | Residential | Single Family Low Income | New | Secondary Heating | Natural Gas | Fireplace | E7 | Utility - Cost of Equipment | 0 | 0 | 0 | 0 | 0 | 0 | 0 | 0 | 0 | 0 | 0 | 0 | 0 | 0 | 0 | 0 | 0 | 0 | 0 | 0 | 0 | 0 | 0 | 0 | 0 | 0 | 0 | 0 | 0 | 0 | 0 | 0 | 0 | 0 | 0 | 0 | 0 | 0 | 0 | 0 | 0 | 0
F4_Residential_Single Family Low Income_New_Secondary Heating_Natural Gas_Fireplace_E8 | F4 | Residential | Single Family Low Income | New | Secondary Heating | Natural Gas | Fireplace | E8 | Utility - Cost of Equipment | 0 | 0 | 0 | 0 | 0 | 0 | 0 | 0 | 0 | 0 | 0 | 0 | 0 | 0 | 0 | 0 | 0 | 0 | 0 | 0 | 0 | 0 | 0 | 0 | 0 | 0 | 0 | 0 | 0 | 0 | 0 | 0 | 0 | 0 | 0 | 0 | 0 | 0 | 0 | 0 | 0 | 0
F4_Residential_Single Family Low Income_New_Secondary Heating_Natural Gas_Fireplace_E9 | F4 | Residential | Single Family Low Income | New | Secondary Heating | Natural Gas | Fireplace | E9 | Utility - Cost of Equipment | 0 | 0 | 0 | 0 | 0 | 0 | 0 | 0 | 0 | 0 | 0 | 0 | 0 | 0 | 0 | 0 | 0 | 0 | 0 | 0 | 0 | 0 | 0 | 0 | 0 | 0 | 0 | 0 | 0 | 0 | 0 | 0 | 0 | 0 | 0 | 0 | 0 | 0 | 0 | 0 | 0 | 0
F4_Residential_Single Family Low Income_New_Secondary Heating_Natural Gas_Fireplace_E10 | F4 | Residential | Single Family Low Income | New | Secondary Heating | Natural Gas | Fireplace | E10 | Utility - Cost of Equipment | 0 | 0 | 0 | 0 | 0 | 0 | 0 | 0 | 0 | 0 | 0 | 0 | 0 | 0 | 0 | 0 | 0 | 0 | 0 | 0 | 0 | 0 | 0 | 0 | 0 | 0 | 0 | 0 | 0 | 0 | 0 | 0 | 0 | 0 | 0 | 0 | 0 | 0 | 0 | 0 | 0 | 0
F5_Residential_Single Family Low Income_New_Secondary Heating_Natural Gas_Fireplace_E1 | F5 | Residential | Single Family Low Income | New | Secondary Heating | Natural Gas | Fireplace | E1 | Utility - Cost of Operation | 296.7502 | 296.7502 | 296.7502 | 296.7502 | 296.7502 | 296.7502 | 296.7502 | 296.7502 | 296.7502 | 296.7502 | 296.7502 | 296.7502 | 296.7502 | 296.7502 | 296.7502 | 296.7502 | 296.7502 | 296.7502 | 296.7502 | 296.7502 | 296.7502 | 296.7502 | 296.7502 | 296.7502 | 296.7502 | 296.7502 | 296.7502 | 296.7502 | 296.7502 | 296.7502 | 296.7502 | 296.7502 | 296.7502 | 0 | 0 | 0 | 0 | 0 | 0 | 0 | 0 | 0
F5_Residential_Single Family Low Income_New_Secondary Heating_Natural Gas_Fireplace_E2 | F5 | Residential | Single Family Low Income | New | Secondary Heating | Natural Gas | Fireplace | E2 | Utility - Cost of Operation | 323.3883 | 323.3883 | 323.3883 | 323.3883 | 323.3883 | 323.3883 | 323.3883 | 323.3883 | 323.3883 | 323.3883 | 323.3883 | 323.3883 | 323.3883 | 323.3883 | 323.3883 | 323.3883 | 323.3883 | 323.3883 | 323.3883 | 323.3883 | 323.3883 | 323.3883 | 323.3883 | 323.3883 | 323.3883 | 323.3883 | 323.3883 | 323.3883 | 323.3883 | 323.3883 | 323.3883 | 323.3883 | 323.3883 | 0 | 0 | 0 | 0 | 0 | 0 | 0 | 0 | 0
F5_Residential_Single Family Low Income_New_Secondary Heating_Natural Gas_Fireplace_E3 | F5 | Residential | Single Family Low Income | New | Secondary Heating | Natural Gas | Fireplace | E3 | Utility - Cost of Operation | 329.6232 | 329.6232 | 329.6232 | 329.6232 | 329.6232 | 329.6232 | 329.6232 | 329.6232 | 329.6232 | 329.6232 | 329.6232 | 329.6232 | 329.6232 | 329.6232 | 329.6232 | 329.6232 | 329.6232 | 329.6232 | 329.6232 | 329.6232 | 329.6232 | 329.6232 | 329.6232 | 329.6232 | 329.6232 | 329.6232 | 329.6232 | 329.6232 | 329.6232 | 329.6232 | 329.6232 | 329.6232 | 329.6232 | 0 | 0 | 0 | 0 | 0 | 0 | 0 | 0 | 0
F5_Residential_Single Family Low Income_New_Secondary Heating_Natural Gas_Fireplace_E4 | F5 | Residential | Single Family Low Income | New | Secondary Heating | Natural Gas | Fireplace | E4 | Utility - Cost of Operation | 0 | 0 | 0 | 0 | 0 | 0 | 0 | 0 | 0 | 0 | 0 | 0 | 0 | 0 | 0 | 0 | 0 | 0 | 0 | 0 | 0 | 0 | 0 | 0 | 0 | 0 | 0 | 0 | 0 | 0 | 0 | 0 | 0 | 0 | 0 | 0 | 0 | 0 | 0 | 0 | 0 | 0
F5_Residential_Single Family Low Income_New_Secondary Heating_Natural Gas_Fireplace_E5 | F5 | Residential | Single Family Low Income | New | Secondary Heating | Natural Gas | Fireplace | E5 | Utility - Cost of Operation | 0 | 0 | 0 | 0 | 0 | 0 | 0 | 0 | 0 | 0 | 0 | 0 | 0 | 0 | 0 | 0 | 0 | 0 | 0 | 0 | 0 | 0 | 0 | 0 | 0 | 0 | 0 | 0 | 0 | 0 | 0 | 0 | 0 | 0 | 0 | 0 | 0 | 0 | 0 | 0 | 0 | 0
F5_Residential_Single Family Low Income_New_Secondary Heating_Natural Gas_Fireplace_E6 | F5 | Residential | Single Family Low Income | New | Secondary Heating | Natural Gas | Fireplace | E6 | Utility - Cost of Operation | 0 | 0 | 0 | 0 | 0 | 0 | 0 | 0 | 0 | 0 | 0 | 0 | 0 | 0 | 0 | 0 | 0 | 0 | 0 | 0 | 0 | 0 | 0 | 0 | 0 | 0 | 0 | 0 | 0 | 0 | 0 | 0 | 0 | 0 | 0 | 0 | 0 | 0 | 0 | 0 | 0 | 0
F5_Residential_Single Family Low Income_New_Secondary Heating_Natural Gas_Fireplace_E7 | F5 | Residential | Single Family Low Income | New | Secondary Heating | Natural Gas | Fireplace | E7 | Utility - Cost of Operation | 0 | 0 | 0 | 0 | 0 | 0 | 0 | 0 | 0 | 0 | 0 | 0 | 0 | 0 | 0 | 0 | 0 | 0 | 0 | 0 | 0 | 0 | 0 | 0 | 0 | 0 | 0 | 0 | 0 | 0 | 0 | 0 | 0 | 0 | 0 | 0 | 0 | 0 | 0 | 0 | 0 | 0
F5_Residential_Single Family Low Income_New_Secondary Heating_Natural Gas_Fireplace_E8 | F5 | Residential | Single Family Low Income | New | Secondary Heating | Natural Gas | Fireplace | E8 | Utility - Cost of Operation | 0 | 0 | 0 | 0 | 0 | 0 | 0 | 0 | 0 | 0 | 0 | 0 | 0 | 0 | 0 | 0 | 0 | 0 | 0 | 0 | 0 | 0 | 0 | 0 | 0 | 0 | 0 | 0 | 0 | 0 | 0 | 0 | 0 | 0 | 0 | 0 | 0 | 0 | 0 | 0 | 0 | 0
F5_Residential_Single Family Low Income_New_Secondary Heating_Natural Gas_Fireplace_E9 | F5 | Residential | Single Family Low Income | New | Secondary Heating | Natural Gas | Fireplace | E9 | Utility - Cost of Operation | 0 | 0 | 0 | 0 | 0 | 0 | 0 | 0 | 0 | 0 | 0 | 0 | 0 | 0 | 0 | 0 | 0 | 0 | 0 | 0 | 0 | 0 | 0 | 0 | 0 | 0 | 0 | 0 | 0 | 0 | 0 | 0 | 0 | 0 | 0 | 0 | 0 | 0 | 0 | 0 | 0 | 0
F5_Residential_Single Family Low Income_New_Secondary Heating_Natural Gas_Fireplace_E10 | F5 | Residential | Single Family Low Income | New | Secondary Heating | Natural Gas | Fireplace | E10 | Utility - Cost of Operation | 0 | 0 | 0 | 0 | 0 | 0 | 0 | 0 | 0 | 0 | 0 | 0 | 0 | 0 | 0 | 0 | 0 | 0 | 0 | 0 | 0 | 0 | 0 | 0 | 0 | 0 | 0 | 0 | 0 | 0 | 0 | 0 | 0 | 0 | 0 | 0 | 0 | 0 | 0 | 0 | 0 | 0
F6_Residential_Single Family Low Income_New_Secondary Heating_Natural Gas_Fireplace_E1 | F6 | Residential | Single Family Low Income | New | Secondary Heating | Natural Gas | Fireplace | E1 | Utility - Value of Sales | 79.9139 | 80.0881 | 80.3911 | 80.596 | 80.3708 | 80.145 | 79.9185 | 79.6914 | 79.4637 | 79.2353 | 79.0063 | 78.7766 | 78.5463 | 78.3169 | 78.0902 | 77.8678 | 77.6514 | 77.4426 | 77.2432 | 77.0548 | 76.8791 | 76.7178 | 76.571 | 76.4386 | 76.3208 | 76.2175 | 76.1289 | 76.0549 | 75.9956 | 75.9511 | 75.9213 | 75.9064 | 75.9064 | 0 | 0 | 0 | 0 | 0 | 0 | 0 | 0 | 0
F6_Residential_Single Family Low Income_New_Secondary Heating_Natural Gas_Fireplace_E2 | F6 | Residential | Single Family Low Income | New | Secondary Heating | Natural Gas | Fireplace | E2 | Utility - Value of Sales | 66.4552 | 66.6002 | 66.8521 | 67.0225 | 66.8352 | 66.6474 | 66.4591 | 66.2703 | 66.0809 | 65.891 | 65.7005 | 65.5095 | 65.3179 | 65.1272 | 64.9387 | 64.7538 | 64.5738 | 64.4002 | 64.2343 | 64.0777 | 63.9316 | 63.7975 | 63.6753 | 63.5653 | 63.4673 | 63.3814 | 63.3077 | 63.2462 | 63.1969 | 63.1598 | 63.1351 | 63.1227 | 63.1227 | 0 | 0 | 0 | 0 | 0 | 0 | 0 | 0 | 0
F6_Residential_Single Family Low Income_New_Secondary Heating_Natural Gas_Fireplace_E3 | F6 | Residential | Single Family Low Income | New | Secondary Heating | Natural Gas | Fireplace | E3 | Utility - Value of Sales | 63.4026 | 63.5409 | 63.7813 | 63.9439 | 63.7652 | 63.586 | 63.4063 | 63.2262 | 63.0455 | 62.8643 | 62.6826 | 62.5003 | 62.3176 | 62.1356 | 61.9558 | 61.7793 | 61.6076 | 61.442 | 61.2838 | 61.1343 | 60.9949 | 60.867 | 60.7504 | 60.6454 | 60.5519 | 60.47 | 60.3997 | 60.341 | 60.2939 | 60.2586 | 60.235 | 60.2232 | 60.2232 | 0 | 0 | 0 | 0 | 0 | 0 | 0 | 0 | 0
F6_Residential_Single Family Low Income_New_Secondary Heating_Natural Gas_Fireplace_E4 | F6 | Residential | Single Family Low Income | New | Secondary Heating | Natural Gas | Fireplace | E4 | Utility - Value of Sales | 0 | 0 | 0 | 0 | 0 | 0 | 0 | 0 | 0 | 0 | 0 | 0 | 0 | 0 | 0 | 0 | 0 | 0 | 0 | 0 | 0 | 0 | 0 | 0 | 0 | 0 | 0 | 0 | 0 | 0 | 0 | 0 | 0 | 0 | 0 | 0 | 0 | 0 | 0 | 0 | 0 | 0
F6_Residential_Single Family Low Income_New_Secondary Heating_Natural Gas_Fireplace_E5 | F6 | Residential | Single Family Low Income | New | Secondary Heating | Natural Gas | Fireplace | E5 | Utility - Value of Sales | 0 | 0 | 0 | 0 | 0 | 0 | 0 | 0 | 0 | 0 | 0 | 0 | 0 | 0 | 0 | 0 | 0 | 0 | 0 | 0 | 0 | 0 | 0 | 0 | 0 | 0 | 0 | 0 | 0 | 0 | 0 | 0 | 0 | 0 | 0 | 0 | 0 | 0 | 0 | 0 | 0 | 0
F6_Residential_Single Family Low Income_New_Secondary Heating_Natural Gas_Fireplace_E6 | F6 | Residential | Single Family Low Income | New | Secondary Heating | Natural Gas | Fireplace | E6 | Utility - Value of Sales | 0 | 0 | 0 | 0 | 0 | 0 | 0 | 0 | 0 | 0 | 0 | 0 | 0 | 0 | 0 | 0 | 0 | 0 | 0 | 0 | 0 | 0 | 0 | 0 | 0 | 0 | 0 | 0 | 0 | 0 | 0 | 0 | 0 | 0 | 0 | 0 | 0 | 0 | 0 | 0 | 0 | 0
F6_Residential_Single Family Low Income_New_Secondary Heating_Natural Gas_Fireplace_E7 | F6 | Residential | Single Family Low Income | New | Secondary Heating | Natural Gas | Fireplace | E7 | Utility - Value of Sales | 0 | 0 | 0 | 0 | 0 | 0 | 0 | 0 | 0 | 0 | 0 | 0 | 0 | 0 | 0 | 0 | 0 | 0 | 0 | 0 | 0 | 0 | 0 | 0 | 0 | 0 | 0 | 0 | 0 | 0 | 0 | 0 | 0 | 0 | 0 | 0 | 0 | 0 | 0 | 0 | 0 | 0
F6_Residential_Single Family Low Income_New_Secondary Heating_Natural Gas_Fireplace_E8 | F6 | Residential | Single Family Low Income | New | Secondary Heating | Natural Gas | Fireplace | E8 | Utility - Value of Sales | 0 | 0 | 0 | 0 | 0 | 0 | 0 | 0 | 0 | 0 | 0 | 0 | 0 | 0 | 0 | 0 | 0 | 0 | 0 | 0 | 0 | 0 | 0 | 0 | 0 | 0 | 0 | 0 | 0 | 0 | 0 | 0 | 0 | 0 | 0 | 0 | 0 | 0 | 0 | 0 | 0 | 0
F6_Residential_Single Family Low Income_New_Secondary Heating_Natural Gas_Fireplace_E9 | F6 | Residential | Single Family Low Income | New | Secondary Heating | Natural Gas | Fireplace | E9 | Utility - Value of Sales | 0 | 0 | 0 | 0 | 0 | 0 | 0 | 0 | 0 | 0 | 0 | 0 | 0 | 0 | 0 | 0 | 0 | 0 | 0 | 0 | 0 | 0 | 0 | 0 | 0 | 0 | 0 | 0 | 0 | 0 | 0 | 0 | 0 | 0 | 0 | 0 | 0 | 0 | 0 | 0 | 0 | 0
F6_Residential_Single Family Low Income_New_Secondary Heating_Natural Gas_Fireplace_E10 | F6 | Residential | Single Family Low Income | New | Secondary Heating | Natural Gas | Fireplace | E10 | Utility - Value of Sales | 0 | 0 | 0 | 0 | 0 | 0 | 0 | 0 | 0 | 0 | 0 | 0 | 0 | 0 | 0 | 0 | 0 | 0 | 0 | 0 | 0 | 0 | 0 | 0 | 0 | 0 | 0 | 0 | 0 | 0 | 0 | 0 | 0 | 0 | 0 | 0 | 0 | 0 | 0 | 0 | 0 | 0
F1_Residential_Single Family Low Income_New_Water Heating_Natural Gas_Water Heater (<= 55 gal)_E1 | F1 | Residential | Single Family Low Income | New | Water Heating | Natural Gas | Water Heater (<= 55 gal) | E1 | RVT - Cost of Equipment | 179.1968 | 179.7216 | 180.8985 | 181.8882 | 181.4856 | 0 | 0 | 0 | 0 | 0 | 0 | 0 | 0 | 0 | 0 | 0 | 0 | 0 | 0 | 0 | 0 | 0 | 0 | 0 | 0 | 0 | 0 | 0 | 0 | 0 | 0 | 0 | 0 | 0 | 0 | 0 | 0 | 0 | 0 | 0 | 0 | 0
F1_Residential_Single Family Low Income_New_Water Heating_Natural Gas_Water Heater (<= 55 gal)_E2 | F1 | Residential | Single Family Low Income | New | Water Heating | Natural Gas | Water Heater (<= 55 gal) | E2 | RVT - Cost of Equipment | 162.3971 | 162.8727 | 163.9393 | 164.8362 | 164.4714 | 0 | 0 | 0 | 0 | 0 | 0 | 0 | 0 | 0 | 0 | 0 | 0 | 0 | 0 | 0 | 0 | 0 | 0 | 0 | 0 | 0 | 0 | 0 | 0 | 0 | 0 | 0 | 0 | 0 | 0 | 0 | 0 | 0 | 0 | 0 | 0 | 0
F1_Residential_Single Family Low Income_New_Water Heating_Natural Gas_Water Heater (<= 55 gal)_E3 | F1 | Residential | Single Family Low Income | New | Water Heating | Natural Gas | Water Heater (<= 55 gal) | E3 | RVT - Cost of Equipment | 128.3137 | 128.6895 | 129.5323 | 130.2409 | 129.9527 | 0 | 0 | 0 | 0 | 0 | 0 | 0 | 0 | 0 | 0 | 0 | 0 | 0 | 0 | 0 | 0 | 0 | 0 | 0 | 0 | 0 | 0 | 0 | 0 | 0 | 0 | 0 | 0 | 0 | 0 | 0 | 0 | 0 | 0 | 0 | 0 | 0
F1_Residential_Single Family Low Income_New_Water Heating_Natural Gas_Water Heater (<= 55 gal)_E4 | F1 | Residential | Single Family Low Income | New | Water Heating | Natural Gas | Water Heater (<= 55 gal) | E4 | RVT - Cost of Equipment | 121.9253 | 122.5523 | 123.5014 | 124.3719 | 124.5786 | 0 | 0 | 0 | 0 | 0 | 0 | 0 | 0 | 0 | 0 | 0 | 0 | 0 | 0 | 0 | 0 | 0 | 0 | 0 | 0 | 0 | 0 | 0 | 0 | 0 | 0 | 0 | 0 | 0 | 0 | 0 | 0 | 0 | 0 | 0 | 0 | 0
F1_Residential_Single Family Low Income_New_Water Heating_Natural Gas_Water Heater (<= 55 gal)_E5 | F1 | Residential | Single Family Low Income | New | Water Heating | Natural Gas | Water Heater (<= 55 gal) | E5 | RVT - Cost of Equipment | 116.5659 | 117.1653 | 118.0728 | 118.905 | 119.1026 | 0 | 0 | 0 | 0 | 0 | 0 | 0 | 0 | 0 | 0 | 0 | 0 | 0 | 0 | 0 | 0 | 0 | 0 | 0 | 0 | 0 | 0 | 0 | 0 | 0 | 0 | 0 | 0 | 0 | 0 | 0 | 0 | 0 | 0 | 0 | 0 | 0
F1_Residential_Single Family Low Income_New_Water Heating_Natural Gas_Water Heater (<= 55 gal)_E6 | F1 | Residential | Single Family Low Income | New | Water Heating | Natural Gas | Water Heater (<= 55 gal) | E6 | RVT - Cost of Equipment | 98.0511 | 98.3382 | 98.9822 | 99.5237 | 99.3035 | 99.8346 | 101.0309 | 102.0238 | 103.2174 | 104.3818 | 105.5555 | 106.6667 | 107.849 | 109.0706 | 110.2611 | 111.4788 | 112.7015 | 113.9422 | 115.1353 | 116.2824 | 117.2868 | 118.207 | 118.9127 | 119.5278 | 119.9734 | 120.2718 | 120.4719 | 120.5495 | 120.4592 | 120.2559 | 119.8395 | 119.3208 | 118.617 | 0 | 0 | 0 | 0 | 0 | 0 | 0 | 0 | 0
F1_Residential_Single Family Low Income_New_Water Heating_Natural Gas_Water Heater (<= 55 gal)_E7 | F1 | Residential | Single Family Low Income | New | Water Heating | Natural Gas | Water Heater (<= 55 gal) | E7 | RVT - Cost of Equipment | 0 | 0 | 0 | 0 | 80.0596 | 80.4877 | 81.4594 | 82.2758 | 83.259 | 84.2139 | 85.172 | 86.076 | 87.0319 | 87.9977 | 88.9003 | 89.7875 | 90.638 | 91.5103 | 92.3605 | 93.1975 | 93.9459 | 94.6685 | 95.2636 | 95.8421 | 96.2755 | 96.5723 | 96.7668 | 96.83 | 96.7564 | 96.5906 | 96.2511 | 95.8281 | 95.2543 | 0 | 0 | 0 | 0 | 0 | 0 | 0 | 0 | 0
F1_Residential_Single Family Low Income_New_Water Heating_Natural Gas_Water Heater (<= 55 gal)_E8 | F1 | Residential | Single Family Low Income | New | Water Heating | Natural Gas | Water Heater (<= 55 gal) | E8 | RVT - Cost of Equipment | 0 | 0 | 0 | 0 | 0 | 0 | 0 | 0 | 0 | 0 | 0 | 0 | 0 | 0 | 0 | 0 | 0 | 0 | 0 | 0 | 0 | 0 | 0 | 0 | 0 | 0 | 0 | 0 | 0 | 0 | 0 | 0 | 0 | 0 | 0 | 0 | 0 | 0 | 0 | 0 | 0 | 0
F1_Residential_Single Family Low Income_New_Water Heating_Natural Gas_Water Heater (<= 55 gal)_E9 | F1 | Residential | Single Family Low Income | New | Water Heating | Natural Gas | Water Heater (<= 55 gal) | E9 | RVT - Cost of Equipment | 0 | 0 | 0 | 0 | 0 | 0 | 0 | 0 | 0 | 0 | 0 | 0 | 0 | 0 | 0 | 0 | 0 | 0 | 0 | 0 | 0 | 0 | 0 | 0 | 0 | 0 | 0 | 0 | 0 | 0 | 0 | 0 | 0 | 0 | 0 | 0 | 0 | 0 | 0 | 0 | 0 | 0
F1_Residential_Single Family Low Income_New_Water Heating_Natural Gas_Water Heater (<= 55 gal)_E10 | F1 | Residential | Single Family Low Income | New | Water Heating | Natural Gas | Water Heater (<= 55 gal) | E10 | RVT - Cost of Equipment | 0 | 0 | 0 | 0 | 0 | 0 | 0 | 0 | 0 | 0 | 0 | 0 | 0 | 0 | 0 | 0 | 0 | 0 | 0 | 0 | 0 | 0 | 0 | 0 | 0 | 0 | 0 | 0 | 0 | 0 | 0 | 0 | 0 | 0 | 0 | 0 | 0 | 0 | 0 | 0 | 0 | 0
F2_Residential_Single Family Low Income_New_Water Heating_Natural Gas_Water Heater (<= 55 gal)_E1 | F2 | Residential | Single Family Low Income | New | Water Heating | Natural Gas | Water Heater (<= 55 gal) | E1 | RVT - Cost of Operation | 178.9078 | 179.4318 | 180.6069 | 181.5949 | 181.193 | 0 | 0 | 0 | 0 | 0 | 0 | 0 | 0 | 0 | 0 | 0 | 0 | 0 | 0 | 0 | 0 | 0 | 0 | 0 | 0 | 0 | 0 | 0 | 0 | 0 | 0 | 0 | 0 | 0 | 0 | 0 | 0 | 0 | 0 | 0 | 0 | 0
F2_Residential_Single Family Low Income_New_Water Heating_Natural Gas_Water Heater (<= 55 gal)_E2 | F2 | Residential | Single Family Low Income | New | Water Heating | Natural Gas | Water Heater (<= 55 gal) | E2 | RVT - Cost of Operation | 162.1352 | 162.6101 | 163.675 | 164.5704 | 164.2062 | 0 | 0 | 0 | 0 | 0 | 0 | 0 | 0 | 0 | 0 | 0 | 0 | 0 | 0 | 0 | 0 | 0 | 0 | 0 | 0 | 0 | 0 | 0 | 0 | 0 | 0 | 0 | 0 | 0 | 0 | 0 | 0 | 0 | 0 | 0 | 0 | 0
F2_Residential_Single Family Low Income_New_Water Heating_Natural Gas_Water Heater (<= 55 gal)_E3 | F2 | Residential | Single Family Low Income | New | Water Heating | Natural Gas | Water Heater (<= 55 gal) | E3 | RVT - Cost of Operation | 128.1068 | 128.482 | 129.3234 | 130.0309 | 129.7431 | 0 | 0 | 0 | 0 | 0 | 0 | 0 | 0 | 0 | 0 | 0 | 0 | 0 | 0 | 0 | 0 | 0 | 0 | 0 | 0 | 0 | 0 | 0 | 0 | 0 | 0 | 0 | 0 | 0 | 0 | 0 | 0 | 0 | 0 | 0 | 0 | 0
F2_Residential_Single Family Low Income_New_Water Heating_Natural Gas_Water Heater (<= 55 gal)_E4 | F2 | Residential | Single Family Low Income | New | Water Heating | Natural Gas | Water Heater (<= 55 gal) | E4 | RVT - Cost of Operation | 121.7287 | 122.3547 | 123.3023 | 124.1714 | 124.3777 | 0 | 0 | 0 | 0 | 0 | 0 | 0 | 0 | 0 | 0 | 0 | 0 | 0 | 0 | 0 | 0 | 0 | 0 | 0 | 0 | 0 | 0 | 0 | 0 | 0 | 0 | 0 | 0 | 0 | 0 | 0 | 0 | 0 | 0 | 0 | 0 | 0
F2_Residential_Single Family Low Income_New_Water Heating_Natural Gas_Water Heater (<= 55 gal)_E5 | F2 | Residential | Single Family Low Income | New | Water Heating | Natural Gas | Water Heater (<= 55 gal) | E5 | RVT - Cost of Operation | 116.378 | 116.9764 | 117.8824 | 118.7133 | 118.9105 | 0 | 0 | 0 | 0 | 0 | 0 | 0 | 0 | 0 | 0 | 0 | 0 | 0 | 0 | 0 | 0 | 0 | 0 | 0 | 0 | 0 | 0 | 0 | 0 | 0 | 0 | 0 | 0 | 0 | 0 | 0 | 0 | 0 | 0 | 0 | 0 | 0
F2_Residential_Single Family Low Income_New_Water Heating_Natural Gas_Water Heater (<= 55 gal)_E6 | F2 | Residential | Single Family Low Income | New | Water Heating | Natural Gas | Water Heater (<= 55 gal) | E6 | RVT - Cost of Operation | 97.893 | 98.1797 | 98.8226 | 99.3633 | 99.1434 | 99.6736 | 100.868 | 101.8593 | 103.051 | 104.2135 | 105.3853 | 106.4947 | 107.6751 | 108.8947 | 110.0834 | 111.2991 | 112.5197 | 113.7585 | 114.9496 | 116.0949 | 117.0977 | 118.0164 | 118.721 | 119.3351 | 119.7799 | 120.0779 | 120.2777 | 120.3552 | 120.2649 | 120.062 | 119.6462 | 119.1284 | 118.4258 | 0 | 0 | 0 | 0 | 0 | 0 | 0 | 0 | 0
F2_Residential_Single Family Low Income_New_Water Heating_Natural Gas_Water Heater (<= 55 gal)_E7 | F2 | Residential | Single Family Low Income | New | Water Heating | Natural Gas | Water Heater (<= 55 gal) | E7 | RVT - Cost of Operation | 0 | 0 | 0 | 0 | 79.9306 | 80.3579 | 81.328 | 82.1432 | 83.1247 | 84.0781 | 85.0347 | 85.9372 | 86.8916 | 87.8558 | 88.7569 | 89.6427 | 90.4919 | 91.3627 | 92.2116 | 93.0472 | 93.7944 | 94.5159 | 95.11 | 95.6875 | 96.1203 | 96.4166 | 96.6107 | 96.6739 | 96.6003 | 96.4349 | 96.0959 | 95.6736 | 95.1007 | 0 | 0 | 0 | 0 | 0 | 0 | 0 | 0 | 0
F2_Residential_Single Family Low Income_New_Water Heating_Natural Gas_Water Heater (<= 55 gal)_E8 | F2 | Residential | Single Family Low Income | New | Water Heating | Natural Gas | Water Heater (<= 55 gal) | E8 | RVT - Cost of Operation | 0 | 0 | 0 | 0 | 0 | 0 | 0 | 0 | 0 | 0 | 0 | 0 | 0 | 0 | 0 | 0 | 0 | 0 | 0 | 0 | 0 | 0 | 0 | 0 | 0 | 0 | 0 | 0 | 0 | 0 | 0 | 0 | 0 | 0 | 0 | 0 | 0 | 0 | 0 | 0 | 0 | 0
F2_Residential_Single Family Low Income_New_Water Heating_Natural Gas_Water Heater (<= 55 gal)_E9 | F2 | Residential | Single Family Low Income | New | Water Heating | Natural Gas | Water Heater (<= 55 gal) | E9 | RVT - Cost of Operation | 0 | 0 | 0 | 0 | 0 | 0 | 0 | 0 | 0 | 0 | 0 | 0 | 0 | 0 | 0 | 0 | 0 | 0 | 0 | 0 | 0 | 0 | 0 | 0 | 0 | 0 | 0 | 0 | 0 | 0 | 0 | 0 | 0 | 0 | 0 | 0 | 0 | 0 | 0 | 0 | 0 | 0
F2_Residential_Single Family Low Income_New_Water Heating_Natural Gas_Water Heater (<= 55 gal)_E10 | F2 | Residential | Single Family Low Income | New | Water Heating | Natural Gas | Water Heater (<= 55 gal) | E10 | RVT - Cost of Operation | 0 | 0 | 0 | 0 | 0 | 0 | 0 | 0 | 0 | 0 | 0 | 0 | 0 | 0 | 0 | 0 | 0 | 0 | 0 | 0 | 0 | 0 | 0 | 0 | 0 | 0 | 0 | 0 | 0 | 0 | 0 | 0 | 0 | 0 | 0 | 0 | 0 | 0 | 0 | 0 | 0 | 0
F3_Residential_Single Family Low Income_New_Water Heating_Natural Gas_Water Heater (<= 55 gal)_E1 | F3 | Residential | Single Family Low Income | New | Water Heating | Natural Gas | Water Heater (<= 55 gal) | E1 | System - kBTUs of Consumption | 108.75 | 108.75 | 108.75 | 108.75 | 108.75 | 0 | 0 | 0 | 0 | 0 | 0 | 0 | 0 | 0 | 0 | 0 | 0 | 0 | 0 | 0 | 0 | 0 | 0 | 0 | 0 | 0 | 0 | 0 | 0 | 0 | 0 | 0 | 0 | 0 | 0 | 0 | 0 | 0 | 0 | 0 | 0 | 0
F3_Residential_Single Family Low Income_New_Water Heating_Natural Gas_Water Heater (<= 55 gal)_E2 | F3 | Residential | Single Family Low Income | New | Water Heating | Natural Gas | Water Heater (<= 55 gal) | E2 | System - kBTUs of Consumption | 122.6873 | 122.6873 | 122.6873 | 122.6873 | 122.6873 | 0 | 0 | 0 | 0 | 0 | 0 | 0 | 0 | 0 | 0 | 0 | 0 | 0 | 0 | 0 | 0 | 0 | 0 | 0 | 0 | 0 | 0 | 0 | 0 | 0 | 0 | 0 | 0 | 0 | 0 | 0 | 0 | 0 | 0 | 0 | 0 | 0
F3_Residential_Single Family Low Income_New_Water Heating_Natural Gas_Water Heater (<= 55 gal)_E3 | F3 | Residential | Single Family Low Income | New | Water Heating | Natural Gas | Water Heater (<= 55 gal) | E3 | System - kBTUs of Consumption | 346.2727 | 346.2727 | 346.2727 | 346.2727 | 346.2727 | 0 | 0 | 0 | 0 | 0 | 0 | 0 | 0 | 0 | 0 | 0 | 0 | 0 | 0 | 0 | 0 | 0 | 0 | 0 | 0 | 0 | 0 | 0 | 0 | 0 | 0 | 0 | 0 | 0 | 0 | 0 | 0 | 0 | 0 | 0 | 0 | 0
F3_Residential_Single Family Low Income_New_Water Heating_Natural Gas_Water Heater (<= 55 gal)_E4 | F3 | Residential | Single Family Low Income | New | Water Heating | Natural Gas | Water Heater (<= 55 gal) | E4 | System - kBTUs of Consumption | 160.3908 | 160.3908 | 160.3908 | 160.3908 | 160.3908 | 0 | 0 | 0 | 0 | 0 | 0 | 0 | 0 | 0 | 0 | 0 | 0 | 0 | 0 | 0 | 0 | 0 | 0 | 0 | 0 | 0 | 0 | 0 | 0 | 0 | 0 | 0 | 0 | 0 | 0 | 0 | 0 | 0 | 0 | 0 | 0 | 0
F3_Residential_Single Family Low Income_New_Water Heating_Natural Gas_Water Heater (<= 55 gal)_E5 | F3 | Residential | Single Family Low Income | New | Water Heating | Natural Gas | Water Heater (<= 55 gal) | E5 | System - kBTUs of Consumption | 181.9005 | 181.9005 | 181.9005 | 181.9005 | 181.9005 | 0 | 0 | 0 | 0 | 0 | 0 | 0 | 0 | 0 | 0 | 0 | 0 | 0 | 0 | 0 | 0 | 0 | 0 | 0 | 0 | 0 | 0 | 0 | 0 | 0 | 0 | 0 | 0 | 0 | 0 | 0 | 0 | 0 | 0 | 0 | 0 | 0
F3_Residential_Single Family Low Income_New_Water Heating_Natural Gas_Water Heater (<= 55 gal)_E6 | F3 | Residential | Single Family Low Income | New | Water Heating | Natural Gas | Water Heater (<= 55 gal) | E6 | System - kBTUs of Consumption | 501.237 | 501.237 | 501.237 | 501.237 | 501.237 | 501.237 | 501.237 | 501.237 | 501.237 | 501.237 | 501.237 | 501.237 | 501.237 | 501.237 | 501.237 | 501.237 | 501.237 | 501.237 | 501.237 | 501.237 | 501.237 | 501.237 | 501.237 | 501.237 | 501.237 | 501.237 | 501.237 | 501.237 | 501.237 | 501.237 | 501.237 | 501.237 | 501.237 | 0 | 0 | 0 | 0 | 0 | 0 | 0 | 0 | 0
F3_Residential_Single Family Low Income_New_Water Heating_Natural Gas_Water Heater (<= 55 gal)_E7 | F3 | Residential | Single Family Low Income | New | Water Heating | Natural Gas | Water Heater (<= 55 gal) | E7 | System - kBTUs of Consumption | 0 | 0 | 0 | 0 | 593.764 | 593.764 | 593.764 | 593.764 | 593.764 | 593.764 | 593.764 | 593.764 | 593.764 | 593.764 | 593.764 | 593.764 | 593.764 | 593.764 | 593.764 | 593.764 | 593.764 | 593.764 | 593.764 | 593.764 | 593.764 | 593.764 | 593.764 | 593.764 | 593.764 | 593.764 | 593.764 | 593.764 | 593.764 | 0 | 0 | 0 | 0 | 0 | 0 | 0 | 0 | 0
F3_Residential_Single Family Low Income_New_Water Heating_Natural Gas_Water Heater (<= 55 gal)_E8 | F3 | Residential | Single Family Low Income | New | Water Heating | Natural Gas | Water Heater (<= 55 gal) | E8 | System - kBTUs of Consumption | 0 | 0 | 0 | 0 | 0 | 0 | 0 | 0 | 0 | 0 | 0 | 0 | 0 | 0 | 0 | 0 | 0 | 0 | 0 | 0 | 0 | 0 | 0 | 0 | 0 | 0 | 0 | 0 | 0 | 0 | 0 | 0 | 0 | 0 | 0 | 0 | 0 | 0 | 0 | 0 | 0 | 0
F3_Residential_Single Family Low Income_New_Water Heating_Natural Gas_Water Heater (<= 55 gal)_E9 | F3 | Residential | Single Family Low Income | New | Water Heating | Natural Gas | Water Heater (<= 55 gal) | E9 | System - kBTUs of Consumption | 0 | 0 | 0 | 0 | 0 | 0 | 0 | 0 | 0 | 0 | 0 | 0 | 0 | 0 | 0 | 0 | 0 | 0 | 0 | 0 | 0 | 0 | 0 | 0 | 0 | 0 | 0 | 0 | 0 | 0 | 0 | 0 | 0 | 0 | 0 | 0 | 0 | 0 | 0 | 0 | 0 | 0
F3_Residential_Single Family Low Income_New_Water Heating_Natural Gas_Water Heater (<= 55 gal)_E10 | F3 | Residential | Single Family Low Income | New | Water Heating | Natural Gas | Water Heater (<= 55 gal) | E10 | System - kBTUs of Consumption | 0 | 0 | 0 | 0 | 0 | 0 | 0 | 0 | 0 | 0 | 0 | 0 | 0 | 0 | 0 | 0 | 0 | 0 | 0 | 0 | 0 | 0 | 0 | 0 | 0 | 0 | 0 | 0 | 0 | 0 | 0 | 0 | 0 | 0 | 0 | 0 | 0 | 0 | 0 | 0 | 0 | 0
F4_Residential_Single Family Low Income_New_Water Heating_Natural Gas_Water Heater (<= 55 gal)_E1 | F4 | Residential | Single Family Low Income | New | Water Heating | Natural Gas | Water Heater (<= 55 gal) | E1 | Utility - Cost of Equipment | 178.9078 | 179.4318 | 180.6069 | 181.5949 | 181.193 | 0 | 0 | 0 | 0 | 0 | 0 | 0 | 0 | 0 | 0 | 0 | 0 | 0 | 0 | 0 | 0 | 0 | 0 | 0 | 0 | 0 | 0 | 0 | 0 | 0 | 0 | 0 | 0 | 0 | 0 | 0 | 0 | 0 | 0 | 0 | 0 | 0
F4_Residential_Single Family Low Income_New_Water Heating_Natural Gas_Water Heater (<= 55 gal)_E2 | F4 | Residential | Single Family Low Income | New | Water Heating | Natural Gas | Water Heater (<= 55 gal) | E2 | Utility - Cost of Equipment | 162.1352 | 162.6101 | 163.675 | 164.5704 | 164.2062 | 0 | 0 | 0 | 0 | 0 | 0 | 0 | 0 | 0 | 0 | 0 | 0 | 0 | 0 | 0 | 0 | 0 | 0 | 0 | 0 | 0 | 0 | 0 | 0 | 0 | 0 | 0 | 0 | 0 | 0 | 0 | 0 | 0 | 0 | 0 | 0 | 0
F4_Residential_Single Family Low Income_New_Water Heating_Natural Gas_Water Heater (<= 55 gal)_E3 | F4 | Residential | Single Family Low Income | New | Water Heating | Natural Gas | Water Heater (<= 55 gal) | E3 | Utility - Cost of Equipment | 128.1068 | 128.482 | 129.3234 | 130.0309 | 129.7431 | 0 | 0 | 0 | 0 | 0 | 0 | 0 | 0 | 0 | 0 | 0 | 0 | 0 | 0 | 0 | 0 | 0 | 0 | 0 | 0 | 0 | 0 | 0 | 0 | 0 | 0 | 0 | 0 | 0 | 0 | 0 | 0 | 0 | 0 | 0 | 0 | 0
F4_Residential_Single Family Low Income_New_Water Heating_Natural Gas_Water Heater (<= 55 gal)_E4 | F4 | Residential | Single Family Low Income | New | Water Heating | Natural Gas | Water Heater (<= 55 gal) | E4 | Utility - Cost of Equipment | 121.7287 | 122.3547 | 123.3023 | 124.1714 | 124.3777 | 0 | 0 | 0 | 0 | 0 | 0 | 0 | 0 | 0 | 0 | 0 | 0 | 0 | 0 | 0 | 0 | 0 | 0 | 0 | 0 | 0 | 0 | 0 | 0 | 0 | 0 | 0 | 0 | 0 | 0 | 0 | 0 | 0 | 0 | 0 | 0 | 0
F4_Residential_Single Family Low Income_New_Water Heating_Natural Gas_Water Heater (<= 55 gal)_E5 | F4 | Residential | Single Family Low Income | New | Water Heating | Natural Gas | Water Heater (<= 55 gal) | E5 | Utility - Cost of Equipment | 116.378 | 116.9764 | 117.8824 | 118.7133 | 118.9105 | 0 | 0 | 0 | 0 | 0 | 0 | 0 | 0 | 0 | 0 | 0 | 0 | 0 | 0 | 0 | 0 | 0 | 0 | 0 | 0 | 0 | 0 | 0 | 0 | 0 | 0 | 0 | 0 | 0 | 0 | 0 | 0 | 0 | 0 | 0 | 0 | 0
F4_Residential_Single Family Low Income_New_Water Heating_Natural Gas_Water Heater (<= 55 gal)_E6 | F4 | Residential | Single Family Low Income | New | Water Heating | Natural Gas | Water Heater (<= 55 gal) | E6 | Utility - Cost of Equipment | 97.893 | 98.1797 | 98.8226 | 99.3633 | 99.1434 | 99.6736 | 100.868 | 101.8593 | 103.051 | 104.2135 | 105.3853 | 106.4947 | 107.6751 | 108.8947 | 110.0834 | 111.2991 | 112.5197 | 113.7585 | 114.9496 | 116.0949 | 117.0977 | 118.0164 | 118.721 | 119.3351 | 119.7799 | 120.0779 | 120.2777 | 120.3552 | 120.2649 | 120.062 | 119.6462 | 119.1284 | 118.4258 | 0 | 0 | 0 | 0 | 0 | 0 | 0 | 0 | 0
F4_Residential_Single Family Low Income_New_Water Heating_Natural Gas_Water Heater (<= 55 gal)_E7 | F4 | Residential | Single Family Low Income | New | Water Heating | Natural Gas | Water Heater (<= 55 gal) | E7 | Utility - Cost of Equipment | 0 | 0 | 0 | 0 | 79.9306 | 80.3579 | 81.328 | 82.1432 | 83.1247 | 84.0781 | 85.0347 | 85.9372 | 86.8916 | 87.8558 | 88.7569 | 89.6427 | 90.4919 | 91.3627 | 92.2116 | 93.0472 | 93.7944 | 94.5159 | 95.11 | 95.6875 | 96.1203 | 96.4166 | 96.6107 | 96.6739 | 96.6003 | 96.4349 | 96.0959 | 95.6736 | 95.1007 | 0 | 0 | 0 | 0 | 0 | 0 | 0 | 0 | 0
F4_Residential_Single Family Low Income_New_Water Heating_Natural Gas_Water Heater (<= 55 gal)_E8 | F4 | Residential | Single Family Low Income | New | Water Heating | Natural Gas | Water Heater (<= 55 gal) | E8 | Utility - Cost of Equipment | 0 | 0 | 0 | 0 | 0 | 0 | 0 | 0 | 0 | 0 | 0 | 0 | 0 | 0 | 0 | 0 | 0 | 0 | 0 | 0 | 0 | 0 | 0 | 0 | 0 | 0 | 0 | 0 | 0 | 0 | 0 | 0 | 0 | 0 | 0 | 0 | 0 | 0 | 0 | 0 | 0 | 0
F4_Residential_Single Family Low Income_New_Water Heating_Natural Gas_Water Heater (<= 55 gal)_E9 | F4 | Residential | Single Family Low Income | New | Water Heating | Natural Gas | Water Heater (<= 55 gal) | E9 | Utility - Cost of Equipment | 0 | 0 | 0 | 0 | 0 | 0 | 0 | 0 | 0 | 0 | 0 | 0 | 0 | 0 | 0 | 0 | 0 | 0 | 0 | 0 | 0 | 0 | 0 | 0 | 0 | 0 | 0 | 0 | 0 | 0 | 0 | 0 | 0 | 0 | 0 | 0 | 0 | 0 | 0 | 0 | 0 | 0
F4_Residential_Single Family Low Income_New_Water Heating_Natural Gas_Water Heater (<= 55 gal)_E10 | F4 | Residential | Single Family Low Income | New | Water Heating | Natural Gas | Water Heater (<= 55 gal) | E10 | Utility - Cost of Equipment | 0 | 0 | 0 | 0 | 0 | 0 | 0 | 0 | 0 | 0 | 0 | 0 | 0 | 0 | 0 | 0 | 0 | 0 | 0 | 0 | 0 | 0 | 0 | 0 | 0 | 0 | 0 | 0 | 0 | 0 | 0 | 0 | 0 | 0 | 0 | 0 | 0 | 0 | 0 | 0 | 0 | 0
F5_Residential_Single Family Low Income_New_Water Heating_Natural Gas_Water Heater (<= 55 gal)_E1 | F5 | Residential | Single Family Low Income | New | Water Heating | Natural Gas | Water Heater (<= 55 gal) | E1 | Utility - Cost of Operation | 108.75 | 108.75 | 108.75 | 108.75 | 108.75 | 0 | 0 | 0 | 0 | 0 | 0 | 0 | 0 | 0 | 0 | 0 | 0 | 0 | 0 | 0 | 0 | 0 | 0 | 0 | 0 | 0 | 0 | 0 | 0 | 0 | 0 | 0 | 0 | 0 | 0 | 0 | 0 | 0 | 0 | 0 | 0 | 0
F5_Residential_Single Family Low Income_New_Water Heating_Natural Gas_Water Heater (<= 55 gal)_E2 | F5 | Residential | Single Family Low Income | New | Water Heating | Natural Gas | Water Heater (<= 55 gal) | E2 | Utility - Cost of Operation | 122.6873 | 122.6873 | 122.6873 | 122.6873 | 122.6873 | 0 | 0 | 0 | 0 | 0 | 0 | 0 | 0 | 0 | 0 | 0 | 0 | 0 | 0 | 0 | 0 | 0 | 0 | 0 | 0 | 0 | 0 | 0 | 0 | 0 | 0 | 0 | 0 | 0 | 0 | 0 | 0 | 0 | 0 | 0 | 0 | 0
F5_Residential_Single Family Low Income_New_Water Heating_Natural Gas_Water Heater (<= 55 gal)_E3 | F5 | Residential | Single Family Low Income | New | Water Heating | Natural Gas | Water Heater (<= 55 gal) | E3 | Utility - Cost of Operation | 346.2727 | 346.2727 | 346.2727 | 346.2727 | 346.2727 | 0 | 0 | 0 | 0 | 0 | 0 | 0 | 0 | 0 | 0 | 0 | 0 | 0 | 0 | 0 | 0 | 0 | 0 | 0 | 0 | 0 | 0 | 0 | 0 | 0 | 0 | 0 | 0 | 0 | 0 | 0 | 0 | 0 | 0 | 0 | 0 | 0
F5_Residential_Single Family Low Income_New_Water Heating_Natural Gas_Water Heater (<= 55 gal)_E4 | F5 | Residential | Single Family Low Income | New | Water Heating | Natural Gas | Water Heater (<= 55 gal) | E4 | Utility - Cost of Operation | 160.3908 | 160.3908 | 160.3908 | 160.3908 | 160.3908 | 0 | 0 | 0 | 0 | 0 | 0 | 0 | 0 | 0 | 0 | 0 | 0 | 0 | 0 | 0 | 0 | 0 | 0 | 0 | 0 | 0 | 0 | 0 | 0 | 0 | 0 | 0 | 0 | 0 | 0 | 0 | 0 | 0 | 0 | 0 | 0 | 0
F5_Residential_Single Family Low Income_New_Water Heating_Natural Gas_Water Heater (<= 55 gal)_E5 | F5 | Residential | Single Family Low Income | New | Water Heating | Natural Gas | Water Heater (<= 55 gal) | E5 | Utility - Cost of Operation | 181.9005 | 181.9005 | 181.9005 | 181.9005 | 181.9005 | 0 | 0 | 0 | 0 | 0 | 0 | 0 | 0 | 0 | 0 | 0 | 0 | 0 | 0 | 0 | 0 | 0 | 0 | 0 | 0 | 0 | 0 | 0 | 0 | 0 | 0 | 0 | 0 | 0 | 0 | 0 | 0 | 0 | 0 | 0 | 0 | 0
F5_Residential_Single Family Low Income_New_Water Heating_Natural Gas_Water Heater (<= 55 gal)_E6 | F5 | Residential | Single Family Low Income | New | Water Heating | Natural Gas | Water Heater (<= 55 gal) | E6 | Utility - Cost of Operation | 501.237 | 501.237 | 501.237 | 501.237 | 501.237 | 501.237 | 501.237 | 501.237 | 501.237 | 501.237 | 501.237 | 501.237 | 501.237 | 501.237 | 501.237 | 501.237 | 501.237 | 501.237 | 501.237 | 501.237 | 501.237 | 501.237 | 501.237 | 501.237 | 501.237 | 501.237 | 501.237 | 501.237 | 501.237 | 501.237 | 501.237 | 501.237 | 501.237 | 0 | 0 | 0 | 0 | 0 | 0 | 0 | 0 | 0
F5_Residential_Single Family Low Income_New_Water Heating_Natural Gas_Water Heater (<= 55 gal)_E7 | F5 | Residential | Single Family Low Income | New | Water Heating | Natural Gas | Water Heater (<= 55 gal) | E7 | Utility - Cost of Operation | 0 | 0 | 0 | 0 | 593.764 | 593.764 | 593.764 | 593.764 | 593.764 | 593.764 | 593.764 | 593.764 | 593.764 | 593.764 | 593.764 | 593.764 | 593.764 | 593.764 | 593.764 | 593.764 | 593.764 | 593.764 | 593.764 | 593.764 | 593.764 | 593.764 | 593.764 | 593.764 | 593.764 | 593.764 | 593.764 | 593.764 | 593.764 | 0 | 0 | 0 | 0 | 0 | 0 | 0 | 0 | 0
F5_Residential_Single Family Low Income_New_Water Heating_Natural Gas_Water Heater (<= 55 gal)_E8 | F5 | Residential | Single Family Low Income | New | Water Heating | Natural Gas | Water Heater (<= 55 gal) | E8 | Utility - Cost of Operation | 0 | 0 | 0 | 0 | 0 | 0 | 0 | 0 | 0 | 0 | 0 | 0 | 0 | 0 | 0 | 0 | 0 | 0 | 0 | 0 | 0 | 0 | 0 | 0 | 0 | 0 | 0 | 0 | 0 | 0 | 0 | 0 | 0 | 0 | 0 | 0 | 0 | 0 | 0 | 0 | 0 | 0
F5_Residential_Single Family Low Income_New_Water Heating_Natural Gas_Water Heater (<= 55 gal)_E9 | F5 | Residential | Single Family Low Income | New | Water Heating | Natural Gas | Water Heater (<= 55 gal) | E9 | Utility - Cost of Operation | 0 | 0 | 0 | 0 | 0 | 0 | 0 | 0 | 0 | 0 | 0 | 0 | 0 | 0 | 0 | 0 | 0 | 0 | 0 | 0 | 0 | 0 | 0 | 0 | 0 | 0 | 0 | 0 | 0 | 0 | 0 | 0 | 0 | 0 | 0 | 0 | 0 | 0 | 0 | 0 | 0 | 0
F5_Residential_Single Family Low Income_New_Water Heating_Natural Gas_Water Heater (<= 55 gal)_E10 | F5 | Residential | Single Family Low Income | New | Water Heating | Natural Gas | Water Heater (<= 55 gal) | E10 | Utility - Cost of Operation | 0 | 0 | 0 | 0 | 0 | 0 | 0 | 0 | 0 | 0 | 0 | 0 | 0 | 0 | 0 | 0 | 0 | 0 | 0 | 0 | 0 | 0 | 0 | 0 | 0 | 0 | 0 | 0 | 0 | 0 | 0 | 0 | 0 | 0 | 0 | 0 | 0 | 0 | 0 | 0 | 0 | 0
F6_Residential_Single Family Low Income_New_Water Heating_Natural Gas_Water Heater (<= 55 gal)_E1 | F6 | Residential | Single Family Low Income | New | Water Heating | Natural Gas | Water Heater (<= 55 gal) | E1 | Utility - Value of Sales | 144.8908 | 145.7351 | 146.8937 | 147.8406 | 147.8406 | 0 | 0 | 0 | 0 | 0 | 0 | 0 | 0 | 0 | 0 | 0 | 0 | 0 | 0 | 0 | 0 | 0 | 0 | 0 | 0 | 0 | 0 | 0 | 0 | 0 | 0 | 0 | 0 | 0 | 0 | 0 | 0 | 0 | 0 | 0 | 0 | 0
F6_Residential_Single Family Low Income_New_Water Heating_Natural Gas_Water Heater (<= 55 gal)_E2 | F6 | Residential | Single Family Low Income | New | Water Heating | Natural Gas | Water Heater (<= 55 gal) | E2 | Utility - Value of Sales | 131.3073 | 132.0724 | 133.1224 | 133.9805 | 133.9805 | 0 | 0 | 0 | 0 | 0 | 0 | 0 | 0 | 0 | 0 | 0 | 0 | 0 | 0 | 0 | 0 | 0 | 0 | 0 | 0 | 0 | 0 | 0 | 0 | 0 | 0 | 0 | 0 | 0 | 0 | 0 | 0 | 0 | 0 | 0 | 0 | 0
F6_Residential_Single Family Low Income_New_Water Heating_Natural Gas_Water Heater (<= 55 gal)_E3 | F6 | Residential | Single Family Low Income | New | Water Heating | Natural Gas | Water Heater (<= 55 gal) | E3 | Utility - Value of Sales | 103.749 | 104.3535 | 105.1831 | 105.8612 | 105.8612 | 0 | 0 | 0 | 0 | 0 | 0 | 0 | 0 | 0 | 0 | 0 | 0 | 0 | 0 | 0 | 0 | 0 | 0 | 0 | 0 | 0 | 0 | 0 | 0 | 0 | 0 | 0 | 0 | 0 | 0 | 0 | 0 | 0 | 0 | 0 | 0 | 0
F6_Residential_Single Family Low Income_New_Water Heating_Natural Gas_Water Heater (<= 55 gal)_E4 | F6 | Residential | Single Family Low Income | New | Water Heating | Natural Gas | Water Heater (<= 55 gal) | E4 | Utility - Value of Sales | 97.2822 | 97.648 | 98.1501 | 98.5604 | 98.5604 | 0 | 0 | 0 | 0 | 0 | 0 | 0 | 0 | 0 | 0 | 0 | 0 | 0 | 0 | 0 | 0 | 0 | 0 | 0 | 0 | 0 | 0 | 0 | 0 | 0 | 0 | 0 | 0 | 0 | 0 | 0 | 0 | 0 | 0 | 0 | 0 | 0
F6_Residential_Single Family Low Income_New_Water Heating_Natural Gas_Water Heater (<= 55 gal)_E5 | F6 | Residential | Single Family Low Income | New | Water Heating | Natural Gas | Water Heater (<= 55 gal) | E5 | Utility - Value of Sales | 93.006 | 93.3558 | 93.8358 | 94.2281 | 94.2281 | 0 | 0 | 0 | 0 | 0 | 0 | 0 | 0 | 0 | 0 | 0 | 0 | 0 | 0 | 0 | 0 | 0 | 0 | 0 | 0 | 0 | 0 | 0 | 0 | 0 | 0 | 0 | 0 | 0 | 0 | 0 | 0 | 0 | 0 | 0 | 0 | 0
F6_Residential_Single Family Low Income_New_Water Heating_Natural Gas_Water Heater (<= 55 gal)_E6 | F6 | Residential | Single Family Low Income | New | Water Heating | Natural Gas | Water Heater (<= 55 gal) | E6 | Utility - Value of Sales | 79.2799 | 79.7419 | 80.3758 | 80.8939 | 80.8939 | 80.8939 | 80.8939 | 80.8939 | 80.8939 | 80.8939 | 80.8939 | 80.8939 | 80.8939 | 80.8939 | 80.8939 | 80.8939 | 80.8939 | 80.8939 | 80.8939 | 80.8939 | 80.8939 | 80.8939 | 80.8939 | 80.8939 | 80.8939 | 80.8939 | 80.8939 | 80.8939 | 80.8939 | 80.8939 | 80.8939 | 80.8939 | 80.8939 | 0 | 0 | 0 | 0 | 0 | 0 | 0 | 0 | 0
F6_Residential_Single Family Low Income_New_Water Heating_Natural Gas_Water Heater (<= 55 gal)_E7 | F6 | Residential | Single Family Low Income | New | Water Heating | Natural Gas | Water Heater (<= 55 gal) | E7 | Utility - Value of Sales | 0 | 0 | 0 | 0 | 65.9596 | 65.9596 | 65.9596 | 65.9596 | 65.9596 | 65.9596 | 65.9596 | 65.9596 | 65.9596 | 65.9596 | 65.9596 | 65.9596 | 65.9596 | 65.9596 | 65.9596 | 65.9596 | 65.9596 | 65.9596 | 65.9596 | 65.9596 | 65.9596 | 65.9596 | 65.9596 | 65.9596 | 65.9596 | 65.9596 | 65.9596 | 65.9596 | 65.9596 | 0 | 0 | 0 | 0 | 0 | 0 | 0 | 0 | 0
F6_Residential_Single Family Low Income_New_Water Heating_Natural Gas_Water Heater (<= 55 gal)_E8 | F6 | Residential | Single Family Low Income | New | Water Heating | Natural Gas | Water Heater (<= 55 gal) | E8 | Utility - Value of Sales | 0 | 0 | 0 | 0 | 0 | 0 | 0 | 0 | 0 | 0 | 0 | 0 | 0 | 0 | 0 | 0 | 0 | 0 | 0 | 0 | 0 | 0 | 0 | 0 | 0 | 0 | 0 | 0 | 0 | 0 | 0 | 0 | 0 | 0 | 0 | 0 | 0 | 0 | 0 | 0 | 0 | 0
F6_Residential_Single Family Low Income_New_Water Heating_Natural Gas_Water Heater (<= 55 gal)_E9 | F6 | Residential | Single Family Low Income | New | Water Heating | Natural Gas | Water Heater (<= 55 gal) | E9 | Utility - Value of Sales | 0 | 0 | 0 | 0 | 0 | 0 | 0 | 0 | 0 | 0 | 0 | 0 | 0 | 0 | 0 | 0 | 0 | 0 | 0 | 0 | 0 | 0 | 0 | 0 | 0 | 0 | 0 | 0 | 0 | 0 | 0 | 0 | 0 | 0 | 0 | 0 | 0 | 0 | 0 | 0 | 0 | 0
F6_Residential_Single Family Low Income_New_Water Heating_Natural Gas_Water Heater (<= 55 gal)_E10 | F6 | Residential | Single Family Low Income | New | Water Heating | Natural Gas | Water Heater (<= 55 gal) | E10 | Utility - Value of Sales | 0 | 0 | 0 | 0 | 0 | 0 | 0 | 0 | 0 | 0 | 0 | 0 | 0 | 0 | 0 | 0 | 0 | 0 | 0 | 0 | 0 | 0 | 0 | 0 | 0 | 0 | 0 | 0 | 0 | 0 | 0 | 0 | 0 | 0 | 0 | 0 | 0 | 0 | 0 | 0 | 0 | 0
F1_Residential_Single Family Low Income_New_Water Heating_Natural Gas_Water Heater (> 55 gal)_E1 | F1 | Residential | Single Family Low Income | New | Water Heating | Natural Gas | Water Heater (> 55 gal) | E1 | RVT - Cost of Equipment | 178.763 | 179.2866 | 180.4607 | 181.4479 | 181.0464 | 0 | 0 | 0 | 0 | 0 | 0 | 0 | 0 | 0 | 0 | 0 | 0 | 0 | 0 | 0 | 0 | 0 | 0 | 0 | 0 | 0 | 0 | 0 | 0 | 0 | 0 | 0 | 0 | 0 | 0 | 0 | 0 | 0 | 0 | 0 | 0 | 0
F1_Residential_Single Family Low Income_New_Water Heating_Natural Gas_Water Heater (> 55 gal)_E2 | F1 | Residential | Single Family Low Income | New | Water Heating | Natural Gas | Water Heater (> 55 gal) | E2 | RVT - Cost of Equipment | 174.1794 | 174.6895 | 175.8335 | 176.7954 | 176.4042 | 0 | 0 | 0 | 0 | 0 | 0 | 0 | 0 | 0 | 0 | 0 | 0 | 0 | 0 | 0 | 0 | 0 | 0 | 0 | 0 | 0 | 0 | 0 | 0 | 0 | 0 | 0 | 0 | 0 | 0 | 0 | 0 | 0 | 0 | 0 | 0 | 0
F1_Residential_Single Family Low Income_New_Water Heating_Natural Gas_Water Heater (> 55 gal)_E3 | F1 | Residential | Single Family Low Income | New | Water Heating | Natural Gas | Water Heater (> 55 gal) | E3 | RVT - Cost of Equipment | 167.7283 | 168.2195 | 169.3211 | 170.2474 | 169.8707 | 0 | 0 | 0 | 0 | 0 | 0 | 0 | 0 | 0 | 0 | 0 | 0 | 0 | 0 | 0 | 0 | 0 | 0 | 0 | 0 | 0 | 0 | 0 | 0 | 0 | 0 | 0 | 0 | 0 | 0 | 0 | 0 | 0 | 0 | 0 | 0 | 0
F1_Residential_Single Family Low Income_New_Water Heating_Natural Gas_Water Heater (> 55 gal)_E4 | F1 | Residential | Single Family Low Income | New | Water Heating | Natural Gas | Water Heater (> 55 gal) | E4 | RVT - Cost of Equipment | 159.3775 | 160.197 | 161.4377 | 162.5756 | 162.8458 | 0 | 0 | 0 | 0 | 0 | 0 | 0 | 0 | 0 | 0 | 0 | 0 | 0 | 0 | 0 | 0 | 0 | 0 | 0 | 0 | 0 | 0 | 0 | 0 | 0 | 0 | 0 | 0 | 0 | 0 | 0 | 0 | 0 | 0 | 0 | 0 | 0
F1_Residential_Single Family Low Income_New_Water Heating_Natural Gas_Water Heater (> 55 gal)_E5 | F1 | Residential | Single Family Low Income | New | Water Heating | Natural Gas | Water Heater (> 55 gal) | E5 | RVT - Cost of Equipment | 152.3719 | 153.1554 | 154.3416 | 155.4294 | 155.6877 | 0 | 0 | 0 | 0 | 0 | 0 | 0 | 0 | 0 | 0 | 0 | 0 | 0 | 0 | 0 | 0 | 0 | 0 | 0 | 0 | 0 | 0 | 0 | 0 | 0 | 0 | 0 | 0 | 0 | 0 | 0 | 0 | 0 | 0 | 0 | 0 | 0
F1_Residential_Single Family Low Income_New_Water Heating_Natural Gas_Water Heater (> 55 gal)_E6 | F1 | Residential | Single Family Low Income | New | Water Heating | Natural Gas | Water Heater (> 55 gal) | E6 | RVT - Cost of Equipment | 128.1697 | 128.5451 | 129.3869 | 130.0947 | 129.8068 | 130.5011 | 132.0649 | 133.3627 | 134.9231 | 136.4451 | 137.9794 | 139.4319 | 140.9773 | 142.5741 | 144.1304 | 145.7221 | 147.3203 | 148.9422 | 150.5018 | 152.0013 | 153.3141 | 154.517 | 155.4395 | 156.2436 | 156.826 | 157.2161 | 157.4777 | 157.5791 | 157.461 | 157.1953 | 156.6509 | 155.9729 | 155.053 | 0 | 0 | 0 | 0 | 0 | 0 | 0 | 0 | 0
F1_Residential_Single Family Low Income_New_Water Heating_Natural Gas_Water Heater (> 55 gal)_E7 | F1 | Residential | Single Family Low Income | New | Water Heating | Natural Gas | Water Heater (> 55 gal) | E7 | RVT - Cost of Equipment | 0 | 0 | 0 | 0 | 0 | 105.2113 | 106.4815 | 107.5487 | 108.8339 | 110.0821 | 111.3345 | 112.5162 | 113.7658 | 115.0282 | 116.208 | 117.3678 | 118.4796 | 119.6198 | 120.7312 | 121.8252 | 122.8036 | 123.7482 | 124.5261 | 125.2822 | 125.8488 | 126.2367 | 126.4909 | 126.5736 | 126.4773 | 126.2607 | 125.8168 | 125.264 | 124.5139 | 0 | 0 | 0 | 0 | 0 | 0 | 0 | 0 | 0
F1_Residential_Single Family Low Income_New_Water Heating_Natural Gas_Water Heater (> 55 gal)_E8 | F1 | Residential | Single Family Low Income | New | Water Heating | Natural Gas | Water Heater (> 55 gal) | E8 | RVT - Cost of Equipment | 0 | 0 | 0 | 0 | 0 | 0 | 0 | 0 | 0 | 0 | 0 | 0 | 0 | 0 | 0 | 0 | 0 | 0 | 0 | 0 | 0 | 0 | 0 | 0 | 0 | 0 | 0 | 0 | 0 | 0 | 0 | 0 | 0 | 0 | 0 | 0 | 0 | 0 | 0 | 0 | 0 | 0
F1_Residential_Single Family Low Income_New_Water Heating_Natural Gas_Water Heater (> 55 gal)_E9 | F1 | Residential | Single Family Low Income | New | Water Heating | Natural Gas | Water Heater (> 55 gal) | E9 | RVT - Cost of Equipment | 0 | 0 | 0 | 0 | 0 | 0 | 0 | 0 | 0 | 0 | 0 | 0 | 0 | 0 | 0 | 0 | 0 | 0 | 0 | 0 | 0 | 0 | 0 | 0 | 0 | 0 | 0 | 0 | 0 | 0 | 0 | 0 | 0 | 0 | 0 | 0 | 0 | 0 | 0 | 0 | 0 | 0
F1_Residential_Single Family Low Income_New_Water Heating_Natural Gas_Water Heater (> 55 gal)_E10 | F1 | Residential | Single Family Low Income | New | Water Heating | Natural Gas | Water Heater (> 55 gal) | E10 | RVT - Cost of Equipment | 0 | 0 | 0 | 0 | 0 | 0 | 0 | 0 | 0 | 0 | 0 | 0 | 0 | 0 | 0 | 0 | 0 | 0 | 0 | 0 | 0 | 0 | 0 | 0 | 0 | 0 | 0 | 0 | 0 | 0 | 0 | 0 | 0 | 0 | 0 | 0 | 0 | 0 | 0 | 0 | 0 | 0
F2_Residential_Single Family Low Income_New_Water Heating_Natural Gas_Water Heater (> 55 gal)_E1 | F2 | Residential | Single Family Low Income | New | Water Heating | Natural Gas | Water Heater (> 55 gal) | E1 | RVT - Cost of Operation | 178.4748 | 178.9975 | 180.1697 | 181.1554 | 180.7545 | 0 | 0 | 0 | 0 | 0 | 0 | 0 | 0 | 0 | 0 | 0 | 0 | 0 | 0 | 0 | 0 | 0 | 0 | 0 | 0 | 0 | 0 | 0 | 0 | 0 | 0 | 0 | 0 | 0 | 0 | 0 | 0 | 0 | 0 | 0 | 0 | 0
F2_Residential_Single Family Low Income_New_Water Heating_Natural Gas_Water Heater (> 55 gal)_E2 | F2 | Residential | Single Family Low Income | New | Water Heating | Natural Gas | Water Heater (> 55 gal) | E2 | RVT - Cost of Operation | 173.8985 | 174.4078 | 175.55 | 176.5104 | 176.1197 | 0 | 0 | 0 | 0 | 0 | 0 | 0 | 0 | 0 | 0 | 0 | 0 | 0 | 0 | 0 | 0 | 0 | 0 | 0 | 0 | 0 | 0 | 0 | 0 | 0 | 0 | 0 | 0 | 0 | 0 | 0 | 0 | 0 | 0 | 0 | 0 | 0
F2_Residential_Single Family Low Income_New_Water Heating_Natural Gas_Water Heater (> 55 gal)_E3 | F2 | Residential | Single Family Low Income | New | Water Heating | Natural Gas | Water Heater (> 55 gal) | E3 | RVT - Cost of Operation | 167.4578 | 167.9483 | 169.0481 | 169.9729 | 169.5968 | 0 | 0 | 0 | 0 | 0 | 0 | 0 | 0 | 0 | 0 | 0 | 0 | 0 | 0 | 0 | 0 | 0 | 0 | 0 | 0 | 0 | 0 | 0 | 0 | 0 | 0 | 0 | 0 | 0 | 0 | 0 | 0 | 0 | 0 | 0 | 0 | 0
F2_Residential_Single Family Low Income_New_Water Heating_Natural Gas_Water Heater (> 55 gal)_E4 | F2 | Residential | Single Family Low Income | New | Water Heating | Natural Gas | Water Heater (> 55 gal) | E4 | RVT - Cost of Operation | 159.1205 | 159.9387 | 161.1774 | 162.3135 | 162.5832 | 0 | 0 | 0 | 0 | 0 | 0 | 0 | 0 | 0 | 0 | 0 | 0 | 0 | 0 | 0 | 0 | 0 | 0 | 0 | 0 | 0 | 0 | 0 | 0 | 0 | 0 | 0 | 0 | 0 | 0 | 0 | 0 | 0 | 0 | 0 | 0 | 0
F2_Residential_Single Family Low Income_New_Water Heating_Natural Gas_Water Heater (> 55 gal)_E5 | F2 | Residential | Single Family Low Income | New | Water Heating | Natural Gas | Water Heater (> 55 gal) | E5 | RVT - Cost of Operation | 152.1262 | 152.9085 | 154.0927 | 155.1788 | 155.4367 | 0 | 0 | 0 | 0 | 0 | 0 | 0 | 0 | 0 | 0 | 0 | 0 | 0 | 0 | 0 | 0 | 0 | 0 | 0 | 0 | 0 | 0 | 0 | 0 | 0 | 0 | 0 | 0 | 0 | 0 | 0 | 0 | 0 | 0 | 0 | 0 | 0
F2_Residential_Single Family Low Income_New_Water Heating_Natural Gas_Water Heater (> 55 gal)_E6 | F2 | Residential | Single Family Low Income | New | Water Heating | Natural Gas | Water Heater (> 55 gal) | E6 | RVT - Cost of Operation | 127.9631 | 128.3378 | 129.1783 | 129.885 | 129.5975 | 130.2907 | 131.8519 | 133.1477 | 134.7055 | 136.2251 | 137.7569 | 139.2071 | 140.75 | 142.3442 | 143.898 | 145.4871 | 147.0828 | 148.7021 | 150.2591 | 151.7562 | 153.0669 | 154.2679 | 155.1889 | 155.9916 | 156.5731 | 156.9626 | 157.2238 | 157.325 | 157.2071 | 156.9419 | 156.3984 | 155.7214 | 154.803 | 0 | 0 | 0 | 0 | 0 | 0 | 0 | 0 | 0
F2_Residential_Single Family Low Income_New_Water Heating_Natural Gas_Water Heater (> 55 gal)_E7 | F2 | Residential | Single Family Low Income | New | Water Heating | Natural Gas | Water Heater (> 55 gal) | E7 | RVT - Cost of Operation | 0 | 0 | 0 | 0 | 0 | 105.0417 | 106.3098 | 107.3753 | 108.6584 | 109.9046 | 111.155 | 112.3348 | 113.5824 | 114.8427 | 116.0207 | 117.1785 | 118.2886 | 119.4269 | 120.5365 | 121.6288 | 122.6056 | 123.5486 | 124.3253 | 125.0802 | 125.6459 | 126.0332 | 126.287 | 126.3695 | 126.2734 | 126.0571 | 125.6139 | 125.062 | 124.3131 | 0 | 0 | 0 | 0 | 0 | 0 | 0 | 0 | 0
F2_Residential_Single Family Low Income_New_Water Heating_Natural Gas_Water Heater (> 55 gal)_E8 | F2 | Residential | Single Family Low Income | New | Water Heating | Natural Gas | Water Heater (> 55 gal) | E8 | RVT - Cost of Operation | 0 | 0 | 0 | 0 | 0 | 0 | 0 | 0 | 0 | 0 | 0 | 0 | 0 | 0 | 0 | 0 | 0 | 0 | 0 | 0 | 0 | 0 | 0 | 0 | 0 | 0 | 0 | 0 | 0 | 0 | 0 | 0 | 0 | 0 | 0 | 0 | 0 | 0 | 0 | 0 | 0 | 0
F2_Residential_Single Family Low Income_New_Water Heating_Natural Gas_Water Heater (> 55 gal)_E9 | F2 | Residential | Single Family Low Income | New | Water Heating | Natural Gas | Water Heater (> 55 gal) | E9 | RVT - Cost of Operation | 0 | 0 | 0 | 0 | 0 | 0 | 0 | 0 | 0 | 0 | 0 | 0 | 0 | 0 | 0 | 0 | 0 | 0 | 0 | 0 | 0 | 0 | 0 | 0 | 0 | 0 | 0 | 0 | 0 | 0 | 0 | 0 | 0 | 0 | 0 | 0 | 0 | 0 | 0 | 0 | 0 | 0
F2_Residential_Single Family Low Income_New_Water Heating_Natural Gas_Water Heater (> 55 gal)_E10 | F2 | Residential | Single Family Low Income | New | Water Heating | Natural Gas | Water Heater (> 55 gal) | E10 | RVT - Cost of Operation | 0 | 0 | 0 | 0 | 0 | 0 | 0 | 0 | 0 | 0 | 0 | 0 | 0 | 0 | 0 | 0 | 0 | 0 | 0 | 0 | 0 | 0 | 0 | 0 | 0 | 0 | 0 | 0 | 0 | 0 | 0 | 0 | 0 | 0 | 0 | 0 | 0 | 0 | 0 | 0 | 0 | 0
F3_Residential_Single Family Low Income_New_Water Heating_Natural Gas_Water Heater (> 55 gal)_E1 | F3 | Residential | Single Family Low Income | New | Water Heating | Natural Gas | Water Heater (> 55 gal) | E1 | System - kBTUs of Consumption | 125.0625 | 125.0625 | 125.0625 | 125.0625 | 125.0625 | 0 | 0 | 0 | 0 | 0 | 0 | 0 | 0 | 0 | 0 | 0 | 0 | 0 | 0 | 0 | 0 | 0 | 0 | 0 | 0 | 0 | 0 | 0 | 0 | 0 | 0 | 0 | 0 | 0 | 0 | 0 | 0 | 0 | 0 | 0 | 0 | 0
F3_Residential_Single Family Low Income_New_Water Heating_Natural Gas_Water Heater (> 55 gal)_E2 | F3 | Residential | Single Family Low Income | New | Water Heating | Natural Gas | Water Heater (> 55 gal) | E2 | System - kBTUs of Consumption | 141.0904 | 141.0904 | 141.0904 | 141.0904 | 141.0904 | 0 | 0 | 0 | 0 | 0 | 0 | 0 | 0 | 0 | 0 | 0 | 0 | 0 | 0 | 0 | 0 | 0 | 0 | 0 | 0 | 0 | 0 | 0 | 0 | 0 | 0 | 0 | 0 | 0 | 0 | 0 | 0 | 0 | 0 | 0 | 0 | 0
F3_Residential_Single Family Low Income_New_Water Heating_Natural Gas_Water Heater (> 55 gal)_E3 | F3 | Residential | Single Family Low Income | New | Water Heating | Natural Gas | Water Heater (> 55 gal) | E3 | System - kBTUs of Consumption | 398.2136 | 398.2136 | 398.2136 | 398.2136 | 398.2136 | 0 | 0 | 0 | 0 | 0 | 0 | 0 | 0 | 0 | 0 | 0 | 0 | 0 | 0 | 0 | 0 | 0 | 0 | 0 | 0 | 0 | 0 | 0 | 0 | 0 | 0 | 0 | 0 | 0 | 0 | 0 | 0 | 0 | 0 | 0 | 0 | 0
F3_Residential_Single Family Low Income_New_Water Heating_Natural Gas_Water Heater (> 55 gal)_E4 | F3 | Residential | Single Family Low Income | New | Water Heating | Natural Gas | Water Heater (> 55 gal) | E4 | System - kBTUs of Consumption | 184.4494 | 184.4494 | 184.4494 | 184.4494 | 184.4494 | 0 | 0 | 0 | 0 | 0 | 0 | 0 | 0 | 0 | 0 | 0 | 0 | 0 | 0 | 0 | 0 | 0 | 0 | 0 | 0 | 0 | 0 | 0 | 0 | 0 | 0 | 0 | 0 | 0 | 0 | 0 | 0 | 0 | 0 | 0 | 0 | 0
F3_Residential_Single Family Low Income_New_Water Heating_Natural Gas_Water Heater (> 55 gal)_E5 | F3 | Residential | Single Family Low Income | New | Water Heating | Natural Gas | Water Heater (> 55 gal) | E5 | System - kBTUs of Consumption | 209.1856 | 209.1856 | 209.1856 | 209.1856 | 209.1856 | 0 | 0 | 0 | 0 | 0 | 0 | 0 | 0 | 0 | 0 | 0 | 0 | 0 | 0 | 0 | 0 | 0 | 0 | 0 | 0 | 0 | 0 | 0 | 0 | 0 | 0 | 0 | 0 | 0 | 0 | 0 | 0 | 0 | 0 | 0 | 0 | 0
F3_Residential_Single Family Low Income_New_Water Heating_Natural Gas_Water Heater (> 55 gal)_E6 | F3 | Residential | Single Family Low Income | New | Water Heating | Natural Gas | Water Heater (> 55 gal) | E6 | System - kBTUs of Consumption | 576.4226 | 576.4226 | 576.4226 | 576.4226 | 576.4226 | 576.4226 | 576.4226 | 576.4226 | 576.4226 | 576.4226 | 576.4226 | 576.4226 | 576.4226 | 576.4226 | 576.4226 | 576.4226 | 576.4226 | 576.4226 | 576.4226 | 576.4226 | 576.4226 | 576.4226 | 576.4226 | 576.4226 | 576.4226 | 576.4226 | 576.4226 | 576.4226 | 576.4226 | 576.4226 | 576.4226 | 576.4226 | 576.4226 | 0 | 0 | 0 | 0 | 0 | 0 | 0 | 0 | 0
F3_Residential_Single Family Low Income_New_Water Heating_Natural Gas_Water Heater (> 55 gal)_E7 | F3 | Residential | Single Family Low Income | New | Water Heating | Natural Gas | Water Heater (> 55 gal) | E7 | System - kBTUs of Consumption | 0 | 0 | 0 | 0 | 0 | 682.8286 | 682.8286 | 682.8286 | 682.8286 | 682.8286 | 682.8286 | 682.8286 | 682.8286 | 682.8286 | 682.8286 | 682.8286 | 682.8286 | 682.8286 | 682.8286 | 682.8286 | 682.8286 | 682.8286 | 682.8286 | 682.8286 | 682.8286 | 682.8286 | 682.8286 | 682.8286 | 682.8286 | 682.8286 | 682.8286 | 682.8286 | 682.8286 | 0 | 0 | 0 | 0 | 0 | 0 | 0 | 0 | 0
F3_Residential_Single Family Low Income_New_Water Heating_Natural Gas_Water Heater (> 55 gal)_E8 | F3 | Residential | Single Family Low Income | New | Water Heating | Natural Gas | Water Heater (> 55 gal) | E8 | System - kBTUs of Consumption | 0 | 0 | 0 | 0 | 0 | 0 | 0 | 0 | 0 | 0 | 0 | 0 | 0 | 0 | 0 | 0 | 0 | 0 | 0 | 0 | 0 | 0 | 0 | 0 | 0 | 0 | 0 | 0 | 0 | 0 | 0 | 0 | 0 | 0 | 0 | 0 | 0 | 0 | 0 | 0 | 0 | 0
F3_Residential_Single Family Low Income_New_Water Heating_Natural Gas_Water Heater (> 55 gal)_E9 | F3 | Residential | Single Family Low Income | New | Water Heating | Natural Gas | Water Heater (> 55 gal) | E9 | System - kBTUs of Consumption | 0 | 0 | 0 | 0 | 0 | 0 | 0 | 0 | 0 | 0 | 0 | 0 | 0 | 0 | 0 | 0 | 0 | 0 | 0 | 0 | 0 | 0 | 0 | 0 | 0 | 0 | 0 | 0 | 0 | 0 | 0 | 0 | 0 | 0 | 0 | 0 | 0 | 0 | 0 | 0 | 0 | 0
F3_Residential_Single Family Low Income_New_Water Heating_Natural Gas_Water Heater (> 55 gal)_E10 | F3 | Residential | Single Family Low Income | New | Water Heating | Natural Gas | Water Heater (> 55 gal) | E10 | System - kBTUs of Consumption | 0 | 0 | 0 | 0 | 0 | 0 | 0 | 0 | 0 | 0 | 0 | 0 | 0 | 0 | 0 | 0 | 0 | 0 | 0 | 0 | 0 | 0 | 0 | 0 | 0 | 0 | 0 | 0 | 0 | 0 | 0 | 0 | 0 | 0 | 0 | 0 | 0 | 0 | 0 | 0 | 0 | 0
F4_Residential_Single Family Low Income_New_Water Heating_Natural Gas_Water Heater (> 55 gal)_E1 | F4 | Residential | Single Family Low Income | New | Water Heating | Natural Gas | Water Heater (> 55 gal) | E1 | Utility - Cost of Equipment | 178.4748 | 178.9975 | 180.1697 | 181.1554 | 180.7545 | 0 | 0 | 0 | 0 | 0 | 0 | 0 | 0 | 0 | 0 | 0 | 0 | 0 | 0 | 0 | 0 | 0 | 0 | 0 | 0 | 0 | 0 | 0 | 0 | 0 | 0 | 0 | 0 | 0 | 0 | 0 | 0 | 0 | 0 | 0 | 0 | 0
F4_Residential_Single Family Low Income_New_Water Heating_Natural Gas_Water Heater (> 55 gal)_E2 | F4 | Residential | Single Family Low Income | New | Water Heating | Natural Gas | Water Heater (> 55 gal) | E2 | Utility - Cost of Equipment | 173.8985 | 174.4078 | 175.55 | 176.5104 | 176.1197 | 0 | 0 | 0 | 0 | 0 | 0 | 0 | 0 | 0 | 0 | 0 | 0 | 0 | 0 | 0 | 0 | 0 | 0 | 0 | 0 | 0 | 0 | 0 | 0 | 0 | 0 | 0 | 0 | 0 | 0 | 0 | 0 | 0 | 0 | 0 | 0 | 0
F4_Residential_Single Family Low Income_New_Water Heating_Natural Gas_Water Heater (> 55 gal)_E3 | F4 | Residential | Single Family Low Income | New | Water Heating | Natural Gas | Water Heater (> 55 gal) | E3 | Utility - Cost of Equipment | 167.4578 | 167.9483 | 169.0481 | 169.9729 | 169.5968 | 0 | 0 | 0 | 0 | 0 | 0 | 0 | 0 | 0 | 0 | 0 | 0 | 0 | 0 | 0 | 0 | 0 | 0 | 0 | 0 | 0 | 0 | 0 | 0 | 0 | 0 | 0 | 0 | 0 | 0 | 0 | 0 | 0 | 0 | 0 | 0 | 0
F4_Residential_Single Family Low Income_New_Water Heating_Natural Gas_Water Heater (> 55 gal)_E4 | F4 | Residential | Single Family Low Income | New | Water Heating | Natural Gas | Water Heater (> 55 gal) | E4 | Utility - Cost of Equipment | 159.1205 | 159.9387 | 161.1774 | 162.3135 | 162.5832 | 0 | 0 | 0 | 0 | 0 | 0 | 0 | 0 | 0 | 0 | 0 | 0 | 0 | 0 | 0 | 0 | 0 | 0 | 0 | 0 | 0 | 0 | 0 | 0 | 0 | 0 | 0 | 0 | 0 | 0 | 0 | 0 | 0 | 0 | 0 | 0 | 0
F4_Residential_Single Family Low Income_New_Water Heating_Natural Gas_Water Heater (> 55 gal)_E5 | F4 | Residential | Single Family Low Income | New | Water Heating | Natural Gas | Water Heater (> 55 gal) | E5 | Utility - Cost of Equipment | 152.1262 | 152.9085 | 154.0927 | 155.1788 | 155.4367 | 0 | 0 | 0 | 0 | 0 | 0 | 0 | 0 | 0 | 0 | 0 | 0 | 0 | 0 | 0 | 0 | 0 | 0 | 0 | 0 | 0 | 0 | 0 | 0 | 0 | 0 | 0 | 0 | 0 | 0 | 0 | 0 | 0 | 0 | 0 | 0 | 0
F4_Residential_Single Family Low Income_New_Water Heating_Natural Gas_Water Heater (> 55 gal)_E6 | F4 | Residential | Single Family Low Income | New | Water Heating | Natural Gas | Water Heater (> 55 gal) | E6 | Utility - Cost of Equipment | 127.9631 | 128.3378 | 129.1783 | 129.885 | 129.5975 | 130.2907 | 131.8519 | 133.1477 | 134.7055 | 136.2251 | 137.7569 | 139.2071 | 140.75 | 142.3442 | 143.898 | 145.4871 | 147.0828 | 148.7021 | 150.2591 | 151.7562 | 153.0669 | 154.2679 | 155.1889 | 155.9916 | 156.5731 | 156.9626 | 157.2238 | 157.325 | 157.2071 | 156.9419 | 156.3984 | 155.7214 | 154.803 | 0 | 0 | 0 | 0 | 0 | 0 | 0 | 0 | 0
F4_Residential_Single Family Low Income_New_Water Heating_Natural Gas_Water Heater (> 55 gal)_E7 | F4 | Residential | Single Family Low Income | New | Water Heating | Natural Gas | Water Heater (> 55 gal) | E7 | Utility - Cost of Equipment | 0 | 0 | 0 | 0 | 0 | 105.0417 | 106.3098 | 107.3753 | 108.6584 | 109.9046 | 111.155 | 112.3348 | 113.5824 | 114.8427 | 116.0207 | 117.1785 | 118.2886 | 119.4269 | 120.5365 | 121.6288 | 122.6056 | 123.5486 | 124.3253 | 125.0802 | 125.6459 | 126.0332 | 126.287 | 126.3695 | 126.2734 | 126.0571 | 125.6139 | 125.062 | 124.3131 | 0 | 0 | 0 | 0 | 0 | 0 | 0 | 0 | 0
F4_Residential_Single Family Low Income_New_Water Heating_Natural Gas_Water Heater (> 55 gal)_E8 | F4 | Residential | Single Family Low Income | New | Water Heating | Natural Gas | Water Heater (> 55 gal) | E8 | Utility - Cost of Equipment | 0 | 0 | 0 | 0 | 0 | 0 | 0 | 0 | 0 | 0 | 0 | 0 | 0 | 0 | 0 | 0 | 0 | 0 | 0 | 0 | 0 | 0 | 0 | 0 | 0 | 0 | 0 | 0 | 0 | 0 | 0 | 0 | 0 | 0 | 0 | 0 | 0 | 0 | 0 | 0 | 0 | 0
F4_Residential_Single Family Low Income_New_Water Heating_Natural Gas_Water Heater (> 55 gal)_E9 | F4 | Residential | Single Family Low Income | New | Water Heating | Natural Gas | Water Heater (> 55 gal) | E9 | Utility - Cost of Equipment | 0 | 0 | 0 | 0 | 0 | 0 | 0 | 0 | 0 | 0 | 0 | 0 | 0 | 0 | 0 | 0 | 0 | 0 | 0 | 0 | 0 | 0 | 0 | 0 | 0 | 0 | 0 | 0 | 0 | 0 | 0 | 0 | 0 | 0 | 0 | 0 | 0 | 0 | 0 | 0 | 0 | 0
F4_Residential_Single Family Low Income_New_Water Heating_Natural Gas_Water Heater (> 55 gal)_E10 | F4 | Residential | Single Family Low Income | New | Water Heating | Natural Gas | Water Heater (> 55 gal) | E10 | Utility - Cost of Equipment | 0 | 0 | 0 | 0 | 0 | 0 | 0 | 0 | 0 | 0 | 0 | 0 | 0 | 0 | 0 | 0 | 0 | 0 | 0 | 0 | 0 | 0 | 0 | 0 | 0 | 0 | 0 | 0 | 0 | 0 | 0 | 0 | 0 | 0 | 0 | 0 | 0 | 0 | 0 | 0 | 0 | 0
F5_Residential_Single Family Low Income_New_Water Heating_Natural Gas_Water Heater (> 55 gal)_E1 | F5 | Residential | Single Family Low Income | New | Water Heating | Natural Gas | Water Heater (> 55 gal) | E1 | Utility - Cost of Operation | 125.0625 | 125.0625 | 125.0625 | 125.0625 | 125.0625 | 0 | 0 | 0 | 0 | 0 | 0 | 0 | 0 | 0 | 0 | 0 | 0 | 0 | 0 | 0 | 0 | 0 | 0 | 0 | 0 | 0 | 0 | 0 | 0 | 0 | 0 | 0 | 0 | 0 | 0 | 0 | 0 | 0 | 0 | 0 | 0 | 0
F5_Residential_Single Family Low Income_New_Water Heating_Natural Gas_Water Heater (> 55 gal)_E2 | F5 | Residential | Single Family Low Income | New | Water Heating | Natural Gas | Water Heater (> 55 gal) | E2 | Utility - Cost of Operation | 141.0904 | 141.0904 | 141.0904 | 141.0904 | 141.0904 | 0 | 0 | 0 | 0 | 0 | 0 | 0 | 0 | 0 | 0 | 0 | 0 | 0 | 0 | 0 | 0 | 0 | 0 | 0 | 0 | 0 | 0 | 0 | 0 | 0 | 0 | 0 | 0 | 0 | 0 | 0 | 0 | 0 | 0 | 0 | 0 | 0
F5_Residential_Single Family Low Income_New_Water Heating_Natural Gas_Water Heater (> 55 gal)_E3 | F5 | Residential | Single Family Low Income | New | Water Heating | Natural Gas | Water Heater (> 55 gal) | E3 | Utility - Cost of Operation | 398.2136 | 398.2136 | 398.2136 | 398.2136 | 398.2136 | 0 | 0 | 0 | 0 | 0 | 0 | 0 | 0 | 0 | 0 | 0 | 0 | 0 | 0 | 0 | 0 | 0 | 0 | 0 | 0 | 0 | 0 | 0 | 0 | 0 | 0 | 0 | 0 | 0 | 0 | 0 | 0 | 0 | 0 | 0 | 0 | 0
F5_Residential_Single Family Low Income_New_Water Heating_Natural Gas_Water Heater (> 55 gal)_E4 | F5 | Residential | Single Family Low Income | New | Water Heating | Natural Gas | Water Heater (> 55 gal) | E4 | Utility - Cost of Operation | 184.4494 | 184.4494 | 184.4494 | 184.4494 | 184.4494 | 0 | 0 | 0 | 0 | 0 | 0 | 0 | 0 | 0 | 0 | 0 | 0 | 0 | 0 | 0 | 0 | 0 | 0 | 0 | 0 | 0 | 0 | 0 | 0 | 0 | 0 | 0 | 0 | 0 | 0 | 0 | 0 | 0 | 0 | 0 | 0 | 0
F5_Residential_Single Family Low Income_New_Water Heating_Natural Gas_Water Heater (> 55 gal)_E5 | F5 | Residential | Single Family Low Income | New | Water Heating | Natural Gas | Water Heater (> 55 gal) | E5 | Utility - Cost of Operation | 209.1856 | 209.1856 | 209.1856 | 209.1856 | 209.1856 | 0 | 0 | 0 | 0 | 0 | 0 | 0 | 0 | 0 | 0 | 0 | 0 | 0 | 0 | 0 | 0 | 0 | 0 | 0 | 0 | 0 | 0 | 0 | 0 | 0 | 0 | 0 | 0 | 0 | 0 | 0 | 0 | 0 | 0 | 0 | 0 | 0
F5_Residential_Single Family Low Income_New_Water Heating_Natural Gas_Water Heater (> 55 gal)_E6 | F5 | Residential | Single Family Low Income | New | Water Heating | Natural Gas | Water Heater (> 55 gal) | E6 | Utility - Cost of Operation | 576.4226 | 576.4226 | 576.4226 | 576.4226 | 576.4226 | 576.4226 | 576.4226 | 576.4226 | 576.4226 | 576.4226 | 576.4226 | 576.4226 | 576.4226 | 576.4226 | 576.4226 | 576.4226 | 576.4226 | 576.4226 | 576.4226 | 576.4226 | 576.4226 | 576.4226 | 576.4226 | 576.4226 | 576.4226 | 576.4226 | 576.4226 | 576.4226 | 576.4226 | 576.4226 | 576.4226 | 576.4226 | 576.4226 | 0 | 0 | 0 | 0 | 0 | 0 | 0 | 0 | 0
F5_Residential_Single Family Low Income_New_Water Heating_Natural Gas_Water Heater (> 55 gal)_E7 | F5 | Residential | Single Family Low Income | New | Water Heating | Natural Gas | Water Heater (> 55 gal) | E7 | Utility - Cost of Operation | 0 | 0 | 0 | 0 | 0 | 682.8286 | 682.8286 | 682.8286 | 682.8286 | 682.8286 | 682.8286 | 682.8286 | 682.8286 | 682.8286 | 682.8286 | 682.8286 | 682.8286 | 682.8286 | 682.8286 | 682.8286 | 682.8286 | 682.8286 | 682.8286 | 682.8286 | 682.8286 | 682.8286 | 682.8286 | 682.8286 | 682.8286 | 682.8286 | 682.8286 | 682.8286 | 682.8286 | 0 | 0 | 0 | 0 | 0 | 0 | 0 | 0 | 0
F5_Residential_Single Family Low Income_New_Water Heating_Natural Gas_Water Heater (> 55 gal)_E8 | F5 | Residential | Single Family Low Income | New | Water Heating | Natural Gas | Water Heater (> 55 gal) | E8 | Utility - Cost of Operation | 0 | 0 | 0 | 0 | 0 | 0 | 0 | 0 | 0 | 0 | 0 | 0 | 0 | 0 | 0 | 0 | 0 | 0 | 0 | 0 | 0 | 0 | 0 | 0 | 0 | 0 | 0 | 0 | 0 | 0 | 0 | 0 | 0 | 0 | 0 | 0 | 0 | 0 | 0 | 0 | 0 | 0
F5_Residential_Single Family Low Income_New_Water Heating_Natural Gas_Water Heater (> 55 gal)_E9 | F5 | Residential | Single Family Low Income | New | Water Heating | Natural Gas | Water Heater (> 55 gal) | E9 | Utility - Cost of Operation | 0 | 0 | 0 | 0 | 0 | 0 | 0 | 0 | 0 | 0 | 0 | 0 | 0 | 0 | 0 | 0 | 0 | 0 | 0 | 0 | 0 | 0 | 0 | 0 | 0 | 0 | 0 | 0 | 0 | 0 | 0 | 0 | 0 | 0 | 0 | 0 | 0 | 0 | 0 | 0 | 0 | 0
F5_Residential_Single Family Low Income_New_Water Heating_Natural Gas_Water Heater (> 55 gal)_E10 | F5 | Residential | Single Family Low Income | New | Water Heating | Natural Gas | Water Heater (> 55 gal) | E10 | Utility - Cost of Operation | 0 | 0 | 0 | 0 | 0 | 0 | 0 | 0 | 0 | 0 | 0 | 0 | 0 | 0 | 0 | 0 | 0 | 0 | 0 | 0 | 0 | 0 | 0 | 0 | 0 | 0 | 0 | 0 | 0 | 0 | 0 | 0 | 0 | 0 | 0 | 0 | 0 | 0 | 0 | 0 | 0 | 0
F6_Residential_Single Family Low Income_New_Water Heating_Natural Gas_Water Heater (> 55 gal)_E1 | F6 | Residential | Single Family Low Income | New | Water Heating | Natural Gas | Water Heater (> 55 gal) | E1 | Utility - Value of Sales | 144.5401 | 145.3824 | 146.5381 | 147.4827 | 147.4827 | 0 | 0 | 0 | 0 | 0 | 0 | 0 | 0 | 0 | 0 | 0 | 0 | 0 | 0 | 0 | 0 | 0 | 0 | 0 | 0 | 0 | 0 | 0 | 0 | 0 | 0 | 0 | 0 | 0 | 0 | 0 | 0 | 0 | 0 | 0 | 0 | 0
F6_Residential_Single Family Low Income_New_Water Heating_Natural Gas_Water Heater (> 55 gal)_E2 | F6 | Residential | Single Family Low Income | New | Water Heating | Natural Gas | Water Heater (> 55 gal) | E2 | Utility - Value of Sales | 140.834 | 141.6546 | 142.7807 | 143.7011 | 143.7011 | 0 | 0 | 0 | 0 | 0 | 0 | 0 | 0 | 0 | 0 | 0 | 0 | 0 | 0 | 0 | 0 | 0 | 0 | 0 | 0 | 0 | 0 | 0 | 0 | 0 | 0 | 0 | 0 | 0 | 0 | 0 | 0 | 0 | 0 | 0 | 0 | 0
F6_Residential_Single Family Low Income_New_Water Heating_Natural Gas_Water Heater (> 55 gal)_E3 | F6 | Residential | Single Family Low Income | New | Water Heating | Natural Gas | Water Heater (> 55 gal) | E3 | Utility - Value of Sales | 135.6179 | 136.4081 | 137.4926 | 138.3789 | 138.3789 | 0 | 0 | 0 | 0 | 0 | 0 | 0 | 0 | 0 | 0 | 0 | 0 | 0 | 0 | 0 | 0 | 0 | 0 | 0 | 0 | 0 | 0 | 0 | 0 | 0 | 0 | 0 | 0 | 0 | 0 | 0 | 0 | 0 | 0 | 0 | 0 | 0
F6_Residential_Single Family Low Income_New_Water Heating_Natural Gas_Water Heater (> 55 gal)_E4 | F6 | Residential | Single Family Low Income | New | Water Heating | Natural Gas | Water Heater (> 55 gal) | E4 | Utility - Value of Sales | 127.1646 | 127.6429 | 128.2991 | 128.8355 | 128.8355 | 0 | 0 | 0 | 0 | 0 | 0 | 0 | 0 | 0 | 0 | 0 | 0 | 0 | 0 | 0 | 0 | 0 | 0 | 0 | 0 | 0 | 0 | 0 | 0 | 0 | 0 | 0 | 0 | 0 | 0 | 0 | 0 | 0 | 0 | 0 | 0 | 0
F6_Residential_Single Family Low Income_New_Water Heating_Natural Gas_Water Heater (> 55 gal)_E5 | F6 | Residential | Single Family Low Income | New | Water Heating | Natural Gas | Water Heater (> 55 gal) | E5 | Utility - Value of Sales | 121.575 | 122.0322 | 122.6596 | 123.1724 | 123.1724 | 0 | 0 | 0 | 0 | 0 | 0 | 0 | 0 | 0 | 0 | 0 | 0 | 0 | 0 | 0 | 0 | 0 | 0 | 0 | 0 | 0 | 0 | 0 | 0 | 0 | 0 | 0 | 0 | 0 | 0 | 0 | 0 | 0 | 0 | 0 | 0 | 0
F6_Residential_Single Family Low Income_New_Water Heating_Natural Gas_Water Heater (> 55 gal)_E6 | F6 | Residential | Single Family Low Income | New | Water Heating | Natural Gas | Water Heater (> 55 gal) | E6 | Utility - Value of Sales | 103.6325 | 104.2364 | 105.0651 | 105.7423 | 105.7423 | 105.7423 | 105.7423 | 105.7423 | 105.7423 | 105.7423 | 105.7423 | 105.7423 | 105.7423 | 105.7423 | 105.7423 | 105.7423 | 105.7423 | 105.7423 | 105.7423 | 105.7423 | 105.7423 | 105.7423 | 105.7423 | 105.7423 | 105.7423 | 105.7423 | 105.7423 | 105.7423 | 105.7423 | 105.7423 | 105.7423 | 105.7423 | 105.7423 | 0 | 0 | 0 | 0 | 0 | 0 | 0 | 0 | 0
F6_Residential_Single Family Low Income_New_Water Heating_Natural Gas_Water Heater (> 55 gal)_E7 | F6 | Residential | Single Family Low Income | New | Water Heating | Natural Gas | Water Heater (> 55 gal) | E7 | Utility - Value of Sales | 0 | 0 | 0 | 0 | 0 | 86.2207 | 86.2207 | 86.2207 | 86.2207 | 86.2207 | 86.2207 | 86.2207 | 86.2207 | 86.2207 | 86.2207 | 86.2207 | 86.2207 | 86.2207 | 86.2207 | 86.2207 | 86.2207 | 86.2207 | 86.2207 | 86.2207 | 86.2207 | 86.2207 | 86.2207 | 86.2207 | 86.2207 | 86.2207 | 86.2207 | 86.2207 | 86.2207 | 0 | 0 | 0 | 0 | 0 | 0 | 0 | 0 | 0
F6_Residential_Single Family Low Income_New_Water Heating_Natural Gas_Water Heater (> 55 gal)_E8 | F6 | Residential | Single Family Low Income | New | Water Heating | Natural Gas | Water Heater (> 55 gal) | E8 | Utility - Value of Sales | 0 | 0 | 0 | 0 | 0 | 0 | 0 | 0 | 0 | 0 | 0 | 0 | 0 | 0 | 0 | 0 | 0 | 0 | 0 | 0 | 0 | 0 | 0 | 0 | 0 | 0 | 0 | 0 | 0 | 0 | 0 | 0 | 0 | 0 | 0 | 0 | 0 | 0 | 0 | 0 | 0 | 0
F6_Residential_Single Family Low Income_New_Water Heating_Natural Gas_Water Heater (> 55 gal)_E9 | F6 | Residential | Single Family Low Income | New | Water Heating | Natural Gas | Water Heater (> 55 gal) | E9 | Utility - Value of Sales | 0 | 0 | 0 | 0 | 0 | 0 | 0 | 0 | 0 | 0 | 0 | 0 | 0 | 0 | 0 | 0 | 0 | 0 | 0 | 0 | 0 | 0 | 0 | 0 | 0 | 0 | 0 | 0 | 0 | 0 | 0 | 0 | 0 | 0 | 0 | 0 | 0 | 0 | 0 | 0 | 0 | 0
F6_Residential_Single Family Low Income_New_Water Heating_Natural Gas_Water Heater (> 55 gal)_E10 | F6 | Residential | Single Family Low Income | New | Water Heating | Natural Gas | Water Heater (> 55 gal) | E10 | Utility - Value of Sales | 0 | 0 | 0 | 0 | 0 | 0 | 0 | 0 | 0 | 0 | 0 | 0 | 0 | 0 | 0 | 0 | 0 | 0 | 0 | 0 | 0 | 0 | 0 | 0 | 0 | 0 | 0 | 0 | 0 | 0 | 0 | 0 | 0 | 0 | 0 | 0 | 0 | 0 | 0 | 0 | 0 | 0
F1_Residential_Single Family Low Income_New_Appliances_Natural Gas_Clothes Dryer_E1 | F1 | Residential | Single Family Low Income | New | Appliances | Natural Gas | Clothes Dryer | E1 | RVT - Cost of Equipment | 25.9301 | 26.0109 | 26.1907 | 26.3379 | 26.2665 | 26.3714 | 26.6228 | 26.8302 | 27.0795 | 27.3208 | 27.5644 | 27.7947 | 28.0382 | 28.2926 | 28.5359 | 28.7874 | 29.0403 | 29.3116 | 29.5741 | 29.8269 | 30.0478 | 30.253 | 30.4084 | 30.5458 | 30.6257 | 30.6713 | 30.695 | 30.6901 | 30.6478 | 30.5793 | 30.4618 | 30.3215 | 30.1405 | 0 | 0 | 0 | 0 | 0 | 0 | 0 | 0 | 0
F1_Residential_Single Family Low Income_New_Appliances_Natural Gas_Clothes Dryer_E2 | F1 | Residential | Single Family Low Income | New | Appliances | Natural Gas | Clothes Dryer | E2 | RVT - Cost of Equipment | 24.4852 | 24.5615 | 24.7313 | 24.8703 | 24.8028 | 24.9019 | 25.1393 | 25.3352 | 25.5706 | 25.7984 | 26.0285 | 26.2459 | 26.4758 | 26.716 | 26.9458 | 27.1833 | 27.4221 | 27.6783 | 27.9261 | 28.1649 | 28.3735 | 28.5673 | 28.714 | 28.8437 | 28.9192 | 28.9622 | 28.9846 | 28.9799 | 28.9401 | 28.8753 | 28.7644 | 28.6319 | 28.461 | 0 | 0 | 0 | 0 | 0 | 0 | 0 | 0 | 0
F1_Residential_Single Family Low Income_New_Appliances_Natural Gas_Clothes Dryer_E3 | F1 | Residential | Single Family Low Income | New | Appliances | Natural Gas | Clothes Dryer | E3 | RVT - Cost of Equipment | 0 | 0 | 0 | 0 | 0 | 0 | 0 | 0 | 0 | 0 | 0 | 0 | 0 | 0 | 0 | 0 | 0 | 0 | 0 | 0 | 0 | 0 | 0 | 0 | 0 | 0 | 0 | 0 | 0 | 0 | 0 | 0 | 0 | 0 | 0 | 0 | 0 | 0 | 0 | 0 | 0 | 0
F1_Residential_Single Family Low Income_New_Appliances_Natural Gas_Clothes Dryer_E4 | F1 | Residential | Single Family Low Income | New | Appliances | Natural Gas | Clothes Dryer | E4 | RVT - Cost of Equipment | 0 | 0 | 0 | 0 | 0 | 0 | 0 | 0 | 0 | 0 | 0 | 0 | 0 | 0 | 0 | 0 | 0 | 0 | 0 | 0 | 0 | 0 | 0 | 0 | 0 | 0 | 0 | 0 | 0 | 0 | 0 | 0 | 0 | 0 | 0 | 0 | 0 | 0 | 0 | 0 | 0 | 0
F1_Residential_Single Family Low Income_New_Appliances_Natural Gas_Clothes Dryer_E5 | F1 | Residential | Single Family Low Income | New | Appliances | Natural Gas | Clothes Dryer | E5 | RVT - Cost of Equipment | 0 | 0 | 0 | 0 | 0 | 0 | 0 | 0 | 0 | 0 | 0 | 0 | 0 | 0 | 0 | 0 | 0 | 0 | 0 | 0 | 0 | 0 | 0 | 0 | 0 | 0 | 0 | 0 | 0 | 0 | 0 | 0 | 0 | 0 | 0 | 0 | 0 | 0 | 0 | 0 | 0 | 0
F1_Residential_Single Family Low Income_New_Appliances_Natural Gas_Clothes Dryer_E6 | F1 | Residential | Single Family Low Income | New | Appliances | Natural Gas | Clothes Dryer | E6 | RVT - Cost of Equipment | 0 | 0 | 0 | 0 | 0 | 0 | 0 | 0 | 0 | 0 | 0 | 0 | 0 | 0 | 0 | 0 | 0 | 0 | 0 | 0 | 0 | 0 | 0 | 0 | 0 | 0 | 0 | 0 | 0 | 0 | 0 | 0 | 0 | 0 | 0 | 0 | 0 | 0 | 0 | 0 | 0 | 0
F1_Residential_Single Family Low Income_New_Appliances_Natural Gas_Clothes Dryer_E7 | F1 | Residential | Single Family Low Income | New | Appliances | Natural Gas | Clothes Dryer | E7 | RVT - Cost of Equipment | 0 | 0 | 0 | 0 | 0 | 0 | 0 | 0 | 0 | 0 | 0 | 0 | 0 | 0 | 0 | 0 | 0 | 0 | 0 | 0 | 0 | 0 | 0 | 0 | 0 | 0 | 0 | 0 | 0 | 0 | 0 | 0 | 0 | 0 | 0 | 0 | 0 | 0 | 0 | 0 | 0 | 0
F1_Residential_Single Family Low Income_New_Appliances_Natural Gas_Clothes Dryer_E8 | F1 | Residential | Single Family Low Income | New | Appliances | Natural Gas | Clothes Dryer | E8 | RVT - Cost of Equipment | 0 | 0 | 0 | 0 | 0 | 0 | 0 | 0 | 0 | 0 | 0 | 0 | 0 | 0 | 0 | 0 | 0 | 0 | 0 | 0 | 0 | 0 | 0 | 0 | 0 | 0 | 0 | 0 | 0 | 0 | 0 | 0 | 0 | 0 | 0 | 0 | 0 | 0 | 0 | 0 | 0 | 0
F1_Residential_Single Family Low Income_New_Appliances_Natural Gas_Clothes Dryer_E9 | F1 | Residential | Single Family Low Income | New | Appliances | Natural Gas | Clothes Dryer | E9 | RVT - Cost of Equipment | 0 | 0 | 0 | 0 | 0 | 0 | 0 | 0 | 0 | 0 | 0 | 0 | 0 | 0 | 0 | 0 | 0 | 0 | 0 | 0 | 0 | 0 | 0 | 0 | 0 | 0 | 0 | 0 | 0 | 0 | 0 | 0 | 0 | 0 | 0 | 0 | 0 | 0 | 0 | 0 | 0 | 0
F1_Residential_Single Family Low Income_New_Appliances_Natural Gas_Clothes Dryer_E10 | F1 | Residential | Single Family Low Income | New | Appliances | Natural Gas | Clothes Dryer | E10 | RVT - Cost of Equipment | 0 | 0 | 0 | 0 | 0 | 0 | 0 | 0 | 0 | 0 | 0 | 0 | 0 | 0 | 0 | 0 | 0 | 0 | 0 | 0 | 0 | 0 | 0 | 0 | 0 | 0 | 0 | 0 | 0 | 0 | 0 | 0 | 0 | 0 | 0 | 0 | 0 | 0 | 0 | 0 | 0 | 0
F2_Residential_Single Family Low Income_New_Appliances_Natural Gas_Clothes Dryer_E1 | F2 | Residential | Single Family Low Income | New | Appliances | Natural Gas | Clothes Dryer | E1 | RVT - Cost of Operation | 18.5155 | 18.5446 | 18.6492 | 18.7333 | 18.662 | 18.7667 | 19.0178 | 19.2248 | 19.4737 | 19.7146 | 19.9578 | 20.1877 | 20.4309 | 20.6848 | 20.9278 | 21.1789 | 21.4313 | 21.7022 | 21.9675 | 22.2265 | 22.4573 | 22.6763 | 22.8497 | 23.0095 | 23.1166 | 23.1903 | 23.2432 | 23.2685 | 23.2575 | 23.2213 | 23.1374 | 23.0318 | 22.8868 | 0 | 0 | 0 | 0 | 0 | 0 | 0 | 0 | 0
F2_Residential_Single Family Low Income_New_Appliances_Natural Gas_Clothes Dryer_E2 | F2 | Residential | Single Family Low Income | New | Appliances | Natural Gas | Clothes Dryer | E2 | RVT - Cost of Operation | 17.4838 | 17.5113 | 17.61 | 17.6895 | 17.6221 | 17.721 | 17.9581 | 18.1536 | 18.3886 | 18.6161 | 18.8458 | 19.0628 | 19.2924 | 19.5322 | 19.7617 | 19.9987 | 20.2371 | 20.493 | 20.7434 | 20.988 | 21.2059 | 21.4127 | 21.5765 | 21.7274 | 21.8285 | 21.8981 | 21.9481 | 21.9719 | 21.9616 | 21.9274 | 21.8482 | 21.7485 | 21.6115 | 0 | 0 | 0 | 0 | 0 | 0 | 0 | 0 | 0
F2_Residential_Single Family Low Income_New_Appliances_Natural Gas_Clothes Dryer_E3 | F2 | Residential | Single Family Low Income | New | Appliances | Natural Gas | Clothes Dryer | E3 | RVT - Cost of Operation | 0 | 0 | 0 | 0 | 0 | 0 | 0 | 0 | 0 | 0 | 0 | 0 | 0 | 0 | 0 | 0 | 0 | 0 | 0 | 0 | 0 | 0 | 0 | 0 | 0 | 0 | 0 | 0 | 0 | 0 | 0 | 0 | 0 | 0 | 0 | 0 | 0 | 0 | 0 | 0 | 0 | 0
F2_Residential_Single Family Low Income_New_Appliances_Natural Gas_Clothes Dryer_E4 | F2 | Residential | Single Family Low Income | New | Appliances | Natural Gas | Clothes Dryer | E4 | RVT - Cost of Operation | 0 | 0 | 0 | 0 | 0 | 0 | 0 | 0 | 0 | 0 | 0 | 0 | 0 | 0 | 0 | 0 | 0 | 0 | 0 | 0 | 0 | 0 | 0 | 0 | 0 | 0 | 0 | 0 | 0 | 0 | 0 | 0 | 0 | 0 | 0 | 0 | 0 | 0 | 0 | 0 | 0 | 0
F2_Residential_Single Family Low Income_New_Appliances_Natural Gas_Clothes Dryer_E5 | F2 | Residential | Single Family Low Income | New | Appliances | Natural Gas | Clothes Dryer | E5 | RVT - Cost of Operation | 0 | 0 | 0 | 0 | 0 | 0 | 0 | 0 | 0 | 0 | 0 | 0 | 0 | 0 | 0 | 0 | 0 | 0 | 0 | 0 | 0 | 0 | 0 | 0 | 0 | 0 | 0 | 0 | 0 | 0 | 0 | 0 | 0 | 0 | 0 | 0 | 0 | 0 | 0 | 0 | 0 | 0
F2_Residential_Single Family Low Income_New_Appliances_Natural Gas_Clothes Dryer_E6 | F2 | Residential | Single Family Low Income | New | Appliances | Natural Gas | Clothes Dryer | E6 | RVT - Cost of Operation | 0 | 0 | 0 | 0 | 0 | 0 | 0 | 0 | 0 | 0 | 0 | 0 | 0 | 0 | 0 | 0 | 0 | 0 | 0 | 0 | 0 | 0 | 0 | 0 | 0 | 0 | 0 | 0 | 0 | 0 | 0 | 0 | 0 | 0 | 0 | 0 | 0 | 0 | 0 | 0 | 0 | 0
F2_Residential_Single Family Low Income_New_Appliances_Natural Gas_Clothes Dryer_E7 | F2 | Residential | Single Family Low Income | New | Appliances | Natural Gas | Clothes Dryer | E7 | RVT - Cost of Operation | 0 | 0 | 0 | 0 | 0 | 0 | 0 | 0 | 0 | 0 | 0 | 0 | 0 | 0 | 0 | 0 | 0 | 0 | 0 | 0 | 0 | 0 | 0 | 0 | 0 | 0 | 0 | 0 | 0 | 0 | 0 | 0 | 0 | 0 | 0 | 0 | 0 | 0 | 0 | 0 | 0 | 0
F2_Residential_Single Family Low Income_New_Appliances_Natural Gas_Clothes Dryer_E8 | F2 | Residential | Single Family Low Income | New | Appliances | Natural Gas | Clothes Dryer | E8 | RVT - Cost of Operation | 0 | 0 | 0 | 0 | 0 | 0 | 0 | 0 | 0 | 0 | 0 | 0 | 0 | 0 | 0 | 0 | 0 | 0 | 0 | 0 | 0 | 0 | 0 | 0 | 0 | 0 | 0 | 0 | 0 | 0 | 0 | 0 | 0 | 0 | 0 | 0 | 0 | 0 | 0 | 0 | 0 | 0
F2_Residential_Single Family Low Income_New_Appliances_Natural Gas_Clothes Dryer_E9 | F2 | Residential | Single Family Low Income | New | Appliances | Natural Gas | Clothes Dryer | E9 | RVT - Cost of Operation | 0 | 0 | 0 | 0 | 0 | 0 | 0 | 0 | 0 | 0 | 0 | 0 | 0 | 0 | 0 | 0 | 0 | 0 | 0 | 0 | 0 | 0 | 0 | 0 | 0 | 0 | 0 | 0 | 0 | 0 | 0 | 0 | 0 | 0 | 0 | 0 | 0 | 0 | 0 | 0 | 0 | 0
F2_Residential_Single Family Low Income_New_Appliances_Natural Gas_Clothes Dryer_E10 | F2 | Residential | Single Family Low Income | New | Appliances | Natural Gas | Clothes Dryer | E10 | RVT - Cost of Operation | 0 | 0 | 0 | 0 | 0 | 0 | 0 | 0 | 0 | 0 | 0 | 0 | 0 | 0 | 0 | 0 | 0 | 0 | 0 | 0 | 0 | 0 | 0 | 0 | 0 | 0 | 0 | 0 | 0 | 0 | 0 | 0 | 0 | 0 | 0 | 0 | 0 | 0 | 0 | 0 | 0 | 0
F3_Residential_Single Family Low Income_New_Appliances_Natural Gas_Clothes Dryer_E1 | F3 | Residential | Single Family Low Income | New | Appliances | Natural Gas | Clothes Dryer | E1 | System - kBTUs of Consumption | 71.2482 | 71.2482 | 71.2482 | 71.2482 | 71.2482 | 71.2482 | 71.2482 | 71.2482 | 71.2482 | 71.2482 | 71.2482 | 71.2482 | 71.2482 | 71.2482 | 71.2482 | 71.2482 | 71.2482 | 71.2482 | 71.2482 | 71.2482 | 71.2482 | 71.2482 | 71.2482 | 71.2482 | 71.2482 | 71.2482 | 71.2482 | 71.2482 | 71.2482 | 71.2482 | 71.2482 | 71.2482 | 71.2482 | 0 | 0 | 0 | 0 | 0 | 0 | 0 | 0 | 0
F3_Residential_Single Family Low Income_New_Appliances_Natural Gas_Clothes Dryer_E2 | F3 | Residential | Single Family Low Income | New | Appliances | Natural Gas | Clothes Dryer | E2 | System - kBTUs of Consumption | 76.5063 | 76.5063 | 76.5063 | 76.5063 | 76.5063 | 76.5063 | 76.5063 | 76.5063 | 76.5063 | 76.5063 | 76.5063 | 76.5063 | 76.5063 | 76.5063 | 76.5063 | 76.5063 | 76.5063 | 76.5063 | 76.5063 | 76.5063 | 76.5063 | 76.5063 | 76.5063 | 76.5063 | 76.5063 | 76.5063 | 76.5063 | 76.5063 | 76.5063 | 76.5063 | 76.5063 | 76.5063 | 76.5063 | 0 | 0 | 0 | 0 | 0 | 0 | 0 | 0 | 0
F3_Residential_Single Family Low Income_New_Appliances_Natural Gas_Clothes Dryer_E3 | F3 | Residential | Single Family Low Income | New | Appliances | Natural Gas | Clothes Dryer | E3 | System - kBTUs of Consumption | 0 | 0 | 0 | 0 | 0 | 0 | 0 | 0 | 0 | 0 | 0 | 0 | 0 | 0 | 0 | 0 | 0 | 0 | 0 | 0 | 0 | 0 | 0 | 0 | 0 | 0 | 0 | 0 | 0 | 0 | 0 | 0 | 0 | 0 | 0 | 0 | 0 | 0 | 0 | 0 | 0 | 0
F3_Residential_Single Family Low Income_New_Appliances_Natural Gas_Clothes Dryer_E4 | F3 | Residential | Single Family Low Income | New | Appliances | Natural Gas | Clothes Dryer | E4 | System - kBTUs of Consumption | 0 | 0 | 0 | 0 | 0 | 0 | 0 | 0 | 0 | 0 | 0 | 0 | 0 | 0 | 0 | 0 | 0 | 0 | 0 | 0 | 0 | 0 | 0 | 0 | 0 | 0 | 0 | 0 | 0 | 0 | 0 | 0 | 0 | 0 | 0 | 0 | 0 | 0 | 0 | 0 | 0 | 0
F3_Residential_Single Family Low Income_New_Appliances_Natural Gas_Clothes Dryer_E5 | F3 | Residential | Single Family Low Income | New | Appliances | Natural Gas | Clothes Dryer | E5 | System - kBTUs of Consumption | 0 | 0 | 0 | 0 | 0 | 0 | 0 | 0 | 0 | 0 | 0 | 0 | 0 | 0 | 0 | 0 | 0 | 0 | 0 | 0 | 0 | 0 | 0 | 0 | 0 | 0 | 0 | 0 | 0 | 0 | 0 | 0 | 0 | 0 | 0 | 0 | 0 | 0 | 0 | 0 | 0 | 0
F3_Residential_Single Family Low Income_New_Appliances_Natural Gas_Clothes Dryer_E6 | F3 | Residential | Single Family Low Income | New | Appliances | Natural Gas | Clothes Dryer | E6 | System - kBTUs of Consumption | 0 | 0 | 0 | 0 | 0 | 0 | 0 | 0 | 0 | 0 | 0 | 0 | 0 | 0 | 0 | 0 | 0 | 0 | 0 | 0 | 0 | 0 | 0 | 0 | 0 | 0 | 0 | 0 | 0 | 0 | 0 | 0 | 0 | 0 | 0 | 0 | 0 | 0 | 0 | 0 | 0 | 0
F3_Residential_Single Family Low Income_New_Appliances_Natural Gas_Clothes Dryer_E7 | F3 | Residential | Single Family Low Income | New | Appliances | Natural Gas | Clothes Dryer | E7 | System - kBTUs of Consumption | 0 | 0 | 0 | 0 | 0 | 0 | 0 | 0 | 0 | 0 | 0 | 0 | 0 | 0 | 0 | 0 | 0 | 0 | 0 | 0 | 0 | 0 | 0 | 0 | 0 | 0 | 0 | 0 | 0 | 0 | 0 | 0 | 0 | 0 | 0 | 0 | 0 | 0 | 0 | 0 | 0 | 0
F3_Residential_Single Family Low Income_New_Appliances_Natural Gas_Clothes Dryer_E8 | F3 | Residential | Single Family Low Income | New | Appliances | Natural Gas | Clothes Dryer | E8 | System - kBTUs of Consumption | 0 | 0 | 0 | 0 | 0 | 0 | 0 | 0 | 0 | 0 | 0 | 0 | 0 | 0 | 0 | 0 | 0 | 0 | 0 | 0 | 0 | 0 | 0 | 0 | 0 | 0 | 0 | 0 | 0 | 0 | 0 | 0 | 0 | 0 | 0 | 0 | 0 | 0 | 0 | 0 | 0 | 0
F3_Residential_Single Family Low Income_New_Appliances_Natural Gas_Clothes Dryer_E9 | F3 | Residential | Single Family Low Income | New | Appliances | Natural Gas | Clothes Dryer | E9 | System - kBTUs of Consumption | 0 | 0 | 0 | 0 | 0 | 0 | 0 | 0 | 0 | 0 | 0 | 0 | 0 | 0 | 0 | 0 | 0 | 0 | 0 | 0 | 0 | 0 | 0 | 0 | 0 | 0 | 0 | 0 | 0 | 0 | 0 | 0 | 0 | 0 | 0 | 0 | 0 | 0 | 0 | 0 | 0 | 0
F3_Residential_Single Family Low Income_New_Appliances_Natural Gas_Clothes Dryer_E10 | F3 | Residential | Single Family Low Income | New | Appliances | Natural Gas | Clothes Dryer | E10 | System - kBTUs of Consumption | 0 | 0 | 0 | 0 | 0 | 0 | 0 | 0 | 0 | 0 | 0 | 0 | 0 | 0 | 0 | 0 | 0 | 0 | 0 | 0 | 0 | 0 | 0 | 0 | 0 | 0 | 0 | 0 | 0 | 0 | 0 | 0 | 0 | 0 | 0 | 0 | 0 | 0 | 0 | 0 | 0 | 0
F4_Residential_Single Family Low Income_New_Appliances_Natural Gas_Clothes Dryer_E1 | F4 | Residential | Single Family Low Income | New | Appliances | Natural Gas | Clothes Dryer | E1 | Utility - Cost of Equipment | 18.5155 | 18.5446 | 18.6492 | 18.7333 | 18.662 | 18.7667 | 19.0178 | 19.2248 | 19.4737 | 19.7146 | 19.9578 | 20.1877 | 20.4309 | 20.6848 | 20.9278 | 21.1789 | 21.4313 | 21.7022 | 21.9675 | 22.2265 | 22.4573 | 22.6763 | 22.8497 | 23.0095 | 23.1166 | 23.1903 | 23.2432 | 23.2685 | 23.2575 | 23.2213 | 23.1374 | 23.0318 | 22.8868 | 0 | 0 | 0 | 0 | 0 | 0 | 0 | 0 | 0
F4_Residential_Single Family Low Income_New_Appliances_Natural Gas_Clothes Dryer_E2 | F4 | Residential | Single Family Low Income | New | Appliances | Natural Gas | Clothes Dryer | E2 | Utility - Cost of Equipment | 17.4838 | 17.5113 | 17.61 | 17.6895 | 17.6221 | 17.721 | 17.9581 | 18.1536 | 18.3886 | 18.6161 | 18.8458 | 19.0628 | 19.2924 | 19.5322 | 19.7617 | 19.9987 | 20.2371 | 20.493 | 20.7434 | 20.988 | 21.2059 | 21.4127 | 21.5765 | 21.7274 | 21.8285 | 21.8981 | 21.9481 | 21.9719 | 21.9616 | 21.9274 | 21.8482 | 21.7485 | 21.6115 | 0 | 0 | 0 | 0 | 0 | 0 | 0 | 0 | 0
F4_Residential_Single Family Low Income_New_Appliances_Natural Gas_Clothes Dryer_E3 | F4 | Residential | Single Family Low Income | New | Appliances | Natural Gas | Clothes Dryer | E3 | Utility - Cost of Equipment | 0 | 0 | 0 | 0 | 0 | 0 | 0 | 0 | 0 | 0 | 0 | 0 | 0 | 0 | 0 | 0 | 0 | 0 | 0 | 0 | 0 | 0 | 0 | 0 | 0 | 0 | 0 | 0 | 0 | 0 | 0 | 0 | 0 | 0 | 0 | 0 | 0 | 0 | 0 | 0 | 0 | 0
F4_Residential_Single Family Low Income_New_Appliances_Natural Gas_Clothes Dryer_E4 | F4 | Residential | Single Family Low Income | New | Appliances | Natural Gas | Clothes Dryer | E4 | Utility - Cost of Equipment | 0 | 0 | 0 | 0 | 0 | 0 | 0 | 0 | 0 | 0 | 0 | 0 | 0 | 0 | 0 | 0 | 0 | 0 | 0 | 0 | 0 | 0 | 0 | 0 | 0 | 0 | 0 | 0 | 0 | 0 | 0 | 0 | 0 | 0 | 0 | 0 | 0 | 0 | 0 | 0 | 0 | 0
F4_Residential_Single Family Low Income_New_Appliances_Natural Gas_Clothes Dryer_E5 | F4 | Residential | Single Family Low Income | New | Appliances | Natural Gas | Clothes Dryer | E5 | Utility - Cost of Equipment | 0 | 0 | 0 | 0 | 0 | 0 | 0 | 0 | 0 | 0 | 0 | 0 | 0 | 0 | 0 | 0 | 0 | 0 | 0 | 0 | 0 | 0 | 0 | 0 | 0 | 0 | 0 | 0 | 0 | 0 | 0 | 0 | 0 | 0 | 0 | 0 | 0 | 0 | 0 | 0 | 0 | 0
F4_Residential_Single Family Low Income_New_Appliances_Natural Gas_Clothes Dryer_E6 | F4 | Residential | Single Family Low Income | New | Appliances | Natural Gas | Clothes Dryer | E6 | Utility - Cost of Equipment | 0 | 0 | 0 | 0 | 0 | 0 | 0 | 0 | 0 | 0 | 0 | 0 | 0 | 0 | 0 | 0 | 0 | 0 | 0 | 0 | 0 | 0 | 0 | 0 | 0 | 0 | 0 | 0 | 0 | 0 | 0 | 0 | 0 | 0 | 0 | 0 | 0 | 0 | 0 | 0 | 0 | 0
F4_Residential_Single Family Low Income_New_Appliances_Natural Gas_Clothes Dryer_E7 | F4 | Residential | Single Family Low Income | New | Appliances | Natural Gas | Clothes Dryer | E7 | Utility - Cost of Equipment | 0 | 0 | 0 | 0 | 0 | 0 | 0 | 0 | 0 | 0 | 0 | 0 | 0 | 0 | 0 | 0 | 0 | 0 | 0 | 0 | 0 | 0 | 0 | 0 | 0 | 0 | 0 | 0 | 0 | 0 | 0 | 0 | 0 | 0 | 0 | 0 | 0 | 0 | 0 | 0 | 0 | 0
F4_Residential_Single Family Low Income_New_Appliances_Natural Gas_Clothes Dryer_E8 | F4 | Residential | Single Family Low Income | New | Appliances | Natural Gas | Clothes Dryer | E8 | Utility - Cost of Equipment | 0 | 0 | 0 | 0 | 0 | 0 | 0 | 0 | 0 | 0 | 0 | 0 | 0 | 0 | 0 | 0 | 0 | 0 | 0 | 0 | 0 | 0 | 0 | 0 | 0 | 0 | 0 | 0 | 0 | 0 | 0 | 0 | 0 | 0 | 0 | 0 | 0 | 0 | 0 | 0 | 0 | 0
F4_Residential_Single Family Low Income_New_Appliances_Natural Gas_Clothes Dryer_E9 | F4 | Residential | Single Family Low Income | New | Appliances | Natural Gas | Clothes Dryer | E9 | Utility - Cost of Equipment | 0 | 0 | 0 | 0 | 0 | 0 | 0 | 0 | 0 | 0 | 0 | 0 | 0 | 0 | 0 | 0 | 0 | 0 | 0 | 0 | 0 | 0 | 0 | 0 | 0 | 0 | 0 | 0 | 0 | 0 | 0 | 0 | 0 | 0 | 0 | 0 | 0 | 0 | 0 | 0 | 0 | 0
F4_Residential_Single Family Low Income_New_Appliances_Natural Gas_Clothes Dryer_E10 | F4 | Residential | Single Family Low Income | New | Appliances | Natural Gas | Clothes Dryer | E10 | Utility - Cost of Equipment | 0 | 0 | 0 | 0 | 0 | 0 | 0 | 0 | 0 | 0 | 0 | 0 | 0 | 0 | 0 | 0 | 0 | 0 | 0 | 0 | 0 | 0 | 0 | 0 | 0 | 0 | 0 | 0 | 0 | 0 | 0 | 0 | 0 | 0 | 0 | 0 | 0 | 0 | 0 | 0 | 0 | 0
F5_Residential_Single Family Low Income_New_Appliances_Natural Gas_Clothes Dryer_E1 | F5 | Residential | Single Family Low Income | New | Appliances | Natural Gas | Clothes Dryer | E1 | Utility - Cost of Operation | 71.2482 | 71.2482 | 71.2482 | 71.2482 | 71.2482 | 71.2482 | 71.2482 | 71.2482 | 71.2482 | 71.2482 | 71.2482 | 71.2482 | 71.2482 | 71.2482 | 71.2482 | 71.2482 | 71.2482 | 71.2482 | 71.2482 | 71.2482 | 71.2482 | 71.2482 | 71.2482 | 71.2482 | 71.2482 | 71.2482 | 71.2482 | 71.2482 | 71.2482 | 71.2482 | 71.2482 | 71.2482 | 71.2482 | 0 | 0 | 0 | 0 | 0 | 0 | 0 | 0 | 0
F5_Residential_Single Family Low Income_New_Appliances_Natural Gas_Clothes Dryer_E2 | F5 | Residential | Single Family Low Income | New | Appliances | Natural Gas | Clothes Dryer | E2 | Utility - Cost of Operation | 76.5063 | 76.5063 | 76.5063 | 76.5063 | 76.5063 | 76.5063 | 76.5063 | 76.5063 | 76.5063 | 76.5063 | 76.5063 | 76.5063 | 76.5063 | 76.5063 | 76.5063 | 76.5063 | 76.5063 | 76.5063 | 76.5063 | 76.5063 | 76.5063 | 76.5063 | 76.5063 | 76.5063 | 76.5063 | 76.5063 | 76.5063 | 76.5063 | 76.5063 | 76.5063 | 76.5063 | 76.5063 | 76.5063 | 0 | 0 | 0 | 0 | 0 | 0 | 0 | 0 | 0
F5_Residential_Single Family Low Income_New_Appliances_Natural Gas_Clothes Dryer_E3 | F5 | Residential | Single Family Low Income | New | Appliances | Natural Gas | Clothes Dryer | E3 | Utility - Cost of Operation | 0 | 0 | 0 | 0 | 0 | 0 | 0 | 0 | 0 | 0 | 0 | 0 | 0 | 0 | 0 | 0 | 0 | 0 | 0 | 0 | 0 | 0 | 0 | 0 | 0 | 0 | 0 | 0 | 0 | 0 | 0 | 0 | 0 | 0 | 0 | 0 | 0 | 0 | 0 | 0 | 0 | 0
F5_Residential_Single Family Low Income_New_Appliances_Natural Gas_Clothes Dryer_E4 | F5 | Residential | Single Family Low Income | New | Appliances | Natural Gas | Clothes Dryer | E4 | Utility - Cost of Operation | 0 | 0 | 0 | 0 | 0 | 0 | 0 | 0 | 0 | 0 | 0 | 0 | 0 | 0 | 0 | 0 | 0 | 0 | 0 | 0 | 0 | 0 | 0 | 0 | 0 | 0 | 0 | 0 | 0 | 0 | 0 | 0 | 0 | 0 | 0 | 0 | 0 | 0 | 0 | 0 | 0 | 0
F5_Residential_Single Family Low Income_New_Appliances_Natural Gas_Clothes Dryer_E5 | F5 | Residential | Single Family Low Income | New | Appliances | Natural Gas | Clothes Dryer | E5 | Utility - Cost of Operation | 0 | 0 | 0 | 0 | 0 | 0 | 0 | 0 | 0 | 0 | 0 | 0 | 0 | 0 | 0 | 0 | 0 | 0 | 0 | 0 | 0 | 0 | 0 | 0 | 0 | 0 | 0 | 0 | 0 | 0 | 0 | 0 | 0 | 0 | 0 | 0 | 0 | 0 | 0 | 0 | 0 | 0
F5_Residential_Single Family Low Income_New_Appliances_Natural Gas_Clothes Dryer_E6 | F5 | Residential | Single Family Low Income | New | Appliances | Natural Gas | Clothes Dryer | E6 | Utility - Cost of Operation | 0 | 0 | 0 | 0 | 0 | 0 | 0 | 0 | 0 | 0 | 0 | 0 | 0 | 0 | 0 | 0 | 0 | 0 | 0 | 0 | 0 | 0 | 0 | 0 | 0 | 0 | 0 | 0 | 0 | 0 | 0 | 0 | 0 | 0 | 0 | 0 | 0 | 0 | 0 | 0 | 0 | 0
F5_Residential_Single Family Low Income_New_Appliances_Natural Gas_Clothes Dryer_E7 | F5 | Residential | Single Family Low Income | New | Appliances | Natural Gas | Clothes Dryer | E7 | Utility - Cost of Operation | 0 | 0 | 0 | 0 | 0 | 0 | 0 | 0 | 0 | 0 | 0 | 0 | 0 | 0 | 0 | 0 | 0 | 0 | 0 | 0 | 0 | 0 | 0 | 0 | 0 | 0 | 0 | 0 | 0 | 0 | 0 | 0 | 0 | 0 | 0 | 0 | 0 | 0 | 0 | 0 | 0 | 0
F5_Residential_Single Family Low Income_New_Appliances_Natural Gas_Clothes Dryer_E8 | F5 | Residential | Single Family Low Income | New | Appliances | Natural Gas | Clothes Dryer | E8 | Utility - Cost of Operation | 0 | 0 | 0 | 0 | 0 | 0 | 0 | 0 | 0 | 0 | 0 | 0 | 0 | 0 | 0 | 0 | 0 | 0 | 0 | 0 | 0 | 0 | 0 | 0 | 0 | 0 | 0 | 0 | 0 | 0 | 0 | 0 | 0 | 0 | 0 | 0 | 0 | 0 | 0 | 0 | 0 | 0
F5_Residential_Single Family Low Income_New_Appliances_Natural Gas_Clothes Dryer_E9 | F5 | Residential | Single Family Low Income | New | Appliances | Natural Gas | Clothes Dryer | E9 | Utility - Cost of Operation | 0 | 0 | 0 | 0 | 0 | 0 | 0 | 0 | 0 | 0 | 0 | 0 | 0 | 0 | 0 | 0 | 0 | 0 | 0 | 0 | 0 | 0 | 0 | 0 | 0 | 0 | 0 | 0 | 0 | 0 | 0 | 0 | 0 | 0 | 0 | 0 | 0 | 0 | 0 | 0 | 0 | 0
F5_Residential_Single Family Low Income_New_Appliances_Natural Gas_Clothes Dryer_E10 | F5 | Residential | Single Family Low Income | New | Appliances | Natural Gas | Clothes Dryer | E10 | Utility - Cost of Operation | 0 | 0 | 0 | 0 | 0 | 0 | 0 | 0 | 0 | 0 | 0 | 0 | 0 | 0 | 0 | 0 | 0 | 0 | 0 | 0 | 0 | 0 | 0 | 0 | 0 | 0 | 0 | 0 | 0 | 0 | 0 | 0 | 0 | 0 | 0 | 0 | 0 | 0 | 0 | 0 | 0 | 0
F6_Residential_Single Family Low Income_New_Appliances_Natural Gas_Clothes Dryer_E1 | F6 | Residential | Single Family Low Income | New | Appliances | Natural Gas | Clothes Dryer | E1 | Utility - Value of Sales | 16.5085 | 16.6129 | 16.7562 | 16.8732 | 16.8732 | 16.8732 | 16.8732 | 16.8732 | 16.8732 | 16.8732 | 16.8732 | 16.8732 | 16.8732 | 16.8732 | 16.8732 | 16.8732 | 16.8732 | 16.8732 | 16.8732 | 16.8732 | 16.8732 | 16.8732 | 16.8732 | 16.8732 | 16.8732 | 16.8732 | 16.8732 | 16.8732 | 16.8732 | 16.8732 | 16.8732 | 16.8732 | 16.8732 | 0 | 0 | 0 | 0 | 0 | 0 | 0 | 0 | 0
F6_Residential_Single Family Low Income_New_Appliances_Natural Gas_Clothes Dryer_E2 | F6 | Residential | Single Family Low Income | New | Appliances | Natural Gas | Clothes Dryer | E2 | Utility - Value of Sales | 15.5886 | 15.6872 | 15.8225 | 15.933 | 15.933 | 15.933 | 15.933 | 15.933 | 15.933 | 15.933 | 15.933 | 15.933 | 15.933 | 15.933 | 15.933 | 15.933 | 15.933 | 15.933 | 15.933 | 15.933 | 15.933 | 15.933 | 15.933 | 15.933 | 15.933 | 15.933 | 15.933 | 15.933 | 15.933 | 15.933 | 15.933 | 15.933 | 15.933 | 0 | 0 | 0 | 0 | 0 | 0 | 0 | 0 | 0
F6_Residential_Single Family Low Income_New_Appliances_Natural Gas_Clothes Dryer_E3 | F6 | Residential | Single Family Low Income | New | Appliances | Natural Gas | Clothes Dryer | E3 | Utility - Value of Sales | 0 | 0 | 0 | 0 | 0 | 0 | 0 | 0 | 0 | 0 | 0 | 0 | 0 | 0 | 0 | 0 | 0 | 0 | 0 | 0 | 0 | 0 | 0 | 0 | 0 | 0 | 0 | 0 | 0 | 0 | 0 | 0 | 0 | 0 | 0 | 0 | 0 | 0 | 0 | 0 | 0 | 0
F6_Residential_Single Family Low Income_New_Appliances_Natural Gas_Clothes Dryer_E4 | F6 | Residential | Single Family Low Income | New | Appliances | Natural Gas | Clothes Dryer | E4 | Utility - Value of Sales | 0 | 0 | 0 | 0 | 0 | 0 | 0 | 0 | 0 | 0 | 0 | 0 | 0 | 0 | 0 | 0 | 0 | 0 | 0 | 0 | 0 | 0 | 0 | 0 | 0 | 0 | 0 | 0 | 0 | 0 | 0 | 0 | 0 | 0 | 0 | 0 | 0 | 0 | 0 | 0 | 0 | 0
F6_Residential_Single Family Low Income_New_Appliances_Natural Gas_Clothes Dryer_E5 | F6 | Residential | Single Family Low Income | New | Appliances | Natural Gas | Clothes Dryer | E5 | Utility - Value of Sales | 0 | 0 | 0 | 0 | 0 | 0 | 0 | 0 | 0 | 0 | 0 | 0 | 0 | 0 | 0 | 0 | 0 | 0 | 0 | 0 | 0 | 0 | 0 | 0 | 0 | 0 | 0 | 0 | 0 | 0 | 0 | 0 | 0 | 0 | 0 | 0 | 0 | 0 | 0 | 0 | 0 | 0
F6_Residential_Single Family Low Income_New_Appliances_Natural Gas_Clothes Dryer_E6 | F6 | Residential | Single Family Low Income | New | Appliances | Natural Gas | Clothes Dryer | E6 | Utility - Value of Sales | 0 | 0 | 0 | 0 | 0 | 0 | 0 | 0 | 0 | 0 | 0 | 0 | 0 | 0 | 0 | 0 | 0 | 0 | 0 | 0 | 0 | 0 | 0 | 0 | 0 | 0 | 0 | 0 | 0 | 0 | 0 | 0 | 0 | 0 | 0 | 0 | 0 | 0 | 0 | 0 | 0 | 0
F6_Residential_Single Family Low Income_New_Appliances_Natural Gas_Clothes Dryer_E7 | F6 | Residential | Single Family Low Income | New | Appliances | Natural Gas | Clothes Dryer | E7 | Utility - Value of Sales | 0 | 0 | 0 | 0 | 0 | 0 | 0 | 0 | 0 | 0 | 0 | 0 | 0 | 0 | 0 | 0 | 0 | 0 | 0 | 0 | 0 | 0 | 0 | 0 | 0 | 0 | 0 | 0 | 0 | 0 | 0 | 0 | 0 | 0 | 0 | 0 | 0 | 0 | 0 | 0 | 0 | 0
F6_Residential_Single Family Low Income_New_Appliances_Natural Gas_Clothes Dryer_E8 | F6 | Residential | Single Family Low Income | New | Appliances | Natural Gas | Clothes Dryer | E8 | Utility - Value of Sales | 0 | 0 | 0 | 0 | 0 | 0 | 0 | 0 | 0 | 0 | 0 | 0 | 0 | 0 | 0 | 0 | 0 | 0 | 0 | 0 | 0 | 0 | 0 | 0 | 0 | 0 | 0 | 0 | 0 | 0 | 0 | 0 | 0 | 0 | 0 | 0 | 0 | 0 | 0 | 0 | 0 | 0
F6_Residential_Single Family Low Income_New_Appliances_Natural Gas_Clothes Dryer_E9 | F6 | Residential | Single Family Low Income | New | Appliances | Natural Gas | Clothes Dryer | E9 | Utility - Value of Sales | 0 | 0 | 0 | 0 | 0 | 0 | 0 | 0 | 0 | 0 | 0 | 0 | 0 | 0 | 0 | 0 | 0 | 0 | 0 | 0 | 0 | 0 | 0 | 0 | 0 | 0 | 0 | 0 | 0 | 0 | 0 | 0 | 0 | 0 | 0 | 0 | 0 | 0 | 0 | 0 | 0 | 0
F6_Residential_Single Family Low Income_New_Appliances_Natural Gas_Clothes Dryer_E10 | F6 | Residential | Single Family Low Income | New | Appliances | Natural Gas | Clothes Dryer | E10 | Utility - Value of Sales | 0 | 0 | 0 | 0 | 0 | 0 | 0 | 0 | 0 | 0 | 0 | 0 | 0 | 0 | 0 | 0 | 0 | 0 | 0 | 0 | 0 | 0 | 0 | 0 | 0 | 0 | 0 | 0 | 0 | 0 | 0 | 0 | 0 | 0 | 0 | 0 | 0 | 0 | 0 | 0 | 0 | 0
F1_Residential_Single Family Low Income_New_Appliances_Natural Gas_Stove/Oven_E1 | F1 | Residential | Single Family Low Income | New | Appliances | Natural Gas | Stove/Oven | E1 | RVT - Cost of Equipment | 29.6094 | 29.7016 | 29.9069 | 30.075 | 29.9935 | 30.1132 | 30.4004 | 30.6372 | 30.9219 | 31.1974 | 31.4756 | 31.7385 | 32.0165 | 32.307 | 32.5849 | 32.8721 | 33.1608 | 33.4707 | 33.7704 | 34.0591 | 34.3113 | 34.5457 | 34.7231 | 34.88 | 34.9713 | 35.0232 | 35.0504 | 35.0447 | 34.9965 | 34.9182 | 34.7841 | 34.6238 | 34.4171 | 0 | 0 | 0 | 0 | 0 | 0 | 0 | 0 | 0
F1_Residential_Single Family Low Income_New_Appliances_Natural Gas_Stove/Oven_E2 | F1 | Residential | Single Family Low Income | New | Appliances | Natural Gas | Stove/Oven | E2 | RVT - Cost of Equipment | 22.2396 | 22.3089 | 22.4631 | 22.5893 | 22.5281 | 22.618 | 22.8337 | 23.0116 | 23.2254 | 23.4323 | 23.6413 | 23.8388 | 24.0476 | 24.2658 | 24.4745 | 24.6902 | 24.9071 | 25.1398 | 25.3649 | 25.5818 | 25.7712 | 25.9472 | 26.0805 | 26.1984 | 26.2669 | 26.306 | 26.3263 | 26.3221 | 26.2859 | 26.2271 | 26.1263 | 26.006 | 25.8507 | 0 | 0 | 0 | 0 | 0 | 0 | 0 | 0 | 0
F1_Residential_Single Family Low Income_New_Appliances_Natural Gas_Stove/Oven_E3 | F1 | Residential | Single Family Low Income | New | Appliances | Natural Gas | Stove/Oven | E3 | RVT - Cost of Equipment | 0 | 0 | 0 | 0 | 0 | 0 | 0 | 0 | 0 | 0 | 0 | 0 | 0 | 0 | 0 | 0 | 0 | 0 | 0 | 0 | 0 | 0 | 0 | 0 | 0 | 0 | 0 | 0 | 0 | 0 | 0 | 0 | 0 | 0 | 0 | 0 | 0 | 0 | 0 | 0 | 0 | 0
F1_Residential_Single Family Low Income_New_Appliances_Natural Gas_Stove/Oven_E4 | F1 | Residential | Single Family Low Income | New | Appliances | Natural Gas | Stove/Oven | E4 | RVT - Cost of Equipment | 0 | 0 | 0 | 0 | 0 | 0 | 0 | 0 | 0 | 0 | 0 | 0 | 0 | 0 | 0 | 0 | 0 | 0 | 0 | 0 | 0 | 0 | 0 | 0 | 0 | 0 | 0 | 0 | 0 | 0 | 0 | 0 | 0 | 0 | 0 | 0 | 0 | 0 | 0 | 0 | 0 | 0
F1_Residential_Single Family Low Income_New_Appliances_Natural Gas_Stove/Oven_E5 | F1 | Residential | Single Family Low Income | New | Appliances | Natural Gas | Stove/Oven | E5 | RVT - Cost of Equipment | 0 | 0 | 0 | 0 | 0 | 0 | 0 | 0 | 0 | 0 | 0 | 0 | 0 | 0 | 0 | 0 | 0 | 0 | 0 | 0 | 0 | 0 | 0 | 0 | 0 | 0 | 0 | 0 | 0 | 0 | 0 | 0 | 0 | 0 | 0 | 0 | 0 | 0 | 0 | 0 | 0 | 0
F1_Residential_Single Family Low Income_New_Appliances_Natural Gas_Stove/Oven_E6 | F1 | Residential | Single Family Low Income | New | Appliances | Natural Gas | Stove/Oven | E6 | RVT - Cost of Equipment | 0 | 0 | 0 | 0 | 0 | 0 | 0 | 0 | 0 | 0 | 0 | 0 | 0 | 0 | 0 | 0 | 0 | 0 | 0 | 0 | 0 | 0 | 0 | 0 | 0 | 0 | 0 | 0 | 0 | 0 | 0 | 0 | 0 | 0 | 0 | 0 | 0 | 0 | 0 | 0 | 0 | 0
F1_Residential_Single Family Low Income_New_Appliances_Natural Gas_Stove/Oven_E7 | F1 | Residential | Single Family Low Income | New | Appliances | Natural Gas | Stove/Oven | E7 | RVT - Cost of Equipment | 0 | 0 | 0 | 0 | 0 | 0 | 0 | 0 | 0 | 0 | 0 | 0 | 0 | 0 | 0 | 0 | 0 | 0 | 0 | 0 | 0 | 0 | 0 | 0 | 0 | 0 | 0 | 0 | 0 | 0 | 0 | 0 | 0 | 0 | 0 | 0 | 0 | 0 | 0 | 0 | 0 | 0
F1_Residential_Single Family Low Income_New_Appliances_Natural Gas_Stove/Oven_E8 | F1 | Residential | Single Family Low Income | New | Appliances | Natural Gas | Stove/Oven | E8 | RVT - Cost of Equipment | 0 | 0 | 0 | 0 | 0 | 0 | 0 | 0 | 0 | 0 | 0 | 0 | 0 | 0 | 0 | 0 | 0 | 0 | 0 | 0 | 0 | 0 | 0 | 0 | 0 | 0 | 0 | 0 | 0 | 0 | 0 | 0 | 0 | 0 | 0 | 0 | 0 | 0 | 0 | 0 | 0 | 0
F1_Residential_Single Family Low Income_New_Appliances_Natural Gas_Stove/Oven_E9 | F1 | Residential | Single Family Low Income | New | Appliances | Natural Gas | Stove/Oven | E9 | RVT - Cost of Equipment | 0 | 0 | 0 | 0 | 0 | 0 | 0 | 0 | 0 | 0 | 0 | 0 | 0 | 0 | 0 | 0 | 0 | 0 | 0 | 0 | 0 | 0 | 0 | 0 | 0 | 0 | 0 | 0 | 0 | 0 | 0 | 0 | 0 | 0 | 0 | 0 | 0 | 0 | 0 | 0 | 0 | 0
F1_Residential_Single Family Low Income_New_Appliances_Natural Gas_Stove/Oven_E10 | F1 | Residential | Single Family Low Income | New | Appliances | Natural Gas | Stove/Oven | E10 | RVT - Cost of Equipment | 0 | 0 | 0 | 0 | 0 | 0 | 0 | 0 | 0 | 0 | 0 | 0 | 0 | 0 | 0 | 0 | 0 | 0 | 0 | 0 | 0 | 0 | 0 | 0 | 0 | 0 | 0 | 0 | 0 | 0 | 0 | 0 | 0 | 0 | 0 | 0 | 0 | 0 | 0 | 0 | 0 | 0
F2_Residential_Single Family Low Income_New_Appliances_Natural Gas_Stove/Oven_E1 | F2 | Residential | Single Family Low Income | New | Appliances | Natural Gas | Stove/Oven | E1 | RVT - Cost of Operation | 21.1427 | 21.176 | 21.2954 | 21.3914 | 21.31 | 21.4296 | 21.7162 | 21.9527 | 22.2369 | 22.5119 | 22.7897 | 23.0522 | 23.3298 | 23.6198 | 23.8973 | 24.184 | 24.4723 | 24.7816 | 25.0845 | 25.3802 | 25.6438 | 25.8939 | 26.0919 | 26.2744 | 26.3967 | 26.4808 | 26.5412 | 26.5701 | 26.5576 | 26.5162 | 26.4204 | 26.2998 | 26.1342 | 0 | 0 | 0 | 0 | 0 | 0 | 0 | 0 | 0
F2_Residential_Single Family Low Income_New_Appliances_Natural Gas_Stove/Oven_E2 | F2 | Residential | Single Family Low Income | New | Appliances | Natural Gas | Stove/Oven | E2 | RVT - Cost of Operation | 15.8803 | 15.9053 | 15.995 | 16.0671 | 16.0059 | 16.0957 | 16.3111 | 16.4886 | 16.7021 | 16.9087 | 17.1173 | 17.3145 | 17.523 | 17.7409 | 17.9492 | 18.1646 | 18.3811 | 18.6135 | 18.8409 | 19.0631 | 19.261 | 19.4489 | 19.5976 | 19.7347 | 19.8266 | 19.8897 | 19.9351 | 19.9568 | 19.9474 | 19.9164 | 19.8444 | 19.7538 | 19.6294 | 0 | 0 | 0 | 0 | 0 | 0 | 0 | 0 | 0
F2_Residential_Single Family Low Income_New_Appliances_Natural Gas_Stove/Oven_E3 | F2 | Residential | Single Family Low Income | New | Appliances | Natural Gas | Stove/Oven | E3 | RVT - Cost of Operation | 0 | 0 | 0 | 0 | 0 | 0 | 0 | 0 | 0 | 0 | 0 | 0 | 0 | 0 | 0 | 0 | 0 | 0 | 0 | 0 | 0 | 0 | 0 | 0 | 0 | 0 | 0 | 0 | 0 | 0 | 0 | 0 | 0 | 0 | 0 | 0 | 0 | 0 | 0 | 0 | 0 | 0
F2_Residential_Single Family Low Income_New_Appliances_Natural Gas_Stove/Oven_E4 | F2 | Residential | Single Family Low Income | New | Appliances | Natural Gas | Stove/Oven | E4 | RVT - Cost of Operation | 0 | 0 | 0 | 0 | 0 | 0 | 0 | 0 | 0 | 0 | 0 | 0 | 0 | 0 | 0 | 0 | 0 | 0 | 0 | 0 | 0 | 0 | 0 | 0 | 0 | 0 | 0 | 0 | 0 | 0 | 0 | 0 | 0 | 0 | 0 | 0 | 0 | 0 | 0 | 0 | 0 | 0
F2_Residential_Single Family Low Income_New_Appliances_Natural Gas_Stove/Oven_E5 | F2 | Residential | Single Family Low Income | New | Appliances | Natural Gas | Stove/Oven | E5 | RVT - Cost of Operation | 0 | 0 | 0 | 0 | 0 | 0 | 0 | 0 | 0 | 0 | 0 | 0 | 0 | 0 | 0 | 0 | 0 | 0 | 0 | 0 | 0 | 0 | 0 | 0 | 0 | 0 | 0 | 0 | 0 | 0 | 0 | 0 | 0 | 0 | 0 | 0 | 0 | 0 | 0 | 0 | 0 | 0
F2_Residential_Single Family Low Income_New_Appliances_Natural Gas_Stove/Oven_E6 | F2 | Residential | Single Family Low Income | New | Appliances | Natural Gas | Stove/Oven | E6 | RVT - Cost of Operation | 0 | 0 | 0 | 0 | 0 | 0 | 0 | 0 | 0 | 0 | 0 | 0 | 0 | 0 | 0 | 0 | 0 | 0 | 0 | 0 | 0 | 0 | 0 | 0 | 0 | 0 | 0 | 0 | 0 | 0 | 0 | 0 | 0 | 0 | 0 | 0 | 0 | 0 | 0 | 0 | 0 | 0
F2_Residential_Single Family Low Income_New_Appliances_Natural Gas_Stove/Oven_E7 | F2 | Residential | Single Family Low Income | New | Appliances | Natural Gas | Stove/Oven | E7 | RVT - Cost of Operation | 0 | 0 | 0 | 0 | 0 | 0 | 0 | 0 | 0 | 0 | 0 | 0 | 0 | 0 | 0 | 0 | 0 | 0 | 0 | 0 | 0 | 0 | 0 | 0 | 0 | 0 | 0 | 0 | 0 | 0 | 0 | 0 | 0 | 0 | 0 | 0 | 0 | 0 | 0 | 0 | 0 | 0
F2_Residential_Single Family Low Income_New_Appliances_Natural Gas_Stove/Oven_E8 | F2 | Residential | Single Family Low Income | New | Appliances | Natural Gas | Stove/Oven | E8 | RVT - Cost of Operation | 0 | 0 | 0 | 0 | 0 | 0 | 0 | 0 | 0 | 0 | 0 | 0 | 0 | 0 | 0 | 0 | 0 | 0 | 0 | 0 | 0 | 0 | 0 | 0 | 0 | 0 | 0 | 0 | 0 | 0 | 0 | 0 | 0 | 0 | 0 | 0 | 0 | 0 | 0 | 0 | 0 | 0
F2_Residential_Single Family Low Income_New_Appliances_Natural Gas_Stove/Oven_E9 | F2 | Residential | Single Family Low Income | New | Appliances | Natural Gas | Stove/Oven | E9 | RVT - Cost of Operation | 0 | 0 | 0 | 0 | 0 | 0 | 0 | 0 | 0 | 0 | 0 | 0 | 0 | 0 | 0 | 0 | 0 | 0 | 0 | 0 | 0 | 0 | 0 | 0 | 0 | 0 | 0 | 0 | 0 | 0 | 0 | 0 | 0 | 0 | 0 | 0 | 0 | 0 | 0 | 0 | 0 | 0
F2_Residential_Single Family Low Income_New_Appliances_Natural Gas_Stove/Oven_E10 | F2 | Residential | Single Family Low Income | New | Appliances | Natural Gas | Stove/Oven | E10 | RVT - Cost of Operation | 0 | 0 | 0 | 0 | 0 | 0 | 0 | 0 | 0 | 0 | 0 | 0 | 0 | 0 | 0 | 0 | 0 | 0 | 0 | 0 | 0 | 0 | 0 | 0 | 0 | 0 | 0 | 0 | 0 | 0 | 0 | 0 | 0 | 0 | 0 | 0 | 0 | 0 | 0 | 0 | 0 | 0
F3_Residential_Single Family Low Income_New_Appliances_Natural Gas_Stove/Oven_E1 | F3 | Residential | Single Family Low Income | New | Appliances | Natural Gas | Stove/Oven | E1 | System - kBTUs of Consumption | 100.3952 | 100.3952 | 100.3952 | 100.3952 | 100.3952 | 100.3952 | 100.3952 | 100.3952 | 100.3952 | 100.3952 | 100.3952 | 100.3952 | 100.3952 | 100.3952 | 100.3952 | 100.3952 | 100.3952 | 100.3952 | 100.3952 | 100.3952 | 100.3952 | 100.3952 | 100.3952 | 100.3952 | 100.3952 | 100.3952 | 100.3952 | 100.3952 | 100.3952 | 100.3952 | 100.3952 | 100.3952 | 100.3952 | 0 | 0 | 0 | 0 | 0 | 0 | 0 | 0 | 0
F3_Residential_Single Family Low Income_New_Appliances_Natural Gas_Stove/Oven_E2 | F3 | Residential | Single Family Low Income | New | Appliances | Natural Gas | Stove/Oven | E2 | System - kBTUs of Consumption | 105.7927 | 105.7927 | 105.7927 | 105.7927 | 105.7927 | 105.7927 | 105.7927 | 105.7927 | 105.7927 | 105.7927 | 105.7927 | 105.7927 | 105.7927 | 105.7927 | 105.7927 | 105.7927 | 105.7927 | 105.7927 | 105.7927 | 105.7927 | 105.7927 | 105.7927 | 105.7927 | 105.7927 | 105.7927 | 105.7927 | 105.7927 | 105.7927 | 105.7927 | 105.7927 | 105.7927 | 105.7927 | 105.7927 | 0 | 0 | 0 | 0 | 0 | 0 | 0 | 0 | 0
F3_Residential_Single Family Low Income_New_Appliances_Natural Gas_Stove/Oven_E3 | F3 | Residential | Single Family Low Income | New | Appliances | Natural Gas | Stove/Oven | E3 | System - kBTUs of Consumption | 0 | 0 | 0 | 0 | 0 | 0 | 0 | 0 | 0 | 0 | 0 | 0 | 0 | 0 | 0 | 0 | 0 | 0 | 0 | 0 | 0 | 0 | 0 | 0 | 0 | 0 | 0 | 0 | 0 | 0 | 0 | 0 | 0 | 0 | 0 | 0 | 0 | 0 | 0 | 0 | 0 | 0
F3_Residential_Single Family Low Income_New_Appliances_Natural Gas_Stove/Oven_E4 | F3 | Residential | Single Family Low Income | New | Appliances | Natural Gas | Stove/Oven | E4 | System - kBTUs of Consumption | 0 | 0 | 0 | 0 | 0 | 0 | 0 | 0 | 0 | 0 | 0 | 0 | 0 | 0 | 0 | 0 | 0 | 0 | 0 | 0 | 0 | 0 | 0 | 0 | 0 | 0 | 0 | 0 | 0 | 0 | 0 | 0 | 0 | 0 | 0 | 0 | 0 | 0 | 0 | 0 | 0 | 0
F3_Residential_Single Family Low Income_New_Appliances_Natural Gas_Stove/Oven_E5 | F3 | Residential | Single Family Low Income | New | Appliances | Natural Gas | Stove/Oven | E5 | System - kBTUs of Consumption | 0 | 0 | 0 | 0 | 0 | 0 | 0 | 0 | 0 | 0 | 0 | 0 | 0 | 0 | 0 | 0 | 0 | 0 | 0 | 0 | 0 | 0 | 0 | 0 | 0 | 0 | 0 | 0 | 0 | 0 | 0 | 0 | 0 | 0 | 0 | 0 | 0 | 0 | 0 | 0 | 0 | 0
F3_Residential_Single Family Low Income_New_Appliances_Natural Gas_Stove/Oven_E6 | F3 | Residential | Single Family Low Income | New | Appliances | Natural Gas | Stove/Oven | E6 | System - kBTUs of Consumption | 0 | 0 | 0 | 0 | 0 | 0 | 0 | 0 | 0 | 0 | 0 | 0 | 0 | 0 | 0 | 0 | 0 | 0 | 0 | 0 | 0 | 0 | 0 | 0 | 0 | 0 | 0 | 0 | 0 | 0 | 0 | 0 | 0 | 0 | 0 | 0 | 0 | 0 | 0 | 0 | 0 | 0
F3_Residential_Single Family Low Income_New_Appliances_Natural Gas_Stove/Oven_E7 | F3 | Residential | Single Family Low Income | New | Appliances | Natural Gas | Stove/Oven | E7 | System - kBTUs of Consumption | 0 | 0 | 0 | 0 | 0 | 0 | 0 | 0 | 0 | 0 | 0 | 0 | 0 | 0 | 0 | 0 | 0 | 0 | 0 | 0 | 0 | 0 | 0 | 0 | 0 | 0 | 0 | 0 | 0 | 0 | 0 | 0 | 0 | 0 | 0 | 0 | 0 | 0 | 0 | 0 | 0 | 0
F3_Residential_Single Family Low Income_New_Appliances_Natural Gas_Stove/Oven_E8 | F3 | Residential | Single Family Low Income | New | Appliances | Natural Gas | Stove/Oven | E8 | System - kBTUs of Consumption | 0 | 0 | 0 | 0 | 0 | 0 | 0 | 0 | 0 | 0 | 0 | 0 | 0 | 0 | 0 | 0 | 0 | 0 | 0 | 0 | 0 | 0 | 0 | 0 | 0 | 0 | 0 | 0 | 0 | 0 | 0 | 0 | 0 | 0 | 0 | 0 | 0 | 0 | 0 | 0 | 0 | 0
F3_Residential_Single Family Low Income_New_Appliances_Natural Gas_Stove/Oven_E9 | F3 | Residential | Single Family Low Income | New | Appliances | Natural Gas | Stove/Oven | E9 | System - kBTUs of Consumption | 0 | 0 | 0 | 0 | 0 | 0 | 0 | 0 | 0 | 0 | 0 | 0 | 0 | 0 | 0 | 0 | 0 | 0 | 0 | 0 | 0 | 0 | 0 | 0 | 0 | 0 | 0 | 0 | 0 | 0 | 0 | 0 | 0 | 0 | 0 | 0 | 0 | 0 | 0 | 0 | 0 | 0
F3_Residential_Single Family Low Income_New_Appliances_Natural Gas_Stove/Oven_E10 | F3 | Residential | Single Family Low Income | New | Appliances | Natural Gas | Stove/Oven | E10 | System - kBTUs of Consumption | 0 | 0 | 0 | 0 | 0 | 0 | 0 | 0 | 0 | 0 | 0 | 0 | 0 | 0 | 0 | 0 | 0 | 0 | 0 | 0 | 0 | 0 | 0 | 0 | 0 | 0 | 0 | 0 | 0 | 0 | 0 | 0 | 0 | 0 | 0 | 0 | 0 | 0 | 0 | 0 | 0 | 0
F4_Residential_Single Family Low Income_New_Appliances_Natural Gas_Stove/Oven_E1 | F4 | Residential | Single Family Low Income | New | Appliances | Natural Gas | Stove/Oven | E1 | Utility - Cost of Equipment | 21.1427 | 21.176 | 21.2954 | 21.3914 | 21.31 | 21.4296 | 21.7162 | 21.9527 | 22.2369 | 22.5119 | 22.7897 | 23.0522 | 23.3298 | 23.6198 | 23.8973 | 24.184 | 24.4723 | 24.7816 | 25.0845 | 25.3802 | 25.6438 | 25.8939 | 26.0919 | 26.2744 | 26.3967 | 26.4808 | 26.5412 | 26.5701 | 26.5576 | 26.5162 | 26.4204 | 26.2998 | 26.1342 | 0 | 0 | 0 | 0 | 0 | 0 | 0 | 0 | 0
F4_Residential_Single Family Low Income_New_Appliances_Natural Gas_Stove/Oven_E2 | F4 | Residential | Single Family Low Income | New | Appliances | Natural Gas | Stove/Oven | E2 | Utility - Cost of Equipment | 15.8803 | 15.9053 | 15.995 | 16.0671 | 16.0059 | 16.0957 | 16.3111 | 16.4886 | 16.7021 | 16.9087 | 17.1173 | 17.3145 | 17.523 | 17.7409 | 17.9492 | 18.1646 | 18.3811 | 18.6135 | 18.8409 | 19.0631 | 19.261 | 19.4489 | 19.5976 | 19.7347 | 19.8266 | 19.8897 | 19.9351 | 19.9568 | 19.9474 | 19.9164 | 19.8444 | 19.7538 | 19.6294 | 0 | 0 | 0 | 0 | 0 | 0 | 0 | 0 | 0
F4_Residential_Single Family Low Income_New_Appliances_Natural Gas_Stove/Oven_E3 | F4 | Residential | Single Family Low Income | New | Appliances | Natural Gas | Stove/Oven | E3 | Utility - Cost of Equipment | 0 | 0 | 0 | 0 | 0 | 0 | 0 | 0 | 0 | 0 | 0 | 0 | 0 | 0 | 0 | 0 | 0 | 0 | 0 | 0 | 0 | 0 | 0 | 0 | 0 | 0 | 0 | 0 | 0 | 0 | 0 | 0 | 0 | 0 | 0 | 0 | 0 | 0 | 0 | 0 | 0 | 0
F4_Residential_Single Family Low Income_New_Appliances_Natural Gas_Stove/Oven_E4 | F4 | Residential | Single Family Low Income | New | Appliances | Natural Gas | Stove/Oven | E4 | Utility - Cost of Equipment | 0 | 0 | 0 | 0 | 0 | 0 | 0 | 0 | 0 | 0 | 0 | 0 | 0 | 0 | 0 | 0 | 0 | 0 | 0 | 0 | 0 | 0 | 0 | 0 | 0 | 0 | 0 | 0 | 0 | 0 | 0 | 0 | 0 | 0 | 0 | 0 | 0 | 0 | 0 | 0 | 0 | 0
F4_Residential_Single Family Low Income_New_Appliances_Natural Gas_Stove/Oven_E5 | F4 | Residential | Single Family Low Income | New | Appliances | Natural Gas | Stove/Oven | E5 | Utility - Cost of Equipment | 0 | 0 | 0 | 0 | 0 | 0 | 0 | 0 | 0 | 0 | 0 | 0 | 0 | 0 | 0 | 0 | 0 | 0 | 0 | 0 | 0 | 0 | 0 | 0 | 0 | 0 | 0 | 0 | 0 | 0 | 0 | 0 | 0 | 0 | 0 | 0 | 0 | 0 | 0 | 0 | 0 | 0
F4_Residential_Single Family Low Income_New_Appliances_Natural Gas_Stove/Oven_E6 | F4 | Residential | Single Family Low Income | New | Appliances | Natural Gas | Stove/Oven | E6 | Utility - Cost of Equipment | 0 | 0 | 0 | 0 | 0 | 0 | 0 | 0 | 0 | 0 | 0 | 0 | 0 | 0 | 0 | 0 | 0 | 0 | 0 | 0 | 0 | 0 | 0 | 0 | 0 | 0 | 0 | 0 | 0 | 0 | 0 | 0 | 0 | 0 | 0 | 0 | 0 | 0 | 0 | 0 | 0 | 0
F4_Residential_Single Family Low Income_New_Appliances_Natural Gas_Stove/Oven_E7 | F4 | Residential | Single Family Low Income | New | Appliances | Natural Gas | Stove/Oven | E7 | Utility - Cost of Equipment | 0 | 0 | 0 | 0 | 0 | 0 | 0 | 0 | 0 | 0 | 0 | 0 | 0 | 0 | 0 | 0 | 0 | 0 | 0 | 0 | 0 | 0 | 0 | 0 | 0 | 0 | 0 | 0 | 0 | 0 | 0 | 0 | 0 | 0 | 0 | 0 | 0 | 0 | 0 | 0 | 0 | 0
F4_Residential_Single Family Low Income_New_Appliances_Natural Gas_Stove/Oven_E8 | F4 | Residential | Single Family Low Income | New | Appliances | Natural Gas | Stove/Oven | E8 | Utility - Cost of Equipment | 0 | 0 | 0 | 0 | 0 | 0 | 0 | 0 | 0 | 0 | 0 | 0 | 0 | 0 | 0 | 0 | 0 | 0 | 0 | 0 | 0 | 0 | 0 | 0 | 0 | 0 | 0 | 0 | 0 | 0 | 0 | 0 | 0 | 0 | 0 | 0 | 0 | 0 | 0 | 0 | 0 | 0
F4_Residential_Single Family Low Income_New_Appliances_Natural Gas_Stove/Oven_E9 | F4 | Residential | Single Family Low Income | New | Appliances | Natural Gas | Stove/Oven | E9 | Utility - Cost of Equipment | 0 | 0 | 0 | 0 | 0 | 0 | 0 | 0 | 0 | 0 | 0 | 0 | 0 | 0 | 0 | 0 | 0 | 0 | 0 | 0 | 0 | 0 | 0 | 0 | 0 | 0 | 0 | 0 | 0 | 0 | 0 | 0 | 0 | 0 | 0 | 0 | 0 | 0 | 0 | 0 | 0 | 0
F4_Residential_Single Family Low Income_New_Appliances_Natural Gas_Stove/Oven_E10 | F4 | Residential | Single Family Low Income | New | Appliances | Natural Gas | Stove/Oven | E10 | Utility - Cost of Equipment | 0 | 0 | 0 | 0 | 0 | 0 | 0 | 0 | 0 | 0 | 0 | 0 | 0 | 0 | 0 | 0 | 0 | 0 | 0 | 0 | 0 | 0 | 0 | 0 | 0 | 0 | 0 | 0 | 0 | 0 | 0 | 0 | 0 | 0 | 0 | 0 | 0 | 0 | 0 | 0 | 0 | 0
F5_Residential_Single Family Low Income_New_Appliances_Natural Gas_Stove/Oven_E1 | F5 | Residential | Single Family Low Income | New | Appliances | Natural Gas | Stove/Oven | E1 | Utility - Cost of Operation | 100.3952 | 100.3952 | 100.3952 | 100.3952 | 100.3952 | 100.3952 | 100.3952 | 100.3952 | 100.3952 | 100.3952 | 100.3952 | 100.3952 | 100.3952 | 100.3952 | 100.3952 | 100.3952 | 100.3952 | 100.3952 | 100.3952 | 100.3952 | 100.3952 | 100.3952 | 100.3952 | 100.3952 | 100.3952 | 100.3952 | 100.3952 | 100.3952 | 100.3952 | 100.3952 | 100.3952 | 100.3952 | 100.3952 | 0 | 0 | 0 | 0 | 0 | 0 | 0 | 0 | 0
F5_Residential_Single Family Low Income_New_Appliances_Natural Gas_Stove/Oven_E2 | F5 | Residential | Single Family Low Income | New | Appliances | Natural Gas | Stove/Oven | E2 | Utility - Cost of Operation | 105.7927 | 105.7927 | 105.7927 | 105.7927 | 105.7927 | 105.7927 | 105.7927 | 105.7927 | 105.7927 | 105.7927 | 105.7927 | 105.7927 | 105.7927 | 105.7927 | 105.7927 | 105.7927 | 105.7927 | 105.7927 | 105.7927 | 105.7927 | 105.7927 | 105.7927 | 105.7927 | 105.7927 | 105.7927 | 105.7927 | 105.7927 | 105.7927 | 105.7927 | 105.7927 | 105.7927 | 105.7927 | 105.7927 | 0 | 0 | 0 | 0 | 0 | 0 | 0 | 0 | 0
F5_Residential_Single Family Low Income_New_Appliances_Natural Gas_Stove/Oven_E3 | F5 | Residential | Single Family Low Income | New | Appliances | Natural Gas | Stove/Oven | E3 | Utility - Cost of Operation | 0 | 0 | 0 | 0 | 0 | 0 | 0 | 0 | 0 | 0 | 0 | 0 | 0 | 0 | 0 | 0 | 0 | 0 | 0 | 0 | 0 | 0 | 0 | 0 | 0 | 0 | 0 | 0 | 0 | 0 | 0 | 0 | 0 | 0 | 0 | 0 | 0 | 0 | 0 | 0 | 0 | 0
F5_Residential_Single Family Low Income_New_Appliances_Natural Gas_Stove/Oven_E4 | F5 | Residential | Single Family Low Income | New | Appliances | Natural Gas | Stove/Oven | E4 | Utility - Cost of Operation | 0 | 0 | 0 | 0 | 0 | 0 | 0 | 0 | 0 | 0 | 0 | 0 | 0 | 0 | 0 | 0 | 0 | 0 | 0 | 0 | 0 | 0 | 0 | 0 | 0 | 0 | 0 | 0 | 0 | 0 | 0 | 0 | 0 | 0 | 0 | 0 | 0 | 0 | 0 | 0 | 0 | 0
F5_Residential_Single Family Low Income_New_Appliances_Natural Gas_Stove/Oven_E5 | F5 | Residential | Single Family Low Income | New | Appliances | Natural Gas | Stove/Oven | E5 | Utility - Cost of Operation | 0 | 0 | 0 | 0 | 0 | 0 | 0 | 0 | 0 | 0 | 0 | 0 | 0 | 0 | 0 | 0 | 0 | 0 | 0 | 0 | 0 | 0 | 0 | 0 | 0 | 0 | 0 | 0 | 0 | 0 | 0 | 0 | 0 | 0 | 0 | 0 | 0 | 0 | 0 | 0 | 0 | 0
F5_Residential_Single Family Low Income_New_Appliances_Natural Gas_Stove/Oven_E6 | F5 | Residential | Single Family Low Income | New | Appliances | Natural Gas | Stove/Oven | E6 | Utility - Cost of Operation | 0 | 0 | 0 | 0 | 0 | 0 | 0 | 0 | 0 | 0 | 0 | 0 | 0 | 0 | 0 | 0 | 0 | 0 | 0 | 0 | 0 | 0 | 0 | 0 | 0 | 0 | 0 | 0 | 0 | 0 | 0 | 0 | 0 | 0 | 0 | 0 | 0 | 0 | 0 | 0 | 0 | 0
F5_Residential_Single Family Low Income_New_Appliances_Natural Gas_Stove/Oven_E7 | F5 | Residential | Single Family Low Income | New | Appliances | Natural Gas | Stove/Oven | E7 | Utility - Cost of Operation | 0 | 0 | 0 | 0 | 0 | 0 | 0 | 0 | 0 | 0 | 0 | 0 | 0 | 0 | 0 | 0 | 0 | 0 | 0 | 0 | 0 | 0 | 0 | 0 | 0 | 0 | 0 | 0 | 0 | 0 | 0 | 0 | 0 | 0 | 0 | 0 | 0 | 0 | 0 | 0 | 0 | 0
F5_Residential_Single Family Low Income_New_Appliances_Natural Gas_Stove/Oven_E8 | F5 | Residential | Single Family Low Income | New | Appliances | Natural Gas | Stove/Oven | E8 | Utility - Cost of Operation | 0 | 0 | 0 | 0 | 0 | 0 | 0 | 0 | 0 | 0 | 0 | 0 | 0 | 0 | 0 | 0 | 0 | 0 | 0 | 0 | 0 | 0 | 0 | 0 | 0 | 0 | 0 | 0 | 0 | 0 | 0 | 0 | 0 | 0 | 0 | 0 | 0 | 0 | 0 | 0 | 0 | 0
F5_Residential_Single Family Low Income_New_Appliances_Natural Gas_Stove/Oven_E9 | F5 | Residential | Single Family Low Income | New | Appliances | Natural Gas | Stove/Oven | E9 | Utility - Cost of Operation | 0 | 0 | 0 | 0 | 0 | 0 | 0 | 0 | 0 | 0 | 0 | 0 | 0 | 0 | 0 | 0 | 0 | 0 | 0 | 0 | 0 | 0 | 0 | 0 | 0 | 0 | 0 | 0 | 0 | 0 | 0 | 0 | 0 | 0 | 0 | 0 | 0 | 0 | 0 | 0 | 0 | 0
F5_Residential_Single Family Low Income_New_Appliances_Natural Gas_Stove/Oven_E10 | F5 | Residential | Single Family Low Income | New | Appliances | Natural Gas | Stove/Oven | E10 | Utility - Cost of Operation | 0 | 0 | 0 | 0 | 0 | 0 | 0 | 0 | 0 | 0 | 0 | 0 | 0 | 0 | 0 | 0 | 0 | 0 | 0 | 0 | 0 | 0 | 0 | 0 | 0 | 0 | 0 | 0 | 0 | 0 | 0 | 0 | 0 | 0 | 0 | 0 | 0 | 0 | 0 | 0 | 0 | 0
F6_Residential_Single Family Low Income_New_Appliances_Natural Gas_Stove/Oven_E1 | F6 | Residential | Single Family Low Income | New | Appliances | Natural Gas | Stove/Oven | E1 | Utility - Value of Sales | 18.8509 | 18.9701 | 19.1337 | 19.2674 | 19.2674 | 19.2674 | 19.2674 | 19.2674 | 19.2674 | 19.2674 | 19.2674 | 19.2674 | 19.2674 | 19.2674 | 19.2674 | 19.2674 | 19.2674 | 19.2674 | 19.2674 | 19.2674 | 19.2674 | 19.2674 | 19.2674 | 19.2674 | 19.2674 | 19.2674 | 19.2674 | 19.2674 | 19.2674 | 19.2674 | 19.2674 | 19.2674 | 19.2674 | 0 | 0 | 0 | 0 | 0 | 0 | 0 | 0 | 0
F6_Residential_Single Family Low Income_New_Appliances_Natural Gas_Stove/Oven_E2 | F6 | Residential | Single Family Low Income | New | Appliances | Natural Gas | Stove/Oven | E2 | Utility - Value of Sales | 14.1589 | 14.2485 | 14.3713 | 14.4717 | 14.4717 | 14.4717 | 14.4717 | 14.4717 | 14.4717 | 14.4717 | 14.4717 | 14.4717 | 14.4717 | 14.4717 | 14.4717 | 14.4717 | 14.4717 | 14.4717 | 14.4717 | 14.4717 | 14.4717 | 14.4717 | 14.4717 | 14.4717 | 14.4717 | 14.4717 | 14.4717 | 14.4717 | 14.4717 | 14.4717 | 14.4717 | 14.4717 | 14.4717 | 0 | 0 | 0 | 0 | 0 | 0 | 0 | 0 | 0
F6_Residential_Single Family Low Income_New_Appliances_Natural Gas_Stove/Oven_E3 | F6 | Residential | Single Family Low Income | New | Appliances | Natural Gas | Stove/Oven | E3 | Utility - Value of Sales | 0 | 0 | 0 | 0 | 0 | 0 | 0 | 0 | 0 | 0 | 0 | 0 | 0 | 0 | 0 | 0 | 0 | 0 | 0 | 0 | 0 | 0 | 0 | 0 | 0 | 0 | 0 | 0 | 0 | 0 | 0 | 0 | 0 | 0 | 0 | 0 | 0 | 0 | 0 | 0 | 0 | 0
F6_Residential_Single Family Low Income_New_Appliances_Natural Gas_Stove/Oven_E4 | F6 | Residential | Single Family Low Income | New | Appliances | Natural Gas | Stove/Oven | E4 | Utility - Value of Sales | 0 | 0 | 0 | 0 | 0 | 0 | 0 | 0 | 0 | 0 | 0 | 0 | 0 | 0 | 0 | 0 | 0 | 0 | 0 | 0 | 0 | 0 | 0 | 0 | 0 | 0 | 0 | 0 | 0 | 0 | 0 | 0 | 0 | 0 | 0 | 0 | 0 | 0 | 0 | 0 | 0 | 0
F6_Residential_Single Family Low Income_New_Appliances_Natural Gas_Stove/Oven_E5 | F6 | Residential | Single Family Low Income | New | Appliances | Natural Gas | Stove/Oven | E5 | Utility - Value of Sales | 0 | 0 | 0 | 0 | 0 | 0 | 0 | 0 | 0 | 0 | 0 | 0 | 0 | 0 | 0 | 0 | 0 | 0 | 0 | 0 | 0 | 0 | 0 | 0 | 0 | 0 | 0 | 0 | 0 | 0 | 0 | 0 | 0 | 0 | 0 | 0 | 0 | 0 | 0 | 0 | 0 | 0
F6_Residential_Single Family Low Income_New_Appliances_Natural Gas_Stove/Oven_E6 | F6 | Residential | Single Family Low Income | New | Appliances | Natural Gas | Stove/Oven | E6 | Utility - Value of Sales | 0 | 0 | 0 | 0 | 0 | 0 | 0 | 0 | 0 | 0 | 0 | 0 | 0 | 0 | 0 | 0 | 0 | 0 | 0 | 0 | 0 | 0 | 0 | 0 | 0 | 0 | 0 | 0 | 0 | 0 | 0 | 0 | 0 | 0 | 0 | 0 | 0 | 0 | 0 | 0 | 0 | 0
F6_Residential_Single Family Low Income_New_Appliances_Natural Gas_Stove/Oven_E7 | F6 | Residential | Single Family Low Income | New | Appliances | Natural Gas | Stove/Oven | E7 | Utility - Value of Sales | 0 | 0 | 0 | 0 | 0 | 0 | 0 | 0 | 0 | 0 | 0 | 0 | 0 | 0 | 0 | 0 | 0 | 0 | 0 | 0 | 0 | 0 | 0 | 0 | 0 | 0 | 0 | 0 | 0 | 0 | 0 | 0 | 0 | 0 | 0 | 0 | 0 | 0 | 0 | 0 | 0 | 0
F6_Residential_Single Family Low Income_New_Appliances_Natural Gas_Stove/Oven_E8 | F6 | Residential | Single Family Low Income | New | Appliances | Natural Gas | Stove/Oven | E8 | Utility - Value of Sales | 0 | 0 | 0 | 0 | 0 | 0 | 0 | 0 | 0 | 0 | 0 | 0 | 0 | 0 | 0 | 0 | 0 | 0 | 0 | 0 | 0 | 0 | 0 | 0 | 0 | 0 | 0 | 0 | 0 | 0 | 0 | 0 | 0 | 0 | 0 | 0 | 0 | 0 | 0 | 0 | 0 | 0
F6_Residential_Single Family Low Income_New_Appliances_Natural Gas_Stove/Oven_E9 | F6 | Residential | Single Family Low Income | New | Appliances | Natural Gas | Stove/Oven | E9 | Utility - Value of Sales | 0 | 0 | 0 | 0 | 0 | 0 | 0 | 0 | 0 | 0 | 0 | 0 | 0 | 0 | 0 | 0 | 0 | 0 | 0 | 0 | 0 | 0 | 0 | 0 | 0 | 0 | 0 | 0 | 0 | 0 | 0 | 0 | 0 | 0 | 0 | 0 | 0 | 0 | 0 | 0 | 0 | 0
F6_Residential_Single Family Low Income_New_Appliances_Natural Gas_Stove/Oven_E10 | F6 | Residential | Single Family Low Income | New | Appliances | Natural Gas | Stove/Oven | E10 | Utility - Value of Sales | 0 | 0 | 0 | 0 | 0 | 0 | 0 | 0 | 0 | 0 | 0 | 0 | 0 | 0 | 0 | 0 | 0 | 0 | 0 | 0 | 0 | 0 | 0 | 0 | 0 | 0 | 0 | 0 | 0 | 0 | 0 | 0 | 0 | 0 | 0 | 0 | 0 | 0 | 0 | 0 | 0 | 0
F1_Residential_Single Family Low Income_New_Miscellaneous_Natural Gas_Pool Heater_E1 | F1 | Residential | Single Family Low Income | New | Miscellaneous | Natural Gas | Pool Heater | E1 | RVT - Cost of Equipment | 0 | 0 | 0 | 0 | 0 | 0 | 0 | 0 | 0 | 0 | 0 | 0 | 0 | 0 | 0 | 0 | 0 | 0 | 0 | 0 | 0 | 0 | 0 | 0 | 0 | 0 | 0 | 0 | 0 | 0 | 0 | 0 | 0 | 0 | 0 | 0 | 0 | 0 | 0 | 0 | 0 | 0
F1_Residential_Single Family Low Income_New_Miscellaneous_Natural Gas_Pool Heater_E2 | F1 | Residential | Single Family Low Income | New | Miscellaneous | Natural Gas | Pool Heater | E2 | RVT - Cost of Equipment | 0 | 0 | 0 | 0 | 0 | 0 | 0 | 0 | 0 | 0 | 0 | 0 | 0 | 0 | 0 | 0 | 0 | 0 | 0 | 0 | 0 | 0 | 0 | 0 | 0 | 0 | 0 | 0 | 0 | 0 | 0 | 0 | 0 | 0 | 0 | 0 | 0 | 0 | 0 | 0 | 0 | 0
F1_Residential_Single Family Low Income_New_Miscellaneous_Natural Gas_Pool Heater_E3 | F1 | Residential | Single Family Low Income | New | Miscellaneous | Natural Gas | Pool Heater | E3 | RVT - Cost of Equipment | 0 | 0 | 0 | 0 | 0 | 0 | 0 | 0 | 0 | 0 | 0 | 0 | 0 | 0 | 0 | 0 | 0 | 0 | 0 | 0 | 0 | 0 | 0 | 0 | 0 | 0 | 0 | 0 | 0 | 0 | 0 | 0 | 0 | 0 | 0 | 0 | 0 | 0 | 0 | 0 | 0 | 0
F1_Residential_Single Family Low Income_New_Miscellaneous_Natural Gas_Pool Heater_E4 | F1 | Residential | Single Family Low Income | New | Miscellaneous | Natural Gas | Pool Heater | E4 | RVT - Cost of Equipment | 0 | 0 | 0 | 0 | 0 | 0 | 0 | 0 | 0 | 0 | 0 | 0 | 0 | 0 | 0 | 0 | 0 | 0 | 0 | 0 | 0 | 0 | 0 | 0 | 0 | 0 | 0 | 0 | 0 | 0 | 0 | 0 | 0 | 0 | 0 | 0 | 0 | 0 | 0 | 0 | 0 | 0
F1_Residential_Single Family Low Income_New_Miscellaneous_Natural Gas_Pool Heater_E5 | F1 | Residential | Single Family Low Income | New | Miscellaneous | Natural Gas | Pool Heater | E5 | RVT - Cost of Equipment | 0 | 0 | 0 | 0 | 0 | 0 | 0 | 0 | 0 | 0 | 0 | 0 | 0 | 0 | 0 | 0 | 0 | 0 | 0 | 0 | 0 | 0 | 0 | 0 | 0 | 0 | 0 | 0 | 0 | 0 | 0 | 0 | 0 | 0 | 0 | 0 | 0 | 0 | 0 | 0 | 0 | 0
F1_Residential_Single Family Low Income_New_Miscellaneous_Natural Gas_Pool Heater_E6 | F1 | Residential | Single Family Low Income | New | Miscellaneous | Natural Gas | Pool Heater | E6 | RVT - Cost of Equipment | 0 | 0 | 0 | 0 | 0 | 0 | 0 | 0 | 0 | 0 | 0 | 0 | 0 | 0 | 0 | 0 | 0 | 0 | 0 | 0 | 0 | 0 | 0 | 0 | 0 | 0 | 0 | 0 | 0 | 0 | 0 | 0 | 0 | 0 | 0 | 0 | 0 | 0 | 0 | 0 | 0 | 0
F1_Residential_Single Family Low Income_New_Miscellaneous_Natural Gas_Pool Heater_E7 | F1 | Residential | Single Family Low Income | New | Miscellaneous | Natural Gas | Pool Heater | E7 | RVT - Cost of Equipment | 0 | 0 | 0 | 0 | 0 | 0 | 0 | 0 | 0 | 0 | 0 | 0 | 0 | 0 | 0 | 0 | 0 | 0 | 0 | 0 | 0 | 0 | 0 | 0 | 0 | 0 | 0 | 0 | 0 | 0 | 0 | 0 | 0 | 0 | 0 | 0 | 0 | 0 | 0 | 0 | 0 | 0
F1_Residential_Single Family Low Income_New_Miscellaneous_Natural Gas_Pool Heater_E8 | F1 | Residential | Single Family Low Income | New | Miscellaneous | Natural Gas | Pool Heater | E8 | RVT - Cost of Equipment | 0 | 0 | 0 | 0 | 0 | 0 | 0 | 0 | 0 | 0 | 0 | 0 | 0 | 0 | 0 | 0 | 0 | 0 | 0 | 0 | 0 | 0 | 0 | 0 | 0 | 0 | 0 | 0 | 0 | 0 | 0 | 0 | 0 | 0 | 0 | 0 | 0 | 0 | 0 | 0 | 0 | 0
F1_Residential_Single Family Low Income_New_Miscellaneous_Natural Gas_Pool Heater_E9 | F1 | Residential | Single Family Low Income | New | Miscellaneous | Natural Gas | Pool Heater | E9 | RVT - Cost of Equipment | 0 | 0 | 0 | 0 | 0 | 0 | 0 | 0 | 0 | 0 | 0 | 0 | 0 | 0 | 0 | 0 | 0 | 0 | 0 | 0 | 0 | 0 | 0 | 0 | 0 | 0 | 0 | 0 | 0 | 0 | 0 | 0 | 0 | 0 | 0 | 0 | 0 | 0 | 0 | 0 | 0 | 0
F1_Residential_Single Family Low Income_New_Miscellaneous_Natural Gas_Pool Heater_E10 | F1 | Residential | Single Family Low Income | New | Miscellaneous | Natural Gas | Pool Heater | E10 | RVT - Cost of Equipment | 0 | 0 | 0 | 0 | 0 | 0 | 0 | 0 | 0 | 0 | 0 | 0 | 0 | 0 | 0 | 0 | 0 | 0 | 0 | 0 | 0 | 0 | 0 | 0 | 0 | 0 | 0 | 0 | 0 | 0 | 0 | 0 | 0 | 0 | 0 | 0 | 0 | 0 | 0 | 0 | 0 | 0
F2_Residential_Single Family Low Income_New_Miscellaneous_Natural Gas_Pool Heater_E1 | F2 | Residential | Single Family Low Income | New | Miscellaneous | Natural Gas | Pool Heater | E1 | RVT - Cost of Operation | 0 | 0 | 0 | 0 | 0 | 0 | 0 | 0 | 0 | 0 | 0 | 0 | 0 | 0 | 0 | 0 | 0 | 0 | 0 | 0 | 0 | 0 | 0 | 0 | 0 | 0 | 0 | 0 | 0 | 0 | 0 | 0 | 0 | 0 | 0 | 0 | 0 | 0 | 0 | 0 | 0 | 0
F2_Residential_Single Family Low Income_New_Miscellaneous_Natural Gas_Pool Heater_E2 | F2 | Residential | Single Family Low Income | New | Miscellaneous | Natural Gas | Pool Heater | E2 | RVT - Cost of Operation | 0 | 0 | 0 | 0 | 0 | 0 | 0 | 0 | 0 | 0 | 0 | 0 | 0 | 0 | 0 | 0 | 0 | 0 | 0 | 0 | 0 | 0 | 0 | 0 | 0 | 0 | 0 | 0 | 0 | 0 | 0 | 0 | 0 | 0 | 0 | 0 | 0 | 0 | 0 | 0 | 0 | 0
F2_Residential_Single Family Low Income_New_Miscellaneous_Natural Gas_Pool Heater_E3 | F2 | Residential | Single Family Low Income | New | Miscellaneous | Natural Gas | Pool Heater | E3 | RVT - Cost of Operation | 0 | 0 | 0 | 0 | 0 | 0 | 0 | 0 | 0 | 0 | 0 | 0 | 0 | 0 | 0 | 0 | 0 | 0 | 0 | 0 | 0 | 0 | 0 | 0 | 0 | 0 | 0 | 0 | 0 | 0 | 0 | 0 | 0 | 0 | 0 | 0 | 0 | 0 | 0 | 0 | 0 | 0
F2_Residential_Single Family Low Income_New_Miscellaneous_Natural Gas_Pool Heater_E4 | F2 | Residential | Single Family Low Income | New | Miscellaneous | Natural Gas | Pool Heater | E4 | RVT - Cost of Operation | 0 | 0 | 0 | 0 | 0 | 0 | 0 | 0 | 0 | 0 | 0 | 0 | 0 | 0 | 0 | 0 | 0 | 0 | 0 | 0 | 0 | 0 | 0 | 0 | 0 | 0 | 0 | 0 | 0 | 0 | 0 | 0 | 0 | 0 | 0 | 0 | 0 | 0 | 0 | 0 | 0 | 0
F2_Residential_Single Family Low Income_New_Miscellaneous_Natural Gas_Pool Heater_E5 | F2 | Residential | Single Family Low Income | New | Miscellaneous | Natural Gas | Pool Heater | E5 | RVT - Cost of Operation | 0 | 0 | 0 | 0 | 0 | 0 | 0 | 0 | 0 | 0 | 0 | 0 | 0 | 0 | 0 | 0 | 0 | 0 | 0 | 0 | 0 | 0 | 0 | 0 | 0 | 0 | 0 | 0 | 0 | 0 | 0 | 0 | 0 | 0 | 0 | 0 | 0 | 0 | 0 | 0 | 0 | 0
F2_Residential_Single Family Low Income_New_Miscellaneous_Natural Gas_Pool Heater_E6 | F2 | Residential | Single Family Low Income | New | Miscellaneous | Natural Gas | Pool Heater | E6 | RVT - Cost of Operation | 0 | 0 | 0 | 0 | 0 | 0 | 0 | 0 | 0 | 0 | 0 | 0 | 0 | 0 | 0 | 0 | 0 | 0 | 0 | 0 | 0 | 0 | 0 | 0 | 0 | 0 | 0 | 0 | 0 | 0 | 0 | 0 | 0 | 0 | 0 | 0 | 0 | 0 | 0 | 0 | 0 | 0
F2_Residential_Single Family Low Income_New_Miscellaneous_Natural Gas_Pool Heater_E7 | F2 | Residential | Single Family Low Income | New | Miscellaneous | Natural Gas | Pool Heater | E7 | RVT - Cost of Operation | 0 | 0 | 0 | 0 | 0 | 0 | 0 | 0 | 0 | 0 | 0 | 0 | 0 | 0 | 0 | 0 | 0 | 0 | 0 | 0 | 0 | 0 | 0 | 0 | 0 | 0 | 0 | 0 | 0 | 0 | 0 | 0 | 0 | 0 | 0 | 0 | 0 | 0 | 0 | 0 | 0 | 0
F2_Residential_Single Family Low Income_New_Miscellaneous_Natural Gas_Pool Heater_E8 | F2 | Residential | Single Family Low Income | New | Miscellaneous | Natural Gas | Pool Heater | E8 | RVT - Cost of Operation | 0 | 0 | 0 | 0 | 0 | 0 | 0 | 0 | 0 | 0 | 0 | 0 | 0 | 0 | 0 | 0 | 0 | 0 | 0 | 0 | 0 | 0 | 0 | 0 | 0 | 0 | 0 | 0 | 0 | 0 | 0 | 0 | 0 | 0 | 0 | 0 | 0 | 0 | 0 | 0 | 0 | 0
F2_Residential_Single Family Low Income_New_Miscellaneous_Natural Gas_Pool Heater_E9 | F2 | Residential | Single Family Low Income | New | Miscellaneous | Natural Gas | Pool Heater | E9 | RVT - Cost of Operation | 0 | 0 | 0 | 0 | 0 | 0 | 0 | 0 | 0 | 0 | 0 | 0 | 0 | 0 | 0 | 0 | 0 | 0 | 0 | 0 | 0 | 0 | 0 | 0 | 0 | 0 | 0 | 0 | 0 | 0 | 0 | 0 | 0 | 0 | 0 | 0 | 0 | 0 | 0 | 0 | 0 | 0
F2_Residential_Single Family Low Income_New_Miscellaneous_Natural Gas_Pool Heater_E10 | F2 | Residential | Single Family Low Income | New | Miscellaneous | Natural Gas | Pool Heater | E10 | RVT - Cost of Operation | 0 | 0 | 0 | 0 | 0 | 0 | 0 | 0 | 0 | 0 | 0 | 0 | 0 | 0 | 0 | 0 | 0 | 0 | 0 | 0 | 0 | 0 | 0 | 0 | 0 | 0 | 0 | 0 | 0 | 0 | 0 | 0 | 0 | 0 | 0 | 0 | 0 | 0 | 0 | 0 | 0 | 0
F3_Residential_Single Family Low Income_New_Miscellaneous_Natural Gas_Pool Heater_E1 | F3 | Residential | Single Family Low Income | New | Miscellaneous | Natural Gas | Pool Heater | E1 | System - kBTUs of Consumption | 351.766 | 351.766 | 351.766 | 351.766 | 351.766 | 351.766 | 351.766 | 351.766 | 351.766 | 351.766 | 351.766 | 351.766 | 351.766 | 351.766 | 351.766 | 351.766 | 351.766 | 351.766 | 351.766 | 351.766 | 351.766 | 351.766 | 351.766 | 351.766 | 351.766 | 351.766 | 351.766 | 351.766 | 351.766 | 351.766 | 351.766 | 351.766 | 351.766 | 0 | 0 | 0 | 0 | 0 | 0 | 0 | 0 | 0
F3_Residential_Single Family Low Income_New_Miscellaneous_Natural Gas_Pool Heater_E2 | F3 | Residential | Single Family Low Income | New | Miscellaneous | Natural Gas | Pool Heater | E2 | System - kBTUs of Consumption | 427.2575 | 427.2575 | 427.2575 | 427.2575 | 427.2575 | 427.2575 | 427.2575 | 427.2575 | 427.2575 | 427.2575 | 427.2575 | 427.2575 | 427.2575 | 427.2575 | 427.2575 | 427.2575 | 427.2575 | 427.2575 | 427.2575 | 427.2575 | 427.2575 | 427.2575 | 427.2575 | 427.2575 | 427.2575 | 427.2575 | 427.2575 | 427.2575 | 427.2575 | 427.2575 | 427.2575 | 427.2575 | 427.2575 | 0 | 0 | 0 | 0 | 0 | 0 | 0 | 0 | 0
F3_Residential_Single Family Low Income_New_Miscellaneous_Natural Gas_Pool Heater_E3 | F3 | Residential | Single Family Low Income | New | Miscellaneous | Natural Gas | Pool Heater | E3 | System - kBTUs of Consumption | 710.8377 | 710.8377 | 710.8377 | 710.8377 | 710.8377 | 710.8377 | 710.8377 | 710.8377 | 710.8377 | 710.8377 | 710.8377 | 710.8377 | 710.8377 | 710.8377 | 710.8377 | 710.8377 | 710.8377 | 710.8377 | 710.8377 | 710.8377 | 710.8377 | 710.8377 | 710.8377 | 710.8377 | 710.8377 | 710.8377 | 710.8377 | 710.8377 | 710.8377 | 710.8377 | 710.8377 | 710.8377 | 710.8377 | 0 | 0 | 0 | 0 | 0 | 0 | 0 | 0 | 0
F3_Residential_Single Family Low Income_New_Miscellaneous_Natural Gas_Pool Heater_E4 | F3 | Residential | Single Family Low Income | New | Miscellaneous | Natural Gas | Pool Heater | E4 | System - kBTUs of Consumption | 717.234 | 717.234 | 717.234 | 717.234 | 717.234 | 717.234 | 717.234 | 717.234 | 717.234 | 717.234 | 717.234 | 717.234 | 717.234 | 717.234 | 717.234 | 717.234 | 717.234 | 717.234 | 717.234 | 717.234 | 717.234 | 717.234 | 717.234 | 717.234 | 717.234 | 717.234 | 717.234 | 717.234 | 717.234 | 717.234 | 717.234 | 717.234 | 717.234 | 0 | 0 | 0 | 0 | 0 | 0 | 0 | 0 | 0
F3_Residential_Single Family Low Income_New_Miscellaneous_Natural Gas_Pool Heater_E5 | F3 | Residential | Single Family Low Income | New | Miscellaneous | Natural Gas | Pool Heater | E5 | System - kBTUs of Consumption | 0 | 0 | 0 | 0 | 0 | 0 | 0 | 0 | 0 | 0 | 0 | 0 | 0 | 0 | 0 | 0 | 0 | 0 | 0 | 0 | 0 | 0 | 0 | 0 | 0 | 0 | 0 | 0 | 0 | 0 | 0 | 0 | 0 | 0 | 0 | 0 | 0 | 0 | 0 | 0 | 0 | 0
F3_Residential_Single Family Low Income_New_Miscellaneous_Natural Gas_Pool Heater_E6 | F3 | Residential | Single Family Low Income | New | Miscellaneous | Natural Gas | Pool Heater | E6 | System - kBTUs of Consumption | 0 | 0 | 0 | 0 | 0 | 0 | 0 | 0 | 0 | 0 | 0 | 0 | 0 | 0 | 0 | 0 | 0 | 0 | 0 | 0 | 0 | 0 | 0 | 0 | 0 | 0 | 0 | 0 | 0 | 0 | 0 | 0 | 0 | 0 | 0 | 0 | 0 | 0 | 0 | 0 | 0 | 0
F3_Residential_Single Family Low Income_New_Miscellaneous_Natural Gas_Pool Heater_E7 | F3 | Residential | Single Family Low Income | New | Miscellaneous | Natural Gas | Pool Heater | E7 | System - kBTUs of Consumption | 0 | 0 | 0 | 0 | 0 | 0 | 0 | 0 | 0 | 0 | 0 | 0 | 0 | 0 | 0 | 0 | 0 | 0 | 0 | 0 | 0 | 0 | 0 | 0 | 0 | 0 | 0 | 0 | 0 | 0 | 0 | 0 | 0 | 0 | 0 | 0 | 0 | 0 | 0 | 0 | 0 | 0
F3_Residential_Single Family Low Income_New_Miscellaneous_Natural Gas_Pool Heater_E8 | F3 | Residential | Single Family Low Income | New | Miscellaneous | Natural Gas | Pool Heater | E8 | System - kBTUs of Consumption | 0 | 0 | 0 | 0 | 0 | 0 | 0 | 0 | 0 | 0 | 0 | 0 | 0 | 0 | 0 | 0 | 0 | 0 | 0 | 0 | 0 | 0 | 0 | 0 | 0 | 0 | 0 | 0 | 0 | 0 | 0 | 0 | 0 | 0 | 0 | 0 | 0 | 0 | 0 | 0 | 0 | 0
F3_Residential_Single Family Low Income_New_Miscellaneous_Natural Gas_Pool Heater_E9 | F3 | Residential | Single Family Low Income | New | Miscellaneous | Natural Gas | Pool Heater | E9 | System - kBTUs of Consumption | 0 | 0 | 0 | 0 | 0 | 0 | 0 | 0 | 0 | 0 | 0 | 0 | 0 | 0 | 0 | 0 | 0 | 0 | 0 | 0 | 0 | 0 | 0 | 0 | 0 | 0 | 0 | 0 | 0 | 0 | 0 | 0 | 0 | 0 | 0 | 0 | 0 | 0 | 0 | 0 | 0 | 0
F3_Residential_Single Family Low Income_New_Miscellaneous_Natural Gas_Pool Heater_E10 | F3 | Residential | Single Family Low Income | New | Miscellaneous | Natural Gas | Pool Heater | E10 | System - kBTUs of Consumption | 0 | 0 | 0 | 0 | 0 | 0 | 0 | 0 | 0 | 0 | 0 | 0 | 0 | 0 | 0 | 0 | 0 | 0 | 0 | 0 | 0 | 0 | 0 | 0 | 0 | 0 | 0 | 0 | 0 | 0 | 0 | 0 | 0 | 0 | 0 | 0 | 0 | 0 | 0 | 0 | 0 | 0
F4_Residential_Single Family Low Income_New_Miscellaneous_Natural Gas_Pool Heater_E1 | F4 | Residential | Single Family Low Income | New | Miscellaneous | Natural Gas | Pool Heater | E1 | Utility - Cost of Equipment | 0 | 0 | 0 | 0 | 0 | 0 | 0 | 0 | 0 | 0 | 0 | 0 | 0 | 0 | 0 | 0 | 0 | 0 | 0 | 0 | 0 | 0 | 0 | 0 | 0 | 0 | 0 | 0 | 0 | 0 | 0 | 0 | 0 | 0 | 0 | 0 | 0 | 0 | 0 | 0 | 0 | 0
F4_Residential_Single Family Low Income_New_Miscellaneous_Natural Gas_Pool Heater_E2 | F4 | Residential | Single Family Low Income | New | Miscellaneous | Natural Gas | Pool Heater | E2 | Utility - Cost of Equipment | 0 | 0 | 0 | 0 | 0 | 0 | 0 | 0 | 0 | 0 | 0 | 0 | 0 | 0 | 0 | 0 | 0 | 0 | 0 | 0 | 0 | 0 | 0 | 0 | 0 | 0 | 0 | 0 | 0 | 0 | 0 | 0 | 0 | 0 | 0 | 0 | 0 | 0 | 0 | 0 | 0 | 0
F4_Residential_Single Family Low Income_New_Miscellaneous_Natural Gas_Pool Heater_E3 | F4 | Residential | Single Family Low Income | New | Miscellaneous | Natural Gas | Pool Heater | E3 | Utility - Cost of Equipment | 0 | 0 | 0 | 0 | 0 | 0 | 0 | 0 | 0 | 0 | 0 | 0 | 0 | 0 | 0 | 0 | 0 | 0 | 0 | 0 | 0 | 0 | 0 | 0 | 0 | 0 | 0 | 0 | 0 | 0 | 0 | 0 | 0 | 0 | 0 | 0 | 0 | 0 | 0 | 0 | 0 | 0
F4_Residential_Single Family Low Income_New_Miscellaneous_Natural Gas_Pool Heater_E4 | F4 | Residential | Single Family Low Income | New | Miscellaneous | Natural Gas | Pool Heater | E4 | Utility - Cost of Equipment | 0 | 0 | 0 | 0 | 0 | 0 | 0 | 0 | 0 | 0 | 0 | 0 | 0 | 0 | 0 | 0 | 0 | 0 | 0 | 0 | 0 | 0 | 0 | 0 | 0 | 0 | 0 | 0 | 0 | 0 | 0 | 0 | 0 | 0 | 0 | 0 | 0 | 0 | 0 | 0 | 0 | 0
F4_Residential_Single Family Low Income_New_Miscellaneous_Natural Gas_Pool Heater_E5 | F4 | Residential | Single Family Low Income | New | Miscellaneous | Natural Gas | Pool Heater | E5 | Utility - Cost of Equipment | 0 | 0 | 0 | 0 | 0 | 0 | 0 | 0 | 0 | 0 | 0 | 0 | 0 | 0 | 0 | 0 | 0 | 0 | 0 | 0 | 0 | 0 | 0 | 0 | 0 | 0 | 0 | 0 | 0 | 0 | 0 | 0 | 0 | 0 | 0 | 0 | 0 | 0 | 0 | 0 | 0 | 0
F4_Residential_Single Family Low Income_New_Miscellaneous_Natural Gas_Pool Heater_E6 | F4 | Residential | Single Family Low Income | New | Miscellaneous | Natural Gas | Pool Heater | E6 | Utility - Cost of Equipment | 0 | 0 | 0 | 0 | 0 | 0 | 0 | 0 | 0 | 0 | 0 | 0 | 0 | 0 | 0 | 0 | 0 | 0 | 0 | 0 | 0 | 0 | 0 | 0 | 0 | 0 | 0 | 0 | 0 | 0 | 0 | 0 | 0 | 0 | 0 | 0 | 0 | 0 | 0 | 0 | 0 | 0
F4_Residential_Single Family Low Income_New_Miscellaneous_Natural Gas_Pool Heater_E7 | F4 | Residential | Single Family Low Income | New | Miscellaneous | Natural Gas | Pool Heater | E7 | Utility - Cost of Equipment | 0 | 0 | 0 | 0 | 0 | 0 | 0 | 0 | 0 | 0 | 0 | 0 | 0 | 0 | 0 | 0 | 0 | 0 | 0 | 0 | 0 | 0 | 0 | 0 | 0 | 0 | 0 | 0 | 0 | 0 | 0 | 0 | 0 | 0 | 0 | 0 | 0 | 0 | 0 | 0 | 0 | 0
F4_Residential_Single Family Low Income_New_Miscellaneous_Natural Gas_Pool Heater_E8 | F4 | Residential | Single Family Low Income | New | Miscellaneous | Natural Gas | Pool Heater | E8 | Utility - Cost of Equipment | 0 | 0 | 0 | 0 | 0 | 0 | 0 | 0 | 0 | 0 | 0 | 0 | 0 | 0 | 0 | 0 | 0 | 0 | 0 | 0 | 0 | 0 | 0 | 0 | 0 | 0 | 0 | 0 | 0 | 0 | 0 | 0 | 0 | 0 | 0 | 0 | 0 | 0 | 0 | 0 | 0 | 0
F4_Residential_Single Family Low Income_New_Miscellaneous_Natural Gas_Pool Heater_E9 | F4 | Residential | Single Family Low Income | New | Miscellaneous | Natural Gas | Pool Heater | E9 | Utility - Cost of Equipment | 0 | 0 | 0 | 0 | 0 | 0 | 0 | 0 | 0 | 0 | 0 | 0 | 0 | 0 | 0 | 0 | 0 | 0 | 0 | 0 | 0 | 0 | 0 | 0 | 0 | 0 | 0 | 0 | 0 | 0 | 0 | 0 | 0 | 0 | 0 | 0 | 0 | 0 | 0 | 0 | 0 | 0
F4_Residential_Single Family Low Income_New_Miscellaneous_Natural Gas_Pool Heater_E10 | F4 | Residential | Single Family Low Income | New | Miscellaneous | Natural Gas | Pool Heater | E10 | Utility - Cost of Equipment | 0 | 0 | 0 | 0 | 0 | 0 | 0 | 0 | 0 | 0 | 0 | 0 | 0 | 0 | 0 | 0 | 0 | 0 | 0 | 0 | 0 | 0 | 0 | 0 | 0 | 0 | 0 | 0 | 0 | 0 | 0 | 0 | 0 | 0 | 0 | 0 | 0 | 0 | 0 | 0 | 0 | 0
F5_Residential_Single Family Low Income_New_Miscellaneous_Natural Gas_Pool Heater_E1 | F5 | Residential | Single Family Low Income | New | Miscellaneous | Natural Gas | Pool Heater | E1 | Utility - Cost of Operation | 351.766 | 351.766 | 351.766 | 351.766 | 351.766 | 351.766 | 351.766 | 351.766 | 351.766 | 351.766 | 351.766 | 351.766 | 351.766 | 351.766 | 351.766 | 351.766 | 351.766 | 351.766 | 351.766 | 351.766 | 351.766 | 351.766 | 351.766 | 351.766 | 351.766 | 351.766 | 351.766 | 351.766 | 351.766 | 351.766 | 351.766 | 351.766 | 351.766 | 0 | 0 | 0 | 0 | 0 | 0 | 0 | 0 | 0
F5_Residential_Single Family Low Income_New_Miscellaneous_Natural Gas_Pool Heater_E2 | F5 | Residential | Single Family Low Income | New | Miscellaneous | Natural Gas | Pool Heater | E2 | Utility - Cost of Operation | 427.2575 | 427.2575 | 427.2575 | 427.2575 | 427.2575 | 427.2575 | 427.2575 | 427.2575 | 427.2575 | 427.2575 | 427.2575 | 427.2575 | 427.2575 | 427.2575 | 427.2575 | 427.2575 | 427.2575 | 427.2575 | 427.2575 | 427.2575 | 427.2575 | 427.2575 | 427.2575 | 427.2575 | 427.2575 | 427.2575 | 427.2575 | 427.2575 | 427.2575 | 427.2575 | 427.2575 | 427.2575 | 427.2575 | 0 | 0 | 0 | 0 | 0 | 0 | 0 | 0 | 0
F5_Residential_Single Family Low Income_New_Miscellaneous_Natural Gas_Pool Heater_E3 | F5 | Residential | Single Family Low Income | New | Miscellaneous | Natural Gas | Pool Heater | E3 | Utility - Cost of Operation | 710.8377 | 710.8377 | 710.8377 | 710.8377 | 710.8377 | 710.8377 | 710.8377 | 710.8377 | 710.8377 | 710.8377 | 710.8377 | 710.8377 | 710.8377 | 710.8377 | 710.8377 | 710.8377 | 710.8377 | 710.8377 | 710.8377 | 710.8377 | 710.8377 | 710.8377 | 710.8377 | 710.8377 | 710.8377 | 710.8377 | 710.8377 | 710.8377 | 710.8377 | 710.8377 | 710.8377 | 710.8377 | 710.8377 | 0 | 0 | 0 | 0 | 0 | 0 | 0 | 0 | 0
F5_Residential_Single Family Low Income_New_Miscellaneous_Natural Gas_Pool Heater_E4 | F5 | Residential | Single Family Low Income | New | Miscellaneous | Natural Gas | Pool Heater | E4 | Utility - Cost of Operation | 717.234 | 717.234 | 717.234 | 717.234 | 717.234 | 717.234 | 717.234 | 717.234 | 717.234 | 717.234 | 717.234 | 717.234 | 717.234 | 717.234 | 717.234 | 717.234 | 717.234 | 717.234 | 717.234 | 717.234 | 717.234 | 717.234 | 717.234 | 717.234 | 717.234 | 717.234 | 717.234 | 717.234 | 717.234 | 717.234 | 717.234 | 717.234 | 717.234 | 0 | 0 | 0 | 0 | 0 | 0 | 0 | 0 | 0
F5_Residential_Single Family Low Income_New_Miscellaneous_Natural Gas_Pool Heater_E5 | F5 | Residential | Single Family Low Income | New | Miscellaneous | Natural Gas | Pool Heater | E5 | Utility - Cost of Operation | 0 | 0 | 0 | 0 | 0 | 0 | 0 | 0 | 0 | 0 | 0 | 0 | 0 | 0 | 0 | 0 | 0 | 0 | 0 | 0 | 0 | 0 | 0 | 0 | 0 | 0 | 0 | 0 | 0 | 0 | 0 | 0 | 0 | 0 | 0 | 0 | 0 | 0 | 0 | 0 | 0 | 0
F5_Residential_Single Family Low Income_New_Miscellaneous_Natural Gas_Pool Heater_E6 | F5 | Residential | Single Family Low Income | New | Miscellaneous | Natural Gas | Pool Heater | E6 | Utility - Cost of Operation | 0 | 0 | 0 | 0 | 0 | 0 | 0 | 0 | 0 | 0 | 0 | 0 | 0 | 0 | 0 | 0 | 0 | 0 | 0 | 0 | 0 | 0 | 0 | 0 | 0 | 0 | 0 | 0 | 0 | 0 | 0 | 0 | 0 | 0 | 0 | 0 | 0 | 0 | 0 | 0 | 0 | 0
F5_Residential_Single Family Low Income_New_Miscellaneous_Natural Gas_Pool Heater_E7 | F5 | Residential | Single Family Low Income | New | Miscellaneous | Natural Gas | Pool Heater | E7 | Utility - Cost of Operation | 0 | 0 | 0 | 0 | 0 | 0 | 0 | 0 | 0 | 0 | 0 | 0 | 0 | 0 | 0 | 0 | 0 | 0 | 0 | 0 | 0 | 0 | 0 | 0 | 0 | 0 | 0 | 0 | 0 | 0 | 0 | 0 | 0 | 0 | 0 | 0 | 0 | 0 | 0 | 0 | 0 | 0
F5_Residential_Single Family Low Income_New_Miscellaneous_Natural Gas_Pool Heater_E8 | F5 | Residential | Single Family Low Income | New | Miscellaneous | Natural Gas | Pool Heater | E8 | Utility - Cost of Operation | 0 | 0 | 0 | 0 | 0 | 0 | 0 | 0 | 0 | 0 | 0 | 0 | 0 | 0 | 0 | 0 | 0 | 0 | 0 | 0 | 0 | 0 | 0 | 0 | 0 | 0 | 0 | 0 | 0 | 0 | 0 | 0 | 0 | 0 | 0 | 0 | 0 | 0 | 0 | 0 | 0 | 0
F5_Residential_Single Family Low Income_New_Miscellaneous_Natural Gas_Pool Heater_E9 | F5 | Residential | Single Family Low Income | New | Miscellaneous | Natural Gas | Pool Heater | E9 | Utility - Cost of Operation | 0 | 0 | 0 | 0 | 0 | 0 | 0 | 0 | 0 | 0 | 0 | 0 | 0 | 0 | 0 | 0 | 0 | 0 | 0 | 0 | 0 | 0 | 0 | 0 | 0 | 0 | 0 | 0 | 0 | 0 | 0 | 0 | 0 | 0 | 0 | 0 | 0 | 0 | 0 | 0 | 0 | 0
F5_Residential_Single Family Low Income_New_Miscellaneous_Natural Gas_Pool Heater_E10 | F5 | Residential | Single Family Low Income | New | Miscellaneous | Natural Gas | Pool Heater | E10 | Utility - Cost of Operation | 0 | 0 | 0 | 0 | 0 | 0 | 0 | 0 | 0 | 0 | 0 | 0 | 0 | 0 | 0 | 0 | 0 | 0 | 0 | 0 | 0 | 0 | 0 | 0 | 0 | 0 | 0 | 0 | 0 | 0 | 0 | 0 | 0 | 0 | 0 | 0 | 0 | 0 | 0 | 0 | 0 | 0
F6_Residential_Single Family Low Income_New_Miscellaneous_Natural Gas_Pool Heater_E1 | F6 | Residential | Single Family Low Income | New | Miscellaneous | Natural Gas | Pool Heater | E1 | Utility - Value of Sales | 80.6457 | 81.2604 | 82.1039 | 82.7932 | 82.7932 | 82.7932 | 82.7932 | 82.7932 | 82.7932 | 82.7932 | 82.7932 | 82.7932 | 82.7932 | 82.7932 | 82.7932 | 82.7932 | 82.7932 | 82.7932 | 82.7932 | 82.7932 | 82.7932 | 82.7932 | 82.7932 | 82.7932 | 82.7932 | 82.7932 | 82.7932 | 82.7932 | 82.7932 | 82.7932 | 82.7932 | 82.7932 | 82.7932 | 0 | 0 | 0 | 0 | 0 | 0 | 0 | 0 | 0
F6_Residential_Single Family Low Income_New_Miscellaneous_Natural Gas_Pool Heater_E2 | F6 | Residential | Single Family Low Income | New | Miscellaneous | Natural Gas | Pool Heater | E2 | Utility - Value of Sales | 77.7541 | 78.3467 | 79.1599 | 79.8245 | 79.8245 | 79.8245 | 79.8245 | 79.8245 | 79.8245 | 79.8245 | 79.8245 | 79.8245 | 79.8245 | 79.8245 | 79.8245 | 79.8245 | 79.8245 | 79.8245 | 79.8245 | 79.8245 | 79.8245 | 79.8245 | 79.8245 | 79.8245 | 79.8245 | 79.8245 | 79.8245 | 79.8245 | 79.8245 | 79.8245 | 79.8245 | 79.8245 | 79.8245 | 0 | 0 | 0 | 0 | 0 | 0 | 0 | 0 | 0
F6_Residential_Single Family Low Income_New_Miscellaneous_Natural Gas_Pool Heater_E3 | F6 | Residential | Single Family Low Income | New | Miscellaneous | Natural Gas | Pool Heater | E3 | Utility - Value of Sales | 68.9184 | 69.4436 | 70.1644 | 70.7536 | 70.7536 | 70.7536 | 70.7536 | 70.7536 | 70.7536 | 70.7536 | 70.7536 | 70.7536 | 70.7536 | 70.7536 | 70.7536 | 70.7536 | 70.7536 | 70.7536 | 70.7536 | 70.7536 | 70.7536 | 70.7536 | 70.7536 | 70.7536 | 70.7536 | 70.7536 | 70.7536 | 70.7536 | 70.7536 | 70.7536 | 70.7536 | 70.7536 | 70.7536 | 0 | 0 | 0 | 0 | 0 | 0 | 0 | 0 | 0
F6_Residential_Single Family Low Income_New_Miscellaneous_Natural Gas_Pool Heater_E4 | F6 | Residential | Single Family Low Income | New | Miscellaneous | Natural Gas | Pool Heater | E4 | Utility - Value of Sales | 68.2292 | 68.7492 | 69.4628 | 70.046 | 70.046 | 70.046 | 70.046 | 70.046 | 70.046 | 70.046 | 70.046 | 70.046 | 70.046 | 70.046 | 70.046 | 70.046 | 70.046 | 70.046 | 70.046 | 70.046 | 70.046 | 70.046 | 70.046 | 70.046 | 70.046 | 70.046 | 70.046 | 70.046 | 70.046 | 70.046 | 70.046 | 70.046 | 70.046 | 0 | 0 | 0 | 0 | 0 | 0 | 0 | 0 | 0
F6_Residential_Single Family Low Income_New_Miscellaneous_Natural Gas_Pool Heater_E5 | F6 | Residential | Single Family Low Income | New | Miscellaneous | Natural Gas | Pool Heater | E5 | Utility - Value of Sales | 0 | 0 | 0 | 0 | 0 | 0 | 0 | 0 | 0 | 0 | 0 | 0 | 0 | 0 | 0 | 0 | 0 | 0 | 0 | 0 | 0 | 0 | 0 | 0 | 0 | 0 | 0 | 0 | 0 | 0 | 0 | 0 | 0 | 0 | 0 | 0 | 0 | 0 | 0 | 0 | 0 | 0
F6_Residential_Single Family Low Income_New_Miscellaneous_Natural Gas_Pool Heater_E6 | F6 | Residential | Single Family Low Income | New | Miscellaneous | Natural Gas | Pool Heater | E6 | Utility - Value of Sales | 0 | 0 | 0 | 0 | 0 | 0 | 0 | 0 | 0 | 0 | 0 | 0 | 0 | 0 | 0 | 0 | 0 | 0 | 0 | 0 | 0 | 0 | 0 | 0 | 0 | 0 | 0 | 0 | 0 | 0 | 0 | 0 | 0 | 0 | 0 | 0 | 0 | 0 | 0 | 0 | 0 | 0
F6_Residential_Single Family Low Income_New_Miscellaneous_Natural Gas_Pool Heater_E7 | F6 | Residential | Single Family Low Income | New | Miscellaneous | Natural Gas | Pool Heater | E7 | Utility - Value of Sales | 0 | 0 | 0 | 0 | 0 | 0 | 0 | 0 | 0 | 0 | 0 | 0 | 0 | 0 | 0 | 0 | 0 | 0 | 0 | 0 | 0 | 0 | 0 | 0 | 0 | 0 | 0 | 0 | 0 | 0 | 0 | 0 | 0 | 0 | 0 | 0 | 0 | 0 | 0 | 0 | 0 | 0
F6_Residential_Single Family Low Income_New_Miscellaneous_Natural Gas_Pool Heater_E8 | F6 | Residential | Single Family Low Income | New | Miscellaneous | Natural Gas | Pool Heater | E8 | Utility - Value of Sales | 0 | 0 | 0 | 0 | 0 | 0 | 0 | 0 | 0 | 0 | 0 | 0 | 0 | 0 | 0 | 0 | 0 | 0 | 0 | 0 | 0 | 0 | 0 | 0 | 0 | 0 | 0 | 0 | 0 | 0 | 0 | 0 | 0 | 0 | 0 | 0 | 0 | 0 | 0 | 0 | 0 | 0
F6_Residential_Single Family Low Income_New_Miscellaneous_Natural Gas_Pool Heater_E9 | F6 | Residential | Single Family Low Income | New | Miscellaneous | Natural Gas | Pool Heater | E9 | Utility - Value of Sales | 0 | 0 | 0 | 0 | 0 | 0 | 0 | 0 | 0 | 0 | 0 | 0 | 0 | 0 | 0 | 0 | 0 | 0 | 0 | 0 | 0 | 0 | 0 | 0 | 0 | 0 | 0 | 0 | 0 | 0 | 0 | 0 | 0 | 0 | 0 | 0 | 0 | 0 | 0 | 0 | 0 | 0
F6_Residential_Single Family Low Income_New_Miscellaneous_Natural Gas_Pool Heater_E10 | F6 | Residential | Single Family Low Income | New | Miscellaneous | Natural Gas | Pool Heater | E10 | Utility - Value of Sales | 0 | 0 | 0 | 0 | 0 | 0 | 0 | 0 | 0 | 0 | 0 | 0 | 0 | 0 | 0 | 0 | 0 | 0 | 0 | 0 | 0 | 0 | 0 | 0 | 0 | 0 | 0 | 0 | 0 | 0 | 0 | 0 | 0 | 0 | 0 | 0 | 0 | 0 | 0 | 0 | 0 | 0
F1_Residential_Single Family Low Income_New_Miscellaneous_Natural Gas_Miscellaneous_E1 | F1 | Residential | Single Family Low Income | New | Miscellaneous | Natural Gas | Miscellaneous | E1 | RVT - Cost of Equipment | 0 | 0 | 0 | 0 | 0 | 0 | 0 | 0 | 0 | 0 | 0 | 0 | 0 | 0 | 0 | 0 | 0 | 0 | 0 | 0 | 0 | 0 | 0 | 0 | 0 | 0 | 0 | 0 | 0 | 0 | 0 | 0 | 0 | 0 | 0 | 0 | 0 | 0 | 0 | 0 | 0 | 0
F1_Residential_Single Family Low Income_New_Miscellaneous_Natural Gas_Miscellaneous_E2 | F1 | Residential | Single Family Low Income | New | Miscellaneous | Natural Gas | Miscellaneous | E2 | RVT - Cost of Equipment | 0 | 0 | 0 | 0 | 0 | 0 | 0 | 0 | 0 | 0 | 0 | 0 | 0 | 0 | 0 | 0 | 0 | 0 | 0 | 0 | 0 | 0 | 0 | 0 | 0 | 0 | 0 | 0 | 0 | 0 | 0 | 0 | 0 | 0 | 0 | 0 | 0 | 0 | 0 | 0 | 0 | 0
F1_Residential_Single Family Low Income_New_Miscellaneous_Natural Gas_Miscellaneous_E3 | F1 | Residential | Single Family Low Income | New | Miscellaneous | Natural Gas | Miscellaneous | E3 | RVT - Cost of Equipment | 0 | 0 | 0 | 0 | 0 | 0 | 0 | 0 | 0 | 0 | 0 | 0 | 0 | 0 | 0 | 0 | 0 | 0 | 0 | 0 | 0 | 0 | 0 | 0 | 0 | 0 | 0 | 0 | 0 | 0 | 0 | 0 | 0 | 0 | 0 | 0 | 0 | 0 | 0 | 0 | 0 | 0
F1_Residential_Single Family Low Income_New_Miscellaneous_Natural Gas_Miscellaneous_E4 | F1 | Residential | Single Family Low Income | New | Miscellaneous | Natural Gas | Miscellaneous | E4 | RVT - Cost of Equipment | 0 | 0 | 0 | 0 | 0 | 0 | 0 | 0 | 0 | 0 | 0 | 0 | 0 | 0 | 0 | 0 | 0 | 0 | 0 | 0 | 0 | 0 | 0 | 0 | 0 | 0 | 0 | 0 | 0 | 0 | 0 | 0 | 0 | 0 | 0 | 0 | 0 | 0 | 0 | 0 | 0 | 0
F1_Residential_Single Family Low Income_New_Miscellaneous_Natural Gas_Miscellaneous_E5 | F1 | Residential | Single Family Low Income | New | Miscellaneous | Natural Gas | Miscellaneous | E5 | RVT - Cost of Equipment | 0 | 0 | 0 | 0 | 0 | 0 | 0 | 0 | 0 | 0 | 0 | 0 | 0 | 0 | 0 | 0 | 0 | 0 | 0 | 0 | 0 | 0 | 0 | 0 | 0 | 0 | 0 | 0 | 0 | 0 | 0 | 0 | 0 | 0 | 0 | 0 | 0 | 0 | 0 | 0 | 0 | 0
F1_Residential_Single Family Low Income_New_Miscellaneous_Natural Gas_Miscellaneous_E6 | F1 | Residential | Single Family Low Income | New | Miscellaneous | Natural Gas | Miscellaneous | E6 | RVT - Cost of Equipment | 0 | 0 | 0 | 0 | 0 | 0 | 0 | 0 | 0 | 0 | 0 | 0 | 0 | 0 | 0 | 0 | 0 | 0 | 0 | 0 | 0 | 0 | 0 | 0 | 0 | 0 | 0 | 0 | 0 | 0 | 0 | 0 | 0 | 0 | 0 | 0 | 0 | 0 | 0 | 0 | 0 | 0
F1_Residential_Single Family Low Income_New_Miscellaneous_Natural Gas_Miscellaneous_E7 | F1 | Residential | Single Family Low Income | New | Miscellaneous | Natural Gas | Miscellaneous | E7 | RVT - Cost of Equipment | 0 | 0 | 0 | 0 | 0 | 0 | 0 | 0 | 0 | 0 | 0 | 0 | 0 | 0 | 0 | 0 | 0 | 0 | 0 | 0 | 0 | 0 | 0 | 0 | 0 | 0 | 0 | 0 | 0 | 0 | 0 | 0 | 0 | 0 | 0 | 0 | 0 | 0 | 0 | 0 | 0 | 0
F1_Residential_Single Family Low Income_New_Miscellaneous_Natural Gas_Miscellaneous_E8 | F1 | Residential | Single Family Low Income | New | Miscellaneous | Natural Gas | Miscellaneous | E8 | RVT - Cost of Equipment | 0 | 0 | 0 | 0 | 0 | 0 | 0 | 0 | 0 | 0 | 0 | 0 | 0 | 0 | 0 | 0 | 0 | 0 | 0 | 0 | 0 | 0 | 0 | 0 | 0 | 0 | 0 | 0 | 0 | 0 | 0 | 0 | 0 | 0 | 0 | 0 | 0 | 0 | 0 | 0 | 0 | 0
F1_Residential_Single Family Low Income_New_Miscellaneous_Natural Gas_Miscellaneous_E9 | F1 | Residential | Single Family Low Income | New | Miscellaneous | Natural Gas | Miscellaneous | E9 | RVT - Cost of Equipment | 0 | 0 | 0 | 0 | 0 | 0 | 0 | 0 | 0 | 0 | 0 | 0 | 0 | 0 | 0 | 0 | 0 | 0 | 0 | 0 | 0 | 0 | 0 | 0 | 0 | 0 | 0 | 0 | 0 | 0 | 0 | 0 | 0 | 0 | 0 | 0 | 0 | 0 | 0 | 0 | 0 | 0
F1_Residential_Single Family Low Income_New_Miscellaneous_Natural Gas_Miscellaneous_E10 | F1 | Residential | Single Family Low Income | New | Miscellaneous | Natural Gas | Miscellaneous | E10 | RVT - Cost of Equipment | 0 | 0 | 0 | 0 | 0 | 0 | 0 | 0 | 0 | 0 | 0 | 0 | 0 | 0 | 0 | 0 | 0 | 0 | 0 | 0 | 0 | 0 | 0 | 0 | 0 | 0 | 0 | 0 | 0 | 0 | 0 | 0 | 0 | 0 | 0 | 0 | 0 | 0 | 0 | 0 | 0 | 0
F2_Residential_Single Family Low Income_New_Miscellaneous_Natural Gas_Miscellaneous_E1 | F2 | Residential | Single Family Low Income | New | Miscellaneous | Natural Gas | Miscellaneous | E1 | RVT - Cost of Operation | 0 | 0 | 0 | 0 | 0 | 0 | 0 | 0 | 0 | 0 | 0 | 0 | 0 | 0 | 0 | 0 | 0 | 0 | 0 | 0 | 0 | 0 | 0 | 0 | 0 | 0 | 0 | 0 | 0 | 0 | 0 | 0 | 0 | 0 | 0 | 0 | 0 | 0 | 0 | 0 | 0 | 0
F2_Residential_Single Family Low Income_New_Miscellaneous_Natural Gas_Miscellaneous_E2 | F2 | Residential | Single Family Low Income | New | Miscellaneous | Natural Gas | Miscellaneous | E2 | RVT - Cost of Operation | 0 | 0 | 0 | 0 | 0 | 0 | 0 | 0 | 0 | 0 | 0 | 0 | 0 | 0 | 0 | 0 | 0 | 0 | 0 | 0 | 0 | 0 | 0 | 0 | 0 | 0 | 0 | 0 | 0 | 0 | 0 | 0 | 0 | 0 | 0 | 0 | 0 | 0 | 0 | 0 | 0 | 0
F2_Residential_Single Family Low Income_New_Miscellaneous_Natural Gas_Miscellaneous_E3 | F2 | Residential | Single Family Low Income | New | Miscellaneous | Natural Gas | Miscellaneous | E3 | RVT - Cost of Operation | 0 | 0 | 0 | 0 | 0 | 0 | 0 | 0 | 0 | 0 | 0 | 0 | 0 | 0 | 0 | 0 | 0 | 0 | 0 | 0 | 0 | 0 | 0 | 0 | 0 | 0 | 0 | 0 | 0 | 0 | 0 | 0 | 0 | 0 | 0 | 0 | 0 | 0 | 0 | 0 | 0 | 0
F2_Residential_Single Family Low Income_New_Miscellaneous_Natural Gas_Miscellaneous_E4 | F2 | Residential | Single Family Low Income | New | Miscellaneous | Natural Gas | Miscellaneous | E4 | RVT - Cost of Operation | 0 | 0 | 0 | 0 | 0 | 0 | 0 | 0 | 0 | 0 | 0 | 0 | 0 | 0 | 0 | 0 | 0 | 0 | 0 | 0 | 0 | 0 | 0 | 0 | 0 | 0 | 0 | 0 | 0 | 0 | 0 | 0 | 0 | 0 | 0 | 0 | 0 | 0 | 0 | 0 | 0 | 0
F2_Residential_Single Family Low Income_New_Miscellaneous_Natural Gas_Miscellaneous_E5 | F2 | Residential | Single Family Low Income | New | Miscellaneous | Natural Gas | Miscellaneous | E5 | RVT - Cost of Operation | 0 | 0 | 0 | 0 | 0 | 0 | 0 | 0 | 0 | 0 | 0 | 0 | 0 | 0 | 0 | 0 | 0 | 0 | 0 | 0 | 0 | 0 | 0 | 0 | 0 | 0 | 0 | 0 | 0 | 0 | 0 | 0 | 0 | 0 | 0 | 0 | 0 | 0 | 0 | 0 | 0 | 0
F2_Residential_Single Family Low Income_New_Miscellaneous_Natural Gas_Miscellaneous_E6 | F2 | Residential | Single Family Low Income | New | Miscellaneous | Natural Gas | Miscellaneous | E6 | RVT - Cost of Operation | 0 | 0 | 0 | 0 | 0 | 0 | 0 | 0 | 0 | 0 | 0 | 0 | 0 | 0 | 0 | 0 | 0 | 0 | 0 | 0 | 0 | 0 | 0 | 0 | 0 | 0 | 0 | 0 | 0 | 0 | 0 | 0 | 0 | 0 | 0 | 0 | 0 | 0 | 0 | 0 | 0 | 0
F2_Residential_Single Family Low Income_New_Miscellaneous_Natural Gas_Miscellaneous_E7 | F2 | Residential | Single Family Low Income | New | Miscellaneous | Natural Gas | Miscellaneous | E7 | RVT - Cost of Operation | 0 | 0 | 0 | 0 | 0 | 0 | 0 | 0 | 0 | 0 | 0 | 0 | 0 | 0 | 0 | 0 | 0 | 0 | 0 | 0 | 0 | 0 | 0 | 0 | 0 | 0 | 0 | 0 | 0 | 0 | 0 | 0 | 0 | 0 | 0 | 0 | 0 | 0 | 0 | 0 | 0 | 0
F2_Residential_Single Family Low Income_New_Miscellaneous_Natural Gas_Miscellaneous_E8 | F2 | Residential | Single Family Low Income | New | Miscellaneous | Natural Gas | Miscellaneous | E8 | RVT - Cost of Operation | 0 | 0 | 0 | 0 | 0 | 0 | 0 | 0 | 0 | 0 | 0 | 0 | 0 | 0 | 0 | 0 | 0 | 0 | 0 | 0 | 0 | 0 | 0 | 0 | 0 | 0 | 0 | 0 | 0 | 0 | 0 | 0 | 0 | 0 | 0 | 0 | 0 | 0 | 0 | 0 | 0 | 0
F2_Residential_Single Family Low Income_New_Miscellaneous_Natural Gas_Miscellaneous_E9 | F2 | Residential | Single Family Low Income | New | Miscellaneous | Natural Gas | Miscellaneous | E9 | RVT - Cost of Operation | 0 | 0 | 0 | 0 | 0 | 0 | 0 | 0 | 0 | 0 | 0 | 0 | 0 | 0 | 0 | 0 | 0 | 0 | 0 | 0 | 0 | 0 | 0 | 0 | 0 | 0 | 0 | 0 | 0 | 0 | 0 | 0 | 0 | 0 | 0 | 0 | 0 | 0 | 0 | 0 | 0 | 0
F2_Residential_Single Family Low Income_New_Miscellaneous_Natural Gas_Miscellaneous_E10 | F2 | Residential | Single Family Low Income | New | Miscellaneous | Natural Gas | Miscellaneous | E10 | RVT - Cost of Operation | 0 | 0 | 0 | 0 | 0 | 0 | 0 | 0 | 0 | 0 | 0 | 0 | 0 | 0 | 0 | 0 | 0 | 0 | 0 | 0 | 0 | 0 | 0 | 0 | 0 | 0 | 0 | 0 | 0 | 0 | 0 | 0 | 0 | 0 | 0 | 0 | 0 | 0 | 0 | 0 | 0 | 0
F3_Residential_Single Family Low Income_New_Miscellaneous_Natural Gas_Miscellaneous_E1 | F3 | Residential | Single Family Low Income | New | Miscellaneous | Natural Gas | Miscellaneous | E1 | System - kBTUs of Consumption | 16.4611 | 16.4611 | 16.4611 | 16.4611 | 16.4611 | 16.4611 | 16.4611 | 16.4611 | 16.4611 | 16.4611 | 16.4611 | 16.4611 | 16.4611 | 16.4611 | 16.4611 | 16.4611 | 16.4611 | 16.4611 | 16.4611 | 16.4611 | 16.4611 | 16.4611 | 16.4611 | 16.4611 | 16.4611 | 16.4611 | 16.4611 | 16.4611 | 16.4611 | 16.4611 | 16.4611 | 16.4611 | 16.4611 | 0 | 0 | 0 | 0 | 0 | 0 | 0 | 0 | 0
F3_Residential_Single Family Low Income_New_Miscellaneous_Natural Gas_Miscellaneous_E2 | F3 | Residential | Single Family Low Income | New | Miscellaneous | Natural Gas | Miscellaneous | E2 | System - kBTUs of Consumption | 0 | 0 | 0 | 0 | 0 | 0 | 0 | 0 | 0 | 0 | 0 | 0 | 0 | 0 | 0 | 0 | 0 | 0 | 0 | 0 | 0 | 0 | 0 | 0 | 0 | 0 | 0 | 0 | 0 | 0 | 0 | 0 | 0 | 0 | 0 | 0 | 0 | 0 | 0 | 0 | 0 | 0
F3_Residential_Single Family Low Income_New_Miscellaneous_Natural Gas_Miscellaneous_E3 | F3 | Residential | Single Family Low Income | New | Miscellaneous | Natural Gas | Miscellaneous | E3 | System - kBTUs of Consumption | 0 | 0 | 0 | 0 | 0 | 0 | 0 | 0 | 0 | 0 | 0 | 0 | 0 | 0 | 0 | 0 | 0 | 0 | 0 | 0 | 0 | 0 | 0 | 0 | 0 | 0 | 0 | 0 | 0 | 0 | 0 | 0 | 0 | 0 | 0 | 0 | 0 | 0 | 0 | 0 | 0 | 0
F3_Residential_Single Family Low Income_New_Miscellaneous_Natural Gas_Miscellaneous_E4 | F3 | Residential | Single Family Low Income | New | Miscellaneous | Natural Gas | Miscellaneous | E4 | System - kBTUs of Consumption | 0 | 0 | 0 | 0 | 0 | 0 | 0 | 0 | 0 | 0 | 0 | 0 | 0 | 0 | 0 | 0 | 0 | 0 | 0 | 0 | 0 | 0 | 0 | 0 | 0 | 0 | 0 | 0 | 0 | 0 | 0 | 0 | 0 | 0 | 0 | 0 | 0 | 0 | 0 | 0 | 0 | 0
F3_Residential_Single Family Low Income_New_Miscellaneous_Natural Gas_Miscellaneous_E5 | F3 | Residential | Single Family Low Income | New | Miscellaneous | Natural Gas | Miscellaneous | E5 | System - kBTUs of Consumption | 0 | 0 | 0 | 0 | 0 | 0 | 0 | 0 | 0 | 0 | 0 | 0 | 0 | 0 | 0 | 0 | 0 | 0 | 0 | 0 | 0 | 0 | 0 | 0 | 0 | 0 | 0 | 0 | 0 | 0 | 0 | 0 | 0 | 0 | 0 | 0 | 0 | 0 | 0 | 0 | 0 | 0
F3_Residential_Single Family Low Income_New_Miscellaneous_Natural Gas_Miscellaneous_E6 | F3 | Residential | Single Family Low Income | New | Miscellaneous | Natural Gas | Miscellaneous | E6 | System - kBTUs of Consumption | 0 | 0 | 0 | 0 | 0 | 0 | 0 | 0 | 0 | 0 | 0 | 0 | 0 | 0 | 0 | 0 | 0 | 0 | 0 | 0 | 0 | 0 | 0 | 0 | 0 | 0 | 0 | 0 | 0 | 0 | 0 | 0 | 0 | 0 | 0 | 0 | 0 | 0 | 0 | 0 | 0 | 0
F3_Residential_Single Family Low Income_New_Miscellaneous_Natural Gas_Miscellaneous_E7 | F3 | Residential | Single Family Low Income | New | Miscellaneous | Natural Gas | Miscellaneous | E7 | System - kBTUs of Consumption | 0 | 0 | 0 | 0 | 0 | 0 | 0 | 0 | 0 | 0 | 0 | 0 | 0 | 0 | 0 | 0 | 0 | 0 | 0 | 0 | 0 | 0 | 0 | 0 | 0 | 0 | 0 | 0 | 0 | 0 | 0 | 0 | 0 | 0 | 0 | 0 | 0 | 0 | 0 | 0 | 0 | 0
F3_Residential_Single Family Low Income_New_Miscellaneous_Natural Gas_Miscellaneous_E8 | F3 | Residential | Single Family Low Income | New | Miscellaneous | Natural Gas | Miscellaneous | E8 | System - kBTUs of Consumption | 0 | 0 | 0 | 0 | 0 | 0 | 0 | 0 | 0 | 0 | 0 | 0 | 0 | 0 | 0 | 0 | 0 | 0 | 0 | 0 | 0 | 0 | 0 | 0 | 0 | 0 | 0 | 0 | 0 | 0 | 0 | 0 | 0 | 0 | 0 | 0 | 0 | 0 | 0 | 0 | 0 | 0
F3_Residential_Single Family Low Income_New_Miscellaneous_Natural Gas_Miscellaneous_E9 | F3 | Residential | Single Family Low Income | New | Miscellaneous | Natural Gas | Miscellaneous | E9 | System - kBTUs of Consumption | 0 | 0 | 0 | 0 | 0 | 0 | 0 | 0 | 0 | 0 | 0 | 0 | 0 | 0 | 0 | 0 | 0 | 0 | 0 | 0 | 0 | 0 | 0 | 0 | 0 | 0 | 0 | 0 | 0 | 0 | 0 | 0 | 0 | 0 | 0 | 0 | 0 | 0 | 0 | 0 | 0 | 0
F3_Residential_Single Family Low Income_New_Miscellaneous_Natural Gas_Miscellaneous_E10 | F3 | Residential | Single Family Low Income | New | Miscellaneous | Natural Gas | Miscellaneous | E10 | System - kBTUs of Consumption | 0 | 0 | 0 | 0 | 0 | 0 | 0 | 0 | 0 | 0 | 0 | 0 | 0 | 0 | 0 | 0 | 0 | 0 | 0 | 0 | 0 | 0 | 0 | 0 | 0 | 0 | 0 | 0 | 0 | 0 | 0 | 0 | 0 | 0 | 0 | 0 | 0 | 0 | 0 | 0 | 0 | 0
F4_Residential_Single Family Low Income_New_Miscellaneous_Natural Gas_Miscellaneous_E1 | F4 | Residential | Single Family Low Income | New | Miscellaneous | Natural Gas | Miscellaneous | E1 | Utility - Cost of Equipment | 0 | 0 | 0 | 0 | 0 | 0 | 0 | 0 | 0 | 0 | 0 | 0 | 0 | 0 | 0 | 0 | 0 | 0 | 0 | 0 | 0 | 0 | 0 | 0 | 0 | 0 | 0 | 0 | 0 | 0 | 0 | 0 | 0 | 0 | 0 | 0 | 0 | 0 | 0 | 0 | 0 | 0
F4_Residential_Single Family Low Income_New_Miscellaneous_Natural Gas_Miscellaneous_E2 | F4 | Residential | Single Family Low Income | New | Miscellaneous | Natural Gas | Miscellaneous | E2 | Utility - Cost of Equipment | 0 | 0 | 0 | 0 | 0 | 0 | 0 | 0 | 0 | 0 | 0 | 0 | 0 | 0 | 0 | 0 | 0 | 0 | 0 | 0 | 0 | 0 | 0 | 0 | 0 | 0 | 0 | 0 | 0 | 0 | 0 | 0 | 0 | 0 | 0 | 0 | 0 | 0 | 0 | 0 | 0 | 0
F4_Residential_Single Family Low Income_New_Miscellaneous_Natural Gas_Miscellaneous_E3 | F4 | Residential | Single Family Low Income | New | Miscellaneous | Natural Gas | Miscellaneous | E3 | Utility - Cost of Equipment | 0 | 0 | 0 | 0 | 0 | 0 | 0 | 0 | 0 | 0 | 0 | 0 | 0 | 0 | 0 | 0 | 0 | 0 | 0 | 0 | 0 | 0 | 0 | 0 | 0 | 0 | 0 | 0 | 0 | 0 | 0 | 0 | 0 | 0 | 0 | 0 | 0 | 0 | 0 | 0 | 0 | 0
F4_Residential_Single Family Low Income_New_Miscellaneous_Natural Gas_Miscellaneous_E4 | F4 | Residential | Single Family Low Income | New | Miscellaneous | Natural Gas | Miscellaneous | E4 | Utility - Cost of Equipment | 0 | 0 | 0 | 0 | 0 | 0 | 0 | 0 | 0 | 0 | 0 | 0 | 0 | 0 | 0 | 0 | 0 | 0 | 0 | 0 | 0 | 0 | 0 | 0 | 0 | 0 | 0 | 0 | 0 | 0 | 0 | 0 | 0 | 0 | 0 | 0 | 0 | 0 | 0 | 0 | 0 | 0
F4_Residential_Single Family Low Income_New_Miscellaneous_Natural Gas_Miscellaneous_E5 | F4 | Residential | Single Family Low Income | New | Miscellaneous | Natural Gas | Miscellaneous | E5 | Utility - Cost of Equipment | 0 | 0 | 0 | 0 | 0 | 0 | 0 | 0 | 0 | 0 | 0 | 0 | 0 | 0 | 0 | 0 | 0 | 0 | 0 | 0 | 0 | 0 | 0 | 0 | 0 | 0 | 0 | 0 | 0 | 0 | 0 | 0 | 0 | 0 | 0 | 0 | 0 | 0 | 0 | 0 | 0 | 0
F4_Residential_Single Family Low Income_New_Miscellaneous_Natural Gas_Miscellaneous_E6 | F4 | Residential | Single Family Low Income | New | Miscellaneous | Natural Gas | Miscellaneous | E6 | Utility - Cost of Equipment | 0 | 0 | 0 | 0 | 0 | 0 | 0 | 0 | 0 | 0 | 0 | 0 | 0 | 0 | 0 | 0 | 0 | 0 | 0 | 0 | 0 | 0 | 0 | 0 | 0 | 0 | 0 | 0 | 0 | 0 | 0 | 0 | 0 | 0 | 0 | 0 | 0 | 0 | 0 | 0 | 0 | 0
F4_Residential_Single Family Low Income_New_Miscellaneous_Natural Gas_Miscellaneous_E7 | F4 | Residential | Single Family Low Income | New | Miscellaneous | Natural Gas | Miscellaneous | E7 | Utility - Cost of Equipment | 0 | 0 | 0 | 0 | 0 | 0 | 0 | 0 | 0 | 0 | 0 | 0 | 0 | 0 | 0 | 0 | 0 | 0 | 0 | 0 | 0 | 0 | 0 | 0 | 0 | 0 | 0 | 0 | 0 | 0 | 0 | 0 | 0 | 0 | 0 | 0 | 0 | 0 | 0 | 0 | 0 | 0
F4_Residential_Single Family Low Income_New_Miscellaneous_Natural Gas_Miscellaneous_E8 | F4 | Residential | Single Family Low Income | New | Miscellaneous | Natural Gas | Miscellaneous | E8 | Utility - Cost of Equipment | 0 | 0 | 0 | 0 | 0 | 0 | 0 | 0 | 0 | 0 | 0 | 0 | 0 | 0 | 0 | 0 | 0 | 0 | 0 | 0 | 0 | 0 | 0 | 0 | 0 | 0 | 0 | 0 | 0 | 0 | 0 | 0 | 0 | 0 | 0 | 0 | 0 | 0 | 0 | 0 | 0 | 0
F4_Residential_Single Family Low Income_New_Miscellaneous_Natural Gas_Miscellaneous_E9 | F4 | Residential | Single Family Low Income | New | Miscellaneous | Natural Gas | Miscellaneous | E9 | Utility - Cost of Equipment | 0 | 0 | 0 | 0 | 0 | 0 | 0 | 0 | 0 | 0 | 0 | 0 | 0 | 0 | 0 | 0 | 0 | 0 | 0 | 0 | 0 | 0 | 0 | 0 | 0 | 0 | 0 | 0 | 0 | 0 | 0 | 0 | 0 | 0 | 0 | 0 | 0 | 0 | 0 | 0 | 0 | 0
F4_Residential_Single Family Low Income_New_Miscellaneous_Natural Gas_Miscellaneous_E10 | F4 | Residential | Single Family Low Income | New | Miscellaneous | Natural Gas | Miscellaneous | E10 | Utility - Cost of Equipment | 0 | 0 | 0 | 0 | 0 | 0 | 0 | 0 | 0 | 0 | 0 | 0 | 0 | 0 | 0 | 0 | 0 | 0 | 0 | 0 | 0 | 0 | 0 | 0 | 0 | 0 | 0 | 0 | 0 | 0 | 0 | 0 | 0 | 0 | 0 | 0 | 0 | 0 | 0 | 0 | 0 | 0
F5_Residential_Single Family Low Income_New_Miscellaneous_Natural Gas_Miscellaneous_E1 | F5 | Residential | Single Family Low Income | New | Miscellaneous | Natural Gas | Miscellaneous | E1 | Utility - Cost of Operation | 16.4611 | 16.4611 | 16.4611 | 16.4611 | 16.4611 | 16.4611 | 16.4611 | 16.4611 | 16.4611 | 16.4611 | 16.4611 | 16.4611 | 16.4611 | 16.4611 | 16.4611 | 16.4611 | 16.4611 | 16.4611 | 16.4611 | 16.4611 | 16.4611 | 16.4611 | 16.4611 | 16.4611 | 16.4611 | 16.4611 | 16.4611 | 16.4611 | 16.4611 | 16.4611 | 16.4611 | 16.4611 | 16.4611 | 0 | 0 | 0 | 0 | 0 | 0 | 0 | 0 | 0
F5_Residential_Single Family Low Income_New_Miscellaneous_Natural Gas_Miscellaneous_E2 | F5 | Residential | Single Family Low Income | New | Miscellaneous | Natural Gas | Miscellaneous | E2 | Utility - Cost of Operation | 0 | 0 | 0 | 0 | 0 | 0 | 0 | 0 | 0 | 0 | 0 | 0 | 0 | 0 | 0 | 0 | 0 | 0 | 0 | 0 | 0 | 0 | 0 | 0 | 0 | 0 | 0 | 0 | 0 | 0 | 0 | 0 | 0 | 0 | 0 | 0 | 0 | 0 | 0 | 0 | 0 | 0
F5_Residential_Single Family Low Income_New_Miscellaneous_Natural Gas_Miscellaneous_E3 | F5 | Residential | Single Family Low Income | New | Miscellaneous | Natural Gas | Miscellaneous | E3 | Utility - Cost of Operation | 0 | 0 | 0 | 0 | 0 | 0 | 0 | 0 | 0 | 0 | 0 | 0 | 0 | 0 | 0 | 0 | 0 | 0 | 0 | 0 | 0 | 0 | 0 | 0 | 0 | 0 | 0 | 0 | 0 | 0 | 0 | 0 | 0 | 0 | 0 | 0 | 0 | 0 | 0 | 0 | 0 | 0
F5_Residential_Single Family Low Income_New_Miscellaneous_Natural Gas_Miscellaneous_E4 | F5 | Residential | Single Family Low Income | New | Miscellaneous | Natural Gas | Miscellaneous | E4 | Utility - Cost of Operation | 0 | 0 | 0 | 0 | 0 | 0 | 0 | 0 | 0 | 0 | 0 | 0 | 0 | 0 | 0 | 0 | 0 | 0 | 0 | 0 | 0 | 0 | 0 | 0 | 0 | 0 | 0 | 0 | 0 | 0 | 0 | 0 | 0 | 0 | 0 | 0 | 0 | 0 | 0 | 0 | 0 | 0
F5_Residential_Single Family Low Income_New_Miscellaneous_Natural Gas_Miscellaneous_E5 | F5 | Residential | Single Family Low Income | New | Miscellaneous | Natural Gas | Miscellaneous | E5 | Utility - Cost of Operation | 0 | 0 | 0 | 0 | 0 | 0 | 0 | 0 | 0 | 0 | 0 | 0 | 0 | 0 | 0 | 0 | 0 | 0 | 0 | 0 | 0 | 0 | 0 | 0 | 0 | 0 | 0 | 0 | 0 | 0 | 0 | 0 | 0 | 0 | 0 | 0 | 0 | 0 | 0 | 0 | 0 | 0
F5_Residential_Single Family Low Income_New_Miscellaneous_Natural Gas_Miscellaneous_E6 | F5 | Residential | Single Family Low Income | New | Miscellaneous | Natural Gas | Miscellaneous | E6 | Utility - Cost of Operation | 0 | 0 | 0 | 0 | 0 | 0 | 0 | 0 | 0 | 0 | 0 | 0 | 0 | 0 | 0 | 0 | 0 | 0 | 0 | 0 | 0 | 0 | 0 | 0 | 0 | 0 | 0 | 0 | 0 | 0 | 0 | 0 | 0 | 0 | 0 | 0 | 0 | 0 | 0 | 0 | 0 | 0
F5_Residential_Single Family Low Income_New_Miscellaneous_Natural Gas_Miscellaneous_E7 | F5 | Residential | Single Family Low Income | New | Miscellaneous | Natural Gas | Miscellaneous | E7 | Utility - Cost of Operation | 0 | 0 | 0 | 0 | 0 | 0 | 0 | 0 | 0 | 0 | 0 | 0 | 0 | 0 | 0 | 0 | 0 | 0 | 0 | 0 | 0 | 0 | 0 | 0 | 0 | 0 | 0 | 0 | 0 | 0 | 0 | 0 | 0 | 0 | 0 | 0 | 0 | 0 | 0 | 0 | 0 | 0
F5_Residential_Single Family Low Income_New_Miscellaneous_Natural Gas_Miscellaneous_E8 | F5 | Residential | Single Family Low Income | New | Miscellaneous | Natural Gas | Miscellaneous | E8 | Utility - Cost of Operation | 0 | 0 | 0 | 0 | 0 | 0 | 0 | 0 | 0 | 0 | 0 | 0 | 0 | 0 | 0 | 0 | 0 | 0 | 0 | 0 | 0 | 0 | 0 | 0 | 0 | 0 | 0 | 0 | 0 | 0 | 0 | 0 | 0 | 0 | 0 | 0 | 0 | 0 | 0 | 0 | 0 | 0
F5_Residential_Single Family Low Income_New_Miscellaneous_Natural Gas_Miscellaneous_E9 | F5 | Residential | Single Family Low Income | New | Miscellaneous | Natural Gas | Miscellaneous | E9 | Utility - Cost of Operation | 0 | 0 | 0 | 0 | 0 | 0 | 0 | 0 | 0 | 0 | 0 | 0 | 0 | 0 | 0 | 0 | 0 | 0 | 0 | 0 | 0 | 0 | 0 | 0 | 0 | 0 | 0 | 0 | 0 | 0 | 0 | 0 | 0 | 0 | 0 | 0 | 0 | 0 | 0 | 0 | 0 | 0
F5_Residential_Single Family Low Income_New_Miscellaneous_Natural Gas_Miscellaneous_E10 | F5 | Residential | Single Family Low Income | New | Miscellaneous | Natural Gas | Miscellaneous | E10 | Utility - Cost of Operation | 0 | 0 | 0 | 0 | 0 | 0 | 0 | 0 | 0 | 0 | 0 | 0 | 0 | 0 | 0 | 0 | 0 | 0 | 0 | 0 | 0 | 0 | 0 | 0 | 0 | 0 | 0 | 0 | 0 | 0 | 0 | 0 | 0 | 0 | 0 | 0 | 0 | 0 | 0 | 0 | 0 | 0
F6_Residential_Single Family Low Income_New_Miscellaneous_Natural Gas_Miscellaneous_E1 | F6 | Residential | Single Family Low Income | New | Miscellaneous | Natural Gas | Miscellaneous | E1 | Utility - Value of Sales | 3.0199 | 3.0509 | 3.0934 | 3.1281 | 3.1281 | 3.1281 | 3.1281 | 3.1281 | 3.1281 | 3.1281 | 3.1281 | 3.1281 | 3.1281 | 3.1281 | 3.1281 | 3.1281 | 3.1281 | 3.1281 | 3.1281 | 3.1281 | 3.1281 | 3.1281 | 3.1281 | 3.1281 | 3.1281 | 3.1281 | 3.1281 | 3.1281 | 3.1281 | 3.1281 | 3.1281 | 3.1281 | 3.1281 | 0 | 0 | 0 | 0 | 0 | 0 | 0 | 0 | 0
F6_Residential_Single Family Low Income_New_Miscellaneous_Natural Gas_Miscellaneous_E2 | F6 | Residential | Single Family Low Income | New | Miscellaneous | Natural Gas | Miscellaneous | E2 | Utility - Value of Sales | 0 | 0 | 0 | 0 | 0 | 0 | 0 | 0 | 0 | 0 | 0 | 0 | 0 | 0 | 0 | 0 | 0 | 0 | 0 | 0 | 0 | 0 | 0 | 0 | 0 | 0 | 0 | 0 | 0 | 0 | 0 | 0 | 0 | 0 | 0 | 0 | 0 | 0 | 0 | 0 | 0 | 0
F6_Residential_Single Family Low Income_New_Miscellaneous_Natural Gas_Miscellaneous_E3 | F6 | Residential | Single Family Low Income | New | Miscellaneous | Natural Gas | Miscellaneous | E3 | Utility - Value of Sales | 0 | 0 | 0 | 0 | 0 | 0 | 0 | 0 | 0 | 0 | 0 | 0 | 0 | 0 | 0 | 0 | 0 | 0 | 0 | 0 | 0 | 0 | 0 | 0 | 0 | 0 | 0 | 0 | 0 | 0 | 0 | 0 | 0 | 0 | 0 | 0 | 0 | 0 | 0 | 0 | 0 | 0
F6_Residential_Single Family Low Income_New_Miscellaneous_Natural Gas_Miscellaneous_E4 | F6 | Residential | Single Family Low Income | New | Miscellaneous | Natural Gas | Miscellaneous | E4 | Utility - Value of Sales | 0 | 0 | 0 | 0 | 0 | 0 | 0 | 0 | 0 | 0 | 0 | 0 | 0 | 0 | 0 | 0 | 0 | 0 | 0 | 0 | 0 | 0 | 0 | 0 | 0 | 0 | 0 | 0 | 0 | 0 | 0 | 0 | 0 | 0 | 0 | 0 | 0 | 0 | 0 | 0 | 0 | 0
F6_Residential_Single Family Low Income_New_Miscellaneous_Natural Gas_Miscellaneous_E5 | F6 | Residential | Single Family Low Income | New | Miscellaneous | Natural Gas | Miscellaneous | E5 | Utility - Value of Sales | 0 | 0 | 0 | 0 | 0 | 0 | 0 | 0 | 0 | 0 | 0 | 0 | 0 | 0 | 0 | 0 | 0 | 0 | 0 | 0 | 0 | 0 | 0 | 0 | 0 | 0 | 0 | 0 | 0 | 0 | 0 | 0 | 0 | 0 | 0 | 0 | 0 | 0 | 0 | 0 | 0 | 0
F6_Residential_Single Family Low Income_New_Miscellaneous_Natural Gas_Miscellaneous_E6 | F6 | Residential | Single Family Low Income | New | Miscellaneous | Natural Gas | Miscellaneous | E6 | Utility - Value of Sales | 0 | 0 | 0 | 0 | 0 | 0 | 0 | 0 | 0 | 0 | 0 | 0 | 0 | 0 | 0 | 0 | 0 | 0 | 0 | 0 | 0 | 0 | 0 | 0 | 0 | 0 | 0 | 0 | 0 | 0 | 0 | 0 | 0 | 0 | 0 | 0 | 0 | 0 | 0 | 0 | 0 | 0
F6_Residential_Single Family Low Income_New_Miscellaneous_Natural Gas_Miscellaneous_E7 | F6 | Residential | Single Family Low Income | New | Miscellaneous | Natural Gas | Miscellaneous | E7 | Utility - Value of Sales | 0 | 0 | 0 | 0 | 0 | 0 | 0 | 0 | 0 | 0 | 0 | 0 | 0 | 0 | 0 | 0 | 0 | 0 | 0 | 0 | 0 | 0 | 0 | 0 | 0 | 0 | 0 | 0 | 0 | 0 | 0 | 0 | 0 | 0 | 0 | 0 | 0 | 0 | 0 | 0 | 0 | 0
F6_Residential_Single Family Low Income_New_Miscellaneous_Natural Gas_Miscellaneous_E8 | F6 | Residential | Single Family Low Income | New | Miscellaneous | Natural Gas | Miscellaneous | E8 | Utility - Value of Sales | 0 | 0 | 0 | 0 | 0 | 0 | 0 | 0 | 0 | 0 | 0 | 0 | 0 | 0 | 0 | 0 | 0 | 0 | 0 | 0 | 0 | 0 | 0 | 0 | 0 | 0 | 0 | 0 | 0 | 0 | 0 | 0 | 0 | 0 | 0 | 0 | 0 | 0 | 0 | 0 | 0 | 0
F6_Residential_Single Family Low Income_New_Miscellaneous_Natural Gas_Miscellaneous_E9 | F6 | Residential | Single Family Low Income | New | Miscellaneous | Natural Gas | Miscellaneous | E9 | Utility - Value of Sales | 0 | 0 | 0 | 0 | 0 | 0 | 0 | 0 | 0 | 0 | 0 | 0 | 0 | 0 | 0 | 0 | 0 | 0 | 0 | 0 | 0 | 0 | 0 | 0 | 0 | 0 | 0 | 0 | 0 | 0 | 0 | 0 | 0 | 0 | 0 | 0 | 0 | 0 | 0 | 0 | 0 | 0
F6_Residential_Single Family Low Income_New_Miscellaneous_Natural Gas_Miscellaneous_E10 | F6 | Residential | Single Family Low Income | New | Miscellaneous | Natural Gas | Miscellaneous | E10 | Utility - Value of Sales | 0 | 0 | 0 | 0 | 0 | 0 | 0 | 0 | 0 | 0 | 0 | 0 | 0 | 0 | 0 | 0 | 0 | 0 | 0 | 0 | 0 | 0 | 0 | 0 | 0 | 0 | 0 | 0 | 0 | 0 | 0 | 0 | 0 | 0 | 0 | 0 | 0 | 0 | 0 | 0 | 0 | 0
F1_Residential_Multi-Family Regular Income_Existing_Space Heating_Natural Gas_Furnace_E1 | F1 | Residential | Multi-Family Regular Income | Existing | Space Heating | Natural Gas | Furnace | E1 | RVT - Cost of Equipment | 694.89 | 695.4791 | 697.4931 | 698.9305 | 696.6137 | 696.0621 | 696.9473 | 697.2525 | 697.8726 | 698.1016 | 697.9879 | 697.4566 | 696.809 | 695.9401 | 694.6051 | 692.9667 | 690.9836 | 688.7946 | 686.4451 | 684.1633 | 681.63 | 679.0244 | 676.1349 | 673.2307 | 669.991 | 666.5509 | 662.918 | 659.1715 | 655.0513 | 650.7967 | 646.1802 | 641.453 | 636.2111 | 0 | 0 | 0 | 0 | 0 | 0 | 0 | 0 | 0
F1_Residential_Multi-Family Regular Income_Existing_Space Heating_Natural Gas_Furnace_E2 | F1 | Residential | Multi-Family Regular Income | Existing | Space Heating | Natural Gas | Furnace | E2 | RVT - Cost of Equipment | 588.6375 | 589.1365 | 590.8425 | 592.0601 | 590.0976 | 589.6303 | 590.3801 | 590.6387 | 591.164 | 591.358 | 591.2617 | 590.8116 | 590.263 | 589.527 | 588.3961 | 587.0082 | 585.3284 | 583.4741 | 581.4838 | 579.5509 | 577.4049 | 575.1978 | 572.7501 | 570.29 | 567.5456 | 564.6316 | 561.5541 | 558.3805 | 554.8903 | 551.2863 | 547.3757 | 543.3713 | 538.9309 | 0 | 0 | 0 | 0 | 0 | 0 | 0 | 0 | 0
F1_Residential_Multi-Family Regular Income_Existing_Space Heating_Natural Gas_Furnace_E3 | F1 | Residential | Multi-Family Regular Income | Existing | Space Heating | Natural Gas | Furnace | E3 | RVT - Cost of Equipment | 568.8611 | 569.3433 | 570.9921 | 572.1688 | 570.2722 | 569.8206 | 570.5452 | 570.7951 | 571.3027 | 571.4902 | 571.3971 | 570.9622 | 570.432 | 569.7207 | 568.6279 | 567.2866 | 565.6632 | 563.8712 | 561.9478 | 560.0798 | 558.006 | 555.873 | 553.5076 | 551.13 | 548.4779 | 545.6617 | 542.6877 | 539.6207 | 536.2478 | 532.7648 | 528.9856 | 525.1157 | 520.8245 | 0 | 0 | 0 | 0 | 0 | 0 | 0 | 0 | 0
F1_Residential_Multi-Family Regular Income_Existing_Space Heating_Natural Gas_Furnace_E4 | F1 | Residential | Multi-Family Regular Income | Existing | Space Heating | Natural Gas | Furnace | E4 | RVT - Cost of Equipment | 463.8423 | 464.225 | 465.8321 | 466.9053 | 464.6941 | 463.9685 | 464.6265 | 464.9369 | 465.7001 | 466.3112 | 466.8462 | 467.2411 | 467.793 | 468.4145 | 468.9258 | 469.1211 | 468.9581 | 468.5451 | 467.6782 | 466.5133 | 464.7522 | 462.4935 | 459.9887 | 457.4711 | 454.6627 | 451.6806 | 448.5313 | 445.2836 | 441.7119 | 438.0237 | 434.0218 | 429.9239 | 425.3818 | 0 | 0 | 0 | 0 | 0 | 0 | 0 | 0 | 0
F1_Residential_Multi-Family Regular Income_Existing_Space Heating_Natural Gas_Furnace_E5 | F1 | Residential | Multi-Family Regular Income | Existing | Space Heating | Natural Gas | Furnace | E5 | RVT - Cost of Equipment | 370.9363 | 371.2335 | 372.3825 | 373.1712 | 371.6814 | 371.2448 | 371.787 | 372.0939 | 372.7196 | 373.2431 | 373.7201 | 373.9329 | 374.0582 | 374.0348 | 373.7133 | 373.1865 | 372.4261 | 371.515 | 370.3149 | 368.9349 | 367.4028 | 365.827 | 364.0795 | 362.3231 | 360.3638 | 358.2834 | 356.0862 | 353.8205 | 351.3287 | 348.7556 | 345.9636 | 343.1047 | 339.936 | 0 | 0 | 0 | 0 | 0 | 0 | 0 | 0 | 0
F1_Residential_Multi-Family Regular Income_Existing_Space Heating_Natural Gas_Furnace_E6 | F1 | Residential | Multi-Family Regular Income | Existing | Space Heating | Natural Gas | Furnace | E6 | RVT - Cost of Equipment | 312.3674 | 312.6177 | 313.5853 | 314.2494 | 312.9949 | 312.6272 | 313.0838 | 313.3422 | 313.8691 | 314.3099 | 314.7116 | 314.8908 | 314.9963 | 314.9766 | 314.706 | 314.2623 | 313.622 | 312.8547 | 311.8441 | 310.682 | 309.3918 | 308.0649 | 306.5933 | 305.1142 | 303.4643 | 301.7123 | 299.8621 | 297.9541 | 295.8557 | 293.6889 | 291.3378 | 288.9303 | 286.2619 | 0 | 0 | 0 | 0 | 0 | 0 | 0 | 0 | 0
F1_Residential_Multi-Family Regular Income_Existing_Space Heating_Natural Gas_Furnace_E7 | F1 | Residential | Multi-Family Regular Income | Existing | Space Heating | Natural Gas | Furnace | E7 | RVT - Cost of Equipment | 0 | 0 | 0 | 0 | 0 | 0 | 0 | 0 | 0 | 0 | 0 | 0 | 0 | 0 | 0 | 0 | 0 | 0 | 0 | 0 | 0 | 0 | 0 | 0 | 0 | 0 | 0 | 0 | 0 | 0 | 0 | 0 | 0 | 0 | 0 | 0 | 0 | 0 | 0 | 0 | 0 | 0
F1_Residential_Multi-Family Regular Income_Existing_Space Heating_Natural Gas_Furnace_E8 | F1 | Residential | Multi-Family Regular Income | Existing | Space Heating | Natural Gas | Furnace | E8 | RVT - Cost of Equipment | 0 | 0 | 0 | 0 | 0 | 0 | 0 | 0 | 0 | 0 | 0 | 0 | 0 | 0 | 0 | 0 | 0 | 0 | 0 | 0 | 0 | 0 | 0 | 0 | 0 | 0 | 0 | 0 | 0 | 0 | 0 | 0 | 0 | 0 | 0 | 0 | 0 | 0 | 0 | 0 | 0 | 0
F1_Residential_Multi-Family Regular Income_Existing_Space Heating_Natural Gas_Furnace_E9 | F1 | Residential | Multi-Family Regular Income | Existing | Space Heating | Natural Gas | Furnace | E9 | RVT - Cost of Equipment | 0 | 0 | 0 | 0 | 0 | 0 | 0 | 0 | 0 | 0 | 0 | 0 | 0 | 0 | 0 | 0 | 0 | 0 | 0 | 0 | 0 | 0 | 0 | 0 | 0 | 0 | 0 | 0 | 0 | 0 | 0 | 0 | 0 | 0 | 0 | 0 | 0 | 0 | 0 | 0 | 0 | 0
F1_Residential_Multi-Family Regular Income_Existing_Space Heating_Natural Gas_Furnace_E10 | F1 | Residential | Multi-Family Regular Income | Existing | Space Heating | Natural Gas | Furnace | E10 | RVT - Cost of Equipment | 0 | 0 | 0 | 0 | 0 | 0 | 0 | 0 | 0 | 0 | 0 | 0 | 0 | 0 | 0 | 0 | 0 | 0 | 0 | 0 | 0 | 0 | 0 | 0 | 0 | 0 | 0 | 0 | 0 | 0 | 0 | 0 | 0 | 0 | 0 | 0 | 0 | 0 | 0 | 0 | 0 | 0
F2_Residential_Multi-Family Regular Income_Existing_Space Heating_Natural Gas_Furnace_E1 | F2 | Residential | Multi-Family Regular Income | Existing | Space Heating | Natural Gas | Furnace | E1 | RVT - Cost of Operation | 693.7696 | 694.3577 | 696.3685 | 697.8035 | 695.4905 | 694.9397 | 695.8235 | 696.1282 | 696.7473 | 696.976 | 696.8625 | 696.332 | 695.6854 | 694.818 | 693.4851 | 691.8493 | 689.8695 | 687.684 | 685.3383 | 683.0602 | 680.5309 | 677.9295 | 675.0447 | 672.1452 | 668.9107 | 665.4762 | 661.8491 | 658.1087 | 653.9951 | 649.7474 | 645.1383 | 640.4187 | 633.7526 | 0 | 0 | 0 | 0 | 0 | 0 | 0 | 0 | 0
F2_Residential_Multi-Family Regular Income_Existing_Space Heating_Natural Gas_Furnace_E2 | F2 | Residential | Multi-Family Regular Income | Existing | Space Heating | Natural Gas | Furnace | E2 | RVT - Cost of Operation | 587.6883 | 588.1865 | 589.8899 | 591.1055 | 589.1461 | 588.6796 | 589.4282 | 589.6864 | 590.2108 | 590.4045 | 590.3083 | 589.8589 | 589.3113 | 588.5764 | 587.4474 | 586.0617 | 584.3846 | 582.5333 | 580.5462 | 578.6165 | 576.4739 | 574.2703 | 571.8266 | 569.3704 | 566.6305 | 563.7212 | 560.6487 | 557.4802 | 553.9956 | 550.3974 | 546.4931 | 542.4951 | 536.8483 | 0 | 0 | 0 | 0 | 0 | 0 | 0 | 0 | 0
F2_Residential_Multi-Family Regular Income_Existing_Space Heating_Natural Gas_Furnace_E3 | F2 | Residential | Multi-Family Regular Income | Existing | Space Heating | Natural Gas | Furnace | E3 | RVT - Cost of Operation | 567.9439 | 568.4253 | 570.0714 | 571.2462 | 569.3527 | 568.9018 | 569.6253 | 569.8748 | 570.3816 | 570.5688 | 570.4758 | 570.0415 | 569.5123 | 568.8021 | 567.711 | 566.3719 | 564.7511 | 562.962 | 561.0417 | 559.1768 | 557.1062 | 554.9767 | 552.6151 | 550.2414 | 547.5935 | 544.7819 | 541.8127 | 538.7506 | 535.3831 | 531.9058 | 528.1326 | 524.269 | 518.8119 | 0 | 0 | 0 | 0 | 0 | 0 | 0 | 0 | 0
F2_Residential_Multi-Family Regular Income_Existing_Space Heating_Natural Gas_Furnace_E4 | F2 | Residential | Multi-Family Regular Income | Existing | Space Heating | Natural Gas | Furnace | E4 | RVT - Cost of Operation | 463.0944 | 463.4765 | 465.081 | 466.1525 | 463.9448 | 463.2204 | 463.8774 | 464.1872 | 464.9492 | 465.5593 | 466.0935 | 466.4878 | 467.0387 | 467.6592 | 468.1697 | 468.3647 | 468.2019 | 467.7896 | 466.9241 | 465.7611 | 464.0029 | 461.7478 | 459.2471 | 456.7335 | 453.9296 | 450.9523 | 447.8081 | 444.5656 | 440.9997 | 437.3174 | 433.322 | 429.2307 | 424.696 | 0 | 0 | 0 | 0 | 0 | 0 | 0 | 0 | 0
F2_Residential_Multi-Family Regular Income_Existing_Space Heating_Natural Gas_Furnace_E5 | F2 | Residential | Multi-Family Regular Income | Existing | Space Heating | Natural Gas | Furnace | E5 | RVT - Cost of Operation | 370.3382 | 370.6349 | 371.7821 | 372.5695 | 371.0822 | 370.6463 | 371.1875 | 371.4939 | 372.1186 | 372.6412 | 373.1175 | 373.33 | 373.455 | 373.4317 | 373.1108 | 372.5847 | 371.8256 | 370.9159 | 369.7178 | 368.34 | 366.8104 | 365.2372 | 363.4925 | 361.7389 | 359.7827 | 357.7057 | 355.5121 | 353.25 | 350.7622 | 348.1932 | 345.4058 | 342.5515 | 339.3878 | 0 | 0 | 0 | 0 | 0 | 0 | 0 | 0 | 0
F2_Residential_Multi-Family Regular Income_Existing_Space Heating_Natural Gas_Furnace_E6 | F2 | Residential | Multi-Family Regular Income | Existing | Space Heating | Natural Gas | Furnace | E6 | RVT - Cost of Operation | 311.8637 | 312.1136 | 313.0797 | 313.7427 | 312.4902 | 312.1232 | 312.5789 | 312.837 | 313.3631 | 313.8032 | 314.2042 | 314.3831 | 314.4884 | 314.4688 | 314.1985 | 313.7556 | 313.1163 | 312.3503 | 311.3413 | 310.1811 | 308.893 | 307.5681 | 306.0989 | 304.6222 | 302.9749 | 301.2258 | 299.3786 | 297.4737 | 295.3787 | 293.2154 | 290.868 | 288.4644 | 285.8003 | 0 | 0 | 0 | 0 | 0 | 0 | 0 | 0 | 0
F2_Residential_Multi-Family Regular Income_Existing_Space Heating_Natural Gas_Furnace_E7 | F2 | Residential | Multi-Family Regular Income | Existing | Space Heating | Natural Gas | Furnace | E7 | RVT - Cost of Operation | 0 | 0 | 0 | 0 | 0 | 0 | 0 | 0 | 0 | 0 | 0 | 0 | 0 | 0 | 0 | 0 | 0 | 0 | 0 | 0 | 0 | 0 | 0 | 0 | 0 | 0 | 0 | 0 | 0 | 0 | 0 | 0 | 0 | 0 | 0 | 0 | 0 | 0 | 0 | 0 | 0 | 0
F2_Residential_Multi-Family Regular Income_Existing_Space Heating_Natural Gas_Furnace_E8 | F2 | Residential | Multi-Family Regular Income | Existing | Space Heating | Natural Gas | Furnace | E8 | RVT - Cost of Operation | 0 | 0 | 0 | 0 | 0 | 0 | 0 | 0 | 0 | 0 | 0 | 0 | 0 | 0 | 0 | 0 | 0 | 0 | 0 | 0 | 0 | 0 | 0 | 0 | 0 | 0 | 0 | 0 | 0 | 0 | 0 | 0 | 0 | 0 | 0 | 0 | 0 | 0 | 0 | 0 | 0 | 0
F2_Residential_Multi-Family Regular Income_Existing_Space Heating_Natural Gas_Furnace_E9 | F2 | Residential | Multi-Family Regular Income | Existing | Space Heating | Natural Gas | Furnace | E9 | RVT - Cost of Operation | 0 | 0 | 0 | 0 | 0 | 0 | 0 | 0 | 0 | 0 | 0 | 0 | 0 | 0 | 0 | 0 | 0 | 0 | 0 | 0 | 0 | 0 | 0 | 0 | 0 | 0 | 0 | 0 | 0 | 0 | 0 | 0 | 0 | 0 | 0 | 0 | 0 | 0 | 0 | 0 | 0 | 0
F2_Residential_Multi-Family Regular Income_Existing_Space Heating_Natural Gas_Furnace_E10 | F2 | Residential | Multi-Family Regular Income | Existing | Space Heating | Natural Gas | Furnace | E10 | RVT - Cost of Operation | 0 | 0 | 0 | 0 | 0 | 0 | 0 | 0 | 0 | 0 | 0 | 0 | 0 | 0 | 0 | 0 | 0 | 0 | 0 | 0 | 0 | 0 | 0 | 0 | 0 | 0 | 0 | 0 | 0 | 0 | 0 | 0 | 0 | 0 | 0 | 0 | 0 | 0 | 0 | 0 | 0 | 0
F3_Residential_Multi-Family Regular Income_Existing_Space Heating_Natural Gas_Furnace_E1 | F3 | Residential | Multi-Family Regular Income | Existing | Space Heating | Natural Gas | Furnace | E1 | System - kBTUs of Consumption | 167.9703 | 167.9703 | 167.9703 | 167.9703 | 167.9703 | 167.9703 | 167.9703 | 167.9703 | 167.9703 | 167.9703 | 167.9703 | 167.9703 | 167.9703 | 167.9703 | 167.9703 | 167.9703 | 167.9703 | 167.9703 | 167.9703 | 167.9703 | 167.9703 | 167.9703 | 167.9703 | 167.9703 | 167.9703 | 167.9703 | 167.9703 | 167.9703 | 167.9703 | 167.9703 | 167.9703 | 167.9703 | 167.9703 | 0 | 0 | 0 | 0 | 0 | 0 | 0 | 0 | 0
F3_Residential_Multi-Family Regular Income_Existing_Space Heating_Natural Gas_Furnace_E2 | F3 | Residential | Multi-Family Regular Income | Existing | Space Heating | Natural Gas | Furnace | E2 | System - kBTUs of Consumption | 203.0039 | 203.0039 | 203.0039 | 203.0039 | 203.0039 | 203.0039 | 203.0039 | 203.0039 | 203.0039 | 203.0039 | 203.0039 | 203.0039 | 203.0039 | 203.0039 | 203.0039 | 203.0039 | 203.0039 | 203.0039 | 203.0039 | 203.0039 | 203.0039 | 203.0039 | 203.0039 | 203.0039 | 203.0039 | 203.0039 | 203.0039 | 203.0039 | 203.0039 | 203.0039 | 203.0039 | 203.0039 | 203.0039 | 0 | 0 | 0 | 0 | 0 | 0 | 0 | 0 | 0
F3_Residential_Multi-Family Regular Income_Existing_Space Heating_Natural Gas_Furnace_E3 | F3 | Residential | Multi-Family Regular Income | Existing | Space Heating | Natural Gas | Furnace | E3 | System - kBTUs of Consumption | 212.1138 | 212.1138 | 212.1138 | 212.1138 | 212.1138 | 212.1138 | 212.1138 | 212.1138 | 212.1138 | 212.1138 | 212.1138 | 212.1138 | 212.1138 | 212.1138 | 212.1138 | 212.1138 | 212.1138 | 212.1138 | 212.1138 | 212.1138 | 212.1138 | 212.1138 | 212.1138 | 212.1138 | 212.1138 | 212.1138 | 212.1138 | 212.1138 | 212.1138 | 212.1138 | 212.1138 | 212.1138 | 212.1138 | 0 | 0 | 0 | 0 | 0 | 0 | 0 | 0 | 0
F3_Residential_Multi-Family Regular Income_Existing_Space Heating_Natural Gas_Furnace_E4 | F3 | Residential | Multi-Family Regular Income | Existing | Space Heating | Natural Gas | Furnace | E4 | System - kBTUs of Consumption | 790.5875 | 790.5875 | 790.5875 | 790.5875 | 790.5875 | 790.5875 | 790.5875 | 790.5875 | 790.5875 | 790.5875 | 790.5875 | 790.5875 | 790.5875 | 790.5875 | 790.5875 | 790.5875 | 790.5875 | 790.5875 | 790.5875 | 790.5875 | 790.5875 | 790.5875 | 790.5875 | 790.5875 | 790.5875 | 790.5875 | 790.5875 | 790.5875 | 790.5875 | 790.5875 | 790.5875 | 790.5875 | 790.5875 | 0 | 0 | 0 | 0 | 0 | 0 | 0 | 0 | 0
F3_Residential_Multi-Family Regular Income_Existing_Space Heating_Natural Gas_Furnace_E5 | F3 | Residential | Multi-Family Regular Income | Existing | Space Heating | Natural Gas | Furnace | E5 | System - kBTUs of Consumption | 377.277 | 377.277 | 377.277 | 377.277 | 377.277 | 377.277 | 377.277 | 377.277 | 377.277 | 377.277 | 377.277 | 377.277 | 377.277 | 377.277 | 377.277 | 377.277 | 377.277 | 377.277 | 377.277 | 377.277 | 377.277 | 377.277 | 377.277 | 377.277 | 377.277 | 377.277 | 377.277 | 377.277 | 377.277 | 377.277 | 377.277 | 377.277 | 377.277 | 0 | 0 | 0 | 0 | 0 | 0 | 0 | 0 | 0
F3_Residential_Multi-Family Regular Income_Existing_Space Heating_Natural Gas_Furnace_E6 | F3 | Residential | Multi-Family Regular Income | Existing | Space Heating | Natural Gas | Furnace | E6 | System - kBTUs of Consumption | 399.6351 | 399.6351 | 399.6351 | 399.6351 | 399.6351 | 399.6351 | 399.6351 | 399.6351 | 399.6351 | 399.6351 | 399.6351 | 399.6351 | 399.6351 | 399.6351 | 399.6351 | 399.6351 | 399.6351 | 399.6351 | 399.6351 | 399.6351 | 399.6351 | 399.6351 | 399.6351 | 399.6351 | 399.6351 | 399.6351 | 399.6351 | 399.6351 | 399.6351 | 399.6351 | 399.6351 | 399.6351 | 399.6351 | 0 | 0 | 0 | 0 | 0 | 0 | 0 | 0 | 0
F3_Residential_Multi-Family Regular Income_Existing_Space Heating_Natural Gas_Furnace_E7 | F3 | Residential | Multi-Family Regular Income | Existing | Space Heating | Natural Gas | Furnace | E7 | System - kBTUs of Consumption | 0 | 0 | 0 | 0 | 0 | 0 | 0 | 0 | 0 | 0 | 0 | 0 | 0 | 0 | 0 | 0 | 0 | 0 | 0 | 0 | 0 | 0 | 0 | 0 | 0 | 0 | 0 | 0 | 0 | 0 | 0 | 0 | 0 | 0 | 0 | 0 | 0 | 0 | 0 | 0 | 0 | 0
F3_Residential_Multi-Family Regular Income_Existing_Space Heating_Natural Gas_Furnace_E8 | F3 | Residential | Multi-Family Regular Income | Existing | Space Heating | Natural Gas | Furnace | E8 | System - kBTUs of Consumption | 0 | 0 | 0 | 0 | 0 | 0 | 0 | 0 | 0 | 0 | 0 | 0 | 0 | 0 | 0 | 0 | 0 | 0 | 0 | 0 | 0 | 0 | 0 | 0 | 0 | 0 | 0 | 0 | 0 | 0 | 0 | 0 | 0 | 0 | 0 | 0 | 0 | 0 | 0 | 0 | 0 | 0
F3_Residential_Multi-Family Regular Income_Existing_Space Heating_Natural Gas_Furnace_E9 | F3 | Residential | Multi-Family Regular Income | Existing | Space Heating | Natural Gas | Furnace | E9 | System - kBTUs of Consumption | 0 | 0 | 0 | 0 | 0 | 0 | 0 | 0 | 0 | 0 | 0 | 0 | 0 | 0 | 0 | 0 | 0 | 0 | 0 | 0 | 0 | 0 | 0 | 0 | 0 | 0 | 0 | 0 | 0 | 0 | 0 | 0 | 0 | 0 | 0 | 0 | 0 | 0 | 0 | 0 | 0 | 0
F3_Residential_Multi-Family Regular Income_Existing_Space Heating_Natural Gas_Furnace_E10 | F3 | Residential | Multi-Family Regular Income | Existing | Space Heating | Natural Gas | Furnace | E10 | System - kBTUs of Consumption | 0 | 0 | 0 | 0 | 0 | 0 | 0 | 0 | 0 | 0 | 0 | 0 | 0 | 0 | 0 | 0 | 0 | 0 | 0 | 0 | 0 | 0 | 0 | 0 | 0 | 0 | 0 | 0 | 0 | 0 | 0 | 0 | 0 | 0 | 0 | 0 | 0 | 0 | 0 | 0 | 0 | 0
F4_Residential_Multi-Family Regular Income_Existing_Space Heating_Natural Gas_Furnace_E1 | F4 | Residential | Multi-Family Regular Income | Existing | Space Heating | Natural Gas | Furnace | E1 | Utility - Cost of Equipment | 693.7696 | 694.3577 | 696.3685 | 697.8035 | 695.4905 | 694.9397 | 695.8235 | 696.1282 | 696.7473 | 696.976 | 696.8625 | 696.332 | 695.6854 | 694.818 | 693.4851 | 691.8493 | 689.8695 | 687.684 | 685.3383 | 683.0602 | 680.5309 | 677.9295 | 675.0447 | 672.1452 | 668.9107 | 665.4762 | 661.8491 | 658.1087 | 653.9951 | 649.7474 | 645.1383 | 640.4187 | 633.7526 | 0 | 0 | 0 | 0 | 0 | 0 | 0 | 0 | 0
F4_Residential_Multi-Family Regular Income_Existing_Space Heating_Natural Gas_Furnace_E2 | F4 | Residential | Multi-Family Regular Income | Existing | Space Heating | Natural Gas | Furnace | E2 | Utility - Cost of Equipment | 587.6883 | 588.1865 | 589.8899 | 591.1055 | 589.1461 | 588.6796 | 589.4282 | 589.6864 | 590.2108 | 590.4045 | 590.3083 | 589.8589 | 589.3113 | 588.5764 | 587.4474 | 586.0617 | 584.3846 | 582.5333 | 580.5462 | 578.6165 | 576.4739 | 574.2703 | 571.8266 | 569.3704 | 566.6305 | 563.7212 | 560.6487 | 557.4802 | 553.9956 | 550.3974 | 546.4931 | 542.4951 | 536.8483 | 0 | 0 | 0 | 0 | 0 | 0 | 0 | 0 | 0
F4_Residential_Multi-Family Regular Income_Existing_Space Heating_Natural Gas_Furnace_E3 | F4 | Residential | Multi-Family Regular Income | Existing | Space Heating | Natural Gas | Furnace | E3 | Utility - Cost of Equipment | 567.9439 | 568.4253 | 570.0714 | 571.2462 | 569.3527 | 568.9018 | 569.6253 | 569.8748 | 570.3816 | 570.5688 | 570.4758 | 570.0415 | 569.5123 | 568.8021 | 567.711 | 566.3719 | 564.7511 | 562.962 | 561.0417 | 559.1768 | 557.1062 | 554.9767 | 552.6151 | 550.2414 | 547.5935 | 544.7819 | 541.8127 | 538.7506 | 535.3831 | 531.9058 | 528.1326 | 524.269 | 518.8119 | 0 | 0 | 0 | 0 | 0 | 0 | 0 | 0 | 0
F4_Residential_Multi-Family Regular Income_Existing_Space Heating_Natural Gas_Furnace_E4 | F4 | Residential | Multi-Family Regular Income | Existing | Space Heating | Natural Gas | Furnace | E4 | Utility - Cost of Equipment | 463.0944 | 463.4765 | 465.081 | 466.1525 | 463.9448 | 463.2204 | 463.8774 | 464.1872 | 464.9492 | 465.5593 | 466.0935 | 466.4878 | 467.0387 | 467.6592 | 468.1697 | 468.3647 | 468.2019 | 467.7896 | 466.9241 | 465.7611 | 464.0029 | 461.7478 | 459.2471 | 456.7335 | 453.9296 | 450.9523 | 447.8081 | 444.5656 | 440.9997 | 437.3174 | 433.322 | 429.2307 | 424.696 | 0 | 0 | 0 | 0 | 0 | 0 | 0 | 0 | 0
F4_Residential_Multi-Family Regular Income_Existing_Space Heating_Natural Gas_Furnace_E5 | F4 | Residential | Multi-Family Regular Income | Existing | Space Heating | Natural Gas | Furnace | E5 | Utility - Cost of Equipment | 370.3382 | 370.6349 | 371.7821 | 372.5695 | 371.0822 | 370.6463 | 371.1875 | 371.4939 | 372.1186 | 372.6412 | 373.1175 | 373.33 | 373.455 | 373.4317 | 373.1108 | 372.5847 | 371.8256 | 370.9159 | 369.7178 | 368.34 | 366.8104 | 365.2372 | 363.4925 | 361.7389 | 359.7827 | 357.7057 | 355.5121 | 353.25 | 350.7622 | 348.1932 | 345.4058 | 342.5515 | 339.3878 | 0 | 0 | 0 | 0 | 0 | 0 | 0 | 0 | 0
F4_Residential_Multi-Family Regular Income_Existing_Space Heating_Natural Gas_Furnace_E6 | F4 | Residential | Multi-Family Regular Income | Existing | Space Heating | Natural Gas | Furnace | E6 | Utility - Cost of Equipment | 311.8637 | 312.1136 | 313.0797 | 313.7427 | 312.4902 | 312.1232 | 312.5789 | 312.837 | 313.3631 | 313.8032 | 314.2042 | 314.3831 | 314.4884 | 314.4688 | 314.1985 | 313.7556 | 313.1163 | 312.3503 | 311.3413 | 310.1811 | 308.893 | 307.5681 | 306.0989 | 304.6222 | 302.9749 | 301.2258 | 299.3786 | 297.4737 | 295.3787 | 293.2154 | 290.868 | 288.4644 | 285.8003 | 0 | 0 | 0 | 0 | 0 | 0 | 0 | 0 | 0
F4_Residential_Multi-Family Regular Income_Existing_Space Heating_Natural Gas_Furnace_E7 | F4 | Residential | Multi-Family Regular Income | Existing | Space Heating | Natural Gas | Furnace | E7 | Utility - Cost of Equipment | 0 | 0 | 0 | 0 | 0 | 0 | 0 | 0 | 0 | 0 | 0 | 0 | 0 | 0 | 0 | 0 | 0 | 0 | 0 | 0 | 0 | 0 | 0 | 0 | 0 | 0 | 0 | 0 | 0 | 0 | 0 | 0 | 0 | 0 | 0 | 0 | 0 | 0 | 0 | 0 | 0 | 0
F4_Residential_Multi-Family Regular Income_Existing_Space Heating_Natural Gas_Furnace_E8 | F4 | Residential | Multi-Family Regular Income | Existing | Space Heating | Natural Gas | Furnace | E8 | Utility - Cost of Equipment | 0 | 0 | 0 | 0 | 0 | 0 | 0 | 0 | 0 | 0 | 0 | 0 | 0 | 0 | 0 | 0 | 0 | 0 | 0 | 0 | 0 | 0 | 0 | 0 | 0 | 0 | 0 | 0 | 0 | 0 | 0 | 0 | 0 | 0 | 0 | 0 | 0 | 0 | 0 | 0 | 0 | 0
F4_Residential_Multi-Family Regular Income_Existing_Space Heating_Natural Gas_Furnace_E9 | F4 | Residential | Multi-Family Regular Income | Existing | Space Heating | Natural Gas | Furnace | E9 | Utility - Cost of Equipment | 0 | 0 | 0 | 0 | 0 | 0 | 0 | 0 | 0 | 0 | 0 | 0 | 0 | 0 | 0 | 0 | 0 | 0 | 0 | 0 | 0 | 0 | 0 | 0 | 0 | 0 | 0 | 0 | 0 | 0 | 0 | 0 | 0 | 0 | 0 | 0 | 0 | 0 | 0 | 0 | 0 | 0
F4_Residential_Multi-Family Regular Income_Existing_Space Heating_Natural Gas_Furnace_E10 | F4 | Residential | Multi-Family Regular Income | Existing | Space Heating | Natural Gas | Furnace | E10 | Utility - Cost of Equipment | 0 | 0 | 0 | 0 | 0 | 0 | 0 | 0 | 0 | 0 | 0 | 0 | 0 | 0 | 0 | 0 | 0 | 0 | 0 | 0 | 0 | 0 | 0 | 0 | 0 | 0 | 0 | 0 | 0 | 0 | 0 | 0 | 0 | 0 | 0 | 0 | 0 | 0 | 0 | 0 | 0 | 0
F5_Residential_Multi-Family Regular Income_Existing_Space Heating_Natural Gas_Furnace_E1 | F5 | Residential | Multi-Family Regular Income | Existing | Space Heating | Natural Gas | Furnace | E1 | Utility - Cost of Operation | 167.9703 | 167.9703 | 167.9703 | 167.9703 | 167.9703 | 167.9703 | 167.9703 | 167.9703 | 167.9703 | 167.9703 | 167.9703 | 167.9703 | 167.9703 | 167.9703 | 167.9703 | 167.9703 | 167.9703 | 167.9703 | 167.9703 | 167.9703 | 167.9703 | 167.9703 | 167.9703 | 167.9703 | 167.9703 | 167.9703 | 167.9703 | 167.9703 | 167.9703 | 167.9703 | 167.9703 | 167.9703 | 167.9703 | 0 | 0 | 0 | 0 | 0 | 0 | 0 | 0 | 0
F5_Residential_Multi-Family Regular Income_Existing_Space Heating_Natural Gas_Furnace_E2 | F5 | Residential | Multi-Family Regular Income | Existing | Space Heating | Natural Gas | Furnace | E2 | Utility - Cost of Operation | 203.0039 | 203.0039 | 203.0039 | 203.0039 | 203.0039 | 203.0039 | 203.0039 | 203.0039 | 203.0039 | 203.0039 | 203.0039 | 203.0039 | 203.0039 | 203.0039 | 203.0039 | 203.0039 | 203.0039 | 203.0039 | 203.0039 | 203.0039 | 203.0039 | 203.0039 | 203.0039 | 203.0039 | 203.0039 | 203.0039 | 203.0039 | 203.0039 | 203.0039 | 203.0039 | 203.0039 | 203.0039 | 203.0039 | 0 | 0 | 0 | 0 | 0 | 0 | 0 | 0 | 0
F5_Residential_Multi-Family Regular Income_Existing_Space Heating_Natural Gas_Furnace_E3 | F5 | Residential | Multi-Family Regular Income | Existing | Space Heating | Natural Gas | Furnace | E3 | Utility - Cost of Operation | 212.1138 | 212.1138 | 212.1138 | 212.1138 | 212.1138 | 212.1138 | 212.1138 | 212.1138 | 212.1138 | 212.1138 | 212.1138 | 212.1138 | 212.1138 | 212.1138 | 212.1138 | 212.1138 | 212.1138 | 212.1138 | 212.1138 | 212.1138 | 212.1138 | 212.1138 | 212.1138 | 212.1138 | 212.1138 | 212.1138 | 212.1138 | 212.1138 | 212.1138 | 212.1138 | 212.1138 | 212.1138 | 212.1138 | 0 | 0 | 0 | 0 | 0 | 0 | 0 | 0 | 0
F5_Residential_Multi-Family Regular Income_Existing_Space Heating_Natural Gas_Furnace_E4 | F5 | Residential | Multi-Family Regular Income | Existing | Space Heating | Natural Gas | Furnace | E4 | Utility - Cost of Operation | 790.5875 | 790.5875 | 790.5875 | 790.5875 | 790.5875 | 790.5875 | 790.5875 | 790.5875 | 790.5875 | 790.5875 | 790.5875 | 790.5875 | 790.5875 | 790.5875 | 790.5875 | 790.5875 | 790.5875 | 790.5875 | 790.5875 | 790.5875 | 790.5875 | 790.5875 | 790.5875 | 790.5875 | 790.5875 | 790.5875 | 790.5875 | 790.5875 | 790.5875 | 790.5875 | 790.5875 | 790.5875 | 790.5875 | 0 | 0 | 0 | 0 | 0 | 0 | 0 | 0 | 0
F5_Residential_Multi-Family Regular Income_Existing_Space Heating_Natural Gas_Furnace_E5 | F5 | Residential | Multi-Family Regular Income | Existing | Space Heating | Natural Gas | Furnace | E5 | Utility - Cost of Operation | 377.277 | 377.277 | 377.277 | 377.277 | 377.277 | 377.277 | 377.277 | 377.277 | 377.277 | 377.277 | 377.277 | 377.277 | 377.277 | 377.277 | 377.277 | 377.277 | 377.277 | 377.277 | 377.277 | 377.277 | 377.277 | 377.277 | 377.277 | 377.277 | 377.277 | 377.277 | 377.277 | 377.277 | 377.277 | 377.277 | 377.277 | 377.277 | 377.277 | 0 | 0 | 0 | 0 | 0 | 0 | 0 | 0 | 0
F5_Residential_Multi-Family Regular Income_Existing_Space Heating_Natural Gas_Furnace_E6 | F5 | Residential | Multi-Family Regular Income | Existing | Space Heating | Natural Gas | Furnace | E6 | Utility - Cost of Operation | 399.6351 | 399.6351 | 399.6351 | 399.6351 | 399.6351 | 399.6351 | 399.6351 | 399.6351 | 399.6351 | 399.6351 | 399.6351 | 399.6351 | 399.6351 | 399.6351 | 399.6351 | 399.6351 | 399.6351 | 399.6351 | 399.6351 | 399.6351 | 399.6351 | 399.6351 | 399.6351 | 399.6351 | 399.6351 | 399.6351 | 399.6351 | 399.6351 | 399.6351 | 399.6351 | 399.6351 | 399.6351 | 399.6351 | 0 | 0 | 0 | 0 | 0 | 0 | 0 | 0 | 0
F5_Residential_Multi-Family Regular Income_Existing_Space Heating_Natural Gas_Furnace_E7 | F5 | Residential | Multi-Family Regular Income | Existing | Space Heating | Natural Gas | Furnace | E7 | Utility - Cost of Operation | 0 | 0 | 0 | 0 | 0 | 0 | 0 | 0 | 0 | 0 | 0 | 0 | 0 | 0 | 0 | 0 | 0 | 0 | 0 | 0 | 0 | 0 | 0 | 0 | 0 | 0 | 0 | 0 | 0 | 0 | 0 | 0 | 0 | 0 | 0 | 0 | 0 | 0 | 0 | 0 | 0 | 0
F5_Residential_Multi-Family Regular Income_Existing_Space Heating_Natural Gas_Furnace_E8 | F5 | Residential | Multi-Family Regular Income | Existing | Space Heating | Natural Gas | Furnace | E8 | Utility - Cost of Operation | 0 | 0 | 0 | 0 | 0 | 0 | 0 | 0 | 0 | 0 | 0 | 0 | 0 | 0 | 0 | 0 | 0 | 0 | 0 | 0 | 0 | 0 | 0 | 0 | 0 | 0 | 0 | 0 | 0 | 0 | 0 | 0 | 0 | 0 | 0 | 0 | 0 | 0 | 0 | 0 | 0 | 0
F5_Residential_Multi-Family Regular Income_Existing_Space Heating_Natural Gas_Furnace_E9 | F5 | Residential | Multi-Family Regular Income | Existing | Space Heating | Natural Gas | Furnace | E9 | Utility - Cost of Operation | 0 | 0 | 0 | 0 | 0 | 0 | 0 | 0 | 0 | 0 | 0 | 0 | 0 | 0 | 0 | 0 | 0 | 0 | 0 | 0 | 0 | 0 | 0 | 0 | 0 | 0 | 0 | 0 | 0 | 0 | 0 | 0 | 0 | 0 | 0 | 0 | 0 | 0 | 0 | 0 | 0 | 0
F5_Residential_Multi-Family Regular Income_Existing_Space Heating_Natural Gas_Furnace_E10 | F5 | Residential | Multi-Family Regular Income | Existing | Space Heating | Natural Gas | Furnace | E10 | Utility - Cost of Operation | 0 | 0 | 0 | 0 | 0 | 0 | 0 | 0 | 0 | 0 | 0 | 0 | 0 | 0 | 0 | 0 | 0 | 0 | 0 | 0 | 0 | 0 | 0 | 0 | 0 | 0 | 0 | 0 | 0 | 0 | 0 | 0 | 0 | 0 | 0 | 0 | 0 | 0 | 0 | 0 | 0 | 0
F6_Residential_Multi-Family Regular Income_Existing_Space Heating_Natural Gas_Furnace_E1 | F6 | Residential | Multi-Family Regular Income | Existing | Space Heating | Natural Gas | Furnace | E1 | Utility - Value of Sales | 345.4845 | 344.8974 | 344.6934 | 344.1629 | 342.2126 | 340.2623 | 338.3196 | 336.3921 | 334.4874 | 332.613 | 330.7764 | 328.9852 | 327.247 | 325.5693 | 323.9595 | 322.4255 | 320.9746 | 319.6144 | 318.3448 | 317.1661 | 316.0781 | 315.0808 | 314.1739 | 313.3579 | 312.6326 | 311.998 | 311.4538 | 311.0004 | 310.6377 | 310.3657 | 310.1842 | 310.0935 | 310.0935 | 0 | 0 | 0 | 0 | 0 | 0 | 0 | 0 | 0
F6_Residential_Multi-Family Regular Income_Existing_Space Heating_Natural Gas_Furnace_E2 | F6 | Residential | Multi-Family Regular Income | Existing | Space Heating | Natural Gas | Furnace | E2 | Utility - Value of Sales | 292.658 | 292.1607 | 291.9878 | 291.5385 | 289.8864 | 288.2343 | 286.5886 | 284.9559 | 283.3424 | 281.7546 | 280.1988 | 278.6815 | 277.2091 | 275.7879 | 274.4243 | 273.1248 | 271.8958 | 270.7436 | 269.6681 | 268.6696 | 267.748 | 266.9032 | 266.135 | 265.4438 | 264.8293 | 264.2917 | 263.8308 | 263.4467 | 263.1395 | 262.909 | 262.7553 | 262.6785 | 262.6785 | 0 | 0 | 0 | 0 | 0 | 0 | 0 | 0 | 0
F6_Residential_Multi-Family Regular Income_Existing_Space Heating_Natural Gas_Furnace_E3 | F6 | Residential | Multi-Family Regular Income | Existing | Space Heating | Natural Gas | Furnace | E3 | Utility - Value of Sales | 282.8256 | 282.345 | 282.178 | 281.7437 | 280.1471 | 278.5506 | 276.9602 | 275.3823 | 273.823 | 272.2886 | 270.785 | 269.3187 | 267.8957 | 266.5223 | 265.2045 | 263.9487 | 262.7609 | 261.6474 | 260.6081 | 259.6432 | 258.7525 | 257.9361 | 257.1937 | 256.5257 | 255.9319 | 255.4124 | 254.9669 | 254.5958 | 254.2988 | 254.0761 | 253.9276 | 253.8533 | 253.8533 | 0 | 0 | 0 | 0 | 0 | 0 | 0 | 0 | 0
F6_Residential_Multi-Family Regular Income_Existing_Space Heating_Natural Gas_Furnace_E4 | F6 | Residential | Multi-Family Regular Income | Existing | Space Heating | Natural Gas | Furnace | E4 | Utility - Value of Sales | 233.4276 | 233.4299 | 233.7982 | 233.8545 | 232.5541 | 231.2537 | 229.9533 | 228.6529 | 227.3527 | 226.0525 | 224.7524 | 223.4524 | 222.1524 | 220.8525 | 219.5526 | 218.2652 | 217.0026 | 215.7772 | 214.6012 | 213.4872 | 212.4476 | 211.4946 | 210.6281 | 209.8484 | 209.1553 | 208.5488 | 208.0288 | 207.5956 | 207.249 | 206.9891 | 206.8157 | 206.729 | 206.729 | 0 | 0 | 0 | 0 | 0 | 0 | 0 | 0 | 0
F6_Residential_Multi-Family Regular Income_Existing_Space Heating_Natural Gas_Furnace_E5 | F6 | Residential | Multi-Family Regular Income | Existing | Space Heating | Natural Gas | Furnace | E5 | Utility - Value of Sales | 185.7047 | 185.5329 | 185.6051 | 185.4693 | 184.4291 | 183.3888 | 182.3486 | 181.3084 | 180.2683 | 179.2283 | 178.1882 | 177.1547 | 176.1341 | 175.1327 | 174.157 | 173.2134 | 172.3084 | 171.4484 | 170.6396 | 169.8887 | 169.1956 | 168.5603 | 167.9826 | 167.4628 | 167.0007 | 166.5964 | 166.2498 | 165.961 | 165.7299 | 165.5566 | 165.441 | 165.3832 | 165.3832 | 0 | 0 | 0 | 0 | 0 | 0 | 0 | 0 | 0
F6_Residential_Multi-Family Regular Income_Existing_Space Heating_Natural Gas_Furnace_E6 | F6 | Residential | Multi-Family Regular Income | Existing | Space Heating | Natural Gas | Furnace | E6 | Utility - Value of Sales | 156.3829 | 156.2382 | 156.299 | 156.1847 | 155.3087 | 154.4327 | 153.5567 | 152.6808 | 151.8049 | 150.9291 | 150.0533 | 149.1829 | 148.3234 | 147.4802 | 146.6585 | 145.8639 | 145.1018 | 144.3776 | 143.6965 | 143.0642 | 142.4805 | 141.9455 | 141.459 | 141.0213 | 140.6322 | 140.2917 | 139.9998 | 139.7566 | 139.562 | 139.4161 | 139.3187 | 139.2701 | 139.2701 | 0 | 0 | 0 | 0 | 0 | 0 | 0 | 0 | 0
F6_Residential_Multi-Family Regular Income_Existing_Space Heating_Natural Gas_Furnace_E7 | F6 | Residential | Multi-Family Regular Income | Existing | Space Heating | Natural Gas | Furnace | E7 | Utility - Value of Sales | 0 | 0 | 0 | 0 | 0 | 0 | 0 | 0 | 0 | 0 | 0 | 0 | 0 | 0 | 0 | 0 | 0 | 0 | 0 | 0 | 0 | 0 | 0 | 0 | 0 | 0 | 0 | 0 | 0 | 0 | 0 | 0 | 0 | 0 | 0 | 0 | 0 | 0 | 0 | 0 | 0 | 0
F6_Residential_Multi-Family Regular Income_Existing_Space Heating_Natural Gas_Furnace_E8 | F6 | Residential | Multi-Family Regular Income | Existing | Space Heating | Natural Gas | Furnace | E8 | Utility - Value of Sales | 0 | 0 | 0 | 0 | 0 | 0 | 0 | 0 | 0 | 0 | 0 | 0 | 0 | 0 | 0 | 0 | 0 | 0 | 0 | 0 | 0 | 0 | 0 | 0 | 0 | 0 | 0 | 0 | 0 | 0 | 0 | 0 | 0 | 0 | 0 | 0 | 0 | 0 | 0 | 0 | 0 | 0
F6_Residential_Multi-Family Regular Income_Existing_Space Heating_Natural Gas_Furnace_E9 | F6 | Residential | Multi-Family Regular Income | Existing | Space Heating | Natural Gas | Furnace | E9 | Utility - Value of Sales | 0 | 0 | 0 | 0 | 0 | 0 | 0 | 0 | 0 | 0 | 0 | 0 | 0 | 0 | 0 | 0 | 0 | 0 | 0 | 0 | 0 | 0 | 0 | 0 | 0 | 0 | 0 | 0 | 0 | 0 | 0 | 0 | 0 | 0 | 0 | 0 | 0 | 0 | 0 | 0 | 0 | 0
F6_Residential_Multi-Family Regular Income_Existing_Space Heating_Natural Gas_Furnace_E10 | F6 | Residential | Multi-Family Regular Income | Existing | Space Heating | Natural Gas | Furnace | E10 | Utility - Value of Sales | 0 | 0 | 0 | 0 | 0 | 0 | 0 | 0 | 0 | 0 | 0 | 0 | 0 | 0 | 0 | 0 | 0 | 0 | 0 | 0 | 0 | 0 | 0 | 0 | 0 | 0 | 0 | 0 | 0 | 0 | 0 | 0 | 0 | 0 | 0 | 0 | 0 | 0 | 0 | 0 | 0 | 0
F1_Residential_Multi-Family Regular Income_Existing_Space Heating_Natural Gas_Boiler_E1 | F1 | Residential | Multi-Family Regular Income | Existing | Space Heating | Natural Gas | Boiler | E1 | RVT - Cost of Equipment | 583.4073 | 583.9493 | 0 | 0 | 0 | 0 | 0 | 0 | 0 | 0 | 0 | 0 | 0 | 0 | 0 | 0 | 0 | 0 | 0 | 0 | 0 | 0 | 0 | 0 | 0 | 0 | 0 | 0 | 0 | 0 | 0 | 0 | 0 | 0 | 0 | 0 | 0 | 0 | 0 | 0 | 0 | 0
F1_Residential_Multi-Family Regular Income_Existing_Space Heating_Natural Gas_Boiler_E2 | F1 | Residential | Multi-Family Regular Income | Existing | Space Heating | Natural Gas | Boiler | E2 | RVT - Cost of Equipment | 570.296 | 570.8258 | 572.4257 | 573.4711 | 571.5996 | 570.8772 | 571.1825 | 571.0249 | 571.0622 | 570.7697 | 570.1846 | 569.2443 | 568.1707 | 566.8801 | 565.3817 | 563.8141 | 562.1563 | 560.5357 | 558.7963 | 557.1069 | 555.2314 | 553.3024 | 551.1632 | 549.0131 | 546.6146 | 544.0678 | 541.3781 | 538.6045 | 535.5541 | 532.4026 | 528.9813 | 525.4761 | 521.5895 | 0 | 0 | 0 | 0 | 0 | 0 | 0 | 0 | 0
F1_Residential_Multi-Family Regular Income_Existing_Space Heating_Natural Gas_Boiler_E3 | F1 | Residential | Multi-Family Regular Income | Existing | Space Heating | Natural Gas | Boiler | E3 | RVT - Cost of Equipment | 562.9343 | 563.4573 | 565.0365 | 566.0685 | 564.2211 | 563.508 | 563.8094 | 563.6538 | 563.6906 | 563.4019 | 562.8243 | 561.8962 | 560.8364 | 559.5625 | 558.0834 | 556.5361 | 554.8997 | 553.3 | 551.583 | 549.9155 | 548.0642 | 546.1601 | 544.0485 | 541.9261 | 539.5586 | 537.0447 | 534.3897 | 531.6519 | 528.6409 | 525.53 | 522.1529 | 518.693 | 514.8566 | 0 | 0 | 0 | 0 | 0 | 0 | 0 | 0 | 0
F1_Residential_Multi-Family Regular Income_Existing_Space Heating_Natural Gas_Boiler_E4 | F1 | Residential | Multi-Family Regular Income | Existing | Space Heating | Natural Gas | Boiler | E4 | RVT - Cost of Equipment | 528.3904 | 528.8814 | 530.3636 | 531.3323 | 529.5983 | 528.929 | 529.2118 | 529.0658 | 529.1004 | 528.8294 | 528.2872 | 527.416 | 526.4213 | 525.2255 | 523.8372 | 522.3849 | 520.8489 | 519.3473 | 517.7357 | 516.1706 | 514.4328 | 512.6456 | 510.6636 | 508.6714 | 506.4491 | 504.0895 | 501.5975 | 499.0277 | 496.2014 | 493.2815 | 490.1116 | 486.8639 | 483.263 | 0 | 0 | 0 | 0 | 0 | 0 | 0 | 0 | 0
F1_Residential_Multi-Family Regular Income_Existing_Space Heating_Natural Gas_Boiler_E5 | F1 | Residential | Multi-Family Regular Income | Existing | Space Heating | Natural Gas | Boiler | E5 | RVT - Cost of Equipment | 491.9275 | 492.3845 | 493.7645 | 494.6663 | 493.052 | 492.4288 | 492.6922 | 492.5562 | 492.5884 | 492.3361 | 491.8314 | 491.0203 | 490.0942 | 488.981 | 487.6885 | 486.3363 | 484.9064 | 483.5084 | 482.008 | 480.5509 | 478.9331 | 477.2691 | 475.4239 | 473.5692 | 471.5003 | 469.3035 | 466.9835 | 464.591 | 461.9598 | 459.2413 | 456.2901 | 453.2666 | 449.9142 | 0 | 0 | 0 | 0 | 0 | 0 | 0 | 0 | 0
F1_Residential_Multi-Family Regular Income_Existing_Space Heating_Natural Gas_Boiler_E6 | F1 | Residential | Multi-Family Regular Income | Existing | Space Heating | Natural Gas | Boiler | E6 | RVT - Cost of Equipment | 381.418 | 381.7327 | 383.0542 | 383.9367 | 382.1184 | 381.5217 | 382.0629 | 382.3181 | 382.9457 | 383.4481 | 383.8881 | 384.2129 | 384.6666 | 385.1777 | 385.5982 | 385.7588 | 385.6247 | 385.2851 | 384.5722 | 383.6144 | 382.1662 | 380.3089 | 378.2492 | 376.1789 | 373.8696 | 371.4174 | 368.8277 | 366.1571 | 363.2201 | 360.1873 | 356.8965 | 353.5268 | 349.7919 | 0 | 0 | 0 | 0 | 0 | 0 | 0 | 0 | 0
F1_Residential_Multi-Family Regular Income_Existing_Space Heating_Natural Gas_Boiler_E7 | F1 | Residential | Multi-Family Regular Income | Existing | Space Heating | Natural Gas | Boiler | E7 | RVT - Cost of Equipment | 305.0213 | 305.2657 | 306.2105 | 306.859 | 305.634 | 305.275 | 305.7208 | 305.9731 | 306.4877 | 306.9181 | 307.3104 | 307.4854 | 307.5884 | 307.5692 | 307.3049 | 306.8716 | 306.2463 | 305.4971 | 304.5103 | 303.3755 | 302.1157 | 300.8199 | 299.383 | 297.9386 | 296.3275 | 294.6168 | 292.8101 | 290.9469 | 288.8979 | 286.7821 | 284.4862 | 282.1353 | 279.5297 | 0 | 0 | 0 | 0 | 0 | 0 | 0 | 0 | 0
F1_Residential_Multi-Family Regular Income_Existing_Space Heating_Natural Gas_Boiler_E8 | F1 | Residential | Multi-Family Regular Income | Existing | Space Heating | Natural Gas | Boiler | E8 | RVT - Cost of Equipment | 256.86 | 257.0658 | 257.8615 | 258.4076 | 257.376 | 257.0737 | 257.4491 | 257.6616 | 258.0949 | 258.4574 | 258.7877 | 258.9351 | 259.0218 | 259.0056 | 258.783 | 258.4182 | 257.8916 | 257.2607 | 256.4297 | 255.4741 | 254.4132 | 253.322 | 252.112 | 250.8957 | 249.539 | 248.0983 | 246.5769 | 245.0079 | 243.2824 | 241.5007 | 239.5674 | 237.5877 | 235.3934 | 0 | 0 | 0 | 0 | 0 | 0 | 0 | 0 | 0
F1_Residential_Multi-Family Regular Income_Existing_Space Heating_Natural Gas_Boiler_E9 | F1 | Residential | Multi-Family Regular Income | Existing | Space Heating | Natural Gas | Boiler | E9 | RVT - Cost of Equipment | 0 | 0 | 0 | 0 | 0 | 0 | 0 | 0 | 0 | 0 | 0 | 0 | 0 | 0 | 0 | 0 | 0 | 0 | 0 | 0 | 0 | 0 | 0 | 0 | 0 | 0 | 0 | 0 | 0 | 0 | 0 | 0 | 0 | 0 | 0 | 0 | 0 | 0 | 0 | 0 | 0 | 0
F1_Residential_Multi-Family Regular Income_Existing_Space Heating_Natural Gas_Boiler_E10 | F1 | Residential | Multi-Family Regular Income | Existing | Space Heating | Natural Gas | Boiler | E10 | RVT - Cost of Equipment | 0 | 0 | 0 | 0 | 0 | 0 | 0 | 0 | 0 | 0 | 0 | 0 | 0 | 0 | 0 | 0 | 0 | 0 | 0 | 0 | 0 | 0 | 0 | 0 | 0 | 0 | 0 | 0 | 0 | 0 | 0 | 0 | 0 | 0 | 0 | 0 | 0 | 0 | 0 | 0 | 0 | 0
F2_Residential_Multi-Family Regular Income_Existing_Space Heating_Natural Gas_Boiler_E1 | F2 | Residential | Multi-Family Regular Income | Existing | Space Heating | Natural Gas | Boiler | E1 | RVT - Cost of Operation | 582.4666 | 583.0078 | 0 | 0 | 0 | 0 | 0 | 0 | 0 | 0 | 0 | 0 | 0 | 0 | 0 | 0 | 0 | 0 | 0 | 0 | 0 | 0 | 0 | 0 | 0 | 0 | 0 | 0 | 0 | 0 | 0 | 0 | 0 | 0 | 0 | 0 | 0 | 0 | 0 | 0 | 0 | 0
F2_Residential_Multi-Family Regular Income_Existing_Space Heating_Natural Gas_Boiler_E2 | F2 | Residential | Multi-Family Regular Income | Existing | Space Heating | Natural Gas | Boiler | E2 | RVT - Cost of Operation | 569.3764 | 569.9054 | 571.5027 | 572.5465 | 570.678 | 569.9567 | 570.2615 | 570.1042 | 570.1414 | 569.8494 | 569.2652 | 568.3264 | 567.2545 | 565.966 | 564.4701 | 562.905 | 561.2499 | 559.6319 | 557.8953 | 556.2087 | 554.3362 | 552.4103 | 550.2745 | 548.1278 | 545.7332 | 543.1905 | 540.5052 | 537.736 | 534.6906 | 530.4971 | 524.9163 | 518.0592 | 509.5505 | 0 | 0 | 0 | 0 | 0 | 0 | 0 | 0 | 0
F2_Residential_Multi-Family Regular Income_Existing_Space Heating_Natural Gas_Boiler_E3 | F2 | Residential | Multi-Family Regular Income | Existing | Space Heating | Natural Gas | Boiler | E3 | RVT - Cost of Operation | 562.0266 | 562.5488 | 564.1254 | 565.1557 | 563.3114 | 562.5994 | 562.9003 | 562.745 | 562.7817 | 562.4935 | 561.9168 | 560.9902 | 559.9321 | 558.6602 | 557.1836 | 555.6387 | 554.005 | 552.4079 | 550.6937 | 549.0288 | 547.1805 | 545.2795 | 543.1713 | 541.0523 | 538.6886 | 536.1787 | 533.5281 | 530.7947 | 527.7885 | 523.6492 | 518.1404 | 511.3718 | 502.9729 | 0 | 0 | 0 | 0 | 0 | 0 | 0 | 0 | 0
F2_Residential_Multi-Family Regular Income_Existing_Space Heating_Natural Gas_Boiler_E4 | F2 | Residential | Multi-Family Regular Income | Existing | Space Heating | Natural Gas | Boiler | E4 | RVT - Cost of Operation | 527.5385 | 528.0286 | 529.5085 | 530.4756 | 528.7444 | 528.0761 | 528.3585 | 528.2127 | 528.2473 | 527.9767 | 527.4354 | 526.5656 | 525.5725 | 524.3787 | 522.9926 | 521.5426 | 520.0091 | 518.5099 | 516.9009 | 515.3383 | 513.6034 | 511.819 | 509.8402 | 507.8512 | 505.6326 | 503.2767 | 500.7887 | 498.223 | 495.4014 | 491.516 | 486.3453 | 479.9921 | 472.1086 | 0 | 0 | 0 | 0 | 0 | 0 | 0 | 0 | 0
F2_Residential_Multi-Family Regular Income_Existing_Space Heating_Natural Gas_Boiler_E5 | F2 | Residential | Multi-Family Regular Income | Existing | Space Heating | Natural Gas | Boiler | E5 | RVT - Cost of Operation | 491.1343 | 491.5906 | 492.9684 | 493.8687 | 492.257 | 491.6348 | 491.8978 | 491.762 | 491.7942 | 491.5423 | 491.0384 | 490.2286 | 489.304 | 488.1925 | 486.9021 | 485.5522 | 484.1245 | 482.7288 | 481.2308 | 479.776 | 478.1608 | 476.4996 | 474.6573 | 472.8056 | 470.7401 | 468.5468 | 466.2305 | 463.8419 | 461.2149 | 457.5977 | 452.7838 | 446.869 | 439.5295 | 0 | 0 | 0 | 0 | 0 | 0 | 0 | 0 | 0
F2_Residential_Multi-Family Regular Income_Existing_Space Heating_Natural Gas_Boiler_E6 | F2 | Residential | Multi-Family Regular Income | Existing | Space Heating | Natural Gas | Boiler | E6 | RVT - Cost of Operation | 380.803 | 381.1172 | 382.4366 | 383.3176 | 381.5023 | 380.9066 | 381.4468 | 381.7016 | 382.3282 | 382.8299 | 383.2691 | 383.5934 | 384.0464 | 384.5566 | 384.9764 | 385.1368 | 385.0029 | 384.6639 | 383.9521 | 382.9958 | 381.55 | 379.6957 | 377.6393 | 375.5724 | 373.2667 | 370.8185 | 368.233 | 365.5668 | 362.6345 | 359.6066 | 356.3211 | 352.9568 | 349.2279 | 0 | 0 | 0 | 0 | 0 | 0 | 0 | 0 | 0
F2_Residential_Multi-Family Regular Income_Existing_Space Heating_Natural Gas_Boiler_E7 | F2 | Residential | Multi-Family Regular Income | Existing | Space Heating | Natural Gas | Boiler | E7 | RVT - Cost of Operation | 304.5295 | 304.7735 | 305.7168 | 306.3643 | 305.1412 | 304.7828 | 305.2278 | 305.4798 | 305.9935 | 306.4233 | 306.8149 | 306.9896 | 307.0924 | 307.0732 | 306.8094 | 306.3768 | 305.7525 | 305.0046 | 304.0193 | 302.8864 | 301.6286 | 300.3349 | 298.9002 | 297.4583 | 295.8497 | 294.1417 | 292.3379 | 290.4778 | 288.4321 | 286.3197 | 284.0275 | 281.6804 | 279.079 | 0 | 0 | 0 | 0 | 0 | 0 | 0 | 0 | 0
F2_Residential_Multi-Family Regular Income_Existing_Space Heating_Natural Gas_Boiler_E8 | F2 | Residential | Multi-Family Regular Income | Existing | Space Heating | Natural Gas | Boiler | E8 | RVT - Cost of Operation | 256.4459 | 256.6513 | 257.4457 | 257.991 | 256.961 | 256.6592 | 257.034 | 257.2461 | 257.6787 | 258.0406 | 258.3704 | 258.5175 | 258.6042 | 258.588 | 258.3658 | 258.0015 | 257.4758 | 256.8459 | 256.0163 | 255.0622 | 254.003 | 252.9136 | 251.7055 | 250.4912 | 249.1366 | 247.6983 | 246.1793 | 244.6129 | 242.8902 | 241.1113 | 239.1811 | 237.2046 | 235.0139 | 0 | 0 | 0 | 0 | 0 | 0 | 0 | 0 | 0
F2_Residential_Multi-Family Regular Income_Existing_Space Heating_Natural Gas_Boiler_E9 | F2 | Residential | Multi-Family Regular Income | Existing | Space Heating | Natural Gas | Boiler | E9 | RVT - Cost of Operation | 0 | 0 | 0 | 0 | 0 | 0 | 0 | 0 | 0 | 0 | 0 | 0 | 0 | 0 | 0 | 0 | 0 | 0 | 0 | 0 | 0 | 0 | 0 | 0 | 0 | 0 | 0 | 0 | 0 | 0 | 0 | 0 | 0 | 0 | 0 | 0 | 0 | 0 | 0 | 0 | 0 | 0
F2_Residential_Multi-Family Regular Income_Existing_Space Heating_Natural Gas_Boiler_E10 | F2 | Residential | Multi-Family Regular Income | Existing | Space Heating | Natural Gas | Boiler | E10 | RVT - Cost of Operation | 0 | 0 | 0 | 0 | 0 | 0 | 0 | 0 | 0 | 0 | 0 | 0 | 0 | 0 | 0 | 0 | 0 | 0 | 0 | 0 | 0 | 0 | 0 | 0 | 0 | 0 | 0 | 0 | 0 | 0 | 0 | 0 | 0 | 0 | 0 | 0 | 0 | 0 | 0 | 0 | 0 | 0
F3_Residential_Multi-Family Regular Income_Existing_Space Heating_Natural Gas_Boiler_E1 | F3 | Residential | Multi-Family Regular Income | Existing | Space Heating | Natural Gas | Boiler | E1 | System - kBTUs of Consumption | 128.5283 | 128.5283 | 0 | 0 | 0 | 0 | 0 | 0 | 0 | 0 | 0 | 0 | 0 | 0 | 0 | 0 | 0 | 0 | 0 | 0 | 0 | 0 | 0 | 0 | 0 | 0 | 0 | 0 | 0 | 0 | 0 | 0 | 0 | 0 | 0 | 0 | 0 | 0 | 0 | 0 | 0 | 0
F3_Residential_Multi-Family Regular Income_Existing_Space Heating_Natural Gas_Boiler_E2 | F3 | Residential | Multi-Family Regular Income | Existing | Space Heating | Natural Gas | Boiler | E2 | System - kBTUs of Consumption | 158.8826 | 158.8826 | 158.8826 | 158.8826 | 158.8826 | 158.8826 | 158.8826 | 158.8826 | 158.8826 | 158.8826 | 158.8826 | 158.8826 | 158.8826 | 158.8826 | 158.8826 | 158.8826 | 158.8826 | 158.8826 | 158.8826 | 158.8826 | 158.8826 | 158.8826 | 158.8826 | 158.8826 | 158.8826 | 158.8826 | 158.8826 | 158.8826 | 158.8826 | 158.8826 | 158.8826 | 158.8826 | 158.8826 | 0 | 0 | 0 | 0 | 0 | 0 | 0 | 0 | 0
F3_Residential_Multi-Family Regular Income_Existing_Space Heating_Natural Gas_Boiler_E3 | F3 | Residential | Multi-Family Regular Income | Existing | Space Heating | Natural Gas | Boiler | E3 | System - kBTUs of Consumption | 180.5333 | 180.5333 | 180.5333 | 180.5333 | 180.5333 | 180.5333 | 180.5333 | 180.5333 | 180.5333 | 180.5333 | 180.5333 | 180.5333 | 180.5333 | 180.5333 | 180.5333 | 180.5333 | 180.5333 | 180.5333 | 180.5333 | 180.5333 | 180.5333 | 180.5333 | 180.5333 | 180.5333 | 180.5333 | 180.5333 | 180.5333 | 180.5333 | 180.5333 | 180.5333 | 180.5333 | 180.5333 | 180.5333 | 0 | 0 | 0 | 0 | 0 | 0 | 0 | 0 | 0
F3_Residential_Multi-Family Regular Income_Existing_Space Heating_Natural Gas_Boiler_E4 | F3 | Residential | Multi-Family Regular Income | Existing | Space Heating | Natural Gas | Boiler | E4 | System - kBTUs of Consumption | 188.8605 | 188.8605 | 188.8605 | 188.8605 | 188.8605 | 188.8605 | 188.8605 | 188.8605 | 188.8605 | 188.8605 | 188.8605 | 188.8605 | 188.8605 | 188.8605 | 188.8605 | 188.8605 | 188.8605 | 188.8605 | 188.8605 | 188.8605 | 188.8605 | 188.8605 | 188.8605 | 188.8605 | 188.8605 | 188.8605 | 188.8605 | 188.8605 | 188.8605 | 188.8605 | 188.8605 | 188.8605 | 188.8605 | 0 | 0 | 0 | 0 | 0 | 0 | 0 | 0 | 0
F3_Residential_Multi-Family Regular Income_Existing_Space Heating_Natural Gas_Boiler_E5 | F3 | Residential | Multi-Family Regular Income | Existing | Space Heating | Natural Gas | Boiler | E5 | System - kBTUs of Consumption | 212.5768 | 212.5768 | 212.5768 | 212.5768 | 212.5768 | 212.5768 | 212.5768 | 212.5768 | 212.5768 | 212.5768 | 212.5768 | 212.5768 | 212.5768 | 212.5768 | 212.5768 | 212.5768 | 212.5768 | 212.5768 | 212.5768 | 212.5768 | 212.5768 | 212.5768 | 212.5768 | 212.5768 | 212.5768 | 212.5768 | 212.5768 | 212.5768 | 212.5768 | 212.5768 | 212.5768 | 212.5768 | 212.5768 | 0 | 0 | 0 | 0 | 0 | 0 | 0 | 0 | 0
F3_Residential_Multi-Family Regular Income_Existing_Space Heating_Natural Gas_Boiler_E6 | F3 | Residential | Multi-Family Regular Income | Existing | Space Heating | Natural Gas | Boiler | E6 | System - kBTUs of Consumption | 988.2344 | 988.2344 | 988.2344 | 988.2344 | 988.2344 | 988.2344 | 988.2344 | 988.2344 | 988.2344 | 988.2344 | 988.2344 | 988.2344 | 988.2344 | 988.2344 | 988.2344 | 988.2344 | 988.2344 | 988.2344 | 988.2344 | 988.2344 | 988.2344 | 988.2344 | 988.2344 | 988.2344 | 988.2344 | 988.2344 | 988.2344 | 988.2344 | 988.2344 | 988.2344 | 988.2344 | 988.2344 | 988.2344 | 0 | 0 | 0 | 0 | 0 | 0 | 0 | 0 | 0
F3_Residential_Multi-Family Regular Income_Existing_Space Heating_Natural Gas_Boiler_E7 | F3 | Residential | Multi-Family Regular Income | Existing | Space Heating | Natural Gas | Boiler | E7 | System - kBTUs of Consumption | 471.5962 | 471.5962 | 471.5962 | 471.5962 | 471.5962 | 471.5962 | 471.5962 | 471.5962 | 471.5962 | 471.5962 | 471.5962 | 471.5962 | 471.5962 | 471.5962 | 471.5962 | 471.5962 | 471.5962 | 471.5962 | 471.5962 | 471.5962 | 471.5962 | 471.5962 | 471.5962 | 471.5962 | 471.5962 | 471.5962 | 471.5962 | 471.5962 | 471.5962 | 471.5962 | 471.5962 | 471.5962 | 471.5962 | 0 | 0 | 0 | 0 | 0 | 0 | 0 | 0 | 0
F3_Residential_Multi-Family Regular Income_Existing_Space Heating_Natural Gas_Boiler_E8 | F3 | Residential | Multi-Family Regular Income | Existing | Space Heating | Natural Gas | Boiler | E8 | System - kBTUs of Consumption | 499.5439 | 499.5439 | 499.5439 | 499.5439 | 499.5439 | 499.5439 | 499.5439 | 499.5439 | 499.5439 | 499.5439 | 499.5439 | 499.5439 | 499.5439 | 499.5439 | 499.5439 | 499.5439 | 499.5439 | 499.5439 | 499.5439 | 499.5439 | 499.5439 | 499.5439 | 499.5439 | 499.5439 | 499.5439 | 499.5439 | 499.5439 | 499.5439 | 499.5439 | 499.5439 | 499.5439 | 499.5439 | 499.5439 | 0 | 0 | 0 | 0 | 0 | 0 | 0 | 0 | 0
F3_Residential_Multi-Family Regular Income_Existing_Space Heating_Natural Gas_Boiler_E9 | F3 | Residential | Multi-Family Regular Income | Existing | Space Heating | Natural Gas | Boiler | E9 | System - kBTUs of Consumption | 0 | 0 | 0 | 0 | 0 | 0 | 0 | 0 | 0 | 0 | 0 | 0 | 0 | 0 | 0 | 0 | 0 | 0 | 0 | 0 | 0 | 0 | 0 | 0 | 0 | 0 | 0 | 0 | 0 | 0 | 0 | 0 | 0 | 0 | 0 | 0 | 0 | 0 | 0 | 0 | 0 | 0
F3_Residential_Multi-Family Regular Income_Existing_Space Heating_Natural Gas_Boiler_E10 | F3 | Residential | Multi-Family Regular Income | Existing | Space Heating | Natural Gas | Boiler | E10 | System - kBTUs of Consumption | 0 | 0 | 0 | 0 | 0 | 0 | 0 | 0 | 0 | 0 | 0 | 0 | 0 | 0 | 0 | 0 | 0 | 0 | 0 | 0 | 0 | 0 | 0 | 0 | 0 | 0 | 0 | 0 | 0 | 0 | 0 | 0 | 0 | 0 | 0 | 0 | 0 | 0 | 0 | 0 | 0 | 0
F4_Residential_Multi-Family Regular Income_Existing_Space Heating_Natural Gas_Boiler_E1 | F4 | Residential | Multi-Family Regular Income | Existing | Space Heating | Natural Gas | Boiler | E1 | Utility - Cost of Equipment | 582.4666 | 583.0078 | 0 | 0 | 0 | 0 | 0 | 0 | 0 | 0 | 0 | 0 | 0 | 0 | 0 | 0 | 0 | 0 | 0 | 0 | 0 | 0 | 0 | 0 | 0 | 0 | 0 | 0 | 0 | 0 | 0 | 0 | 0 | 0 | 0 | 0 | 0 | 0 | 0 | 0 | 0 | 0
F4_Residential_Multi-Family Regular Income_Existing_Space Heating_Natural Gas_Boiler_E2 | F4 | Residential | Multi-Family Regular Income | Existing | Space Heating | Natural Gas | Boiler | E2 | Utility - Cost of Equipment | 569.3764 | 569.9054 | 571.5027 | 572.5465 | 570.678 | 569.9567 | 570.2615 | 570.1042 | 570.1414 | 569.8494 | 569.2652 | 568.3264 | 567.2545 | 565.966 | 564.4701 | 562.905 | 561.2499 | 559.6319 | 557.8953 | 556.2087 | 554.3362 | 552.4103 | 550.2745 | 548.1278 | 545.7332 | 543.1905 | 540.5052 | 537.736 | 534.6906 | 530.4971 | 524.9163 | 518.0592 | 509.5505 | 0 | 0 | 0 | 0 | 0 | 0 | 0 | 0 | 0
F4_Residential_Multi-Family Regular Income_Existing_Space Heating_Natural Gas_Boiler_E3 | F4 | Residential | Multi-Family Regular Income | Existing | Space Heating | Natural Gas | Boiler | E3 | Utility - Cost of Equipment | 562.0266 | 562.5488 | 564.1254 | 565.1557 | 563.3114 | 562.5994 | 562.9003 | 562.745 | 562.7817 | 562.4935 | 561.9168 | 560.9902 | 559.9321 | 558.6602 | 557.1836 | 555.6387 | 554.005 | 552.4079 | 550.6937 | 549.0288 | 547.1805 | 545.2795 | 543.1713 | 541.0523 | 538.6886 | 536.1787 | 533.5281 | 530.7947 | 527.7885 | 523.6492 | 518.1404 | 511.3718 | 502.9729 | 0 | 0 | 0 | 0 | 0 | 0 | 0 | 0 | 0
F4_Residential_Multi-Family Regular Income_Existing_Space Heating_Natural Gas_Boiler_E4 | F4 | Residential | Multi-Family Regular Income | Existing | Space Heating | Natural Gas | Boiler | E4 | Utility - Cost of Equipment | 527.5385 | 528.0286 | 529.5085 | 530.4756 | 528.7444 | 528.0761 | 528.3585 | 528.2127 | 528.2473 | 527.9767 | 527.4354 | 526.5656 | 525.5725 | 524.3787 | 522.9926 | 521.5426 | 520.0091 | 518.5099 | 516.9009 | 515.3383 | 513.6034 | 511.819 | 509.8402 | 507.8512 | 505.6326 | 503.2767 | 500.7887 | 498.223 | 495.4014 | 491.516 | 486.3453 | 479.9921 | 472.1086 | 0 | 0 | 0 | 0 | 0 | 0 | 0 | 0 | 0
F4_Residential_Multi-Family Regular Income_Existing_Space Heating_Natural Gas_Boiler_E5 | F4 | Residential | Multi-Family Regular Income | Existing | Space Heating | Natural Gas | Boiler | E5 | Utility - Cost of Equipment | 491.1343 | 491.5906 | 492.9684 | 493.8687 | 492.257 | 491.6348 | 491.8978 | 491.762 | 491.7942 | 491.5423 | 491.0384 | 490.2286 | 489.304 | 488.1925 | 486.9021 | 485.5522 | 484.1245 | 482.7288 | 481.2308 | 479.776 | 478.1608 | 476.4996 | 474.6573 | 472.8056 | 470.7401 | 468.5468 | 466.2305 | 463.8419 | 461.2149 | 457.5977 | 452.7838 | 446.869 | 439.5295 | 0 | 0 | 0 | 0 | 0 | 0 | 0 | 0 | 0
F4_Residential_Multi-Family Regular Income_Existing_Space Heating_Natural Gas_Boiler_E6 | F4 | Residential | Multi-Family Regular Income | Existing | Space Heating | Natural Gas | Boiler | E6 | Utility - Cost of Equipment | 380.803 | 381.1172 | 382.4366 | 383.3176 | 381.5023 | 380.9066 | 381.4468 | 381.7016 | 382.3282 | 382.8299 | 383.2691 | 383.5934 | 384.0464 | 384.5566 | 384.9764 | 385.1368 | 385.0029 | 384.6639 | 383.9521 | 382.9958 | 381.55 | 379.6957 | 377.6393 | 375.5724 | 373.2667 | 370.8185 | 368.233 | 365.5668 | 362.6345 | 359.6066 | 356.3211 | 352.9568 | 349.2279 | 0 | 0 | 0 | 0 | 0 | 0 | 0 | 0 | 0
F4_Residential_Multi-Family Regular Income_Existing_Space Heating_Natural Gas_Boiler_E7 | F4 | Residential | Multi-Family Regular Income | Existing | Space Heating | Natural Gas | Boiler | E7 | Utility - Cost of Equipment | 304.5295 | 304.7735 | 305.7168 | 306.3643 | 305.1412 | 304.7828 | 305.2278 | 305.4798 | 305.9935 | 306.4233 | 306.8149 | 306.9896 | 307.0924 | 307.0732 | 306.8094 | 306.3768 | 305.7525 | 305.0046 | 304.0193 | 302.8864 | 301.6286 | 300.3349 | 298.9002 | 297.4583 | 295.8497 | 294.1417 | 292.3379 | 290.4778 | 288.4321 | 286.3197 | 284.0275 | 281.6804 | 279.079 | 0 | 0 | 0 | 0 | 0 | 0 | 0 | 0 | 0
F4_Residential_Multi-Family Regular Income_Existing_Space Heating_Natural Gas_Boiler_E8 | F4 | Residential | Multi-Family Regular Income | Existing | Space Heating | Natural Gas | Boiler | E8 | Utility - Cost of Equipment | 256.4459 | 256.6513 | 257.4457 | 257.991 | 256.961 | 256.6592 | 257.034 | 257.2461 | 257.6787 | 258.0406 | 258.3704 | 258.5175 | 258.6042 | 258.588 | 258.3658 | 258.0015 | 257.4758 | 256.8459 | 256.0163 | 255.0622 | 254.003 | 252.9136 | 251.7055 | 250.4912 | 249.1366 | 247.6983 | 246.1793 | 244.6129 | 242.8902 | 241.1113 | 239.1811 | 237.2046 | 235.0139 | 0 | 0 | 0 | 0 | 0 | 0 | 0 | 0 | 0
F4_Residential_Multi-Family Regular Income_Existing_Space Heating_Natural Gas_Boiler_E9 | F4 | Residential | Multi-Family Regular Income | Existing | Space Heating | Natural Gas | Boiler | E9 | Utility - Cost of Equipment | 0 | 0 | 0 | 0 | 0 | 0 | 0 | 0 | 0 | 0 | 0 | 0 | 0 | 0 | 0 | 0 | 0 | 0 | 0 | 0 | 0 | 0 | 0 | 0 | 0 | 0 | 0 | 0 | 0 | 0 | 0 | 0 | 0 | 0 | 0 | 0 | 0 | 0 | 0 | 0 | 0 | 0
F4_Residential_Multi-Family Regular Income_Existing_Space Heating_Natural Gas_Boiler_E10 | F4 | Residential | Multi-Family Regular Income | Existing | Space Heating | Natural Gas | Boiler | E10 | Utility - Cost of Equipment | 0 | 0 | 0 | 0 | 0 | 0 | 0 | 0 | 0 | 0 | 0 | 0 | 0 | 0 | 0 | 0 | 0 | 0 | 0 | 0 | 0 | 0 | 0 | 0 | 0 | 0 | 0 | 0 | 0 | 0 | 0 | 0 | 0 | 0 | 0 | 0 | 0 | 0 | 0 | 0 | 0 | 0
F5_Residential_Multi-Family Regular Income_Existing_Space Heating_Natural Gas_Boiler_E1 | F5 | Residential | Multi-Family Regular Income | Existing | Space Heating | Natural Gas | Boiler | E1 | Utility - Cost of Operation | 128.5283 | 128.5283 | 0 | 0 | 0 | 0 | 0 | 0 | 0 | 0 | 0 | 0 | 0 | 0 | 0 | 0 | 0 | 0 | 0 | 0 | 0 | 0 | 0 | 0 | 0 | 0 | 0 | 0 | 0 | 0 | 0 | 0 | 0 | 0 | 0 | 0 | 0 | 0 | 0 | 0 | 0 | 0
F5_Residential_Multi-Family Regular Income_Existing_Space Heating_Natural Gas_Boiler_E2 | F5 | Residential | Multi-Family Regular Income | Existing | Space Heating | Natural Gas | Boiler | E2 | Utility - Cost of Operation | 158.8826 | 158.8826 | 158.8826 | 158.8826 | 158.8826 | 158.8826 | 158.8826 | 158.8826 | 158.8826 | 158.8826 | 158.8826 | 158.8826 | 158.8826 | 158.8826 | 158.8826 | 158.8826 | 158.8826 | 158.8826 | 158.8826 | 158.8826 | 158.8826 | 158.8826 | 158.8826 | 158.8826 | 158.8826 | 158.8826 | 158.8826 | 158.8826 | 158.8826 | 158.8826 | 158.8826 | 158.8826 | 158.8826 | 0 | 0 | 0 | 0 | 0 | 0 | 0 | 0 | 0
F5_Residential_Multi-Family Regular Income_Existing_Space Heating_Natural Gas_Boiler_E3 | F5 | Residential | Multi-Family Regular Income | Existing | Space Heating | Natural Gas | Boiler | E3 | Utility - Cost of Operation | 180.5333 | 180.5333 | 180.5333 | 180.5333 | 180.5333 | 180.5333 | 180.5333 | 180.5333 | 180.5333 | 180.5333 | 180.5333 | 180.5333 | 180.5333 | 180.5333 | 180.5333 | 180.5333 | 180.5333 | 180.5333 | 180.5333 | 180.5333 | 180.5333 | 180.5333 | 180.5333 | 180.5333 | 180.5333 | 180.5333 | 180.5333 | 180.5333 | 180.5333 | 180.5333 | 180.5333 | 180.5333 | 180.5333 | 0 | 0 | 0 | 0 | 0 | 0 | 0 | 0 | 0
F5_Residential_Multi-Family Regular Income_Existing_Space Heating_Natural Gas_Boiler_E4 | F5 | Residential | Multi-Family Regular Income | Existing | Space Heating | Natural Gas | Boiler | E4 | Utility - Cost of Operation | 188.8605 | 188.8605 | 188.8605 | 188.8605 | 188.8605 | 188.8605 | 188.8605 | 188.8605 | 188.8605 | 188.8605 | 188.8605 | 188.8605 | 188.8605 | 188.8605 | 188.8605 | 188.8605 | 188.8605 | 188.8605 | 188.8605 | 188.8605 | 188.8605 | 188.8605 | 188.8605 | 188.8605 | 188.8605 | 188.8605 | 188.8605 | 188.8605 | 188.8605 | 188.8605 | 188.8605 | 188.8605 | 188.8605 | 0 | 0 | 0 | 0 | 0 | 0 | 0 | 0 | 0
F5_Residential_Multi-Family Regular Income_Existing_Space Heating_Natural Gas_Boiler_E5 | F5 | Residential | Multi-Family Regular Income | Existing | Space Heating | Natural Gas | Boiler | E5 | Utility - Cost of Operation | 212.5768 | 212.5768 | 212.5768 | 212.5768 | 212.5768 | 212.5768 | 212.5768 | 212.5768 | 212.5768 | 212.5768 | 212.5768 | 212.5768 | 212.5768 | 212.5768 | 212.5768 | 212.5768 | 212.5768 | 212.5768 | 212.5768 | 212.5768 | 212.5768 | 212.5768 | 212.5768 | 212.5768 | 212.5768 | 212.5768 | 212.5768 | 212.5768 | 212.5768 | 212.5768 | 212.5768 | 212.5768 | 212.5768 | 0 | 0 | 0 | 0 | 0 | 0 | 0 | 0 | 0
F5_Residential_Multi-Family Regular Income_Existing_Space Heating_Natural Gas_Boiler_E6 | F5 | Residential | Multi-Family Regular Income | Existing | Space Heating | Natural Gas | Boiler | E6 | Utility - Cost of Operation | 988.2344 | 988.2344 | 988.2344 | 988.2344 | 988.2344 | 988.2344 | 988.2344 | 988.2344 | 988.2344 | 988.2344 | 988.2344 | 988.2344 | 988.2344 | 988.2344 | 988.2344 | 988.2344 | 988.2344 | 988.2344 | 988.2344 | 988.2344 | 988.2344 | 988.2344 | 988.2344 | 988.2344 | 988.2344 | 988.2344 | 988.2344 | 988.2344 | 988.2344 | 988.2344 | 988.2344 | 988.2344 | 988.2344 | 0 | 0 | 0 | 0 | 0 | 0 | 0 | 0 | 0
F5_Residential_Multi-Family Regular Income_Existing_Space Heating_Natural Gas_Boiler_E7 | F5 | Residential | Multi-Family Regular Income | Existing | Space Heating | Natural Gas | Boiler | E7 | Utility - Cost of Operation | 471.5962 | 471.5962 | 471.5962 | 471.5962 | 471.5962 | 471.5962 | 471.5962 | 471.5962 | 471.5962 | 471.5962 | 471.5962 | 471.5962 | 471.5962 | 471.5962 | 471.5962 | 471.5962 | 471.5962 | 471.5962 | 471.5962 | 471.5962 | 471.5962 | 471.5962 | 471.5962 | 471.5962 | 471.5962 | 471.5962 | 471.5962 | 471.5962 | 471.5962 | 471.5962 | 471.5962 | 471.5962 | 471.5962 | 0 | 0 | 0 | 0 | 0 | 0 | 0 | 0 | 0
F5_Residential_Multi-Family Regular Income_Existing_Space Heating_Natural Gas_Boiler_E8 | F5 | Residential | Multi-Family Regular Income | Existing | Space Heating | Natural Gas | Boiler | E8 | Utility - Cost of Operation | 499.5439 | 499.5439 | 499.5439 | 499.5439 | 499.5439 | 499.5439 | 499.5439 | 499.5439 | 499.5439 | 499.5439 | 499.5439 | 499.5439 | 499.5439 | 499.5439 | 499.5439 | 499.5439 | 499.5439 | 499.5439 | 499.5439 | 499.5439 | 499.5439 | 499.5439 | 499.5439 | 499.5439 | 499.5439 | 499.5439 | 499.5439 | 499.5439 | 499.5439 | 499.5439 | 499.5439 | 499.5439 | 499.5439 | 0 | 0 | 0 | 0 | 0 | 0 | 0 | 0 | 0
F5_Residential_Multi-Family Regular Income_Existing_Space Heating_Natural Gas_Boiler_E9 | F5 | Residential | Multi-Family Regular Income | Existing | Space Heating | Natural Gas | Boiler | E9 | Utility - Cost of Operation | 0 | 0 | 0 | 0 | 0 | 0 | 0 | 0 | 0 | 0 | 0 | 0 | 0 | 0 | 0 | 0 | 0 | 0 | 0 | 0 | 0 | 0 | 0 | 0 | 0 | 0 | 0 | 0 | 0 | 0 | 0 | 0 | 0 | 0 | 0 | 0 | 0 | 0 | 0 | 0 | 0 | 0
F5_Residential_Multi-Family Regular Income_Existing_Space Heating_Natural Gas_Boiler_E10 | F5 | Residential | Multi-Family Regular Income | Existing | Space Heating | Natural Gas | Boiler | E10 | Utility - Cost of Operation | 0 | 0 | 0 | 0 | 0 | 0 | 0 | 0 | 0 | 0 | 0 | 0 | 0 | 0 | 0 | 0 | 0 | 0 | 0 | 0 | 0 | 0 | 0 | 0 | 0 | 0 | 0 | 0 | 0 | 0 | 0 | 0 | 0 | 0 | 0 | 0 | 0 | 0 | 0 | 0 | 0 | 0
F6_Residential_Multi-Family Regular Income_Existing_Space Heating_Natural Gas_Boiler_E1 | F6 | Residential | Multi-Family Regular Income | Existing | Space Heating | Natural Gas | Boiler | E1 | Utility - Value of Sales | 286.9641 | 286.3131 | 0 | 0 | 0 | 0 | 0 | 0 | 0 | 0 | 0 | 0 | 0 | 0 | 0 | 0 | 0 | 0 | 0 | 0 | 0 | 0 | 0 | 0 | 0 | 0 | 0 | 0 | 0 | 0 | 0 | 0 | 0 | 0 | 0 | 0 | 0 | 0 | 0 | 0 | 0 | 0
F6_Residential_Multi-Family Regular Income_Existing_Space Heating_Natural Gas_Boiler_E2 | F6 | Residential | Multi-Family Regular Income | Existing | Space Heating | Natural Gas | Boiler | E2 | Utility - Value of Sales | 280.515 | 279.8786 | 279.5118 | 278.921 | 277.3428 | 275.7821 | 274.2445 | 272.7361 | 271.2624 | 269.8295 | 268.4429 | 267.1086 | 265.8324 | 264.62 | 263.4714 | 262.3867 | 261.3658 | 260.4087 | 259.5154 | 258.686 | 257.9205 | 257.2187 | 256.5807 | 256.0065 | 255.4961 | 255.0496 | 254.6667 | 254.3477 | 254.0925 | 253.9011 | 253.7734 | 253.7096 | 253.7096 | 0 | 0 | 0 | 0 | 0 | 0 | 0 | 0 | 0
F6_Residential_Multi-Family Regular Income_Existing_Space Heating_Natural Gas_Boiler_E3 | F6 | Residential | Multi-Family Regular Income | Existing | Space Heating | Natural Gas | Boiler | E3 | Utility - Value of Sales | 276.894 | 276.2658 | 275.9037 | 275.3206 | 273.7627 | 272.2221 | 270.7044 | 269.2154 | 267.7608 | 266.3464 | 264.9777 | 263.6606 | 262.4009 | 261.2041 | 260.0703 | 258.9996 | 257.9919 | 257.0472 | 256.1655 | 255.3468 | 254.5911 | 253.8984 | 253.2686 | 252.7018 | 252.1981 | 251.7573 | 251.3793 | 251.0645 | 250.8125 | 250.6236 | 250.4975 | 250.4345 | 250.4345 | 0 | 0 | 0 | 0 | 0 | 0 | 0 | 0 | 0
F6_Residential_Multi-Family Regular Income_Existing_Space Heating_Natural Gas_Boiler_E4 | F6 | Residential | Multi-Family Regular Income | Existing | Space Heating | Natural Gas | Boiler | E4 | Utility - Value of Sales | 259.9027 | 259.313 | 258.9732 | 258.4258 | 256.9636 | 255.5175 | 254.0929 | 252.6953 | 251.33 | 250.0023 | 248.7176 | 247.4814 | 246.2989 | 245.1756 | 244.1114 | 243.1064 | 242.1605 | 241.2738 | 240.4461 | 239.6777 | 238.9684 | 238.3182 | 237.727 | 237.1951 | 236.7222 | 236.3085 | 235.9537 | 235.6582 | 235.4217 | 235.2443 | 235.126 | 235.0669 | 235.0669 | 0 | 0 | 0 | 0 | 0 | 0 | 0 | 0 | 0
F6_Residential_Multi-Family Regular Income_Existing_Space Heating_Natural Gas_Boiler_E5 | F6 | Residential | Multi-Family Regular Income | Existing | Space Heating | Natural Gas | Boiler | E5 | Utility - Value of Sales | 241.9674 | 241.4185 | 241.102 | 240.5925 | 239.2311 | 237.8849 | 236.5586 | 235.2574 | 233.9863 | 232.7503 | 231.5542 | 230.4033 | 229.3024 | 228.2566 | 227.2659 | 226.3302 | 225.4496 | 224.6241 | 223.8535 | 223.1381 | 222.4777 | 221.8725 | 221.3221 | 220.8268 | 220.3866 | 220.0014 | 219.6711 | 219.3959 | 219.1758 | 219.0107 | 218.9005 | 218.8455 | 218.8455 | 0 | 0 | 0 | 0 | 0 | 0 | 0 | 0 | 0
F6_Residential_Multi-Family Regular Income_Existing_Space Heating_Natural Gas_Boiler_E6 | F6 | Residential | Multi-Family Regular Income | Existing | Space Heating | Natural Gas | Boiler | E6 | Utility - Value of Sales | 191.9477 | 191.9496 | 192.2525 | 192.2988 | 191.2295 | 190.1601 | 189.0908 | 188.0215 | 186.9524 | 185.8832 | 184.8141 | 183.7451 | 182.6762 | 181.6073 | 180.5384 | 179.4797 | 178.4415 | 177.4338 | 176.4668 | 175.5508 | 174.6959 | 173.9122 | 173.1997 | 172.5585 | 171.9886 | 171.4899 | 171.0623 | 170.7061 | 170.4211 | 170.2073 | 170.0647 | 169.9935 | 169.9935 | 0 | 0 | 0 | 0 | 0 | 0 | 0 | 0 | 0
F6_Residential_Multi-Family Regular Income_Existing_Space Heating_Natural Gas_Boiler_E7 | F6 | Residential | Multi-Family Regular Income | Existing | Space Heating | Natural Gas | Boiler | E7 | Utility - Value of Sales | 152.7052 | 152.5639 | 152.6233 | 152.5116 | 151.6562 | 150.8008 | 149.9454 | 149.0901 | 148.2348 | 147.3796 | 146.5244 | 145.6745 | 144.8352 | 144.0118 | 143.2094 | 142.4336 | 141.6894 | 140.9822 | 140.3171 | 139.6996 | 139.1297 | 138.6073 | 138.1323 | 137.7048 | 137.3248 | 136.9924 | 136.7073 | 136.4699 | 136.2799 | 136.1373 | 136.0423 | 135.9948 | 135.9948 | 0 | 0 | 0 | 0 | 0 | 0 | 0 | 0 | 0
F6_Residential_Multi-Family Regular Income_Existing_Space Heating_Natural Gas_Boiler_E8 | F6 | Residential | Multi-Family Regular Income | Existing | Space Heating | Natural Gas | Boiler | E8 | Utility - Value of Sales | 128.5938 | 128.4748 | 128.5248 | 128.4308 | 127.7105 | 126.9902 | 126.2698 | 125.5496 | 124.8293 | 124.1091 | 123.3889 | 122.6733 | 121.9665 | 121.2731 | 120.5974 | 119.9441 | 119.3174 | 118.7218 | 118.1618 | 117.6418 | 117.1619 | 116.7219 | 116.3219 | 115.9619 | 115.642 | 115.362 | 115.122 | 114.922 | 114.762 | 114.642 | 114.5619 | 114.5219 | 114.5219 | 0 | 0 | 0 | 0 | 0 | 0 | 0 | 0 | 0
F6_Residential_Multi-Family Regular Income_Existing_Space Heating_Natural Gas_Boiler_E9 | F6 | Residential | Multi-Family Regular Income | Existing | Space Heating | Natural Gas | Boiler | E9 | Utility - Value of Sales | 0 | 0 | 0 | 0 | 0 | 0 | 0 | 0 | 0 | 0 | 0 | 0 | 0 | 0 | 0 | 0 | 0 | 0 | 0 | 0 | 0 | 0 | 0 | 0 | 0 | 0 | 0 | 0 | 0 | 0 | 0 | 0 | 0 | 0 | 0 | 0 | 0 | 0 | 0 | 0 | 0 | 0
F6_Residential_Multi-Family Regular Income_Existing_Space Heating_Natural Gas_Boiler_E10 | F6 | Residential | Multi-Family Regular Income | Existing | Space Heating | Natural Gas | Boiler | E10 | Utility - Value of Sales | 0 | 0 | 0 | 0 | 0 | 0 | 0 | 0 | 0 | 0 | 0 | 0 | 0 | 0 | 0 | 0 | 0 | 0 | 0 | 0 | 0 | 0 | 0 | 0 | 0 | 0 | 0 | 0 | 0 | 0 | 0 | 0 | 0 | 0 | 0 | 0 | 0 | 0 | 0 | 0 | 0 | 0
F1_Residential_Multi-Family Regular Income_Existing_Secondary Heating_Natural Gas_Fireplace_E1 | F1 | Residential | Multi-Family Regular Income | Existing | Secondary Heating | Natural Gas | Fireplace | E1 | RVT - Cost of Equipment | 103.2129 | 103.5657 | 104.2098 | 104.7553 | 104.6227 | 104.8942 | 105.5413 | 106.0986 | 106.7831 | 107.4326 | 108.0663 | 108.667 | 109.3162 | 109.9314 | 110.4507 | 110.9117 | 111.302 | 111.6517 | 111.9037 | 112.1012 | 112.1601 | 112.1082 | 111.967 | 111.8007 | 111.5299 | 111.1864 | 110.7708 | 110.3014 | 109.7124 | 109.0618 | 108.2916 | 107.4628 | 106.4733 | 0 | 0 | 0 | 0 | 0 | 0 | 0 | 0 | 0
F1_Residential_Multi-Family Regular Income_Existing_Secondary Heating_Natural Gas_Fireplace_E2 | F1 | Residential | Multi-Family Regular Income | Existing | Secondary Heating | Natural Gas | Fireplace | E2 | RVT - Cost of Equipment | 85.8304 | 86.1237 | 86.6594 | 87.113 | 87.0027 | 87.2286 | 87.7666 | 88.2301 | 88.7993 | 89.3394 | 89.8664 | 90.3659 | 90.9058 | 91.4174 | 91.8492 | 92.2326 | 92.5571 | 92.848 | 93.0575 | 93.2217 | 93.2707 | 93.2276 | 93.1102 | 92.9719 | 92.7467 | 92.461 | 92.1154 | 91.725 | 91.2353 | 90.6943 | 90.0538 | 89.3645 | 88.5417 | 0 | 0 | 0 | 0 | 0 | 0 | 0 | 0 | 0
F1_Residential_Multi-Family Regular Income_Existing_Secondary Heating_Natural Gas_Fireplace_E3 | F1 | Residential | Multi-Family Regular Income | Existing | Secondary Heating | Natural Gas | Fireplace | E3 | RVT - Cost of Equipment | 81.8878 | 82.1677 | 82.6787 | 83.1115 | 83.0063 | 83.2217 | 83.7351 | 84.1773 | 84.7203 | 85.2356 | 85.7384 | 86.215 | 86.7301 | 87.2181 | 87.6302 | 87.996 | 88.3056 | 88.583 | 88.7829 | 88.9396 | 88.9863 | 88.9452 | 88.8332 | 88.7012 | 88.4864 | 88.2139 | 87.8842 | 87.5117 | 87.0444 | 86.5283 | 85.9172 | 85.2596 | 84.4746 | 0 | 0 | 0 | 0 | 0 | 0 | 0 | 0 | 0
F1_Residential_Multi-Family Regular Income_Existing_Secondary Heating_Natural Gas_Fireplace_E4 | F1 | Residential | Multi-Family Regular Income | Existing | Secondary Heating | Natural Gas | Fireplace | E4 | RVT - Cost of Equipment | 0 | 0 | 0 | 0 | 0 | 0 | 0 | 0 | 0 | 0 | 0 | 0 | 0 | 0 | 0 | 0 | 0 | 0 | 0 | 0 | 0 | 0 | 0 | 0 | 0 | 0 | 0 | 0 | 0 | 0 | 0 | 0 | 0 | 0 | 0 | 0 | 0 | 0 | 0 | 0 | 0 | 0
F1_Residential_Multi-Family Regular Income_Existing_Secondary Heating_Natural Gas_Fireplace_E5 | F1 | Residential | Multi-Family Regular Income | Existing | Secondary Heating | Natural Gas | Fireplace | E5 | RVT - Cost of Equipment | 0 | 0 | 0 | 0 | 0 | 0 | 0 | 0 | 0 | 0 | 0 | 0 | 0 | 0 | 0 | 0 | 0 | 0 | 0 | 0 | 0 | 0 | 0 | 0 | 0 | 0 | 0 | 0 | 0 | 0 | 0 | 0 | 0 | 0 | 0 | 0 | 0 | 0 | 0 | 0 | 0 | 0
F1_Residential_Multi-Family Regular Income_Existing_Secondary Heating_Natural Gas_Fireplace_E6 | F1 | Residential | Multi-Family Regular Income | Existing | Secondary Heating | Natural Gas | Fireplace | E6 | RVT - Cost of Equipment | 0 | 0 | 0 | 0 | 0 | 0 | 0 | 0 | 0 | 0 | 0 | 0 | 0 | 0 | 0 | 0 | 0 | 0 | 0 | 0 | 0 | 0 | 0 | 0 | 0 | 0 | 0 | 0 | 0 | 0 | 0 | 0 | 0 | 0 | 0 | 0 | 0 | 0 | 0 | 0 | 0 | 0
F1_Residential_Multi-Family Regular Income_Existing_Secondary Heating_Natural Gas_Fireplace_E7 | F1 | Residential | Multi-Family Regular Income | Existing | Secondary Heating | Natural Gas | Fireplace | E7 | RVT - Cost of Equipment | 0 | 0 | 0 | 0 | 0 | 0 | 0 | 0 | 0 | 0 | 0 | 0 | 0 | 0 | 0 | 0 | 0 | 0 | 0 | 0 | 0 | 0 | 0 | 0 | 0 | 0 | 0 | 0 | 0 | 0 | 0 | 0 | 0 | 0 | 0 | 0 | 0 | 0 | 0 | 0 | 0 | 0
F1_Residential_Multi-Family Regular Income_Existing_Secondary Heating_Natural Gas_Fireplace_E8 | F1 | Residential | Multi-Family Regular Income | Existing | Secondary Heating | Natural Gas | Fireplace | E8 | RVT - Cost of Equipment | 0 | 0 | 0 | 0 | 0 | 0 | 0 | 0 | 0 | 0 | 0 | 0 | 0 | 0 | 0 | 0 | 0 | 0 | 0 | 0 | 0 | 0 | 0 | 0 | 0 | 0 | 0 | 0 | 0 | 0 | 0 | 0 | 0 | 0 | 0 | 0 | 0 | 0 | 0 | 0 | 0 | 0
F1_Residential_Multi-Family Regular Income_Existing_Secondary Heating_Natural Gas_Fireplace_E9 | F1 | Residential | Multi-Family Regular Income | Existing | Secondary Heating | Natural Gas | Fireplace | E9 | RVT - Cost of Equipment | 0 | 0 | 0 | 0 | 0 | 0 | 0 | 0 | 0 | 0 | 0 | 0 | 0 | 0 | 0 | 0 | 0 | 0 | 0 | 0 | 0 | 0 | 0 | 0 | 0 | 0 | 0 | 0 | 0 | 0 | 0 | 0 | 0 | 0 | 0 | 0 | 0 | 0 | 0 | 0 | 0 | 0
F1_Residential_Multi-Family Regular Income_Existing_Secondary Heating_Natural Gas_Fireplace_E10 | F1 | Residential | Multi-Family Regular Income | Existing | Secondary Heating | Natural Gas | Fireplace | E10 | RVT - Cost of Equipment | 0 | 0 | 0 | 0 | 0 | 0 | 0 | 0 | 0 | 0 | 0 | 0 | 0 | 0 | 0 | 0 | 0 | 0 | 0 | 0 | 0 | 0 | 0 | 0 | 0 | 0 | 0 | 0 | 0 | 0 | 0 | 0 | 0 | 0 | 0 | 0 | 0 | 0 | 0 | 0 | 0 | 0
F2_Residential_Multi-Family Regular Income_Existing_Secondary Heating_Natural Gas_Fireplace_E1 | F2 | Residential | Multi-Family Regular Income | Existing | Secondary Heating | Natural Gas | Fireplace | E1 | RVT - Cost of Operation | 103.0465 | 103.3987 | 104.0418 | 104.5864 | 104.454 | 104.7251 | 105.3711 | 105.9275 | 106.6109 | 107.2594 | 107.8921 | 108.4918 | 109.1399 | 109.7541 | 110.2726 | 110.7329 | 111.1225 | 111.4717 | 111.7232 | 111.9204 | 111.9792 | 111.9274 | 111.7865 | 111.6204 | 111.3501 | 111.0071 | 110.5922 | 110.1235 | 109.5355 | 108.886 | 108.117 | 107.2895 | 106.3017 | 0 | 0 | 0 | 0 | 0 | 0 | 0 | 0 | 0
F2_Residential_Multi-Family Regular Income_Existing_Secondary Heating_Natural Gas_Fireplace_E2 | F2 | Residential | Multi-Family Regular Income | Existing | Secondary Heating | Natural Gas | Fireplace | E2 | RVT - Cost of Operation | 85.692 | 85.9848 | 86.5197 | 86.9725 | 86.8625 | 87.0879 | 87.6251 | 88.0878 | 88.6561 | 89.1954 | 89.7215 | 90.2202 | 90.7592 | 91.27 | 91.7011 | 92.0839 | 92.4079 | 92.6982 | 92.9074 | 93.0714 | 93.1203 | 93.0773 | 92.96 | 92.822 | 92.5971 | 92.3119 | 91.9669 | 91.5772 | 91.0882 | 90.548 | 89.9086 | 89.2204 | 88.3989 | 0 | 0 | 0 | 0 | 0 | 0 | 0 | 0 | 0
F2_Residential_Multi-Family Regular Income_Existing_Secondary Heating_Natural Gas_Fireplace_E3 | F2 | Residential | Multi-Family Regular Income | Existing | Secondary Heating | Natural Gas | Fireplace | E3 | RVT - Cost of Operation | 81.7557 | 82.0352 | 82.5454 | 82.9775 | 82.8725 | 83.0876 | 83.6001 | 84.0415 | 84.5837 | 85.0982 | 85.6002 | 86.076 | 86.5902 | 87.0775 | 87.4889 | 87.8541 | 88.1632 | 88.4402 | 88.6398 | 88.7962 | 88.8429 | 88.8018 | 88.69 | 88.5582 | 88.3437 | 88.0716 | 87.7425 | 87.3706 | 86.9041 | 86.3887 | 85.7786 | 85.1221 | 84.3384 | 0 | 0 | 0 | 0 | 0 | 0 | 0 | 0 | 0
F2_Residential_Multi-Family Regular Income_Existing_Secondary Heating_Natural Gas_Fireplace_E4 | F2 | Residential | Multi-Family Regular Income | Existing | Secondary Heating | Natural Gas | Fireplace | E4 | RVT - Cost of Operation | 0 | 0 | 0 | 0 | 0 | 0 | 0 | 0 | 0 | 0 | 0 | 0 | 0 | 0 | 0 | 0 | 0 | 0 | 0 | 0 | 0 | 0 | 0 | 0 | 0 | 0 | 0 | 0 | 0 | 0 | 0 | 0 | 0 | 0 | 0 | 0 | 0 | 0 | 0 | 0 | 0 | 0
F2_Residential_Multi-Family Regular Income_Existing_Secondary Heating_Natural Gas_Fireplace_E5 | F2 | Residential | Multi-Family Regular Income | Existing | Secondary Heating | Natural Gas | Fireplace | E5 | RVT - Cost of Operation | 0 | 0 | 0 | 0 | 0 | 0 | 0 | 0 | 0 | 0 | 0 | 0 | 0 | 0 | 0 | 0 | 0 | 0 | 0 | 0 | 0 | 0 | 0 | 0 | 0 | 0 | 0 | 0 | 0 | 0 | 0 | 0 | 0 | 0 | 0 | 0 | 0 | 0 | 0 | 0 | 0 | 0
F2_Residential_Multi-Family Regular Income_Existing_Secondary Heating_Natural Gas_Fireplace_E6 | F2 | Residential | Multi-Family Regular Income | Existing | Secondary Heating | Natural Gas | Fireplace | E6 | RVT - Cost of Operation | 0 | 0 | 0 | 0 | 0 | 0 | 0 | 0 | 0 | 0 | 0 | 0 | 0 | 0 | 0 | 0 | 0 | 0 | 0 | 0 | 0 | 0 | 0 | 0 | 0 | 0 | 0 | 0 | 0 | 0 | 0 | 0 | 0 | 0 | 0 | 0 | 0 | 0 | 0 | 0 | 0 | 0
F2_Residential_Multi-Family Regular Income_Existing_Secondary Heating_Natural Gas_Fireplace_E7 | F2 | Residential | Multi-Family Regular Income | Existing | Secondary Heating | Natural Gas | Fireplace | E7 | RVT - Cost of Operation | 0 | 0 | 0 | 0 | 0 | 0 | 0 | 0 | 0 | 0 | 0 | 0 | 0 | 0 | 0 | 0 | 0 | 0 | 0 | 0 | 0 | 0 | 0 | 0 | 0 | 0 | 0 | 0 | 0 | 0 | 0 | 0 | 0 | 0 | 0 | 0 | 0 | 0 | 0 | 0 | 0 | 0
F2_Residential_Multi-Family Regular Income_Existing_Secondary Heating_Natural Gas_Fireplace_E8 | F2 | Residential | Multi-Family Regular Income | Existing | Secondary Heating | Natural Gas | Fireplace | E8 | RVT - Cost of Operation | 0 | 0 | 0 | 0 | 0 | 0 | 0 | 0 | 0 | 0 | 0 | 0 | 0 | 0 | 0 | 0 | 0 | 0 | 0 | 0 | 0 | 0 | 0 | 0 | 0 | 0 | 0 | 0 | 0 | 0 | 0 | 0 | 0 | 0 | 0 | 0 | 0 | 0 | 0 | 0 | 0 | 0
F2_Residential_Multi-Family Regular Income_Existing_Secondary Heating_Natural Gas_Fireplace_E9 | F2 | Residential | Multi-Family Regular Income | Existing | Secondary Heating | Natural Gas | Fireplace | E9 | RVT - Cost of Operation | 0 | 0 | 0 | 0 | 0 | 0 | 0 | 0 | 0 | 0 | 0 | 0 | 0 | 0 | 0 | 0 | 0 | 0 | 0 | 0 | 0 | 0 | 0 | 0 | 0 | 0 | 0 | 0 | 0 | 0 | 0 | 0 | 0 | 0 | 0 | 0 | 0 | 0 | 0 | 0 | 0 | 0
F2_Residential_Multi-Family Regular Income_Existing_Secondary Heating_Natural Gas_Fireplace_E10 | F2 | Residential | Multi-Family Regular Income | Existing | Secondary Heating | Natural Gas | Fireplace | E10 | RVT - Cost of Operation | 0 | 0 | 0 | 0 | 0 | 0 | 0 | 0 | 0 | 0 | 0 | 0 | 0 | 0 | 0 | 0 | 0 | 0 | 0 | 0 | 0 | 0 | 0 | 0 | 0 | 0 | 0 | 0 | 0 | 0 | 0 | 0 | 0 | 0 | 0 | 0 | 0 | 0 | 0 | 0 | 0 | 0
F3_Residential_Multi-Family Regular Income_Existing_Secondary Heating_Natural Gas_Fireplace_E1 | F3 | Residential | Multi-Family Regular Income | Existing | Secondary Heating | Natural Gas | Fireplace | E1 | System - kBTUs of Consumption | 296.7502 | 296.7502 | 296.7502 | 296.7502 | 296.7502 | 296.7502 | 296.7502 | 296.7502 | 296.7502 | 296.7502 | 296.7502 | 296.7502 | 296.7502 | 296.7502 | 296.7502 | 296.7502 | 296.7502 | 296.7502 | 296.7502 | 296.7502 | 296.7502 | 296.7502 | 296.7502 | 296.7502 | 296.7502 | 296.7502 | 296.7502 | 296.7502 | 296.7502 | 296.7502 | 296.7502 | 296.7502 | 296.7502 | 0 | 0 | 0 | 0 | 0 | 0 | 0 | 0 | 0
F3_Residential_Multi-Family Regular Income_Existing_Secondary Heating_Natural Gas_Fireplace_E2 | F3 | Residential | Multi-Family Regular Income | Existing | Secondary Heating | Natural Gas | Fireplace | E2 | System - kBTUs of Consumption | 323.4515 | 323.4515 | 323.4515 | 323.4515 | 323.4515 | 323.4515 | 323.4515 | 323.4515 | 323.4515 | 323.4515 | 323.4515 | 323.4515 | 323.4515 | 323.4515 | 323.4515 | 323.4515 | 323.4515 | 323.4515 | 323.4515 | 323.4515 | 323.4515 | 323.4515 | 323.4515 | 323.4515 | 323.4515 | 323.4515 | 323.4515 | 323.4515 | 323.4515 | 323.4515 | 323.4515 | 323.4515 | 323.4515 | 0 | 0 | 0 | 0 | 0 | 0 | 0 | 0 | 0
F3_Residential_Multi-Family Regular Income_Existing_Secondary Heating_Natural Gas_Fireplace_E3 | F3 | Residential | Multi-Family Regular Income | Existing | Secondary Heating | Natural Gas | Fireplace | E3 | System - kBTUs of Consumption | 329.6864 | 329.6864 | 329.6864 | 329.6864 | 329.6864 | 329.6864 | 329.6864 | 329.6864 | 329.6864 | 329.6864 | 329.6864 | 329.6864 | 329.6864 | 329.6864 | 329.6864 | 329.6864 | 329.6864 | 329.6864 | 329.6864 | 329.6864 | 329.6864 | 329.6864 | 329.6864 | 329.6864 | 329.6864 | 329.6864 | 329.6864 | 329.6864 | 329.6864 | 329.6864 | 329.6864 | 329.6864 | 329.6864 | 0 | 0 | 0 | 0 | 0 | 0 | 0 | 0 | 0
F3_Residential_Multi-Family Regular Income_Existing_Secondary Heating_Natural Gas_Fireplace_E4 | F3 | Residential | Multi-Family Regular Income | Existing | Secondary Heating | Natural Gas | Fireplace | E4 | System - kBTUs of Consumption | 0 | 0 | 0 | 0 | 0 | 0 | 0 | 0 | 0 | 0 | 0 | 0 | 0 | 0 | 0 | 0 | 0 | 0 | 0 | 0 | 0 | 0 | 0 | 0 | 0 | 0 | 0 | 0 | 0 | 0 | 0 | 0 | 0 | 0 | 0 | 0 | 0 | 0 | 0 | 0 | 0 | 0
F3_Residential_Multi-Family Regular Income_Existing_Secondary Heating_Natural Gas_Fireplace_E5 | F3 | Residential | Multi-Family Regular Income | Existing | Secondary Heating | Natural Gas | Fireplace | E5 | System - kBTUs of Consumption | 0 | 0 | 0 | 0 | 0 | 0 | 0 | 0 | 0 | 0 | 0 | 0 | 0 | 0 | 0 | 0 | 0 | 0 | 0 | 0 | 0 | 0 | 0 | 0 | 0 | 0 | 0 | 0 | 0 | 0 | 0 | 0 | 0 | 0 | 0 | 0 | 0 | 0 | 0 | 0 | 0 | 0
F3_Residential_Multi-Family Regular Income_Existing_Secondary Heating_Natural Gas_Fireplace_E6 | F3 | Residential | Multi-Family Regular Income | Existing | Secondary Heating | Natural Gas | Fireplace | E6 | System - kBTUs of Consumption | 0 | 0 | 0 | 0 | 0 | 0 | 0 | 0 | 0 | 0 | 0 | 0 | 0 | 0 | 0 | 0 | 0 | 0 | 0 | 0 | 0 | 0 | 0 | 0 | 0 | 0 | 0 | 0 | 0 | 0 | 0 | 0 | 0 | 0 | 0 | 0 | 0 | 0 | 0 | 0 | 0 | 0
F3_Residential_Multi-Family Regular Income_Existing_Secondary Heating_Natural Gas_Fireplace_E7 | F3 | Residential | Multi-Family Regular Income | Existing | Secondary Heating | Natural Gas | Fireplace | E7 | System - kBTUs of Consumption | 0 | 0 | 0 | 0 | 0 | 0 | 0 | 0 | 0 | 0 | 0 | 0 | 0 | 0 | 0 | 0 | 0 | 0 | 0 | 0 | 0 | 0 | 0 | 0 | 0 | 0 | 0 | 0 | 0 | 0 | 0 | 0 | 0 | 0 | 0 | 0 | 0 | 0 | 0 | 0 | 0 | 0
F3_Residential_Multi-Family Regular Income_Existing_Secondary Heating_Natural Gas_Fireplace_E8 | F3 | Residential | Multi-Family Regular Income | Existing | Secondary Heating | Natural Gas | Fireplace | E8 | System - kBTUs of Consumption | 0 | 0 | 0 | 0 | 0 | 0 | 0 | 0 | 0 | 0 | 0 | 0 | 0 | 0 | 0 | 0 | 0 | 0 | 0 | 0 | 0 | 0 | 0 | 0 | 0 | 0 | 0 | 0 | 0 | 0 | 0 | 0 | 0 | 0 | 0 | 0 | 0 | 0 | 0 | 0 | 0 | 0
F3_Residential_Multi-Family Regular Income_Existing_Secondary Heating_Natural Gas_Fireplace_E9 | F3 | Residential | Multi-Family Regular Income | Existing | Secondary Heating | Natural Gas | Fireplace | E9 | System - kBTUs of Consumption | 0 | 0 | 0 | 0 | 0 | 0 | 0 | 0 | 0 | 0 | 0 | 0 | 0 | 0 | 0 | 0 | 0 | 0 | 0 | 0 | 0 | 0 | 0 | 0 | 0 | 0 | 0 | 0 | 0 | 0 | 0 | 0 | 0 | 0 | 0 | 0 | 0 | 0 | 0 | 0 | 0 | 0
F3_Residential_Multi-Family Regular Income_Existing_Secondary Heating_Natural Gas_Fireplace_E10 | F3 | Residential | Multi-Family Regular Income | Existing | Secondary Heating | Natural Gas | Fireplace | E10 | System - kBTUs of Consumption | 0 | 0 | 0 | 0 | 0 | 0 | 0 | 0 | 0 | 0 | 0 | 0 | 0 | 0 | 0 | 0 | 0 | 0 | 0 | 0 | 0 | 0 | 0 | 0 | 0 | 0 | 0 | 0 | 0 | 0 | 0 | 0 | 0 | 0 | 0 | 0 | 0 | 0 | 0 | 0 | 0 | 0
F4_Residential_Multi-Family Regular Income_Existing_Secondary Heating_Natural Gas_Fireplace_E1 | F4 | Residential | Multi-Family Regular Income | Existing | Secondary Heating | Natural Gas | Fireplace | E1 | Utility - Cost of Equipment | 103.0465 | 103.3987 | 104.0418 | 104.5864 | 104.454 | 104.7251 | 105.3711 | 105.9275 | 106.6109 | 107.2594 | 107.8921 | 108.4918 | 109.1399 | 109.7541 | 110.2726 | 110.7329 | 111.1225 | 111.4717 | 111.7232 | 111.9204 | 111.9792 | 111.9274 | 111.7865 | 111.6204 | 111.3501 | 111.0071 | 110.5922 | 110.1235 | 109.5355 | 108.886 | 108.117 | 107.2895 | 106.3017 | 0 | 0 | 0 | 0 | 0 | 0 | 0 | 0 | 0
F4_Residential_Multi-Family Regular Income_Existing_Secondary Heating_Natural Gas_Fireplace_E2 | F4 | Residential | Multi-Family Regular Income | Existing | Secondary Heating | Natural Gas | Fireplace | E2 | Utility - Cost of Equipment | 85.692 | 85.9848 | 86.5197 | 86.9725 | 86.8625 | 87.0879 | 87.6251 | 88.0878 | 88.6561 | 89.1954 | 89.7215 | 90.2202 | 90.7592 | 91.27 | 91.7011 | 92.0839 | 92.4079 | 92.6982 | 92.9074 | 93.0714 | 93.1203 | 93.0773 | 92.96 | 92.822 | 92.5971 | 92.3119 | 91.9669 | 91.5772 | 91.0882 | 90.548 | 89.9086 | 89.2204 | 88.3989 | 0 | 0 | 0 | 0 | 0 | 0 | 0 | 0 | 0
F4_Residential_Multi-Family Regular Income_Existing_Secondary Heating_Natural Gas_Fireplace_E3 | F4 | Residential | Multi-Family Regular Income | Existing | Secondary Heating | Natural Gas | Fireplace | E3 | Utility - Cost of Equipment | 81.7557 | 82.0352 | 82.5454 | 82.9775 | 82.8725 | 83.0876 | 83.6001 | 84.0415 | 84.5837 | 85.0982 | 85.6002 | 86.076 | 86.5902 | 87.0775 | 87.4889 | 87.8541 | 88.1632 | 88.4402 | 88.6398 | 88.7962 | 88.8429 | 88.8018 | 88.69 | 88.5582 | 88.3437 | 88.0716 | 87.7425 | 87.3706 | 86.9041 | 86.3887 | 85.7786 | 85.1221 | 84.3384 | 0 | 0 | 0 | 0 | 0 | 0 | 0 | 0 | 0
F4_Residential_Multi-Family Regular Income_Existing_Secondary Heating_Natural Gas_Fireplace_E4 | F4 | Residential | Multi-Family Regular Income | Existing | Secondary Heating | Natural Gas | Fireplace | E4 | Utility - Cost of Equipment | 0 | 0 | 0 | 0 | 0 | 0 | 0 | 0 | 0 | 0 | 0 | 0 | 0 | 0 | 0 | 0 | 0 | 0 | 0 | 0 | 0 | 0 | 0 | 0 | 0 | 0 | 0 | 0 | 0 | 0 | 0 | 0 | 0 | 0 | 0 | 0 | 0 | 0 | 0 | 0 | 0 | 0
F4_Residential_Multi-Family Regular Income_Existing_Secondary Heating_Natural Gas_Fireplace_E5 | F4 | Residential | Multi-Family Regular Income | Existing | Secondary Heating | Natural Gas | Fireplace | E5 | Utility - Cost of Equipment | 0 | 0 | 0 | 0 | 0 | 0 | 0 | 0 | 0 | 0 | 0 | 0 | 0 | 0 | 0 | 0 | 0 | 0 | 0 | 0 | 0 | 0 | 0 | 0 | 0 | 0 | 0 | 0 | 0 | 0 | 0 | 0 | 0 | 0 | 0 | 0 | 0 | 0 | 0 | 0 | 0 | 0
F4_Residential_Multi-Family Regular Income_Existing_Secondary Heating_Natural Gas_Fireplace_E6 | F4 | Residential | Multi-Family Regular Income | Existing | Secondary Heating | Natural Gas | Fireplace | E6 | Utility - Cost of Equipment | 0 | 0 | 0 | 0 | 0 | 0 | 0 | 0 | 0 | 0 | 0 | 0 | 0 | 0 | 0 | 0 | 0 | 0 | 0 | 0 | 0 | 0 | 0 | 0 | 0 | 0 | 0 | 0 | 0 | 0 | 0 | 0 | 0 | 0 | 0 | 0 | 0 | 0 | 0 | 0 | 0 | 0
F4_Residential_Multi-Family Regular Income_Existing_Secondary Heating_Natural Gas_Fireplace_E7 | F4 | Residential | Multi-Family Regular Income | Existing | Secondary Heating | Natural Gas | Fireplace | E7 | Utility - Cost of Equipment | 0 | 0 | 0 | 0 | 0 | 0 | 0 | 0 | 0 | 0 | 0 | 0 | 0 | 0 | 0 | 0 | 0 | 0 | 0 | 0 | 0 | 0 | 0 | 0 | 0 | 0 | 0 | 0 | 0 | 0 | 0 | 0 | 0 | 0 | 0 | 0 | 0 | 0 | 0 | 0 | 0 | 0
F4_Residential_Multi-Family Regular Income_Existing_Secondary Heating_Natural Gas_Fireplace_E8 | F4 | Residential | Multi-Family Regular Income | Existing | Secondary Heating | Natural Gas | Fireplace | E8 | Utility - Cost of Equipment | 0 | 0 | 0 | 0 | 0 | 0 | 0 | 0 | 0 | 0 | 0 | 0 | 0 | 0 | 0 | 0 | 0 | 0 | 0 | 0 | 0 | 0 | 0 | 0 | 0 | 0 | 0 | 0 | 0 | 0 | 0 | 0 | 0 | 0 | 0 | 0 | 0 | 0 | 0 | 0 | 0 | 0
F4_Residential_Multi-Family Regular Income_Existing_Secondary Heating_Natural Gas_Fireplace_E9 | F4 | Residential | Multi-Family Regular Income | Existing | Secondary Heating | Natural Gas | Fireplace | E9 | Utility - Cost of Equipment | 0 | 0 | 0 | 0 | 0 | 0 | 0 | 0 | 0 | 0 | 0 | 0 | 0 | 0 | 0 | 0 | 0 | 0 | 0 | 0 | 0 | 0 | 0 | 0 | 0 | 0 | 0 | 0 | 0 | 0 | 0 | 0 | 0 | 0 | 0 | 0 | 0 | 0 | 0 | 0 | 0 | 0
F4_Residential_Multi-Family Regular Income_Existing_Secondary Heating_Natural Gas_Fireplace_E10 | F4 | Residential | Multi-Family Regular Income | Existing | Secondary Heating | Natural Gas | Fireplace | E10 | Utility - Cost of Equipment | 0 | 0 | 0 | 0 | 0 | 0 | 0 | 0 | 0 | 0 | 0 | 0 | 0 | 0 | 0 | 0 | 0 | 0 | 0 | 0 | 0 | 0 | 0 | 0 | 0 | 0 | 0 | 0 | 0 | 0 | 0 | 0 | 0 | 0 | 0 | 0 | 0 | 0 | 0 | 0 | 0 | 0
F5_Residential_Multi-Family Regular Income_Existing_Secondary Heating_Natural Gas_Fireplace_E1 | F5 | Residential | Multi-Family Regular Income | Existing | Secondary Heating | Natural Gas | Fireplace | E1 | Utility - Cost of Operation | 296.7502 | 296.7502 | 296.7502 | 296.7502 | 296.7502 | 296.7502 | 296.7502 | 296.7502 | 296.7502 | 296.7502 | 296.7502 | 296.7502 | 296.7502 | 296.7502 | 296.7502 | 296.7502 | 296.7502 | 296.7502 | 296.7502 | 296.7502 | 296.7502 | 296.7502 | 296.7502 | 296.7502 | 296.7502 | 296.7502 | 296.7502 | 296.7502 | 296.7502 | 296.7502 | 296.7502 | 296.7502 | 296.7502 | 0 | 0 | 0 | 0 | 0 | 0 | 0 | 0 | 0
F5_Residential_Multi-Family Regular Income_Existing_Secondary Heating_Natural Gas_Fireplace_E2 | F5 | Residential | Multi-Family Regular Income | Existing | Secondary Heating | Natural Gas | Fireplace | E2 | Utility - Cost of Operation | 323.4515 | 323.4515 | 323.4515 | 323.4515 | 323.4515 | 323.4515 | 323.4515 | 323.4515 | 323.4515 | 323.4515 | 323.4515 | 323.4515 | 323.4515 | 323.4515 | 323.4515 | 323.4515 | 323.4515 | 323.4515 | 323.4515 | 323.4515 | 323.4515 | 323.4515 | 323.4515 | 323.4515 | 323.4515 | 323.4515 | 323.4515 | 323.4515 | 323.4515 | 323.4515 | 323.4515 | 323.4515 | 323.4515 | 0 | 0 | 0 | 0 | 0 | 0 | 0 | 0 | 0
F5_Residential_Multi-Family Regular Income_Existing_Secondary Heating_Natural Gas_Fireplace_E3 | F5 | Residential | Multi-Family Regular Income | Existing | Secondary Heating | Natural Gas | Fireplace | E3 | Utility - Cost of Operation | 329.6864 | 329.6864 | 329.6864 | 329.6864 | 329.6864 | 329.6864 | 329.6864 | 329.6864 | 329.6864 | 329.6864 | 329.6864 | 329.6864 | 329.6864 | 329.6864 | 329.6864 | 329.6864 | 329.6864 | 329.6864 | 329.6864 | 329.6864 | 329.6864 | 329.6864 | 329.6864 | 329.6864 | 329.6864 | 329.6864 | 329.6864 | 329.6864 | 329.6864 | 329.6864 | 329.6864 | 329.6864 | 329.6864 | 0 | 0 | 0 | 0 | 0 | 0 | 0 | 0 | 0
F5_Residential_Multi-Family Regular Income_Existing_Secondary Heating_Natural Gas_Fireplace_E4 | F5 | Residential | Multi-Family Regular Income | Existing | Secondary Heating | Natural Gas | Fireplace | E4 | Utility - Cost of Operation | 0 | 0 | 0 | 0 | 0 | 0 | 0 | 0 | 0 | 0 | 0 | 0 | 0 | 0 | 0 | 0 | 0 | 0 | 0 | 0 | 0 | 0 | 0 | 0 | 0 | 0 | 0 | 0 | 0 | 0 | 0 | 0 | 0 | 0 | 0 | 0 | 0 | 0 | 0 | 0 | 0 | 0
F5_Residential_Multi-Family Regular Income_Existing_Secondary Heating_Natural Gas_Fireplace_E5 | F5 | Residential | Multi-Family Regular Income | Existing | Secondary Heating | Natural Gas | Fireplace | E5 | Utility - Cost of Operation | 0 | 0 | 0 | 0 | 0 | 0 | 0 | 0 | 0 | 0 | 0 | 0 | 0 | 0 | 0 | 0 | 0 | 0 | 0 | 0 | 0 | 0 | 0 | 0 | 0 | 0 | 0 | 0 | 0 | 0 | 0 | 0 | 0 | 0 | 0 | 0 | 0 | 0 | 0 | 0 | 0 | 0
F5_Residential_Multi-Family Regular Income_Existing_Secondary Heating_Natural Gas_Fireplace_E6 | F5 | Residential | Multi-Family Regular Income | Existing | Secondary Heating | Natural Gas | Fireplace | E6 | Utility - Cost of Operation | 0 | 0 | 0 | 0 | 0 | 0 | 0 | 0 | 0 | 0 | 0 | 0 | 0 | 0 | 0 | 0 | 0 | 0 | 0 | 0 | 0 | 0 | 0 | 0 | 0 | 0 | 0 | 0 | 0 | 0 | 0 | 0 | 0 | 0 | 0 | 0 | 0 | 0 | 0 | 0 | 0 | 0
F5_Residential_Multi-Family Regular Income_Existing_Secondary Heating_Natural Gas_Fireplace_E7 | F5 | Residential | Multi-Family Regular Income | Existing | Secondary Heating | Natural Gas | Fireplace | E7 | Utility - Cost of Operation | 0 | 0 | 0 | 0 | 0 | 0 | 0 | 0 | 0 | 0 | 0 | 0 | 0 | 0 | 0 | 0 | 0 | 0 | 0 | 0 | 0 | 0 | 0 | 0 | 0 | 0 | 0 | 0 | 0 | 0 | 0 | 0 | 0 | 0 | 0 | 0 | 0 | 0 | 0 | 0 | 0 | 0
F5_Residential_Multi-Family Regular Income_Existing_Secondary Heating_Natural Gas_Fireplace_E8 | F5 | Residential | Multi-Family Regular Income | Existing | Secondary Heating | Natural Gas | Fireplace | E8 | Utility - Cost of Operation | 0 | 0 | 0 | 0 | 0 | 0 | 0 | 0 | 0 | 0 | 0 | 0 | 0 | 0 | 0 | 0 | 0 | 0 | 0 | 0 | 0 | 0 | 0 | 0 | 0 | 0 | 0 | 0 | 0 | 0 | 0 | 0 | 0 | 0 | 0 | 0 | 0 | 0 | 0 | 0 | 0 | 0
F5_Residential_Multi-Family Regular Income_Existing_Secondary Heating_Natural Gas_Fireplace_E9 | F5 | Residential | Multi-Family Regular Income | Existing | Secondary Heating | Natural Gas | Fireplace | E9 | Utility - Cost of Operation | 0 | 0 | 0 | 0 | 0 | 0 | 0 | 0 | 0 | 0 | 0 | 0 | 0 | 0 | 0 | 0 | 0 | 0 | 0 | 0 | 0 | 0 | 0 | 0 | 0 | 0 | 0 | 0 | 0 | 0 | 0 | 0 | 0 | 0 | 0 | 0 | 0 | 0 | 0 | 0 | 0 | 0
F5_Residential_Multi-Family Regular Income_Existing_Secondary Heating_Natural Gas_Fireplace_E10 | F5 | Residential | Multi-Family Regular Income | Existing | Secondary Heating | Natural Gas | Fireplace | E10 | Utility - Cost of Operation | 0 | 0 | 0 | 0 | 0 | 0 | 0 | 0 | 0 | 0 | 0 | 0 | 0 | 0 | 0 | 0 | 0 | 0 | 0 | 0 | 0 | 0 | 0 | 0 | 0 | 0 | 0 | 0 | 0 | 0 | 0 | 0 | 0 | 0 | 0 | 0 | 0 | 0 | 0 | 0 | 0 | 0
F6_Residential_Multi-Family Regular Income_Existing_Secondary Heating_Natural Gas_Fireplace_E1 | F6 | Residential | Multi-Family Regular Income | Existing | Secondary Heating | Natural Gas | Fireplace | E1 | Utility - Value of Sales | 66.1924 | 66.3368 | 66.5877 | 66.7575 | 66.5709 | 66.3839 | 66.1963 | 66.0082 | 65.8196 | 65.6304 | 65.4407 | 65.2504 | 65.0597 | 64.8697 | 64.6819 | 64.4977 | 64.3184 | 64.1455 | 63.9803 | 63.8243 | 63.6788 | 63.5452 | 63.4235 | 63.3139 | 63.2163 | 63.1308 | 63.0573 | 62.9961 | 62.9469 | 62.9101 | 62.8854 | 62.8731 | 62.8731 | 0 | 0 | 0 | 0 | 0 | 0 | 0 | 0 | 0
F6_Residential_Multi-Family Regular Income_Existing_Secondary Heating_Natural Gas_Fireplace_E2 | F6 | Residential | Multi-Family Regular Income | Existing | Secondary Heating | Natural Gas | Fireplace | E2 | Utility - Value of Sales | 55.0447 | 55.1647 | 55.3734 | 55.5146 | 55.3594 | 55.2039 | 55.0479 | 54.8915 | 54.7346 | 54.5773 | 54.4195 | 54.2613 | 54.1027 | 53.9447 | 53.7885 | 53.6354 | 53.4863 | 53.3425 | 53.2051 | 53.0754 | 52.9544 | 52.8433 | 52.7421 | 52.6509 | 52.5698 | 52.4987 | 52.4376 | 52.3866 | 52.3458 | 52.3151 | 52.2946 | 52.2844 | 52.2844 | 0 | 0 | 0 | 0 | 0 | 0 | 0 | 0 | 0
F6_Residential_Multi-Family Regular Income_Existing_Secondary Heating_Natural Gas_Fireplace_E3 | F6 | Residential | Multi-Family Regular Income | Existing | Secondary Heating | Natural Gas | Fireplace | E3 | Utility - Value of Sales | 52.5162 | 52.6308 | 52.8298 | 52.9645 | 52.8165 | 52.6681 | 52.5193 | 52.3701 | 52.2204 | 52.0703 | 51.9198 | 51.7689 | 51.6175 | 51.4668 | 51.3178 | 51.1716 | 51.0294 | 50.8922 | 50.7612 | 50.6374 | 50.5219 | 50.4159 | 50.3194 | 50.2324 | 50.155 | 50.0871 | 50.0289 | 49.9803 | 49.9413 | 49.912 | 49.8925 | 49.8827 | 49.8827 | 0 | 0 | 0 | 0 | 0 | 0 | 0 | 0 | 0
F6_Residential_Multi-Family Regular Income_Existing_Secondary Heating_Natural Gas_Fireplace_E4 | F6 | Residential | Multi-Family Regular Income | Existing | Secondary Heating | Natural Gas | Fireplace | E4 | Utility - Value of Sales | 0 | 0 | 0 | 0 | 0 | 0 | 0 | 0 | 0 | 0 | 0 | 0 | 0 | 0 | 0 | 0 | 0 | 0 | 0 | 0 | 0 | 0 | 0 | 0 | 0 | 0 | 0 | 0 | 0 | 0 | 0 | 0 | 0 | 0 | 0 | 0 | 0 | 0 | 0 | 0 | 0 | 0
F6_Residential_Multi-Family Regular Income_Existing_Secondary Heating_Natural Gas_Fireplace_E5 | F6 | Residential | Multi-Family Regular Income | Existing | Secondary Heating | Natural Gas | Fireplace | E5 | Utility - Value of Sales | 0 | 0 | 0 | 0 | 0 | 0 | 0 | 0 | 0 | 0 | 0 | 0 | 0 | 0 | 0 | 0 | 0 | 0 | 0 | 0 | 0 | 0 | 0 | 0 | 0 | 0 | 0 | 0 | 0 | 0 | 0 | 0 | 0 | 0 | 0 | 0 | 0 | 0 | 0 | 0 | 0 | 0
F6_Residential_Multi-Family Regular Income_Existing_Secondary Heating_Natural Gas_Fireplace_E6 | F6 | Residential | Multi-Family Regular Income | Existing | Secondary Heating | Natural Gas | Fireplace | E6 | Utility - Value of Sales | 0 | 0 | 0 | 0 | 0 | 0 | 0 | 0 | 0 | 0 | 0 | 0 | 0 | 0 | 0 | 0 | 0 | 0 | 0 | 0 | 0 | 0 | 0 | 0 | 0 | 0 | 0 | 0 | 0 | 0 | 0 | 0 | 0 | 0 | 0 | 0 | 0 | 0 | 0 | 0 | 0 | 0
F6_Residential_Multi-Family Regular Income_Existing_Secondary Heating_Natural Gas_Fireplace_E7 | F6 | Residential | Multi-Family Regular Income | Existing | Secondary Heating | Natural Gas | Fireplace | E7 | Utility - Value of Sales | 0 | 0 | 0 | 0 | 0 | 0 | 0 | 0 | 0 | 0 | 0 | 0 | 0 | 0 | 0 | 0 | 0 | 0 | 0 | 0 | 0 | 0 | 0 | 0 | 0 | 0 | 0 | 0 | 0 | 0 | 0 | 0 | 0 | 0 | 0 | 0 | 0 | 0 | 0 | 0 | 0 | 0
F6_Residential_Multi-Family Regular Income_Existing_Secondary Heating_Natural Gas_Fireplace_E8 | F6 | Residential | Multi-Family Regular Income | Existing | Secondary Heating | Natural Gas | Fireplace | E8 | Utility - Value of Sales | 0 | 0 | 0 | 0 | 0 | 0 | 0 | 0 | 0 | 0 | 0 | 0 | 0 | 0 | 0 | 0 | 0 | 0 | 0 | 0 | 0 | 0 | 0 | 0 | 0 | 0 | 0 | 0 | 0 | 0 | 0 | 0 | 0 | 0 | 0 | 0 | 0 | 0 | 0 | 0 | 0 | 0
F6_Residential_Multi-Family Regular Income_Existing_Secondary Heating_Natural Gas_Fireplace_E9 | F6 | Residential | Multi-Family Regular Income | Existing | Secondary Heating | Natural Gas | Fireplace | E9 | Utility - Value of Sales | 0 | 0 | 0 | 0 | 0 | 0 | 0 | 0 | 0 | 0 | 0 | 0 | 0 | 0 | 0 | 0 | 0 | 0 | 0 | 0 | 0 | 0 | 0 | 0 | 0 | 0 | 0 | 0 | 0 | 0 | 0 | 0 | 0 | 0 | 0 | 0 | 0 | 0 | 0 | 0 | 0 | 0
F6_Residential_Multi-Family Regular Income_Existing_Secondary Heating_Natural Gas_Fireplace_E10 | F6 | Residential | Multi-Family Regular Income | Existing | Secondary Heating | Natural Gas | Fireplace | E10 | Utility - Value of Sales | 0 | 0 | 0 | 0 | 0 | 0 | 0 | 0 | 0 | 0 | 0 | 0 | 0 | 0 | 0 | 0 | 0 | 0 | 0 | 0 | 0 | 0 | 0 | 0 | 0 | 0 | 0 | 0 | 0 | 0 | 0 | 0 | 0 | 0 | 0 | 0 | 0 | 0 | 0 | 0 | 0 | 0
F1_Residential_Multi-Family Regular Income_Existing_Water Heating_Natural Gas_Water Heater (<= 55 gal)_E1 | F1 | Residential | Multi-Family Regular Income | Existing | Water Heating | Natural Gas | Water Heater (<= 55 gal) | E1 | RVT - Cost of Equipment | 161.9955 | 162.4699 | 163.5339 | 164.4286 | 164.0647 | 164.9422 | 166.9187 | 168.5591 | 170.5312 | 172.4549 | 174.3941 | 176.2299 | 178.1832 | 180.2014 | 182.1685 | 184.1802 | 186.2002 | 188.2502 | 190.2213 | 192.1165 | 193.7759 | 195.2962 | 196.4622 | 197.4784 | 198.2145 | 198.7077 | 199.0383 | 199.1665 | 199.0172 | 198.6814 | 197.9933 | 197.1364 | 195.9737 | 0 | 0 | 0 | 0 | 0 | 0 | 0 | 0 | 0
F1_Residential_Multi-Family Regular Income_Existing_Water Heating_Natural Gas_Water Heater (<= 55 gal)_E2 | F1 | Residential | Multi-Family Regular Income | Existing | Water Heating | Natural Gas | Water Heater (<= 55 gal) | E2 | RVT - Cost of Equipment | 146.8084 | 147.2384 | 148.2026 | 149.0134 | 148.6836 | 149.4789 | 151.27 | 152.7566 | 154.5439 | 156.2872 | 158.0446 | 159.7084 | 161.4786 | 163.3075 | 165.0902 | 166.9133 | 168.744 | 170.6017 | 172.3881 | 174.1056 | 175.6094 | 176.9872 | 178.0439 | 178.9648 | 179.6319 | 180.0788 | 180.3784 | 180.4946 | 180.3593 | 180.055 | 179.4315 | 178.6549 | 177.6012 | 0 | 0 | 0 | 0 | 0 | 0 | 0 | 0 | 0
F1_Residential_Multi-Family Regular Income_Existing_Water Heating_Natural Gas_Water Heater (<= 55 gal)_E3 | F1 | Residential | Multi-Family Regular Income | Existing | Water Heating | Natural Gas | Water Heater (<= 55 gal) | E3 | RVT - Cost of Equipment | 115.9968 | 116.3365 | 117.0984 | 117.739 | 117.4784 | 118.1068 | 119.522 | 120.6966 | 122.1088 | 123.4862 | 124.8748 | 126.1893 | 127.588 | 129.0331 | 130.4416 | 131.8821 | 133.3286 | 134.7964 | 136.2078 | 137.5649 | 138.7531 | 139.8418 | 140.6767 | 141.4043 | 141.9314 | 142.2845 | 142.5212 | 142.613 | 142.5061 | 142.2657 | 141.773 | 141.1594 | 140.3268 | 0 | 0 | 0 | 0 | 0 | 0 | 0 | 0 | 0
F1_Residential_Multi-Family Regular Income_Existing_Water Heating_Natural Gas_Water Heater (<= 55 gal)_E4 | F1 | Residential | Multi-Family Regular Income | Existing | Water Heating | Natural Gas | Water Heater (<= 55 gal) | E4 | RVT - Cost of Equipment | 110.2216 | 110.7884 | 111.6464 | 112.4333 | 112.6202 | 113.424 | 114.7685 | 115.9725 | 117.3185 | 118.617 | 119.8874 | 121.0671 | 122.2492 | 123.4074 | 124.4635 | 125.4635 | 126.3775 | 127.2635 | 128.0696 | 128.8419 | 129.5129 | 130.1477 | 130.6521 | 131.1417 | 131.4963 | 131.7339 | 131.8932 | 131.955 | 131.883 | 131.7212 | 131.3897 | 130.9769 | 130.4167 | 0 | 0 | 0 | 0 | 0 | 0 | 0 | 0 | 0
F1_Residential_Multi-Family Regular Income_Existing_Water Heating_Natural Gas_Water Heater (<= 55 gal)_E5 | F1 | Residential | Multi-Family Regular Income | Existing | Water Heating | Natural Gas | Water Heater (<= 55 gal) | E5 | RVT - Cost of Equipment | 105.3767 | 105.9185 | 106.7389 | 107.4912 | 107.6698 | 108.4383 | 109.7237 | 110.8749 | 112.1616 | 113.403 | 114.6176 | 115.7454 | 116.8756 | 117.9829 | 118.9926 | 119.9486 | 120.8224 | 121.6695 | 122.4402 | 123.1785 | 123.82 | 124.4269 | 124.9091 | 125.3772 | 125.7163 | 125.9434 | 126.0957 | 126.1547 | 126.086 | 125.9313 | 125.6144 | 125.2197 | 124.6841 | 0 | 0 | 0 | 0 | 0 | 0 | 0 | 0 | 0
F1_Residential_Multi-Family Regular Income_Existing_Water Heating_Natural Gas_Water Heater (<= 55 gal)_E6 | F1 | Residential | Multi-Family Regular Income | Existing | Water Heating | Natural Gas | Water Heater (<= 55 gal) | E6 | RVT - Cost of Equipment | 88.6391 | 88.8986 | 89.4808 | 89.9704 | 89.7712 | 90.2514 | 91.3329 | 92.2304 | 93.3095 | 94.3621 | 95.4232 | 96.4277 | 97.4965 | 98.6008 | 99.6771 | 100.7779 | 101.8831 | 103.0048 | 104.0834 | 105.1204 | 106.0283 | 106.8602 | 107.4982 | 108.0542 | 108.457 | 108.7269 | 108.9077 | 108.9779 | 108.8962 | 108.7125 | 108.336 | 107.8671 | 107.2309 | 0 | 0 | 0 | 0 | 0 | 0 | 0 | 0 | 0
F1_Residential_Multi-Family Regular Income_Existing_Water Heating_Natural Gas_Water Heater (<= 55 gal)_E7 | F1 | Residential | Multi-Family Regular Income | Existing | Water Heating | Natural Gas | Water Heater (<= 55 gal) | E7 | RVT - Cost of Equipment | 0 | 0 | 0 | 0 | 72.3747 | 72.7616 | 73.64 | 74.3781 | 75.2669 | 76.1301 | 76.9963 | 77.8135 | 78.6777 | 79.5507 | 80.3666 | 81.1687 | 81.9376 | 82.7261 | 83.4948 | 84.2514 | 84.928 | 85.5812 | 86.1192 | 86.6421 | 87.034 | 87.3022 | 87.4781 | 87.5352 | 87.4686 | 87.3188 | 87.0118 | 86.6295 | 86.1108 | 0 | 0 | 0 | 0 | 0 | 0 | 0 | 0 | 0
F1_Residential_Multi-Family Regular Income_Existing_Water Heating_Natural Gas_Water Heater (<= 55 gal)_E8 | F1 | Residential | Multi-Family Regular Income | Existing | Water Heating | Natural Gas | Water Heater (<= 55 gal) | E8 | RVT - Cost of Equipment | 0 | 0 | 0 | 0 | 0 | 0 | 0 | 0 | 0 | 0 | 0 | 0 | 0 | 0 | 0 | 0 | 0 | 0 | 0 | 0 | 0 | 0 | 0 | 0 | 0 | 0 | 0 | 0 | 0 | 0 | 0 | 0 | 0 | 0 | 0 | 0 | 0 | 0 | 0 | 0 | 0 | 0
F1_Residential_Multi-Family Regular Income_Existing_Water Heating_Natural Gas_Water Heater (<= 55 gal)_E9 | F1 | Residential | Multi-Family Regular Income | Existing | Water Heating | Natural Gas | Water Heater (<= 55 gal) | E9 | RVT - Cost of Equipment | 0 | 0 | 0 | 0 | 0 | 0 | 0 | 0 | 0 | 0 | 0 | 0 | 0 | 0 | 0 | 0 | 0 | 0 | 0 | 0 | 0 | 0 | 0 | 0 | 0 | 0 | 0 | 0 | 0 | 0 | 0 | 0 | 0 | 0 | 0 | 0 | 0 | 0 | 0 | 0 | 0 | 0
F1_Residential_Multi-Family Regular Income_Existing_Water Heating_Natural Gas_Water Heater (<= 55 gal)_E10 | F1 | Residential | Multi-Family Regular Income | Existing | Water Heating | Natural Gas | Water Heater (<= 55 gal) | E10 | RVT - Cost of Equipment | 0 | 0 | 0 | 0 | 0 | 0 | 0 | 0 | 0 | 0 | 0 | 0 | 0 | 0 | 0 | 0 | 0 | 0 | 0 | 0 | 0 | 0 | 0 | 0 | 0 | 0 | 0 | 0 | 0 | 0 | 0 | 0 | 0 | 0 | 0 | 0 | 0 | 0 | 0 | 0 | 0 | 0
F2_Residential_Multi-Family Regular Income_Existing_Water Heating_Natural Gas_Water Heater (<= 55 gal)_E1 | F2 | Residential | Multi-Family Regular Income | Existing | Water Heating | Natural Gas | Water Heater (<= 55 gal) | E1 | RVT - Cost of Operation | 161.7343 | 162.208 | 163.2703 | 164.1635 | 163.8001 | 164.6763 | 166.6495 | 168.2873 | 170.2562 | 172.1768 | 174.1129 | 175.9458 | 177.8959 | 179.9109 | 181.8747 | 183.8832 | 185.9 | 187.9466 | 189.9146 | 191.8068 | 193.4634 | 194.9814 | 196.1455 | 197.16 | 197.8949 | 198.3873 | 198.7174 | 198.8453 | 198.6963 | 198.361 | 197.6741 | 196.8185 | 195.6577 | 0 | 0 | 0 | 0 | 0 | 0 | 0 | 0 | 0
F2_Residential_Multi-Family Regular Income_Existing_Water Heating_Natural Gas_Water Heater (<= 55 gal)_E2 | F2 | Residential | Multi-Family Regular Income | Existing | Water Heating | Natural Gas | Water Heater (<= 55 gal) | E2 | RVT - Cost of Operation | 146.5717 | 147.001 | 147.9637 | 148.7731 | 148.4439 | 149.2379 | 151.0261 | 152.5103 | 154.2947 | 156.0352 | 157.7898 | 159.4509 | 161.2182 | 163.0442 | 164.824 | 166.6442 | 168.4719 | 170.3267 | 172.1101 | 173.8249 | 175.3262 | 176.7019 | 177.7568 | 178.6763 | 179.3423 | 179.7885 | 180.0876 | 180.2036 | 180.0685 | 179.7647 | 179.1421 | 178.3668 | 177.3148 | 0 | 0 | 0 | 0 | 0 | 0 | 0 | 0 | 0
F2_Residential_Multi-Family Regular Income_Existing_Water Heating_Natural Gas_Water Heater (<= 55 gal)_E3 | F2 | Residential | Multi-Family Regular Income | Existing | Water Heating | Natural Gas | Water Heater (<= 55 gal) | E3 | RVT - Cost of Operation | 115.8098 | 116.1489 | 116.9096 | 117.5491 | 117.289 | 117.9163 | 119.3293 | 120.502 | 121.9119 | 123.2871 | 124.6734 | 125.9859 | 127.3823 | 128.8251 | 130.2313 | 131.6695 | 133.1136 | 134.5791 | 135.9882 | 137.3431 | 138.5294 | 139.6163 | 140.4498 | 141.1763 | 141.7026 | 142.0551 | 142.2914 | 142.3831 | 142.2763 | 142.0363 | 141.5444 | 140.9318 | 140.1006 | 0 | 0 | 0 | 0 | 0 | 0 | 0 | 0 | 0
F2_Residential_Multi-Family Regular Income_Existing_Water Heating_Natural Gas_Water Heater (<= 55 gal)_E4 | F2 | Residential | Multi-Family Regular Income | Existing | Water Heating | Natural Gas | Water Heater (<= 55 gal) | E4 | RVT - Cost of Operation | 110.0439 | 110.6097 | 111.4664 | 112.252 | 112.4386 | 113.2411 | 114.5834 | 115.7856 | 117.1293 | 118.4257 | 119.694 | 120.8719 | 122.0521 | 123.2084 | 124.2628 | 125.2612 | 126.1737 | 127.0583 | 127.8631 | 128.6341 | 129.3041 | 129.9378 | 130.4414 | 130.9302 | 131.2843 | 131.5215 | 131.6805 | 131.7422 | 131.6704 | 131.5089 | 131.1779 | 130.7657 | 130.2064 | 0 | 0 | 0 | 0 | 0 | 0 | 0 | 0 | 0
F2_Residential_Multi-Family Regular Income_Existing_Water Heating_Natural Gas_Water Heater (<= 55 gal)_E5 | F2 | Residential | Multi-Family Regular Income | Existing | Water Heating | Natural Gas | Water Heater (<= 55 gal) | E5 | RVT - Cost of Operation | 105.2068 | 105.7478 | 106.5668 | 107.3179 | 107.4962 | 108.2635 | 109.5468 | 110.6961 | 111.9808 | 113.2202 | 114.4328 | 115.5588 | 116.6872 | 117.7927 | 118.8007 | 119.7552 | 120.6276 | 121.4733 | 122.2427 | 122.9799 | 123.6204 | 124.2263 | 124.7077 | 125.175 | 125.5136 | 125.7403 | 125.8924 | 125.9513 | 125.8827 | 125.7282 | 125.4118 | 125.0177 | 124.4831 | 0 | 0 | 0 | 0 | 0 | 0 | 0 | 0 | 0
F2_Residential_Multi-Family Regular Income_Existing_Water Heating_Natural Gas_Water Heater (<= 55 gal)_E6 | F2 | Residential | Multi-Family Regular Income | Existing | Water Heating | Natural Gas | Water Heater (<= 55 gal) | E6 | RVT - Cost of Operation | 88.4961 | 88.7553 | 89.3366 | 89.8253 | 89.6265 | 90.1059 | 91.1856 | 92.0817 | 93.1591 | 94.2099 | 95.2693 | 96.2722 | 97.3393 | 98.4418 | 99.5164 | 100.6154 | 101.7189 | 102.8387 | 103.9155 | 104.9509 | 105.8574 | 106.6879 | 107.3249 | 107.88 | 108.2821 | 108.5515 | 108.7321 | 108.8022 | 108.7206 | 108.5372 | 108.1613 | 107.6932 | 107.058 | 0 | 0 | 0 | 0 | 0 | 0 | 0 | 0 | 0
F2_Residential_Multi-Family Regular Income_Existing_Water Heating_Natural Gas_Water Heater (<= 55 gal)_E7 | F2 | Residential | Multi-Family Regular Income | Existing | Water Heating | Natural Gas | Water Heater (<= 55 gal) | E7 | RVT - Cost of Operation | 0 | 0 | 0 | 0 | 72.258 | 72.6443 | 73.5213 | 74.2582 | 75.1455 | 76.0074 | 76.8721 | 77.688 | 78.5508 | 79.4224 | 80.2371 | 81.0378 | 81.8055 | 82.5927 | 83.3601 | 84.1155 | 84.791 | 85.4432 | 85.9803 | 86.5024 | 86.8936 | 87.1615 | 87.337 | 87.3941 | 87.3276 | 87.178 | 86.8715 | 86.4898 | 85.9719 | 0 | 0 | 0 | 0 | 0 | 0 | 0 | 0 | 0
F2_Residential_Multi-Family Regular Income_Existing_Water Heating_Natural Gas_Water Heater (<= 55 gal)_E8 | F2 | Residential | Multi-Family Regular Income | Existing | Water Heating | Natural Gas | Water Heater (<= 55 gal) | E8 | RVT - Cost of Operation | 0 | 0 | 0 | 0 | 0 | 0 | 0 | 0 | 0 | 0 | 0 | 0 | 0 | 0 | 0 | 0 | 0 | 0 | 0 | 0 | 0 | 0 | 0 | 0 | 0 | 0 | 0 | 0 | 0 | 0 | 0 | 0 | 0 | 0 | 0 | 0 | 0 | 0 | 0 | 0 | 0 | 0
F2_Residential_Multi-Family Regular Income_Existing_Water Heating_Natural Gas_Water Heater (<= 55 gal)_E9 | F2 | Residential | Multi-Family Regular Income | Existing | Water Heating | Natural Gas | Water Heater (<= 55 gal) | E9 | RVT - Cost of Operation | 0 | 0 | 0 | 0 | 0 | 0 | 0 | 0 | 0 | 0 | 0 | 0 | 0 | 0 | 0 | 0 | 0 | 0 | 0 | 0 | 0 | 0 | 0 | 0 | 0 | 0 | 0 | 0 | 0 | 0 | 0 | 0 | 0 | 0 | 0 | 0 | 0 | 0 | 0 | 0 | 0 | 0
F2_Residential_Multi-Family Regular Income_Existing_Water Heating_Natural Gas_Water Heater (<= 55 gal)_E10 | F2 | Residential | Multi-Family Regular Income | Existing | Water Heating | Natural Gas | Water Heater (<= 55 gal) | E10 | RVT - Cost of Operation | 0 | 0 | 0 | 0 | 0 | 0 | 0 | 0 | 0 | 0 | 0 | 0 | 0 | 0 | 0 | 0 | 0 | 0 | 0 | 0 | 0 | 0 | 0 | 0 | 0 | 0 | 0 | 0 | 0 | 0 | 0 | 0 | 0 | 0 | 0 | 0 | 0 | 0 | 0 | 0 | 0 | 0
F3_Residential_Multi-Family Regular Income_Existing_Water Heating_Natural Gas_Water Heater (<= 55 gal)_E1 | F3 | Residential | Multi-Family Regular Income | Existing | Water Heating | Natural Gas | Water Heater (<= 55 gal) | E1 | System - kBTUs of Consumption | 108.75 | 108.75 | 108.75 | 108.75 | 108.75 | 108.75 | 108.75 | 108.75 | 108.75 | 108.75 | 108.75 | 108.75 | 108.75 | 108.75 | 108.75 | 108.75 | 108.75 | 108.75 | 108.75 | 108.75 | 108.75 | 108.75 | 108.75 | 108.75 | 108.75 | 108.75 | 108.75 | 108.75 | 108.75 | 108.75 | 108.75 | 108.75 | 108.75 | 0 | 0 | 0 | 0 | 0 | 0 | 0 | 0 | 0
F3_Residential_Multi-Family Regular Income_Existing_Water Heating_Natural Gas_Water Heater (<= 55 gal)_E2 | F3 | Residential | Multi-Family Regular Income | Existing | Water Heating | Natural Gas | Water Heater (<= 55 gal) | E2 | System - kBTUs of Consumption | 122.6873 | 122.6873 | 122.6873 | 122.6873 | 122.6873 | 122.6873 | 122.6873 | 122.6873 | 122.6873 | 122.6873 | 122.6873 | 122.6873 | 122.6873 | 122.6873 | 122.6873 | 122.6873 | 122.6873 | 122.6873 | 122.6873 | 122.6873 | 122.6873 | 122.6873 | 122.6873 | 122.6873 | 122.6873 | 122.6873 | 122.6873 | 122.6873 | 122.6873 | 122.6873 | 122.6873 | 122.6873 | 122.6873 | 0 | 0 | 0 | 0 | 0 | 0 | 0 | 0 | 0
F3_Residential_Multi-Family Regular Income_Existing_Water Heating_Natural Gas_Water Heater (<= 55 gal)_E3 | F3 | Residential | Multi-Family Regular Income | Existing | Water Heating | Natural Gas | Water Heater (<= 55 gal) | E3 | System - kBTUs of Consumption | 346.2727 | 346.2727 | 346.2727 | 346.2727 | 346.2727 | 346.2727 | 346.2727 | 346.2727 | 346.2727 | 346.2727 | 346.2727 | 346.2727 | 346.2727 | 346.2727 | 346.2727 | 346.2727 | 346.2727 | 346.2727 | 346.2727 | 346.2727 | 346.2727 | 346.2727 | 346.2727 | 346.2727 | 346.2727 | 346.2727 | 346.2727 | 346.2727 | 346.2727 | 346.2727 | 346.2727 | 346.2727 | 346.2727 | 0 | 0 | 0 | 0 | 0 | 0 | 0 | 0 | 0
F3_Residential_Multi-Family Regular Income_Existing_Water Heating_Natural Gas_Water Heater (<= 55 gal)_E4 | F3 | Residential | Multi-Family Regular Income | Existing | Water Heating | Natural Gas | Water Heater (<= 55 gal) | E4 | System - kBTUs of Consumption | 160.3908 | 160.3908 | 160.3908 | 160.3908 | 160.3908 | 160.3908 | 160.3908 | 160.3908 | 160.3908 | 160.3908 | 160.3908 | 160.3908 | 160.3908 | 160.3908 | 160.3908 | 160.3908 | 160.3908 | 160.3908 | 160.3908 | 160.3908 | 160.3908 | 160.3908 | 160.3908 | 160.3908 | 160.3908 | 160.3908 | 160.3908 | 160.3908 | 160.3908 | 160.3908 | 160.3908 | 160.3908 | 160.3908 | 0 | 0 | 0 | 0 | 0 | 0 | 0 | 0 | 0
F3_Residential_Multi-Family Regular Income_Existing_Water Heating_Natural Gas_Water Heater (<= 55 gal)_E5 | F3 | Residential | Multi-Family Regular Income | Existing | Water Heating | Natural Gas | Water Heater (<= 55 gal) | E5 | System - kBTUs of Consumption | 181.9005 | 181.9005 | 181.9005 | 181.9005 | 181.9005 | 181.9005 | 181.9005 | 181.9005 | 181.9005 | 181.9005 | 181.9005 | 181.9005 | 181.9005 | 181.9005 | 181.9005 | 181.9005 | 181.9005 | 181.9005 | 181.9005 | 181.9005 | 181.9005 | 181.9005 | 181.9005 | 181.9005 | 181.9005 | 181.9005 | 181.9005 | 181.9005 | 181.9005 | 181.9005 | 181.9005 | 181.9005 | 181.9005 | 0 | 0 | 0 | 0 | 0 | 0 | 0 | 0 | 0
F3_Residential_Multi-Family Regular Income_Existing_Water Heating_Natural Gas_Water Heater (<= 55 gal)_E6 | F3 | Residential | Multi-Family Regular Income | Existing | Water Heating | Natural Gas | Water Heater (<= 55 gal) | E6 | System - kBTUs of Consumption | 501.237 | 501.237 | 501.237 | 501.237 | 501.237 | 501.237 | 501.237 | 501.237 | 501.237 | 501.237 | 501.237 | 501.237 | 501.237 | 501.237 | 501.237 | 501.237 | 501.237 | 501.237 | 501.237 | 501.237 | 501.237 | 501.237 | 501.237 | 501.237 | 501.237 | 501.237 | 501.237 | 501.237 | 501.237 | 501.237 | 501.237 | 501.237 | 501.237 | 0 | 0 | 0 | 0 | 0 | 0 | 0 | 0 | 0
F3_Residential_Multi-Family Regular Income_Existing_Water Heating_Natural Gas_Water Heater (<= 55 gal)_E7 | F3 | Residential | Multi-Family Regular Income | Existing | Water Heating | Natural Gas | Water Heater (<= 55 gal) | E7 | System - kBTUs of Consumption | 0 | 0 | 0 | 0 | 593.764 | 593.764 | 593.764 | 593.764 | 593.764 | 593.764 | 593.764 | 593.764 | 593.764 | 593.764 | 593.764 | 593.764 | 593.764 | 593.764 | 593.764 | 593.764 | 593.764 | 593.764 | 593.764 | 593.764 | 593.764 | 593.764 | 593.764 | 593.764 | 593.764 | 593.764 | 593.764 | 593.764 | 593.764 | 0 | 0 | 0 | 0 | 0 | 0 | 0 | 0 | 0
F3_Residential_Multi-Family Regular Income_Existing_Water Heating_Natural Gas_Water Heater (<= 55 gal)_E8 | F3 | Residential | Multi-Family Regular Income | Existing | Water Heating | Natural Gas | Water Heater (<= 55 gal) | E8 | System - kBTUs of Consumption | 0 | 0 | 0 | 0 | 0 | 0 | 0 | 0 | 0 | 0 | 0 | 0 | 0 | 0 | 0 | 0 | 0 | 0 | 0 | 0 | 0 | 0 | 0 | 0 | 0 | 0 | 0 | 0 | 0 | 0 | 0 | 0 | 0 | 0 | 0 | 0 | 0 | 0 | 0 | 0 | 0 | 0
F3_Residential_Multi-Family Regular Income_Existing_Water Heating_Natural Gas_Water Heater (<= 55 gal)_E9 | F3 | Residential | Multi-Family Regular Income | Existing | Water Heating | Natural Gas | Water Heater (<= 55 gal) | E9 | System - kBTUs of Consumption | 0 | 0 | 0 | 0 | 0 | 0 | 0 | 0 | 0 | 0 | 0 | 0 | 0 | 0 | 0 | 0 | 0 | 0 | 0 | 0 | 0 | 0 | 0 | 0 | 0 | 0 | 0 | 0 | 0 | 0 | 0 | 0 | 0 | 0 | 0 | 0 | 0 | 0 | 0 | 0 | 0 | 0
F3_Residential_Multi-Family Regular Income_Existing_Water Heating_Natural Gas_Water Heater (<= 55 gal)_E10 | F3 | Residential | Multi-Family Regular Income | Existing | Water Heating | Natural Gas | Water Heater (<= 55 gal) | E10 | System - kBTUs of Consumption | 0 | 0 | 0 | 0 | 0 | 0 | 0 | 0 | 0 | 0 | 0 | 0 | 0 | 0 | 0 | 0 | 0 | 0 | 0 | 0 | 0 | 0 | 0 | 0 | 0 | 0 | 0 | 0 | 0 | 0 | 0 | 0 | 0 | 0 | 0 | 0 | 0 | 0 | 0 | 0 | 0 | 0
F4_Residential_Multi-Family Regular Income_Existing_Water Heating_Natural Gas_Water Heater (<= 55 gal)_E1 | F4 | Residential | Multi-Family Regular Income | Existing | Water Heating | Natural Gas | Water Heater (<= 55 gal) | E1 | Utility - Cost of Equipment | 161.7343 | 162.208 | 163.2703 | 164.1635 | 163.8001 | 164.6763 | 166.6495 | 168.2873 | 170.2562 | 172.1768 | 174.1129 | 175.9458 | 177.8959 | 179.9109 | 181.8747 | 183.8832 | 185.9 | 187.9466 | 189.9146 | 191.8068 | 193.4634 | 194.9814 | 196.1455 | 197.16 | 197.8949 | 198.3873 | 198.7174 | 198.8453 | 198.6963 | 198.361 | 197.6741 | 196.8185 | 195.6577 | 0 | 0 | 0 | 0 | 0 | 0 | 0 | 0 | 0
F4_Residential_Multi-Family Regular Income_Existing_Water Heating_Natural Gas_Water Heater (<= 55 gal)_E2 | F4 | Residential | Multi-Family Regular Income | Existing | Water Heating | Natural Gas | Water Heater (<= 55 gal) | E2 | Utility - Cost of Equipment | 146.5717 | 147.001 | 147.9637 | 148.7731 | 148.4439 | 149.2379 | 151.0261 | 152.5103 | 154.2947 | 156.0352 | 157.7898 | 159.4509 | 161.2182 | 163.0442 | 164.824 | 166.6442 | 168.4719 | 170.3267 | 172.1101 | 173.8249 | 175.3262 | 176.7019 | 177.7568 | 178.6763 | 179.3423 | 179.7885 | 180.0876 | 180.2036 | 180.0685 | 179.7647 | 179.1421 | 178.3668 | 177.3148 | 0 | 0 | 0 | 0 | 0 | 0 | 0 | 0 | 0
F4_Residential_Multi-Family Regular Income_Existing_Water Heating_Natural Gas_Water Heater (<= 55 gal)_E3 | F4 | Residential | Multi-Family Regular Income | Existing | Water Heating | Natural Gas | Water Heater (<= 55 gal) | E3 | Utility - Cost of Equipment | 115.8098 | 116.1489 | 116.9096 | 117.5491 | 117.289 | 117.9163 | 119.3293 | 120.502 | 121.9119 | 123.2871 | 124.6734 | 125.9859 | 127.3823 | 128.8251 | 130.2313 | 131.6695 | 133.1136 | 134.5791 | 135.9882 | 137.3431 | 138.5294 | 139.6163 | 140.4498 | 141.1763 | 141.7026 | 142.0551 | 142.2914 | 142.3831 | 142.2763 | 142.0363 | 141.5444 | 140.9318 | 140.1006 | 0 | 0 | 0 | 0 | 0 | 0 | 0 | 0 | 0
F4_Residential_Multi-Family Regular Income_Existing_Water Heating_Natural Gas_Water Heater (<= 55 gal)_E4 | F4 | Residential | Multi-Family Regular Income | Existing | Water Heating | Natural Gas | Water Heater (<= 55 gal) | E4 | Utility - Cost of Equipment | 110.0439 | 110.6097 | 111.4664 | 112.252 | 112.4386 | 113.2411 | 114.5834 | 115.7856 | 117.1293 | 118.4257 | 119.694 | 120.8719 | 122.0521 | 123.2084 | 124.2628 | 125.2612 | 126.1737 | 127.0583 | 127.8631 | 128.6341 | 129.3041 | 129.9378 | 130.4414 | 130.9302 | 131.2843 | 131.5215 | 131.6805 | 131.7422 | 131.6704 | 131.5089 | 131.1779 | 130.7657 | 130.2064 | 0 | 0 | 0 | 0 | 0 | 0 | 0 | 0 | 0
F4_Residential_Multi-Family Regular Income_Existing_Water Heating_Natural Gas_Water Heater (<= 55 gal)_E5 | F4 | Residential | Multi-Family Regular Income | Existing | Water Heating | Natural Gas | Water Heater (<= 55 gal) | E5 | Utility - Cost of Equipment | 105.2068 | 105.7478 | 106.5668 | 107.3179 | 107.4962 | 108.2635 | 109.5468 | 110.6961 | 111.9808 | 113.2202 | 114.4328 | 115.5588 | 116.6872 | 117.7927 | 118.8007 | 119.7552 | 120.6276 | 121.4733 | 122.2427 | 122.9799 | 123.6204 | 124.2263 | 124.7077 | 125.175 | 125.5136 | 125.7403 | 125.8924 | 125.9513 | 125.8827 | 125.7282 | 125.4118 | 125.0177 | 124.4831 | 0 | 0 | 0 | 0 | 0 | 0 | 0 | 0 | 0
F4_Residential_Multi-Family Regular Income_Existing_Water Heating_Natural Gas_Water Heater (<= 55 gal)_E6 | F4 | Residential | Multi-Family Regular Income | Existing | Water Heating | Natural Gas | Water Heater (<= 55 gal) | E6 | Utility - Cost of Equipment | 88.4961 | 88.7553 | 89.3366 | 89.8253 | 89.6265 | 90.1059 | 91.1856 | 92.0817 | 93.1591 | 94.2099 | 95.2693 | 96.2722 | 97.3393 | 98.4418 | 99.5164 | 100.6154 | 101.7189 | 102.8387 | 103.9155 | 104.9509 | 105.8574 | 106.6879 | 107.3249 | 107.88 | 108.2821 | 108.5515 | 108.7321 | 108.8022 | 108.7206 | 108.5372 | 108.1613 | 107.6932 | 107.058 | 0 | 0 | 0 | 0 | 0 | 0 | 0 | 0 | 0
F4_Residential_Multi-Family Regular Income_Existing_Water Heating_Natural Gas_Water Heater (<= 55 gal)_E7 | F4 | Residential | Multi-Family Regular Income | Existing | Water Heating | Natural Gas | Water Heater (<= 55 gal) | E7 | Utility - Cost of Equipment | 0 | 0 | 0 | 0 | 72.258 | 72.6443 | 73.5213 | 74.2582 | 75.1455 | 76.0074 | 76.8721 | 77.688 | 78.5508 | 79.4224 | 80.2371 | 81.0378 | 81.8055 | 82.5927 | 83.3601 | 84.1155 | 84.791 | 85.4432 | 85.9803 | 86.5024 | 86.8936 | 87.1615 | 87.337 | 87.3941 | 87.3276 | 87.178 | 86.8715 | 86.4898 | 85.9719 | 0 | 0 | 0 | 0 | 0 | 0 | 0 | 0 | 0
F4_Residential_Multi-Family Regular Income_Existing_Water Heating_Natural Gas_Water Heater (<= 55 gal)_E8 | F4 | Residential | Multi-Family Regular Income | Existing | Water Heating | Natural Gas | Water Heater (<= 55 gal) | E8 | Utility - Cost of Equipment | 0 | 0 | 0 | 0 | 0 | 0 | 0 | 0 | 0 | 0 | 0 | 0 | 0 | 0 | 0 | 0 | 0 | 0 | 0 | 0 | 0 | 0 | 0 | 0 | 0 | 0 | 0 | 0 | 0 | 0 | 0 | 0 | 0 | 0 | 0 | 0 | 0 | 0 | 0 | 0 | 0 | 0
F4_Residential_Multi-Family Regular Income_Existing_Water Heating_Natural Gas_Water Heater (<= 55 gal)_E9 | F4 | Residential | Multi-Family Regular Income | Existing | Water Heating | Natural Gas | Water Heater (<= 55 gal) | E9 | Utility - Cost of Equipment | 0 | 0 | 0 | 0 | 0 | 0 | 0 | 0 | 0 | 0 | 0 | 0 | 0 | 0 | 0 | 0 | 0 | 0 | 0 | 0 | 0 | 0 | 0 | 0 | 0 | 0 | 0 | 0 | 0 | 0 | 0 | 0 | 0 | 0 | 0 | 0 | 0 | 0 | 0 | 0 | 0 | 0
F4_Residential_Multi-Family Regular Income_Existing_Water Heating_Natural Gas_Water Heater (<= 55 gal)_E10 | F4 | Residential | Multi-Family Regular Income | Existing | Water Heating | Natural Gas | Water Heater (<= 55 gal) | E10 | Utility - Cost of Equipment | 0 | 0 | 0 | 0 | 0 | 0 | 0 | 0 | 0 | 0 | 0 | 0 | 0 | 0 | 0 | 0 | 0 | 0 | 0 | 0 | 0 | 0 | 0 | 0 | 0 | 0 | 0 | 0 | 0 | 0 | 0 | 0 | 0 | 0 | 0 | 0 | 0 | 0 | 0 | 0 | 0 | 0
F5_Residential_Multi-Family Regular Income_Existing_Water Heating_Natural Gas_Water Heater (<= 55 gal)_E1 | F5 | Residential | Multi-Family Regular Income | Existing | Water Heating | Natural Gas | Water Heater (<= 55 gal) | E1 | Utility - Cost of Operation | 108.75 | 108.75 | 108.75 | 108.75 | 108.75 | 108.75 | 108.75 | 108.75 | 108.75 | 108.75 | 108.75 | 108.75 | 108.75 | 108.75 | 108.75 | 108.75 | 108.75 | 108.75 | 108.75 | 108.75 | 108.75 | 108.75 | 108.75 | 108.75 | 108.75 | 108.75 | 108.75 | 108.75 | 108.75 | 108.75 | 108.75 | 108.75 | 108.75 | 0 | 0 | 0 | 0 | 0 | 0 | 0 | 0 | 0
F5_Residential_Multi-Family Regular Income_Existing_Water Heating_Natural Gas_Water Heater (<= 55 gal)_E2 | F5 | Residential | Multi-Family Regular Income | Existing | Water Heating | Natural Gas | Water Heater (<= 55 gal) | E2 | Utility - Cost of Operation | 122.6873 | 122.6873 | 122.6873 | 122.6873 | 122.6873 | 122.6873 | 122.6873 | 122.6873 | 122.6873 | 122.6873 | 122.6873 | 122.6873 | 122.6873 | 122.6873 | 122.6873 | 122.6873 | 122.6873 | 122.6873 | 122.6873 | 122.6873 | 122.6873 | 122.6873 | 122.6873 | 122.6873 | 122.6873 | 122.6873 | 122.6873 | 122.6873 | 122.6873 | 122.6873 | 122.6873 | 122.6873 | 122.6873 | 0 | 0 | 0 | 0 | 0 | 0 | 0 | 0 | 0
F5_Residential_Multi-Family Regular Income_Existing_Water Heating_Natural Gas_Water Heater (<= 55 gal)_E3 | F5 | Residential | Multi-Family Regular Income | Existing | Water Heating | Natural Gas | Water Heater (<= 55 gal) | E3 | Utility - Cost of Operation | 346.2727 | 346.2727 | 346.2727 | 346.2727 | 346.2727 | 346.2727 | 346.2727 | 346.2727 | 346.2727 | 346.2727 | 346.2727 | 346.2727 | 346.2727 | 346.2727 | 346.2727 | 346.2727 | 346.2727 | 346.2727 | 346.2727 | 346.2727 | 346.2727 | 346.2727 | 346.2727 | 346.2727 | 346.2727 | 346.2727 | 346.2727 | 346.2727 | 346.2727 | 346.2727 | 346.2727 | 346.2727 | 346.2727 | 0 | 0 | 0 | 0 | 0 | 0 | 0 | 0 | 0
F5_Residential_Multi-Family Regular Income_Existing_Water Heating_Natural Gas_Water Heater (<= 55 gal)_E4 | F5 | Residential | Multi-Family Regular Income | Existing | Water Heating | Natural Gas | Water Heater (<= 55 gal) | E4 | Utility - Cost of Operation | 160.3908 | 160.3908 | 160.3908 | 160.3908 | 160.3908 | 160.3908 | 160.3908 | 160.3908 | 160.3908 | 160.3908 | 160.3908 | 160.3908 | 160.3908 | 160.3908 | 160.3908 | 160.3908 | 160.3908 | 160.3908 | 160.3908 | 160.3908 | 160.3908 | 160.3908 | 160.3908 | 160.3908 | 160.3908 | 160.3908 | 160.3908 | 160.3908 | 160.3908 | 160.3908 | 160.3908 | 160.3908 | 160.3908 | 0 | 0 | 0 | 0 | 0 | 0 | 0 | 0 | 0
F5_Residential_Multi-Family Regular Income_Existing_Water Heating_Natural Gas_Water Heater (<= 55 gal)_E5 | F5 | Residential | Multi-Family Regular Income | Existing | Water Heating | Natural Gas | Water Heater (<= 55 gal) | E5 | Utility - Cost of Operation | 181.9005 | 181.9005 | 181.9005 | 181.9005 | 181.9005 | 181.9005 | 181.9005 | 181.9005 | 181.9005 | 181.9005 | 181.9005 | 181.9005 | 181.9005 | 181.9005 | 181.9005 | 181.9005 | 181.9005 | 181.9005 | 181.9005 | 181.9005 | 181.9005 | 181.9005 | 181.9005 | 181.9005 | 181.9005 | 181.9005 | 181.9005 | 181.9005 | 181.9005 | 181.9005 | 181.9005 | 181.9005 | 181.9005 | 0 | 0 | 0 | 0 | 0 | 0 | 0 | 0 | 0
F5_Residential_Multi-Family Regular Income_Existing_Water Heating_Natural Gas_Water Heater (<= 55 gal)_E6 | F5 | Residential | Multi-Family Regular Income | Existing | Water Heating | Natural Gas | Water Heater (<= 55 gal) | E6 | Utility - Cost of Operation | 501.237 | 501.237 | 501.237 | 501.237 | 501.237 | 501.237 | 501.237 | 501.237 | 501.237 | 501.237 | 501.237 | 501.237 | 501.237 | 501.237 | 501.237 | 501.237 | 501.237 | 501.237 | 501.237 | 501.237 | 501.237 | 501.237 | 501.237 | 501.237 | 501.237 | 501.237 | 501.237 | 501.237 | 501.237 | 501.237 | 501.237 | 501.237 | 501.237 | 0 | 0 | 0 | 0 | 0 | 0 | 0 | 0 | 0
F5_Residential_Multi-Family Regular Income_Existing_Water Heating_Natural Gas_Water Heater (<= 55 gal)_E7 | F5 | Residential | Multi-Family Regular Income | Existing | Water Heating | Natural Gas | Water Heater (<= 55 gal) | E7 | Utility - Cost of Operation | 0 | 0 | 0 | 0 | 593.764 | 593.764 | 593.764 | 593.764 | 593.764 | 593.764 | 593.764 | 593.764 | 593.764 | 593.764 | 593.764 | 593.764 | 593.764 | 593.764 | 593.764 | 593.764 | 593.764 | 593.764 | 593.764 | 593.764 | 593.764 | 593.764 | 593.764 | 593.764 | 593.764 | 593.764 | 593.764 | 593.764 | 593.764 | 0 | 0 | 0 | 0 | 0 | 0 | 0 | 0 | 0
F5_Residential_Multi-Family Regular Income_Existing_Water Heating_Natural Gas_Water Heater (<= 55 gal)_E8 | F5 | Residential | Multi-Family Regular Income | Existing | Water Heating | Natural Gas | Water Heater (<= 55 gal) | E8 | Utility - Cost of Operation | 0 | 0 | 0 | 0 | 0 | 0 | 0 | 0 | 0 | 0 | 0 | 0 | 0 | 0 | 0 | 0 | 0 | 0 | 0 | 0 | 0 | 0 | 0 | 0 | 0 | 0 | 0 | 0 | 0 | 0 | 0 | 0 | 0 | 0 | 0 | 0 | 0 | 0 | 0 | 0 | 0 | 0
F5_Residential_Multi-Family Regular Income_Existing_Water Heating_Natural Gas_Water Heater (<= 55 gal)_E9 | F5 | Residential | Multi-Family Regular Income | Existing | Water Heating | Natural Gas | Water Heater (<= 55 gal) | E9 | Utility - Cost of Operation | 0 | 0 | 0 | 0 | 0 | 0 | 0 | 0 | 0 | 0 | 0 | 0 | 0 | 0 | 0 | 0 | 0 | 0 | 0 | 0 | 0 | 0 | 0 | 0 | 0 | 0 | 0 | 0 | 0 | 0 | 0 | 0 | 0 | 0 | 0 | 0 | 0 | 0 | 0 | 0 | 0 | 0
F5_Residential_Multi-Family Regular Income_Existing_Water Heating_Natural Gas_Water Heater (<= 55 gal)_E10 | F5 | Residential | Multi-Family Regular Income | Existing | Water Heating | Natural Gas | Water Heater (<= 55 gal) | E10 | Utility - Cost of Operation | 0 | 0 | 0 | 0 | 0 | 0 | 0 | 0 | 0 | 0 | 0 | 0 | 0 | 0 | 0 | 0 | 0 | 0 | 0 | 0 | 0 | 0 | 0 | 0 | 0 | 0 | 0 | 0 | 0 | 0 | 0 | 0 | 0 | 0 | 0 | 0 | 0 | 0 | 0 | 0 | 0 | 0
F6_Residential_Multi-Family Regular Income_Existing_Water Heating_Natural Gas_Water Heater (<= 55 gal)_E1 | F6 | Residential | Multi-Family Regular Income | Existing | Water Heating | Natural Gas | Water Heater (<= 55 gal) | E1 | Utility - Value of Sales | 130.9826 | 131.7459 | 132.7932 | 133.6492 | 133.6492 | 133.6492 | 133.6492 | 133.6492 | 133.6492 | 133.6492 | 133.6492 | 133.6492 | 133.6492 | 133.6492 | 133.6492 | 133.6492 | 133.6492 | 133.6492 | 133.6492 | 133.6492 | 133.6492 | 133.6492 | 133.6492 | 133.6492 | 133.6492 | 133.6492 | 133.6492 | 133.6492 | 133.6492 | 133.6492 | 133.6492 | 133.6492 | 133.6492 | 0 | 0 | 0 | 0 | 0 | 0 | 0 | 0 | 0
F6_Residential_Multi-Family Regular Income_Existing_Water Heating_Natural Gas_Water Heater (<= 55 gal)_E2 | F6 | Residential | Multi-Family Regular Income | Existing | Water Heating | Natural Gas | Water Heater (<= 55 gal) | E2 | Utility - Value of Sales | 118.703 | 119.3947 | 120.3439 | 121.1196 | 121.1196 | 121.1196 | 121.1196 | 121.1196 | 121.1196 | 121.1196 | 121.1196 | 121.1196 | 121.1196 | 121.1196 | 121.1196 | 121.1196 | 121.1196 | 121.1196 | 121.1196 | 121.1196 | 121.1196 | 121.1196 | 121.1196 | 121.1196 | 121.1196 | 121.1196 | 121.1196 | 121.1196 | 121.1196 | 121.1196 | 121.1196 | 121.1196 | 121.1196 | 0 | 0 | 0 | 0 | 0 | 0 | 0 | 0 | 0
F6_Residential_Multi-Family Regular Income_Existing_Water Heating_Natural Gas_Water Heater (<= 55 gal)_E3 | F6 | Residential | Multi-Family Regular Income | Existing | Water Heating | Natural Gas | Water Heater (<= 55 gal) | E3 | Utility - Value of Sales | 93.79 | 94.3366 | 95.0865 | 95.6995 | 95.6995 | 95.6995 | 95.6995 | 95.6995 | 95.6995 | 95.6995 | 95.6995 | 95.6995 | 95.6995 | 95.6995 | 95.6995 | 95.6995 | 95.6995 | 95.6995 | 95.6995 | 95.6995 | 95.6995 | 95.6995 | 95.6995 | 95.6995 | 95.6995 | 95.6995 | 95.6995 | 95.6995 | 95.6995 | 95.6995 | 95.6995 | 95.6995 | 95.6995 | 0 | 0 | 0 | 0 | 0 | 0 | 0 | 0 | 0
F6_Residential_Multi-Family Regular Income_Existing_Water Heating_Natural Gas_Water Heater (<= 55 gal)_E4 | F6 | Residential | Multi-Family Regular Income | Existing | Water Heating | Natural Gas | Water Heater (<= 55 gal) | E4 | Utility - Value of Sales | 87.944 | 88.2747 | 88.7286 | 89.0995 | 89.0995 | 89.0995 | 89.0995 | 89.0995 | 89.0995 | 89.0995 | 89.0995 | 89.0995 | 89.0995 | 89.0995 | 89.0995 | 89.0995 | 89.0995 | 89.0995 | 89.0995 | 89.0995 | 89.0995 | 89.0995 | 89.0995 | 89.0995 | 89.0995 | 89.0995 | 89.0995 | 89.0995 | 89.0995 | 89.0995 | 89.0995 | 89.0995 | 89.0995 | 0 | 0 | 0 | 0 | 0 | 0 | 0 | 0 | 0
F6_Residential_Multi-Family Regular Income_Existing_Water Heating_Natural Gas_Water Heater (<= 55 gal)_E5 | F6 | Residential | Multi-Family Regular Income | Existing | Water Heating | Natural Gas | Water Heater (<= 55 gal) | E5 | Utility - Value of Sales | 84.0783 | 84.3945 | 84.8284 | 85.183 | 85.183 | 85.183 | 85.183 | 85.183 | 85.183 | 85.183 | 85.183 | 85.183 | 85.183 | 85.183 | 85.183 | 85.183 | 85.183 | 85.183 | 85.183 | 85.183 | 85.183 | 85.183 | 85.183 | 85.183 | 85.183 | 85.183 | 85.183 | 85.183 | 85.183 | 85.183 | 85.183 | 85.183 | 85.183 | 0 | 0 | 0 | 0 | 0 | 0 | 0 | 0 | 0
F6_Residential_Multi-Family Regular Income_Existing_Water Heating_Natural Gas_Water Heater (<= 55 gal)_E6 | F6 | Residential | Multi-Family Regular Income | Existing | Water Heating | Natural Gas | Water Heater (<= 55 gal) | E6 | Utility - Value of Sales | 71.6697 | 72.0874 | 72.6604 | 73.1288 | 73.1288 | 73.1288 | 73.1288 | 73.1288 | 73.1288 | 73.1288 | 73.1288 | 73.1288 | 73.1288 | 73.1288 | 73.1288 | 73.1288 | 73.1288 | 73.1288 | 73.1288 | 73.1288 | 73.1288 | 73.1288 | 73.1288 | 73.1288 | 73.1288 | 73.1288 | 73.1288 | 73.1288 | 73.1288 | 73.1288 | 73.1288 | 73.1288 | 73.1288 | 0 | 0 | 0 | 0 | 0 | 0 | 0 | 0 | 0
F6_Residential_Multi-Family Regular Income_Existing_Water Heating_Natural Gas_Water Heater (<= 55 gal)_E7 | F6 | Residential | Multi-Family Regular Income | Existing | Water Heating | Natural Gas | Water Heater (<= 55 gal) | E7 | Utility - Value of Sales | 0 | 0 | 0 | 0 | 59.6281 | 59.6281 | 59.6281 | 59.6281 | 59.6281 | 59.6281 | 59.6281 | 59.6281 | 59.6281 | 59.6281 | 59.6281 | 59.6281 | 59.6281 | 59.6281 | 59.6281 | 59.6281 | 59.6281 | 59.6281 | 59.6281 | 59.6281 | 59.6281 | 59.6281 | 59.6281 | 59.6281 | 59.6281 | 59.6281 | 59.6281 | 59.6281 | 59.6281 | 0 | 0 | 0 | 0 | 0 | 0 | 0 | 0 | 0
F6_Residential_Multi-Family Regular Income_Existing_Water Heating_Natural Gas_Water Heater (<= 55 gal)_E8 | F6 | Residential | Multi-Family Regular Income | Existing | Water Heating | Natural Gas | Water Heater (<= 55 gal) | E8 | Utility - Value of Sales | 0 | 0 | 0 | 0 | 0 | 0 | 0 | 0 | 0 | 0 | 0 | 0 | 0 | 0 | 0 | 0 | 0 | 0 | 0 | 0 | 0 | 0 | 0 | 0 | 0 | 0 | 0 | 0 | 0 | 0 | 0 | 0 | 0 | 0 | 0 | 0 | 0 | 0 | 0 | 0 | 0 | 0
F6_Residential_Multi-Family Regular Income_Existing_Water Heating_Natural Gas_Water Heater (<= 55 gal)_E9 | F6 | Residential | Multi-Family Regular Income | Existing | Water Heating | Natural Gas | Water Heater (<= 55 gal) | E9 | Utility - Value of Sales | 0 | 0 | 0 | 0 | 0 | 0 | 0 | 0 | 0 | 0 | 0 | 0 | 0 | 0 | 0 | 0 | 0 | 0 | 0 | 0 | 0 | 0 | 0 | 0 | 0 | 0 | 0 | 0 | 0 | 0 | 0 | 0 | 0 | 0 | 0 | 0 | 0 | 0 | 0 | 0 | 0 | 0
F6_Residential_Multi-Family Regular Income_Existing_Water Heating_Natural Gas_Water Heater (<= 55 gal)_E10 | F6 | Residential | Multi-Family Regular Income | Existing | Water Heating | Natural Gas | Water Heater (<= 55 gal) | E10 | Utility - Value of Sales | 0 | 0 | 0 | 0 | 0 | 0 | 0 | 0 | 0 | 0 | 0 | 0 | 0 | 0 | 0 | 0 | 0 | 0 | 0 | 0 | 0 | 0 | 0 | 0 | 0 | 0 | 0 | 0 | 0 | 0 | 0 | 0 | 0 | 0 | 0 | 0 | 0 | 0 | 0 | 0 | 0 | 0
F1_Residential_Multi-Family Regular Income_Existing_Water Heating_Natural Gas_Water Heater (> 55 gal)_E1 | F1 | Residential | Multi-Family Regular Income | Existing | Water Heating | Natural Gas | Water Heater (> 55 gal) | E1 | RVT - Cost of Equipment | 162.3895 | 162.8651 | 163.9317 | 164.8285 | 164.4637 | 165.3434 | 167.3246 | 168.969 | 170.9459 | 172.8743 | 174.8182 | 176.6585 | 178.6166 | 180.6397 | 182.6115 | 184.6281 | 186.6531 | 188.708 | 190.6839 | 192.5838 | 194.2471 | 195.7712 | 196.94 | 197.9587 | 198.6966 | 199.191 | 199.5223 | 199.6508 | 199.5012 | 199.1646 | 198.4748 | 197.6158 | 196.4503 | 0 | 0 | 0 | 0 | 0 | 0 | 0 | 0 | 0
F1_Residential_Multi-Family Regular Income_Existing_Water Heating_Natural Gas_Water Heater (> 55 gal)_E2 | F1 | Residential | Multi-Family Regular Income | Existing | Water Heating | Natural Gas | Water Heater (> 55 gal) | E2 | RVT - Cost of Equipment | 158.2257 | 158.689 | 159.7283 | 160.6021 | 160.2467 | 161.1038 | 163.0342 | 164.6364 | 166.5627 | 168.4416 | 170.3357 | 172.1288 | 174.0367 | 176.0079 | 177.9292 | 179.8941 | 181.8671 | 183.8693 | 185.7946 | 187.6457 | 189.2664 | 190.7514 | 191.8903 | 192.8828 | 193.6018 | 194.0835 | 194.4064 | 194.5316 | 194.3858 | 194.0578 | 193.3858 | 192.5487 | 191.4131 | 0 | 0 | 0 | 0 | 0 | 0 | 0 | 0 | 0
F1_Residential_Multi-Family Regular Income_Existing_Water Heating_Natural Gas_Water Heater (> 55 gal)_E3 | F1 | Residential | Multi-Family Regular Income | Existing | Water Heating | Natural Gas | Water Heater (> 55 gal) | E3 | RVT - Cost of Equipment | 152.3655 | 152.8117 | 153.8124 | 154.6539 | 154.3116 | 155.137 | 156.9959 | 158.5388 | 160.3937 | 162.203 | 164.0269 | 165.7537 | 167.5909 | 169.4891 | 171.3392 | 173.2313 | 175.1313 | 177.0594 | 178.9133 | 180.6959 | 182.2566 | 183.6866 | 184.7832 | 185.739 | 186.4314 | 186.8952 | 187.2061 | 187.3267 | 187.1863 | 186.8705 | 186.2233 | 185.4173 | 184.3237 | 0 | 0 | 0 | 0 | 0 | 0 | 0 | 0 | 0
F1_Residential_Multi-Family Regular Income_Existing_Water Heating_Natural Gas_Water Heater (> 55 gal)_E4 | F1 | Residential | Multi-Family Regular Income | Existing | Water Heating | Natural Gas | Water Heater (> 55 gal) | E4 | RVT - Cost of Equipment | 144.7795 | 145.524 | 146.6511 | 147.6847 | 147.9301 | 148.986 | 150.752 | 152.3336 | 154.1015 | 155.8071 | 157.4758 | 159.0254 | 160.5782 | 162.0995 | 163.4868 | 164.8002 | 166.0008 | 167.1646 | 168.2234 | 169.2379 | 170.1193 | 170.9531 | 171.6156 | 172.2587 | 172.7246 | 173.0367 | 173.2459 | 173.327 | 173.2325 | 173.02 | 172.5846 | 172.0423 | 171.3064 | 0 | 0 | 0 | 0 | 0 | 0 | 0 | 0 | 0
F1_Residential_Multi-Family Regular Income_Existing_Water Heating_Natural Gas_Water Heater (> 55 gal)_E5 | F1 | Residential | Multi-Family Regular Income | Existing | Water Heating | Natural Gas | Water Heater (> 55 gal) | E5 | RVT - Cost of Equipment | 138.4156 | 139.1274 | 140.2049 | 141.1931 | 141.4277 | 142.4371 | 144.1255 | 145.6376 | 147.3278 | 148.9585 | 150.5538 | 152.0353 | 153.5198 | 154.9743 | 156.3005 | 157.5563 | 158.7041 | 159.8167 | 160.829 | 161.7989 | 162.6415 | 163.4386 | 164.0721 | 164.6869 | 165.1323 | 165.4307 | 165.6307 | 165.7082 | 165.6179 | 165.4147 | 164.9984 | 164.48 | 163.7765 | 0 | 0 | 0 | 0 | 0 | 0 | 0 | 0 | 0
F1_Residential_Multi-Family Regular Income_Existing_Water Heating_Natural Gas_Water Heater (> 55 gal)_E6 | F1 | Residential | Multi-Family Regular Income | Existing | Water Heating | Natural Gas | Water Heater (> 55 gal) | E6 | RVT - Cost of Equipment | 116.4302 | 116.7712 | 117.5359 | 118.1789 | 117.9174 | 118.5481 | 119.9686 | 121.1476 | 122.565 | 123.9476 | 125.3413 | 126.6608 | 128.0647 | 129.5152 | 130.929 | 132.3749 | 133.8267 | 135.3001 | 136.7168 | 138.0789 | 139.2715 | 140.3643 | 141.2023 | 141.9327 | 142.4617 | 142.8162 | 143.0538 | 143.1459 | 143.0386 | 142.7972 | 142.3027 | 141.6868 | 140.8512 | 0 | 0 | 0 | 0 | 0 | 0 | 0 | 0 | 0
F1_Residential_Multi-Family Regular Income_Existing_Water Heating_Natural Gas_Water Heater (> 55 gal)_E7 | F1 | Residential | Multi-Family Regular Income | Existing | Water Heating | Natural Gas | Water Heater (> 55 gal) | E7 | RVT - Cost of Equipment | 0 | 0 | 0 | 0 | 0 | 95.5746 | 96.7285 | 97.698 | 98.8654 | 99.9993 | 101.137 | 102.2104 | 103.3456 | 104.4924 | 105.5641 | 106.6176 | 107.6276 | 108.6634 | 109.673 | 110.6668 | 111.5555 | 112.4136 | 113.1203 | 113.8072 | 114.3219 | 114.6743 | 114.9052 | 114.9803 | 114.8928 | 114.696 | 114.2928 | 113.7906 | 113.1092 | 0 | 0 | 0 | 0 | 0 | 0 | 0 | 0 | 0
F1_Residential_Multi-Family Regular Income_Existing_Water Heating_Natural Gas_Water Heater (> 55 gal)_E8 | F1 | Residential | Multi-Family Regular Income | Existing | Water Heating | Natural Gas | Water Heater (> 55 gal) | E8 | RVT - Cost of Equipment | 0 | 0 | 0 | 0 | 0 | 0 | 0 | 0 | 0 | 0 | 0 | 0 | 0 | 0 | 0 | 0 | 0 | 0 | 0 | 0 | 0 | 0 | 0 | 0 | 0 | 0 | 0 | 0 | 0 | 0 | 0 | 0 | 0 | 0 | 0 | 0 | 0 | 0 | 0 | 0 | 0 | 0
F1_Residential_Multi-Family Regular Income_Existing_Water Heating_Natural Gas_Water Heater (> 55 gal)_E9 | F1 | Residential | Multi-Family Regular Income | Existing | Water Heating | Natural Gas | Water Heater (> 55 gal) | E9 | RVT - Cost of Equipment | 0 | 0 | 0 | 0 | 0 | 0 | 0 | 0 | 0 | 0 | 0 | 0 | 0 | 0 | 0 | 0 | 0 | 0 | 0 | 0 | 0 | 0 | 0 | 0 | 0 | 0 | 0 | 0 | 0 | 0 | 0 | 0 | 0 | 0 | 0 | 0 | 0 | 0 | 0 | 0 | 0 | 0
F1_Residential_Multi-Family Regular Income_Existing_Water Heating_Natural Gas_Water Heater (> 55 gal)_E10 | F1 | Residential | Multi-Family Regular Income | Existing | Water Heating | Natural Gas | Water Heater (> 55 gal) | E10 | RVT - Cost of Equipment | 0 | 0 | 0 | 0 | 0 | 0 | 0 | 0 | 0 | 0 | 0 | 0 | 0 | 0 | 0 | 0 | 0 | 0 | 0 | 0 | 0 | 0 | 0 | 0 | 0 | 0 | 0 | 0 | 0 | 0 | 0 | 0 | 0 | 0 | 0 | 0 | 0 | 0 | 0 | 0 | 0 | 0
F2_Residential_Multi-Family Regular Income_Existing_Water Heating_Natural Gas_Water Heater (> 55 gal)_E1 | F2 | Residential | Multi-Family Regular Income | Existing | Water Heating | Natural Gas | Water Heater (> 55 gal) | E1 | RVT - Cost of Operation | 162.1277 | 162.6025 | 163.6673 | 164.5627 | 164.1985 | 165.0768 | 167.0548 | 168.6965 | 170.6703 | 172.5955 | 174.5363 | 176.3737 | 178.3286 | 180.3484 | 182.3171 | 184.3305 | 186.3521 | 188.4037 | 190.3765 | 192.2733 | 193.9339 | 195.4555 | 196.6225 | 197.6395 | 198.3762 | 198.8698 | 199.2006 | 199.3289 | 199.1795 | 198.8434 | 198.1548 | 197.2972 | 196.1335 | 0 | 0 | 0 | 0 | 0 | 0 | 0 | 0 | 0
F2_Residential_Multi-Family Regular Income_Existing_Water Heating_Natural Gas_Water Heater (> 55 gal)_E2 | F2 | Residential | Multi-Family Regular Income | Existing | Water Heating | Natural Gas | Water Heater (> 55 gal) | E2 | RVT - Cost of Operation | 157.9705 | 158.4332 | 159.4707 | 160.3431 | 159.9883 | 160.844 | 162.7714 | 164.371 | 166.2941 | 168.17 | 170.061 | 171.8513 | 173.7561 | 175.7241 | 177.6423 | 179.604 | 181.5739 | 183.5729 | 185.495 | 187.3432 | 188.9613 | 190.4439 | 191.5809 | 192.5718 | 193.2897 | 193.7706 | 194.0929 | 194.2179 | 194.0723 | 193.7449 | 193.0739 | 192.2383 | 191.1045 | 0 | 0 | 0 | 0 | 0 | 0 | 0 | 0 | 0
F2_Residential_Multi-Family Regular Income_Existing_Water Heating_Natural Gas_Water Heater (> 55 gal)_E3 | F2 | Residential | Multi-Family Regular Income | Existing | Water Heating | Natural Gas | Water Heater (> 55 gal) | E3 | RVT - Cost of Operation | 152.1198 | 152.5653 | 153.5644 | 154.4045 | 154.0628 | 154.8868 | 156.7428 | 158.2832 | 160.1351 | 161.9415 | 163.7625 | 165.4864 | 167.3206 | 169.2158 | 171.0629 | 172.952 | 174.8489 | 176.7739 | 178.6248 | 180.4045 | 181.9627 | 183.3904 | 184.4853 | 185.4395 | 186.1308 | 186.5939 | 186.9043 | 187.0247 | 186.8845 | 186.5692 | 185.9231 | 185.1183 | 184.0265 | 0 | 0 | 0 | 0 | 0 | 0 | 0 | 0 | 0
F2_Residential_Multi-Family Regular Income_Existing_Water Heating_Natural Gas_Water Heater (> 55 gal)_E4 | F2 | Residential | Multi-Family Regular Income | Existing | Water Heating | Natural Gas | Water Heater (> 55 gal) | E4 | RVT - Cost of Operation | 144.5461 | 145.2894 | 146.4146 | 147.4466 | 147.6916 | 148.7457 | 150.5089 | 152.088 | 153.853 | 155.5559 | 157.2219 | 158.769 | 160.3193 | 161.8381 | 163.2231 | 164.5345 | 165.7331 | 166.8951 | 167.9522 | 168.965 | 169.845 | 170.6774 | 171.3389 | 171.981 | 172.4461 | 172.7577 | 172.9665 | 173.0475 | 172.9532 | 172.741 | 172.3063 | 171.7649 | 171.0302 | 0 | 0 | 0 | 0 | 0 | 0 | 0 | 0 | 0
F2_Residential_Multi-Family Regular Income_Existing_Water Heating_Natural Gas_Water Heater (> 55 gal)_E5 | F2 | Residential | Multi-Family Regular Income | Existing | Water Heating | Natural Gas | Water Heater (> 55 gal) | E5 | RVT - Cost of Operation | 138.1924 | 138.903 | 139.9788 | 140.9654 | 141.1997 | 142.2075 | 143.8932 | 145.4028 | 147.0903 | 148.7183 | 150.3111 | 151.7901 | 153.2723 | 154.7244 | 156.0485 | 157.3022 | 158.4482 | 159.559 | 160.5697 | 161.538 | 162.3793 | 163.1751 | 163.8075 | 164.4214 | 164.866 | 165.1639 | 165.3636 | 165.441 | 165.3509 | 165.148 | 164.7324 | 164.2148 | 163.5124 | 0 | 0 | 0 | 0 | 0 | 0 | 0 | 0 | 0
F2_Residential_Multi-Family Regular Income_Existing_Water Heating_Natural Gas_Water Heater (> 55 gal)_E6 | F2 | Residential | Multi-Family Regular Income | Existing | Water Heating | Natural Gas | Water Heater (> 55 gal) | E6 | RVT - Cost of Operation | 116.2425 | 116.5829 | 117.3464 | 117.9884 | 117.7272 | 118.3569 | 119.7752 | 120.9522 | 122.3674 | 123.7477 | 125.1392 | 126.4566 | 127.8582 | 129.3064 | 130.7179 | 132.1615 | 133.6109 | 135.0819 | 136.4963 | 137.8563 | 139.047 | 140.1379 | 140.9746 | 141.7038 | 142.232 | 142.5859 | 142.8231 | 142.9151 | 142.8079 | 142.567 | 142.0733 | 141.4584 | 140.624 | 0 | 0 | 0 | 0 | 0 | 0 | 0 | 0 | 0
F2_Residential_Multi-Family Regular Income_Existing_Water Heating_Natural Gas_Water Heater (> 55 gal)_E7 | F2 | Residential | Multi-Family Regular Income | Existing | Water Heating | Natural Gas | Water Heater (> 55 gal) | E7 | RVT - Cost of Operation | 0 | 0 | 0 | 0 | 0 | 95.4205 | 96.5725 | 97.5404 | 98.706 | 99.8381 | 100.9739 | 102.0456 | 103.179 | 104.3239 | 105.3939 | 106.4457 | 107.4541 | 108.4882 | 109.4962 | 110.4884 | 111.3757 | 112.2324 | 112.9379 | 113.6237 | 114.1375 | 114.4894 | 114.7199 | 114.7949 | 114.7076 | 114.5111 | 114.1085 | 113.6071 | 112.9268 | 0 | 0 | 0 | 0 | 0 | 0 | 0 | 0 | 0
F2_Residential_Multi-Family Regular Income_Existing_Water Heating_Natural Gas_Water Heater (> 55 gal)_E8 | F2 | Residential | Multi-Family Regular Income | Existing | Water Heating | Natural Gas | Water Heater (> 55 gal) | E8 | RVT - Cost of Operation | 0 | 0 | 0 | 0 | 0 | 0 | 0 | 0 | 0 | 0 | 0 | 0 | 0 | 0 | 0 | 0 | 0 | 0 | 0 | 0 | 0 | 0 | 0 | 0 | 0 | 0 | 0 | 0 | 0 | 0 | 0 | 0 | 0 | 0 | 0 | 0 | 0 | 0 | 0 | 0 | 0 | 0
F2_Residential_Multi-Family Regular Income_Existing_Water Heating_Natural Gas_Water Heater (> 55 gal)_E9 | F2 | Residential | Multi-Family Regular Income | Existing | Water Heating | Natural Gas | Water Heater (> 55 gal) | E9 | RVT - Cost of Operation | 0 | 0 | 0 | 0 | 0 | 0 | 0 | 0 | 0 | 0 | 0 | 0 | 0 | 0 | 0 | 0 | 0 | 0 | 0 | 0 | 0 | 0 | 0 | 0 | 0 | 0 | 0 | 0 | 0 | 0 | 0 | 0 | 0 | 0 | 0 | 0 | 0 | 0 | 0 | 0 | 0 | 0
F2_Residential_Multi-Family Regular Income_Existing_Water Heating_Natural Gas_Water Heater (> 55 gal)_E10 | F2 | Residential | Multi-Family Regular Income | Existing | Water Heating | Natural Gas | Water Heater (> 55 gal) | E10 | RVT - Cost of Operation | 0 | 0 | 0 | 0 | 0 | 0 | 0 | 0 | 0 | 0 | 0 | 0 | 0 | 0 | 0 | 0 | 0 | 0 | 0 | 0 | 0 | 0 | 0 | 0 | 0 | 0 | 0 | 0 | 0 | 0 | 0 | 0 | 0 | 0 | 0 | 0 | 0 | 0 | 0 | 0 | 0 | 0
F3_Residential_Multi-Family Regular Income_Existing_Water Heating_Natural Gas_Water Heater (> 55 gal)_E1 | F3 | Residential | Multi-Family Regular Income | Existing | Water Heating | Natural Gas | Water Heater (> 55 gal) | E1 | System - kBTUs of Consumption | 125.0625 | 125.0625 | 125.0625 | 125.0625 | 125.0625 | 125.0625 | 125.0625 | 125.0625 | 125.0625 | 125.0625 | 125.0625 | 125.0625 | 125.0625 | 125.0625 | 125.0625 | 125.0625 | 125.0625 | 125.0625 | 125.0625 | 125.0625 | 125.0625 | 125.0625 | 125.0625 | 125.0625 | 125.0625 | 125.0625 | 125.0625 | 125.0625 | 125.0625 | 125.0625 | 125.0625 | 125.0625 | 125.0625 | 0 | 0 | 0 | 0 | 0 | 0 | 0 | 0 | 0
F3_Residential_Multi-Family Regular Income_Existing_Water Heating_Natural Gas_Water Heater (> 55 gal)_E2 | F3 | Residential | Multi-Family Regular Income | Existing | Water Heating | Natural Gas | Water Heater (> 55 gal) | E2 | System - kBTUs of Consumption | 141.0904 | 141.0904 | 141.0904 | 141.0904 | 141.0904 | 141.0904 | 141.0904 | 141.0904 | 141.0904 | 141.0904 | 141.0904 | 141.0904 | 141.0904 | 141.0904 | 141.0904 | 141.0904 | 141.0904 | 141.0904 | 141.0904 | 141.0904 | 141.0904 | 141.0904 | 141.0904 | 141.0904 | 141.0904 | 141.0904 | 141.0904 | 141.0904 | 141.0904 | 141.0904 | 141.0904 | 141.0904 | 141.0904 | 0 | 0 | 0 | 0 | 0 | 0 | 0 | 0 | 0
F3_Residential_Multi-Family Regular Income_Existing_Water Heating_Natural Gas_Water Heater (> 55 gal)_E3 | F3 | Residential | Multi-Family Regular Income | Existing | Water Heating | Natural Gas | Water Heater (> 55 gal) | E3 | System - kBTUs of Consumption | 398.2136 | 398.2136 | 398.2136 | 398.2136 | 398.2136 | 398.2136 | 398.2136 | 398.2136 | 398.2136 | 398.2136 | 398.2136 | 398.2136 | 398.2136 | 398.2136 | 398.2136 | 398.2136 | 398.2136 | 398.2136 | 398.2136 | 398.2136 | 398.2136 | 398.2136 | 398.2136 | 398.2136 | 398.2136 | 398.2136 | 398.2136 | 398.2136 | 398.2136 | 398.2136 | 398.2136 | 398.2136 | 398.2136 | 0 | 0 | 0 | 0 | 0 | 0 | 0 | 0 | 0
F3_Residential_Multi-Family Regular Income_Existing_Water Heating_Natural Gas_Water Heater (> 55 gal)_E4 | F3 | Residential | Multi-Family Regular Income | Existing | Water Heating | Natural Gas | Water Heater (> 55 gal) | E4 | System - kBTUs of Consumption | 184.4494 | 184.4494 | 184.4494 | 184.4494 | 184.4494 | 184.4494 | 184.4494 | 184.4494 | 184.4494 | 184.4494 | 184.4494 | 184.4494 | 184.4494 | 184.4494 | 184.4494 | 184.4494 | 184.4494 | 184.4494 | 184.4494 | 184.4494 | 184.4494 | 184.4494 | 184.4494 | 184.4494 | 184.4494 | 184.4494 | 184.4494 | 184.4494 | 184.4494 | 184.4494 | 184.4494 | 184.4494 | 184.4494 | 0 | 0 | 0 | 0 | 0 | 0 | 0 | 0 | 0
F3_Residential_Multi-Family Regular Income_Existing_Water Heating_Natural Gas_Water Heater (> 55 gal)_E5 | F3 | Residential | Multi-Family Regular Income | Existing | Water Heating | Natural Gas | Water Heater (> 55 gal) | E5 | System - kBTUs of Consumption | 209.1856 | 209.1856 | 209.1856 | 209.1856 | 209.1856 | 209.1856 | 209.1856 | 209.1856 | 209.1856 | 209.1856 | 209.1856 | 209.1856 | 209.1856 | 209.1856 | 209.1856 | 209.1856 | 209.1856 | 209.1856 | 209.1856 | 209.1856 | 209.1856 | 209.1856 | 209.1856 | 209.1856 | 209.1856 | 209.1856 | 209.1856 | 209.1856 | 209.1856 | 209.1856 | 209.1856 | 209.1856 | 209.1856 | 0 | 0 | 0 | 0 | 0 | 0 | 0 | 0 | 0
F3_Residential_Multi-Family Regular Income_Existing_Water Heating_Natural Gas_Water Heater (> 55 gal)_E6 | F3 | Residential | Multi-Family Regular Income | Existing | Water Heating | Natural Gas | Water Heater (> 55 gal) | E6 | System - kBTUs of Consumption | 576.4226 | 576.4226 | 576.4226 | 576.4226 | 576.4226 | 576.4226 | 576.4226 | 576.4226 | 576.4226 | 576.4226 | 576.4226 | 576.4226 | 576.4226 | 576.4226 | 576.4226 | 576.4226 | 576.4226 | 576.4226 | 576.4226 | 576.4226 | 576.4226 | 576.4226 | 576.4226 | 576.4226 | 576.4226 | 576.4226 | 576.4226 | 576.4226 | 576.4226 | 576.4226 | 576.4226 | 576.4226 | 576.4226 | 0 | 0 | 0 | 0 | 0 | 0 | 0 | 0 | 0
F3_Residential_Multi-Family Regular Income_Existing_Water Heating_Natural Gas_Water Heater (> 55 gal)_E7 | F3 | Residential | Multi-Family Regular Income | Existing | Water Heating | Natural Gas | Water Heater (> 55 gal) | E7 | System - kBTUs of Consumption | 0 | 0 | 0 | 0 | 0 | 682.8286 | 682.8286 | 682.8286 | 682.8286 | 682.8286 | 682.8286 | 682.8286 | 682.8286 | 682.8286 | 682.8286 | 682.8286 | 682.8286 | 682.8286 | 682.8286 | 682.8286 | 682.8286 | 682.8286 | 682.8286 | 682.8286 | 682.8286 | 682.8286 | 682.8286 | 682.8286 | 682.8286 | 682.8286 | 682.8286 | 682.8286 | 682.8286 | 0 | 0 | 0 | 0 | 0 | 0 | 0 | 0 | 0
F3_Residential_Multi-Family Regular Income_Existing_Water Heating_Natural Gas_Water Heater (> 55 gal)_E8 | F3 | Residential | Multi-Family Regular Income | Existing | Water Heating | Natural Gas | Water Heater (> 55 gal) | E8 | System - kBTUs of Consumption | 0 | 0 | 0 | 0 | 0 | 0 | 0 | 0 | 0 | 0 | 0 | 0 | 0 | 0 | 0 | 0 | 0 | 0 | 0 | 0 | 0 | 0 | 0 | 0 | 0 | 0 | 0 | 0 | 0 | 0 | 0 | 0 | 0 | 0 | 0 | 0 | 0 | 0 | 0 | 0 | 0 | 0
F3_Residential_Multi-Family Regular Income_Existing_Water Heating_Natural Gas_Water Heater (> 55 gal)_E9 | F3 | Residential | Multi-Family Regular Income | Existing | Water Heating | Natural Gas | Water Heater (> 55 gal) | E9 | System - kBTUs of Consumption | 0 | 0 | 0 | 0 | 0 | 0 | 0 | 0 | 0 | 0 | 0 | 0 | 0 | 0 | 0 | 0 | 0 | 0 | 0 | 0 | 0 | 0 | 0 | 0 | 0 | 0 | 0 | 0 | 0 | 0 | 0 | 0 | 0 | 0 | 0 | 0 | 0 | 0 | 0 | 0 | 0 | 0
F3_Residential_Multi-Family Regular Income_Existing_Water Heating_Natural Gas_Water Heater (> 55 gal)_E10 | F3 | Residential | Multi-Family Regular Income | Existing | Water Heating | Natural Gas | Water Heater (> 55 gal) | E10 | System - kBTUs of Consumption | 0 | 0 | 0 | 0 | 0 | 0 | 0 | 0 | 0 | 0 | 0 | 0 | 0 | 0 | 0 | 0 | 0 | 0 | 0 | 0 | 0 | 0 | 0 | 0 | 0 | 0 | 0 | 0 | 0 | 0 | 0 | 0 | 0 | 0 | 0 | 0 | 0 | 0 | 0 | 0 | 0 | 0
F4_Residential_Multi-Family Regular Income_Existing_Water Heating_Natural Gas_Water Heater (> 55 gal)_E1 | F4 | Residential | Multi-Family Regular Income | Existing | Water Heating | Natural Gas | Water Heater (> 55 gal) | E1 | Utility - Cost of Equipment | 162.1277 | 162.6025 | 163.6673 | 164.5627 | 164.1985 | 165.0768 | 167.0548 | 168.6965 | 170.6703 | 172.5955 | 174.5363 | 176.3737 | 178.3286 | 180.3484 | 182.3171 | 184.3305 | 186.3521 | 188.4037 | 190.3765 | 192.2733 | 193.9339 | 195.4555 | 196.6225 | 197.6395 | 198.3762 | 198.8698 | 199.2006 | 199.3289 | 199.1795 | 198.8434 | 198.1548 | 197.2972 | 196.1335 | 0 | 0 | 0 | 0 | 0 | 0 | 0 | 0 | 0
F4_Residential_Multi-Family Regular Income_Existing_Water Heating_Natural Gas_Water Heater (> 55 gal)_E2 | F4 | Residential | Multi-Family Regular Income | Existing | Water Heating | Natural Gas | Water Heater (> 55 gal) | E2 | Utility - Cost of Equipment | 157.9705 | 158.4332 | 159.4707 | 160.3431 | 159.9883 | 160.844 | 162.7714 | 164.371 | 166.2941 | 168.17 | 170.061 | 171.8513 | 173.7561 | 175.7241 | 177.6423 | 179.604 | 181.5739 | 183.5729 | 185.495 | 187.3432 | 188.9613 | 190.4439 | 191.5809 | 192.5718 | 193.2897 | 193.7706 | 194.0929 | 194.2179 | 194.0723 | 193.7449 | 193.0739 | 192.2383 | 191.1045 | 0 | 0 | 0 | 0 | 0 | 0 | 0 | 0 | 0
F4_Residential_Multi-Family Regular Income_Existing_Water Heating_Natural Gas_Water Heater (> 55 gal)_E3 | F4 | Residential | Multi-Family Regular Income | Existing | Water Heating | Natural Gas | Water Heater (> 55 gal) | E3 | Utility - Cost of Equipment | 152.1198 | 152.5653 | 153.5644 | 154.4045 | 154.0628 | 154.8868 | 156.7428 | 158.2832 | 160.1351 | 161.9415 | 163.7625 | 165.4864 | 167.3206 | 169.2158 | 171.0629 | 172.952 | 174.8489 | 176.7739 | 178.6248 | 180.4045 | 181.9627 | 183.3904 | 184.4853 | 185.4395 | 186.1308 | 186.5939 | 186.9043 | 187.0247 | 186.8845 | 186.5692 | 185.9231 | 185.1183 | 184.0265 | 0 | 0 | 0 | 0 | 0 | 0 | 0 | 0 | 0
F4_Residential_Multi-Family Regular Income_Existing_Water Heating_Natural Gas_Water Heater (> 55 gal)_E4 | F4 | Residential | Multi-Family Regular Income | Existing | Water Heating | Natural Gas | Water Heater (> 55 gal) | E4 | Utility - Cost of Equipment | 144.5461 | 145.2894 | 146.4146 | 147.4466 | 147.6916 | 148.7457 | 150.5089 | 152.088 | 153.853 | 155.5559 | 157.2219 | 158.769 | 160.3193 | 161.8381 | 163.2231 | 164.5345 | 165.7331 | 166.8951 | 167.9522 | 168.965 | 169.845 | 170.6774 | 171.3389 | 171.981 | 172.4461 | 172.7577 | 172.9665 | 173.0475 | 172.9532 | 172.741 | 172.3063 | 171.7649 | 171.0302 | 0 | 0 | 0 | 0 | 0 | 0 | 0 | 0 | 0
F4_Residential_Multi-Family Regular Income_Existing_Water Heating_Natural Gas_Water Heater (> 55 gal)_E5 | F4 | Residential | Multi-Family Regular Income | Existing | Water Heating | Natural Gas | Water Heater (> 55 gal) | E5 | Utility - Cost of Equipment | 138.1924 | 138.903 | 139.9788 | 140.9654 | 141.1997 | 142.2075 | 143.8932 | 145.4028 | 147.0903 | 148.7183 | 150.3111 | 151.7901 | 153.2723 | 154.7244 | 156.0485 | 157.3022 | 158.4482 | 159.559 | 160.5697 | 161.538 | 162.3793 | 163.1751 | 163.8075 | 164.4214 | 164.866 | 165.1639 | 165.3636 | 165.441 | 165.3509 | 165.148 | 164.7324 | 164.2148 | 163.5124 | 0 | 0 | 0 | 0 | 0 | 0 | 0 | 0 | 0
F4_Residential_Multi-Family Regular Income_Existing_Water Heating_Natural Gas_Water Heater (> 55 gal)_E6 | F4 | Residential | Multi-Family Regular Income | Existing | Water Heating | Natural Gas | Water Heater (> 55 gal) | E6 | Utility - Cost of Equipment | 116.2425 | 116.5829 | 117.3464 | 117.9884 | 117.7272 | 118.3569 | 119.7752 | 120.9522 | 122.3674 | 123.7477 | 125.1392 | 126.4566 | 127.8582 | 129.3064 | 130.7179 | 132.1615 | 133.6109 | 135.0819 | 136.4963 | 137.8563 | 139.047 | 140.1379 | 140.9746 | 141.7038 | 142.232 | 142.5859 | 142.8231 | 142.9151 | 142.8079 | 142.567 | 142.0733 | 141.4584 | 140.624 | 0 | 0 | 0 | 0 | 0 | 0 | 0 | 0 | 0
F4_Residential_Multi-Family Regular Income_Existing_Water Heating_Natural Gas_Water Heater (> 55 gal)_E7 | F4 | Residential | Multi-Family Regular Income | Existing | Water Heating | Natural Gas | Water Heater (> 55 gal) | E7 | Utility - Cost of Equipment | 0 | 0 | 0 | 0 | 0 | 95.4205 | 96.5725 | 97.5404 | 98.706 | 99.8381 | 100.9739 | 102.0456 | 103.179 | 104.3239 | 105.3939 | 106.4457 | 107.4541 | 108.4882 | 109.4962 | 110.4884 | 111.3757 | 112.2324 | 112.9379 | 113.6237 | 114.1375 | 114.4894 | 114.7199 | 114.7949 | 114.7076 | 114.5111 | 114.1085 | 113.6071 | 112.9268 | 0 | 0 | 0 | 0 | 0 | 0 | 0 | 0 | 0
F4_Residential_Multi-Family Regular Income_Existing_Water Heating_Natural Gas_Water Heater (> 55 gal)_E8 | F4 | Residential | Multi-Family Regular Income | Existing | Water Heating | Natural Gas | Water Heater (> 55 gal) | E8 | Utility - Cost of Equipment | 0 | 0 | 0 | 0 | 0 | 0 | 0 | 0 | 0 | 0 | 0 | 0 | 0 | 0 | 0 | 0 | 0 | 0 | 0 | 0 | 0 | 0 | 0 | 0 | 0 | 0 | 0 | 0 | 0 | 0 | 0 | 0 | 0 | 0 | 0 | 0 | 0 | 0 | 0 | 0 | 0 | 0
F4_Residential_Multi-Family Regular Income_Existing_Water Heating_Natural Gas_Water Heater (> 55 gal)_E9 | F4 | Residential | Multi-Family Regular Income | Existing | Water Heating | Natural Gas | Water Heater (> 55 gal) | E9 | Utility - Cost of Equipment | 0 | 0 | 0 | 0 | 0 | 0 | 0 | 0 | 0 | 0 | 0 | 0 | 0 | 0 | 0 | 0 | 0 | 0 | 0 | 0 | 0 | 0 | 0 | 0 | 0 | 0 | 0 | 0 | 0 | 0 | 0 | 0 | 0 | 0 | 0 | 0 | 0 | 0 | 0 | 0 | 0 | 0
F4_Residential_Multi-Family Regular Income_Existing_Water Heating_Natural Gas_Water Heater (> 55 gal)_E10 | F4 | Residential | Multi-Family Regular Income | Existing | Water Heating | Natural Gas | Water Heater (> 55 gal) | E10 | Utility - Cost of Equipment | 0 | 0 | 0 | 0 | 0 | 0 | 0 | 0 | 0 | 0 | 0 | 0 | 0 | 0 | 0 | 0 | 0 | 0 | 0 | 0 | 0 | 0 | 0 | 0 | 0 | 0 | 0 | 0 | 0 | 0 | 0 | 0 | 0 | 0 | 0 | 0 | 0 | 0 | 0 | 0 | 0 | 0
F5_Residential_Multi-Family Regular Income_Existing_Water Heating_Natural Gas_Water Heater (> 55 gal)_E1 | F5 | Residential | Multi-Family Regular Income | Existing | Water Heating | Natural Gas | Water Heater (> 55 gal) | E1 | Utility - Cost of Operation | 125.0625 | 125.0625 | 125.0625 | 125.0625 | 125.0625 | 125.0625 | 125.0625 | 125.0625 | 125.0625 | 125.0625 | 125.0625 | 125.0625 | 125.0625 | 125.0625 | 125.0625 | 125.0625 | 125.0625 | 125.0625 | 125.0625 | 125.0625 | 125.0625 | 125.0625 | 125.0625 | 125.0625 | 125.0625 | 125.0625 | 125.0625 | 125.0625 | 125.0625 | 125.0625 | 125.0625 | 125.0625 | 125.0625 | 0 | 0 | 0 | 0 | 0 | 0 | 0 | 0 | 0
F5_Residential_Multi-Family Regular Income_Existing_Water Heating_Natural Gas_Water Heater (> 55 gal)_E2 | F5 | Residential | Multi-Family Regular Income | Existing | Water Heating | Natural Gas | Water Heater (> 55 gal) | E2 | Utility - Cost of Operation | 141.0904 | 141.0904 | 141.0904 | 141.0904 | 141.0904 | 141.0904 | 141.0904 | 141.0904 | 141.0904 | 141.0904 | 141.0904 | 141.0904 | 141.0904 | 141.0904 | 141.0904 | 141.0904 | 141.0904 | 141.0904 | 141.0904 | 141.0904 | 141.0904 | 141.0904 | 141.0904 | 141.0904 | 141.0904 | 141.0904 | 141.0904 | 141.0904 | 141.0904 | 141.0904 | 141.0904 | 141.0904 | 141.0904 | 0 | 0 | 0 | 0 | 0 | 0 | 0 | 0 | 0
F5_Residential_Multi-Family Regular Income_Existing_Water Heating_Natural Gas_Water Heater (> 55 gal)_E3 | F5 | Residential | Multi-Family Regular Income | Existing | Water Heating | Natural Gas | Water Heater (> 55 gal) | E3 | Utility - Cost of Operation | 398.2136 | 398.2136 | 398.2136 | 398.2136 | 398.2136 | 398.2136 | 398.2136 | 398.2136 | 398.2136 | 398.2136 | 398.2136 | 398.2136 | 398.2136 | 398.2136 | 398.2136 | 398.2136 | 398.2136 | 398.2136 | 398.2136 | 398.2136 | 398.2136 | 398.2136 | 398.2136 | 398.2136 | 398.2136 | 398.2136 | 398.2136 | 398.2136 | 398.2136 | 398.2136 | 398.2136 | 398.2136 | 398.2136 | 0 | 0 | 0 | 0 | 0 | 0 | 0 | 0 | 0
F5_Residential_Multi-Family Regular Income_Existing_Water Heating_Natural Gas_Water Heater (> 55 gal)_E4 | F5 | Residential | Multi-Family Regular Income | Existing | Water Heating | Natural Gas | Water Heater (> 55 gal) | E4 | Utility - Cost of Operation | 184.4494 | 184.4494 | 184.4494 | 184.4494 | 184.4494 | 184.4494 | 184.4494 | 184.4494 | 184.4494 | 184.4494 | 184.4494 | 184.4494 | 184.4494 | 184.4494 | 184.4494 | 184.4494 | 184.4494 | 184.4494 | 184.4494 | 184.4494 | 184.4494 | 184.4494 | 184.4494 | 184.4494 | 184.4494 | 184.4494 | 184.4494 | 184.4494 | 184.4494 | 184.4494 | 184.4494 | 184.4494 | 184.4494 | 0 | 0 | 0 | 0 | 0 | 0 | 0 | 0 | 0
F5_Residential_Multi-Family Regular Income_Existing_Water Heating_Natural Gas_Water Heater (> 55 gal)_E5 | F5 | Residential | Multi-Family Regular Income | Existing | Water Heating | Natural Gas | Water Heater (> 55 gal) | E5 | Utility - Cost of Operation | 209.1856 | 209.1856 | 209.1856 | 209.1856 | 209.1856 | 209.1856 | 209.1856 | 209.1856 | 209.1856 | 209.1856 | 209.1856 | 209.1856 | 209.1856 | 209.1856 | 209.1856 | 209.1856 | 209.1856 | 209.1856 | 209.1856 | 209.1856 | 209.1856 | 209.1856 | 209.1856 | 209.1856 | 209.1856 | 209.1856 | 209.1856 | 209.1856 | 209.1856 | 209.1856 | 209.1856 | 209.1856 | 209.1856 | 0 | 0 | 0 | 0 | 0 | 0 | 0 | 0 | 0
F5_Residential_Multi-Family Regular Income_Existing_Water Heating_Natural Gas_Water Heater (> 55 gal)_E6 | F5 | Residential | Multi-Family Regular Income | Existing | Water Heating | Natural Gas | Water Heater (> 55 gal) | E6 | Utility - Cost of Operation | 576.4226 | 576.4226 | 576.4226 | 576.4226 | 576.4226 | 576.4226 | 576.4226 | 576.4226 | 576.4226 | 576.4226 | 576.4226 | 576.4226 | 576.4226 | 576.4226 | 576.4226 | 576.4226 | 576.4226 | 576.4226 | 576.4226 | 576.4226 | 576.4226 | 576.4226 | 576.4226 | 576.4226 | 576.4226 | 576.4226 | 576.4226 | 576.4226 | 576.4226 | 576.4226 | 576.4226 | 576.4226 | 576.4226 | 0 | 0 | 0 | 0 | 0 | 0 | 0 | 0 | 0
F5_Residential_Multi-Family Regular Income_Existing_Water Heating_Natural Gas_Water Heater (> 55 gal)_E7 | F5 | Residential | Multi-Family Regular Income | Existing | Water Heating | Natural Gas | Water Heater (> 55 gal) | E7 | Utility - Cost of Operation | 0 | 0 | 0 | 0 | 0 | 682.8286 | 682.8286 | 682.8286 | 682.8286 | 682.8286 | 682.8286 | 682.8286 | 682.8286 | 682.8286 | 682.8286 | 682.8286 | 682.8286 | 682.8286 | 682.8286 | 682.8286 | 682.8286 | 682.8286 | 682.8286 | 682.8286 | 682.8286 | 682.8286 | 682.8286 | 682.8286 | 682.8286 | 682.8286 | 682.8286 | 682.8286 | 682.8286 | 0 | 0 | 0 | 0 | 0 | 0 | 0 | 0 | 0
F5_Residential_Multi-Family Regular Income_Existing_Water Heating_Natural Gas_Water Heater (> 55 gal)_E8 | F5 | Residential | Multi-Family Regular Income | Existing | Water Heating | Natural Gas | Water Heater (> 55 gal) | E8 | Utility - Cost of Operation | 0 | 0 | 0 | 0 | 0 | 0 | 0 | 0 | 0 | 0 | 0 | 0 | 0 | 0 | 0 | 0 | 0 | 0 | 0 | 0 | 0 | 0 | 0 | 0 | 0 | 0 | 0 | 0 | 0 | 0 | 0 | 0 | 0 | 0 | 0 | 0 | 0 | 0 | 0 | 0 | 0 | 0
F5_Residential_Multi-Family Regular Income_Existing_Water Heating_Natural Gas_Water Heater (> 55 gal)_E9 | F5 | Residential | Multi-Family Regular Income | Existing | Water Heating | Natural Gas | Water Heater (> 55 gal) | E9 | Utility - Cost of Operation | 0 | 0 | 0 | 0 | 0 | 0 | 0 | 0 | 0 | 0 | 0 | 0 | 0 | 0 | 0 | 0 | 0 | 0 | 0 | 0 | 0 | 0 | 0 | 0 | 0 | 0 | 0 | 0 | 0 | 0 | 0 | 0 | 0 | 0 | 0 | 0 | 0 | 0 | 0 | 0 | 0 | 0
F5_Residential_Multi-Family Regular Income_Existing_Water Heating_Natural Gas_Water Heater (> 55 gal)_E10 | F5 | Residential | Multi-Family Regular Income | Existing | Water Heating | Natural Gas | Water Heater (> 55 gal) | E10 | Utility - Cost of Operation | 0 | 0 | 0 | 0 | 0 | 0 | 0 | 0 | 0 | 0 | 0 | 0 | 0 | 0 | 0 | 0 | 0 | 0 | 0 | 0 | 0 | 0 | 0 | 0 | 0 | 0 | 0 | 0 | 0 | 0 | 0 | 0 | 0 | 0 | 0 | 0 | 0 | 0 | 0 | 0 | 0 | 0
F6_Residential_Multi-Family Regular Income_Existing_Water Heating_Natural Gas_Water Heater (> 55 gal)_E1 | F6 | Residential | Multi-Family Regular Income | Existing | Water Heating | Natural Gas | Water Heater (> 55 gal) | E1 | Utility - Value of Sales | 131.3012 | 132.0663 | 133.1162 | 133.9743 | 133.9743 | 133.9743 | 133.9743 | 133.9743 | 133.9743 | 133.9743 | 133.9743 | 133.9743 | 133.9743 | 133.9743 | 133.9743 | 133.9743 | 133.9743 | 133.9743 | 133.9743 | 133.9743 | 133.9743 | 133.9743 | 133.9743 | 133.9743 | 133.9743 | 133.9743 | 133.9743 | 133.9743 | 133.9743 | 133.9743 | 133.9743 | 133.9743 | 133.9743 | 0 | 0 | 0 | 0 | 0 | 0 | 0 | 0 | 0
F6_Residential_Multi-Family Regular Income_Existing_Water Heating_Natural Gas_Water Heater (> 55 gal)_E2 | F6 | Residential | Multi-Family Regular Income | Existing | Water Heating | Natural Gas | Water Heater (> 55 gal) | E2 | Utility - Value of Sales | 127.9345 | 128.68 | 129.7029 | 130.539 | 130.539 | 130.539 | 130.539 | 130.539 | 130.539 | 130.539 | 130.539 | 130.539 | 130.539 | 130.539 | 130.539 | 130.539 | 130.539 | 130.539 | 130.539 | 130.539 | 130.539 | 130.539 | 130.539 | 130.539 | 130.539 | 130.539 | 130.539 | 130.539 | 130.539 | 130.539 | 130.539 | 130.539 | 130.539 | 0 | 0 | 0 | 0 | 0 | 0 | 0 | 0 | 0
F6_Residential_Multi-Family Regular Income_Existing_Water Heating_Natural Gas_Water Heater (> 55 gal)_E3 | F6 | Residential | Multi-Family Regular Income | Existing | Water Heating | Natural Gas | Water Heater (> 55 gal) | E3 | Utility - Value of Sales | 123.1962 | 123.914 | 124.8991 | 125.7042 | 125.7042 | 125.7042 | 125.7042 | 125.7042 | 125.7042 | 125.7042 | 125.7042 | 125.7042 | 125.7042 | 125.7042 | 125.7042 | 125.7042 | 125.7042 | 125.7042 | 125.7042 | 125.7042 | 125.7042 | 125.7042 | 125.7042 | 125.7042 | 125.7042 | 125.7042 | 125.7042 | 125.7042 | 125.7042 | 125.7042 | 125.7042 | 125.7042 | 125.7042 | 0 | 0 | 0 | 0 | 0 | 0 | 0 | 0 | 0
F6_Residential_Multi-Family Regular Income_Existing_Water Heating_Natural Gas_Water Heater (> 55 gal)_E4 | F6 | Residential | Multi-Family Regular Income | Existing | Water Heating | Natural Gas | Water Heater (> 55 gal) | E4 | Utility - Value of Sales | 115.5172 | 115.9516 | 116.5478 | 117.035 | 117.035 | 117.035 | 117.035 | 117.035 | 117.035 | 117.035 | 117.035 | 117.035 | 117.035 | 117.035 | 117.035 | 117.035 | 117.035 | 117.035 | 117.035 | 117.035 | 117.035 | 117.035 | 117.035 | 117.035 | 117.035 | 117.035 | 117.035 | 117.035 | 117.035 | 117.035 | 117.035 | 117.035 | 117.035 | 0 | 0 | 0 | 0 | 0 | 0 | 0 | 0 | 0
F6_Residential_Multi-Family Regular Income_Existing_Water Heating_Natural Gas_Water Heater (> 55 gal)_E5 | F6 | Residential | Multi-Family Regular Income | Existing | Water Heating | Natural Gas | Water Heater (> 55 gal) | E5 | Utility - Value of Sales | 110.4395 | 110.8548 | 111.4248 | 111.8906 | 111.8906 | 111.8906 | 111.8906 | 111.8906 | 111.8906 | 111.8906 | 111.8906 | 111.8906 | 111.8906 | 111.8906 | 111.8906 | 111.8906 | 111.8906 | 111.8906 | 111.8906 | 111.8906 | 111.8906 | 111.8906 | 111.8906 | 111.8906 | 111.8906 | 111.8906 | 111.8906 | 111.8906 | 111.8906 | 111.8906 | 111.8906 | 111.8906 | 111.8906 | 0 | 0 | 0 | 0 | 0 | 0 | 0 | 0 | 0
F6_Residential_Multi-Family Regular Income_Existing_Water Heating_Natural Gas_Water Heater (> 55 gal)_E6 | F6 | Residential | Multi-Family Regular Income | Existing | Water Heating | Natural Gas | Water Heater (> 55 gal) | E6 | Utility - Value of Sales | 94.1405 | 94.689 | 95.4418 | 96.057 | 96.057 | 96.057 | 96.057 | 96.057 | 96.057 | 96.057 | 96.057 | 96.057 | 96.057 | 96.057 | 96.057 | 96.057 | 96.057 | 96.057 | 96.057 | 96.057 | 96.057 | 96.057 | 96.057 | 96.057 | 96.057 | 96.057 | 96.057 | 96.057 | 96.057 | 96.057 | 96.057 | 96.057 | 96.057 | 0 | 0 | 0 | 0 | 0 | 0 | 0 | 0 | 0
F6_Residential_Multi-Family Regular Income_Existing_Water Heating_Natural Gas_Water Heater (> 55 gal)_E7 | F6 | Residential | Multi-Family Regular Income | Existing | Water Heating | Natural Gas | Water Heater (> 55 gal) | E7 | Utility - Value of Sales | 0 | 0 | 0 | 0 | 0 | 78.3234 | 78.3234 | 78.3234 | 78.3234 | 78.3234 | 78.3234 | 78.3234 | 78.3234 | 78.3234 | 78.3234 | 78.3234 | 78.3234 | 78.3234 | 78.3234 | 78.3234 | 78.3234 | 78.3234 | 78.3234 | 78.3234 | 78.3234 | 78.3234 | 78.3234 | 78.3234 | 78.3234 | 78.3234 | 78.3234 | 78.3234 | 78.3234 | 0 | 0 | 0 | 0 | 0 | 0 | 0 | 0 | 0
F6_Residential_Multi-Family Regular Income_Existing_Water Heating_Natural Gas_Water Heater (> 55 gal)_E8 | F6 | Residential | Multi-Family Regular Income | Existing | Water Heating | Natural Gas | Water Heater (> 55 gal) | E8 | Utility - Value of Sales | 0 | 0 | 0 | 0 | 0 | 0 | 0 | 0 | 0 | 0 | 0 | 0 | 0 | 0 | 0 | 0 | 0 | 0 | 0 | 0 | 0 | 0 | 0 | 0 | 0 | 0 | 0 | 0 | 0 | 0 | 0 | 0 | 0 | 0 | 0 | 0 | 0 | 0 | 0 | 0 | 0 | 0
F6_Residential_Multi-Family Regular Income_Existing_Water Heating_Natural Gas_Water Heater (> 55 gal)_E9 | F6 | Residential | Multi-Family Regular Income | Existing | Water Heating | Natural Gas | Water Heater (> 55 gal) | E9 | Utility - Value of Sales | 0 | 0 | 0 | 0 | 0 | 0 | 0 | 0 | 0 | 0 | 0 | 0 | 0 | 0 | 0 | 0 | 0 | 0 | 0 | 0 | 0 | 0 | 0 | 0 | 0 | 0 | 0 | 0 | 0 | 0 | 0 | 0 | 0 | 0 | 0 | 0 | 0 | 0 | 0 | 0 | 0 | 0
F6_Residential_Multi-Family Regular Income_Existing_Water Heating_Natural Gas_Water Heater (> 55 gal)_E10 | F6 | Residential | Multi-Family Regular Income | Existing | Water Heating | Natural Gas | Water Heater (> 55 gal) | E10 | Utility - Value of Sales | 0 | 0 | 0 | 0 | 0 | 0 | 0 | 0 | 0 | 0 | 0 | 0 | 0 | 0 | 0 | 0 | 0 | 0 | 0 | 0 | 0 | 0 | 0 | 0 | 0 | 0 | 0 | 0 | 0 | 0 | 0 | 0 | 0 | 0 | 0 | 0 | 0 | 0 | 0 | 0 | 0 | 0
F1_Residential_Multi-Family Regular Income_Existing_Appliances_Natural Gas_Clothes Dryer_E1 | F1 | Residential | Multi-Family Regular Income | Existing | Appliances | Natural Gas | Clothes Dryer | E1 | RVT - Cost of Equipment | 20.5143 | 20.5782 | 20.7205 | 20.8369 | 20.7804 | 20.8634 | 21.0624 | 21.2264 | 21.4237 | 21.6146 | 21.8073 | 21.9895 | 22.1821 | 22.3834 | 22.5759 | 22.7749 | 22.9749 | 23.1896 | 23.3972 | 23.5972 | 23.772 | 23.9344 | 24.0573 | 24.166 | 24.2292 | 24.2653 | 24.284 | 24.2801 | 24.2467 | 24.1925 | 24.0995 | 23.9885 | 23.8453 | 0 | 0 | 0 | 0 | 0 | 0 | 0 | 0 | 0
F1_Residential_Multi-Family Regular Income_Existing_Appliances_Natural Gas_Clothes Dryer_E2 | F1 | Residential | Multi-Family Regular Income | Existing | Appliances | Natural Gas | Clothes Dryer | E2 | RVT - Cost of Equipment | 19.3712 | 19.4316 | 19.5659 | 19.6759 | 19.6225 | 19.7009 | 19.8887 | 20.0437 | 20.2299 | 20.4101 | 20.5922 | 20.7642 | 20.9461 | 21.1361 | 21.3179 | 21.5058 | 21.6947 | 21.8974 | 22.0935 | 22.2823 | 22.4474 | 22.6007 | 22.7168 | 22.8194 | 22.8791 | 22.9131 | 22.9309 | 22.9272 | 22.8956 | 22.8444 | 22.7567 | 22.6518 | 22.5166 | 0 | 0 | 0 | 0 | 0 | 0 | 0 | 0 | 0
F1_Residential_Multi-Family Regular Income_Existing_Appliances_Natural Gas_Clothes Dryer_E3 | F1 | Residential | Multi-Family Regular Income | Existing | Appliances | Natural Gas | Clothes Dryer | E3 | RVT - Cost of Equipment | 0 | 0 | 0 | 0 | 0 | 0 | 0 | 0 | 0 | 0 | 0 | 0 | 0 | 0 | 0 | 0 | 0 | 0 | 0 | 0 | 0 | 0 | 0 | 0 | 0 | 0 | 0 | 0 | 0 | 0 | 0 | 0 | 0 | 0 | 0 | 0 | 0 | 0 | 0 | 0 | 0 | 0
F1_Residential_Multi-Family Regular Income_Existing_Appliances_Natural Gas_Clothes Dryer_E4 | F1 | Residential | Multi-Family Regular Income | Existing | Appliances | Natural Gas | Clothes Dryer | E4 | RVT - Cost of Equipment | 0 | 0 | 0 | 0 | 0 | 0 | 0 | 0 | 0 | 0 | 0 | 0 | 0 | 0 | 0 | 0 | 0 | 0 | 0 | 0 | 0 | 0 | 0 | 0 | 0 | 0 | 0 | 0 | 0 | 0 | 0 | 0 | 0 | 0 | 0 | 0 | 0 | 0 | 0 | 0 | 0 | 0
F1_Residential_Multi-Family Regular Income_Existing_Appliances_Natural Gas_Clothes Dryer_E5 | F1 | Residential | Multi-Family Regular Income | Existing | Appliances | Natural Gas | Clothes Dryer | E5 | RVT - Cost of Equipment | 0 | 0 | 0 | 0 | 0 | 0 | 0 | 0 | 0 | 0 | 0 | 0 | 0 | 0 | 0 | 0 | 0 | 0 | 0 | 0 | 0 | 0 | 0 | 0 | 0 | 0 | 0 | 0 | 0 | 0 | 0 | 0 | 0 | 0 | 0 | 0 | 0 | 0 | 0 | 0 | 0 | 0
F1_Residential_Multi-Family Regular Income_Existing_Appliances_Natural Gas_Clothes Dryer_E6 | F1 | Residential | Multi-Family Regular Income | Existing | Appliances | Natural Gas | Clothes Dryer | E6 | RVT - Cost of Equipment | 0 | 0 | 0 | 0 | 0 | 0 | 0 | 0 | 0 | 0 | 0 | 0 | 0 | 0 | 0 | 0 | 0 | 0 | 0 | 0 | 0 | 0 | 0 | 0 | 0 | 0 | 0 | 0 | 0 | 0 | 0 | 0 | 0 | 0 | 0 | 0 | 0 | 0 | 0 | 0 | 0 | 0
F1_Residential_Multi-Family Regular Income_Existing_Appliances_Natural Gas_Clothes Dryer_E7 | F1 | Residential | Multi-Family Regular Income | Existing | Appliances | Natural Gas | Clothes Dryer | E7 | RVT - Cost of Equipment | 0 | 0 | 0 | 0 | 0 | 0 | 0 | 0 | 0 | 0 | 0 | 0 | 0 | 0 | 0 | 0 | 0 | 0 | 0 | 0 | 0 | 0 | 0 | 0 | 0 | 0 | 0 | 0 | 0 | 0 | 0 | 0 | 0 | 0 | 0 | 0 | 0 | 0 | 0 | 0 | 0 | 0
F1_Residential_Multi-Family Regular Income_Existing_Appliances_Natural Gas_Clothes Dryer_E8 | F1 | Residential | Multi-Family Regular Income | Existing | Appliances | Natural Gas | Clothes Dryer | E8 | RVT - Cost of Equipment | 0 | 0 | 0 | 0 | 0 | 0 | 0 | 0 | 0 | 0 | 0 | 0 | 0 | 0 | 0 | 0 | 0 | 0 | 0 | 0 | 0 | 0 | 0 | 0 | 0 | 0 | 0 | 0 | 0 | 0 | 0 | 0 | 0 | 0 | 0 | 0 | 0 | 0 | 0 | 0 | 0 | 0
F1_Residential_Multi-Family Regular Income_Existing_Appliances_Natural Gas_Clothes Dryer_E9 | F1 | Residential | Multi-Family Regular Income | Existing | Appliances | Natural Gas | Clothes Dryer | E9 | RVT - Cost of Equipment | 0 | 0 | 0 | 0 | 0 | 0 | 0 | 0 | 0 | 0 | 0 | 0 | 0 | 0 | 0 | 0 | 0 | 0 | 0 | 0 | 0 | 0 | 0 | 0 | 0 | 0 | 0 | 0 | 0 | 0 | 0 | 0 | 0 | 0 | 0 | 0 | 0 | 0 | 0 | 0 | 0 | 0
F1_Residential_Multi-Family Regular Income_Existing_Appliances_Natural Gas_Clothes Dryer_E10 | F1 | Residential | Multi-Family Regular Income | Existing | Appliances | Natural Gas | Clothes Dryer | E10 | RVT - Cost of Equipment | 0 | 0 | 0 | 0 | 0 | 0 | 0 | 0 | 0 | 0 | 0 | 0 | 0 | 0 | 0 | 0 | 0 | 0 | 0 | 0 | 0 | 0 | 0 | 0 | 0 | 0 | 0 | 0 | 0 | 0 | 0 | 0 | 0 | 0 | 0 | 0 | 0 | 0 | 0 | 0 | 0 | 0
F2_Residential_Multi-Family Regular Income_Existing_Appliances_Natural Gas_Clothes Dryer_E1 | F2 | Residential | Multi-Family Regular Income | Existing | Appliances | Natural Gas | Clothes Dryer | E1 | RVT - Cost of Operation | 14.6484 | 14.6714 | 14.7541 | 14.8207 | 14.7643 | 14.8471 | 15.0457 | 15.2095 | 15.4064 | 15.597 | 15.7894 | 15.9713 | 16.1637 | 16.3646 | 16.5568 | 16.7555 | 16.9552 | 17.1695 | 17.3793 | 17.5842 | 17.7669 | 17.9401 | 18.0773 | 18.2037 | 18.2885 | 18.3468 | 18.3886 | 18.4086 | 18.3999 | 18.3713 | 18.3049 | 18.2214 | 18.1066 | 0 | 0 | 0 | 0 | 0 | 0 | 0 | 0 | 0
F2_Residential_Multi-Family Regular Income_Existing_Appliances_Natural Gas_Clothes Dryer_E2 | F2 | Residential | Multi-Family Regular Income | Existing | Appliances | Natural Gas | Clothes Dryer | E2 | RVT - Cost of Operation | 13.8322 | 13.8539 | 13.932 | 13.9948 | 13.9416 | 14.0198 | 14.2074 | 14.362 | 14.548 | 14.7279 | 14.9096 | 15.0814 | 15.263 | 15.4527 | 15.6342 | 15.8218 | 16.0104 | 16.2128 | 16.4109 | 16.6044 | 16.7769 | 16.9405 | 17.07 | 17.1894 | 17.2694 | 17.3245 | 17.364 | 17.3829 | 17.3747 | 17.3476 | 17.2849 | 17.2061 | 17.0977 | 0 | 0 | 0 | 0 | 0 | 0 | 0 | 0 | 0
F2_Residential_Multi-Family Regular Income_Existing_Appliances_Natural Gas_Clothes Dryer_E3 | F2 | Residential | Multi-Family Regular Income | Existing | Appliances | Natural Gas | Clothes Dryer | E3 | RVT - Cost of Operation | 0 | 0 | 0 | 0 | 0 | 0 | 0 | 0 | 0 | 0 | 0 | 0 | 0 | 0 | 0 | 0 | 0 | 0 | 0 | 0 | 0 | 0 | 0 | 0 | 0 | 0 | 0 | 0 | 0 | 0 | 0 | 0 | 0 | 0 | 0 | 0 | 0 | 0 | 0 | 0 | 0 | 0
F2_Residential_Multi-Family Regular Income_Existing_Appliances_Natural Gas_Clothes Dryer_E4 | F2 | Residential | Multi-Family Regular Income | Existing | Appliances | Natural Gas | Clothes Dryer | E4 | RVT - Cost of Operation | 0 | 0 | 0 | 0 | 0 | 0 | 0 | 0 | 0 | 0 | 0 | 0 | 0 | 0 | 0 | 0 | 0 | 0 | 0 | 0 | 0 | 0 | 0 | 0 | 0 | 0 | 0 | 0 | 0 | 0 | 0 | 0 | 0 | 0 | 0 | 0 | 0 | 0 | 0 | 0 | 0 | 0
F2_Residential_Multi-Family Regular Income_Existing_Appliances_Natural Gas_Clothes Dryer_E5 | F2 | Residential | Multi-Family Regular Income | Existing | Appliances | Natural Gas | Clothes Dryer | E5 | RVT - Cost of Operation | 0 | 0 | 0 | 0 | 0 | 0 | 0 | 0 | 0 | 0 | 0 | 0 | 0 | 0 | 0 | 0 | 0 | 0 | 0 | 0 | 0 | 0 | 0 | 0 | 0 | 0 | 0 | 0 | 0 | 0 | 0 | 0 | 0 | 0 | 0 | 0 | 0 | 0 | 0 | 0 | 0 | 0
F2_Residential_Multi-Family Regular Income_Existing_Appliances_Natural Gas_Clothes Dryer_E6 | F2 | Residential | Multi-Family Regular Income | Existing | Appliances | Natural Gas | Clothes Dryer | E6 | RVT - Cost of Operation | 0 | 0 | 0 | 0 | 0 | 0 | 0 | 0 | 0 | 0 | 0 | 0 | 0 | 0 | 0 | 0 | 0 | 0 | 0 | 0 | 0 | 0 | 0 | 0 | 0 | 0 | 0 | 0 | 0 | 0 | 0 | 0 | 0 | 0 | 0 | 0 | 0 | 0 | 0 | 0 | 0 | 0
F2_Residential_Multi-Family Regular Income_Existing_Appliances_Natural Gas_Clothes Dryer_E7 | F2 | Residential | Multi-Family Regular Income | Existing | Appliances | Natural Gas | Clothes Dryer | E7 | RVT - Cost of Operation | 0 | 0 | 0 | 0 | 0 | 0 | 0 | 0 | 0 | 0 | 0 | 0 | 0 | 0 | 0 | 0 | 0 | 0 | 0 | 0 | 0 | 0 | 0 | 0 | 0 | 0 | 0 | 0 | 0 | 0 | 0 | 0 | 0 | 0 | 0 | 0 | 0 | 0 | 0 | 0 | 0 | 0
F2_Residential_Multi-Family Regular Income_Existing_Appliances_Natural Gas_Clothes Dryer_E8 | F2 | Residential | Multi-Family Regular Income | Existing | Appliances | Natural Gas | Clothes Dryer | E8 | RVT - Cost of Operation | 0 | 0 | 0 | 0 | 0 | 0 | 0 | 0 | 0 | 0 | 0 | 0 | 0 | 0 | 0 | 0 | 0 | 0 | 0 | 0 | 0 | 0 | 0 | 0 | 0 | 0 | 0 | 0 | 0 | 0 | 0 | 0 | 0 | 0 | 0 | 0 | 0 | 0 | 0 | 0 | 0 | 0
F2_Residential_Multi-Family Regular Income_Existing_Appliances_Natural Gas_Clothes Dryer_E9 | F2 | Residential | Multi-Family Regular Income | Existing | Appliances | Natural Gas | Clothes Dryer | E9 | RVT - Cost of Operation | 0 | 0 | 0 | 0 | 0 | 0 | 0 | 0 | 0 | 0 | 0 | 0 | 0 | 0 | 0 | 0 | 0 | 0 | 0 | 0 | 0 | 0 | 0 | 0 | 0 | 0 | 0 | 0 | 0 | 0 | 0 | 0 | 0 | 0 | 0 | 0 | 0 | 0 | 0 | 0 | 0 | 0
F2_Residential_Multi-Family Regular Income_Existing_Appliances_Natural Gas_Clothes Dryer_E10 | F2 | Residential | Multi-Family Regular Income | Existing | Appliances | Natural Gas | Clothes Dryer | E10 | RVT - Cost of Operation | 0 | 0 | 0 | 0 | 0 | 0 | 0 | 0 | 0 | 0 | 0 | 0 | 0 | 0 | 0 | 0 | 0 | 0 | 0 | 0 | 0 | 0 | 0 | 0 | 0 | 0 | 0 | 0 | 0 | 0 | 0 | 0 | 0 | 0 | 0 | 0 | 0 | 0 | 0 | 0 | 0 | 0
F3_Residential_Multi-Family Regular Income_Existing_Appliances_Natural Gas_Clothes Dryer_E1 | F3 | Residential | Multi-Family Regular Income | Existing | Appliances | Natural Gas | Clothes Dryer | E1 | System - kBTUs of Consumption | 71.2482 | 71.2482 | 71.2482 | 71.2482 | 71.2482 | 71.2482 | 71.2482 | 71.2482 | 71.2482 | 71.2482 | 71.2482 | 71.2482 | 71.2482 | 71.2482 | 71.2482 | 71.2482 | 71.2482 | 71.2482 | 71.2482 | 71.2482 | 71.2482 | 71.2482 | 71.2482 | 71.2482 | 71.2482 | 71.2482 | 71.2482 | 71.2482 | 71.2482 | 71.2482 | 71.2482 | 71.2482 | 71.2482 | 0 | 0 | 0 | 0 | 0 | 0 | 0 | 0 | 0
F3_Residential_Multi-Family Regular Income_Existing_Appliances_Natural Gas_Clothes Dryer_E2 | F3 | Residential | Multi-Family Regular Income | Existing | Appliances | Natural Gas | Clothes Dryer | E2 | System - kBTUs of Consumption | 76.5063 | 76.5063 | 76.5063 | 76.5063 | 76.5063 | 76.5063 | 76.5063 | 76.5063 | 76.5063 | 76.5063 | 76.5063 | 76.5063 | 76.5063 | 76.5063 | 76.5063 | 76.5063 | 76.5063 | 76.5063 | 76.5063 | 76.5063 | 76.5063 | 76.5063 | 76.5063 | 76.5063 | 76.5063 | 76.5063 | 76.5063 | 76.5063 | 76.5063 | 76.5063 | 76.5063 | 76.5063 | 76.5063 | 0 | 0 | 0 | 0 | 0 | 0 | 0 | 0 | 0
F3_Residential_Multi-Family Regular Income_Existing_Appliances_Natural Gas_Clothes Dryer_E3 | F3 | Residential | Multi-Family Regular Income | Existing | Appliances | Natural Gas | Clothes Dryer | E3 | System - kBTUs of Consumption | 0 | 0 | 0 | 0 | 0 | 0 | 0 | 0 | 0 | 0 | 0 | 0 | 0 | 0 | 0 | 0 | 0 | 0 | 0 | 0 | 0 | 0 | 0 | 0 | 0 | 0 | 0 | 0 | 0 | 0 | 0 | 0 | 0 | 0 | 0 | 0 | 0 | 0 | 0 | 0 | 0 | 0
F3_Residential_Multi-Family Regular Income_Existing_Appliances_Natural Gas_Clothes Dryer_E4 | F3 | Residential | Multi-Family Regular Income | Existing | Appliances | Natural Gas | Clothes Dryer | E4 | System - kBTUs of Consumption | 0 | 0 | 0 | 0 | 0 | 0 | 0 | 0 | 0 | 0 | 0 | 0 | 0 | 0 | 0 | 0 | 0 | 0 | 0 | 0 | 0 | 0 | 0 | 0 | 0 | 0 | 0 | 0 | 0 | 0 | 0 | 0 | 0 | 0 | 0 | 0 | 0 | 0 | 0 | 0 | 0 | 0
F3_Residential_Multi-Family Regular Income_Existing_Appliances_Natural Gas_Clothes Dryer_E5 | F3 | Residential | Multi-Family Regular Income | Existing | Appliances | Natural Gas | Clothes Dryer | E5 | System - kBTUs of Consumption | 0 | 0 | 0 | 0 | 0 | 0 | 0 | 0 | 0 | 0 | 0 | 0 | 0 | 0 | 0 | 0 | 0 | 0 | 0 | 0 | 0 | 0 | 0 | 0 | 0 | 0 | 0 | 0 | 0 | 0 | 0 | 0 | 0 | 0 | 0 | 0 | 0 | 0 | 0 | 0 | 0 | 0
F3_Residential_Multi-Family Regular Income_Existing_Appliances_Natural Gas_Clothes Dryer_E6 | F3 | Residential | Multi-Family Regular Income | Existing | Appliances | Natural Gas | Clothes Dryer | E6 | System - kBTUs of Consumption | 0 | 0 | 0 | 0 | 0 | 0 | 0 | 0 | 0 | 0 | 0 | 0 | 0 | 0 | 0 | 0 | 0 | 0 | 0 | 0 | 0 | 0 | 0 | 0 | 0 | 0 | 0 | 0 | 0 | 0 | 0 | 0 | 0 | 0 | 0 | 0 | 0 | 0 | 0 | 0 | 0 | 0
F3_Residential_Multi-Family Regular Income_Existing_Appliances_Natural Gas_Clothes Dryer_E7 | F3 | Residential | Multi-Family Regular Income | Existing | Appliances | Natural Gas | Clothes Dryer | E7 | System - kBTUs of Consumption | 0 | 0 | 0 | 0 | 0 | 0 | 0 | 0 | 0 | 0 | 0 | 0 | 0 | 0 | 0 | 0 | 0 | 0 | 0 | 0 | 0 | 0 | 0 | 0 | 0 | 0 | 0 | 0 | 0 | 0 | 0 | 0 | 0 | 0 | 0 | 0 | 0 | 0 | 0 | 0 | 0 | 0
F3_Residential_Multi-Family Regular Income_Existing_Appliances_Natural Gas_Clothes Dryer_E8 | F3 | Residential | Multi-Family Regular Income | Existing | Appliances | Natural Gas | Clothes Dryer | E8 | System - kBTUs of Consumption | 0 | 0 | 0 | 0 | 0 | 0 | 0 | 0 | 0 | 0 | 0 | 0 | 0 | 0 | 0 | 0 | 0 | 0 | 0 | 0 | 0 | 0 | 0 | 0 | 0 | 0 | 0 | 0 | 0 | 0 | 0 | 0 | 0 | 0 | 0 | 0 | 0 | 0 | 0 | 0 | 0 | 0
F3_Residential_Multi-Family Regular Income_Existing_Appliances_Natural Gas_Clothes Dryer_E9 | F3 | Residential | Multi-Family Regular Income | Existing | Appliances | Natural Gas | Clothes Dryer | E9 | System - kBTUs of Consumption | 0 | 0 | 0 | 0 | 0 | 0 | 0 | 0 | 0 | 0 | 0 | 0 | 0 | 0 | 0 | 0 | 0 | 0 | 0 | 0 | 0 | 0 | 0 | 0 | 0 | 0 | 0 | 0 | 0 | 0 | 0 | 0 | 0 | 0 | 0 | 0 | 0 | 0 | 0 | 0 | 0 | 0
F3_Residential_Multi-Family Regular Income_Existing_Appliances_Natural Gas_Clothes Dryer_E10 | F3 | Residential | Multi-Family Regular Income | Existing | Appliances | Natural Gas | Clothes Dryer | E10 | System - kBTUs of Consumption | 0 | 0 | 0 | 0 | 0 | 0 | 0 | 0 | 0 | 0 | 0 | 0 | 0 | 0 | 0 | 0 | 0 | 0 | 0 | 0 | 0 | 0 | 0 | 0 | 0 | 0 | 0 | 0 | 0 | 0 | 0 | 0 | 0 | 0 | 0 | 0 | 0 | 0 | 0 | 0 | 0 | 0
F4_Residential_Multi-Family Regular Income_Existing_Appliances_Natural Gas_Clothes Dryer_E1 | F4 | Residential | Multi-Family Regular Income | Existing | Appliances | Natural Gas | Clothes Dryer | E1 | Utility - Cost of Equipment | 14.6484 | 14.6714 | 14.7541 | 14.8207 | 14.7643 | 14.8471 | 15.0457 | 15.2095 | 15.4064 | 15.597 | 15.7894 | 15.9713 | 16.1637 | 16.3646 | 16.5568 | 16.7555 | 16.9552 | 17.1695 | 17.3793 | 17.5842 | 17.7669 | 17.9401 | 18.0773 | 18.2037 | 18.2885 | 18.3468 | 18.3886 | 18.4086 | 18.3999 | 18.3713 | 18.3049 | 18.2214 | 18.1066 | 0 | 0 | 0 | 0 | 0 | 0 | 0 | 0 | 0
F4_Residential_Multi-Family Regular Income_Existing_Appliances_Natural Gas_Clothes Dryer_E2 | F4 | Residential | Multi-Family Regular Income | Existing | Appliances | Natural Gas | Clothes Dryer | E2 | Utility - Cost of Equipment | 13.8322 | 13.8539 | 13.932 | 13.9948 | 13.9416 | 14.0198 | 14.2074 | 14.362 | 14.548 | 14.7279 | 14.9096 | 15.0814 | 15.263 | 15.4527 | 15.6342 | 15.8218 | 16.0104 | 16.2128 | 16.4109 | 16.6044 | 16.7769 | 16.9405 | 17.07 | 17.1894 | 17.2694 | 17.3245 | 17.364 | 17.3829 | 17.3747 | 17.3476 | 17.2849 | 17.2061 | 17.0977 | 0 | 0 | 0 | 0 | 0 | 0 | 0 | 0 | 0
F4_Residential_Multi-Family Regular Income_Existing_Appliances_Natural Gas_Clothes Dryer_E3 | F4 | Residential | Multi-Family Regular Income | Existing | Appliances | Natural Gas | Clothes Dryer | E3 | Utility - Cost of Equipment | 0 | 0 | 0 | 0 | 0 | 0 | 0 | 0 | 0 | 0 | 0 | 0 | 0 | 0 | 0 | 0 | 0 | 0 | 0 | 0 | 0 | 0 | 0 | 0 | 0 | 0 | 0 | 0 | 0 | 0 | 0 | 0 | 0 | 0 | 0 | 0 | 0 | 0 | 0 | 0 | 0 | 0
F4_Residential_Multi-Family Regular Income_Existing_Appliances_Natural Gas_Clothes Dryer_E4 | F4 | Residential | Multi-Family Regular Income | Existing | Appliances | Natural Gas | Clothes Dryer | E4 | Utility - Cost of Equipment | 0 | 0 | 0 | 0 | 0 | 0 | 0 | 0 | 0 | 0 | 0 | 0 | 0 | 0 | 0 | 0 | 0 | 0 | 0 | 0 | 0 | 0 | 0 | 0 | 0 | 0 | 0 | 0 | 0 | 0 | 0 | 0 | 0 | 0 | 0 | 0 | 0 | 0 | 0 | 0 | 0 | 0
F4_Residential_Multi-Family Regular Income_Existing_Appliances_Natural Gas_Clothes Dryer_E5 | F4 | Residential | Multi-Family Regular Income | Existing | Appliances | Natural Gas | Clothes Dryer | E5 | Utility - Cost of Equipment | 0 | 0 | 0 | 0 | 0 | 0 | 0 | 0 | 0 | 0 | 0 | 0 | 0 | 0 | 0 | 0 | 0 | 0 | 0 | 0 | 0 | 0 | 0 | 0 | 0 | 0 | 0 | 0 | 0 | 0 | 0 | 0 | 0 | 0 | 0 | 0 | 0 | 0 | 0 | 0 | 0 | 0
F4_Residential_Multi-Family Regular Income_Existing_Appliances_Natural Gas_Clothes Dryer_E6 | F4 | Residential | Multi-Family Regular Income | Existing | Appliances | Natural Gas | Clothes Dryer | E6 | Utility - Cost of Equipment | 0 | 0 | 0 | 0 | 0 | 0 | 0 | 0 | 0 | 0 | 0 | 0 | 0 | 0 | 0 | 0 | 0 | 0 | 0 | 0 | 0 | 0 | 0 | 0 | 0 | 0 | 0 | 0 | 0 | 0 | 0 | 0 | 0 | 0 | 0 | 0 | 0 | 0 | 0 | 0 | 0 | 0
F4_Residential_Multi-Family Regular Income_Existing_Appliances_Natural Gas_Clothes Dryer_E7 | F4 | Residential | Multi-Family Regular Income | Existing | Appliances | Natural Gas | Clothes Dryer | E7 | Utility - Cost of Equipment | 0 | 0 | 0 | 0 | 0 | 0 | 0 | 0 | 0 | 0 | 0 | 0 | 0 | 0 | 0 | 0 | 0 | 0 | 0 | 0 | 0 | 0 | 0 | 0 | 0 | 0 | 0 | 0 | 0 | 0 | 0 | 0 | 0 | 0 | 0 | 0 | 0 | 0 | 0 | 0 | 0 | 0
F4_Residential_Multi-Family Regular Income_Existing_Appliances_Natural Gas_Clothes Dryer_E8 | F4 | Residential | Multi-Family Regular Income | Existing | Appliances | Natural Gas | Clothes Dryer | E8 | Utility - Cost of Equipment | 0 | 0 | 0 | 0 | 0 | 0 | 0 | 0 | 0 | 0 | 0 | 0 | 0 | 0 | 0 | 0 | 0 | 0 | 0 | 0 | 0 | 0 | 0 | 0 | 0 | 0 | 0 | 0 | 0 | 0 | 0 | 0 | 0 | 0 | 0 | 0 | 0 | 0 | 0 | 0 | 0 | 0
F4_Residential_Multi-Family Regular Income_Existing_Appliances_Natural Gas_Clothes Dryer_E9 | F4 | Residential | Multi-Family Regular Income | Existing | Appliances | Natural Gas | Clothes Dryer | E9 | Utility - Cost of Equipment | 0 | 0 | 0 | 0 | 0 | 0 | 0 | 0 | 0 | 0 | 0 | 0 | 0 | 0 | 0 | 0 | 0 | 0 | 0 | 0 | 0 | 0 | 0 | 0 | 0 | 0 | 0 | 0 | 0 | 0 | 0 | 0 | 0 | 0 | 0 | 0 | 0 | 0 | 0 | 0 | 0 | 0
F4_Residential_Multi-Family Regular Income_Existing_Appliances_Natural Gas_Clothes Dryer_E10 | F4 | Residential | Multi-Family Regular Income | Existing | Appliances | Natural Gas | Clothes Dryer | E10 | Utility - Cost of Equipment | 0 | 0 | 0 | 0 | 0 | 0 | 0 | 0 | 0 | 0 | 0 | 0 | 0 | 0 | 0 | 0 | 0 | 0 | 0 | 0 | 0 | 0 | 0 | 0 | 0 | 0 | 0 | 0 | 0 | 0 | 0 | 0 | 0 | 0 | 0 | 0 | 0 | 0 | 0 | 0 | 0 | 0
F5_Residential_Multi-Family Regular Income_Existing_Appliances_Natural Gas_Clothes Dryer_E1 | F5 | Residential | Multi-Family Regular Income | Existing | Appliances | Natural Gas | Clothes Dryer | E1 | Utility - Cost of Operation | 71.2482 | 71.2482 | 71.2482 | 71.2482 | 71.2482 | 71.2482 | 71.2482 | 71.2482 | 71.2482 | 71.2482 | 71.2482 | 71.2482 | 71.2482 | 71.2482 | 71.2482 | 71.2482 | 71.2482 | 71.2482 | 71.2482 | 71.2482 | 71.2482 | 71.2482 | 71.2482 | 71.2482 | 71.2482 | 71.2482 | 71.2482 | 71.2482 | 71.2482 | 71.2482 | 71.2482 | 71.2482 | 71.2482 | 0 | 0 | 0 | 0 | 0 | 0 | 0 | 0 | 0
F5_Residential_Multi-Family Regular Income_Existing_Appliances_Natural Gas_Clothes Dryer_E2 | F5 | Residential | Multi-Family Regular Income | Existing | Appliances | Natural Gas | Clothes Dryer | E2 | Utility - Cost of Operation | 76.5063 | 76.5063 | 76.5063 | 76.5063 | 76.5063 | 76.5063 | 76.5063 | 76.5063 | 76.5063 | 76.5063 | 76.5063 | 76.5063 | 76.5063 | 76.5063 | 76.5063 | 76.5063 | 76.5063 | 76.5063 | 76.5063 | 76.5063 | 76.5063 | 76.5063 | 76.5063 | 76.5063 | 76.5063 | 76.5063 | 76.5063 | 76.5063 | 76.5063 | 76.5063 | 76.5063 | 76.5063 | 76.5063 | 0 | 0 | 0 | 0 | 0 | 0 | 0 | 0 | 0
F5_Residential_Multi-Family Regular Income_Existing_Appliances_Natural Gas_Clothes Dryer_E3 | F5 | Residential | Multi-Family Regular Income | Existing | Appliances | Natural Gas | Clothes Dryer | E3 | Utility - Cost of Operation | 0 | 0 | 0 | 0 | 0 | 0 | 0 | 0 | 0 | 0 | 0 | 0 | 0 | 0 | 0 | 0 | 0 | 0 | 0 | 0 | 0 | 0 | 0 | 0 | 0 | 0 | 0 | 0 | 0 | 0 | 0 | 0 | 0 | 0 | 0 | 0 | 0 | 0 | 0 | 0 | 0 | 0
F5_Residential_Multi-Family Regular Income_Existing_Appliances_Natural Gas_Clothes Dryer_E4 | F5 | Residential | Multi-Family Regular Income | Existing | Appliances | Natural Gas | Clothes Dryer | E4 | Utility - Cost of Operation | 0 | 0 | 0 | 0 | 0 | 0 | 0 | 0 | 0 | 0 | 0 | 0 | 0 | 0 | 0 | 0 | 0 | 0 | 0 | 0 | 0 | 0 | 0 | 0 | 0 | 0 | 0 | 0 | 0 | 0 | 0 | 0 | 0 | 0 | 0 | 0 | 0 | 0 | 0 | 0 | 0 | 0
F5_Residential_Multi-Family Regular Income_Existing_Appliances_Natural Gas_Clothes Dryer_E5 | F5 | Residential | Multi-Family Regular Income | Existing | Appliances | Natural Gas | Clothes Dryer | E5 | Utility - Cost of Operation | 0 | 0 | 0 | 0 | 0 | 0 | 0 | 0 | 0 | 0 | 0 | 0 | 0 | 0 | 0 | 0 | 0 | 0 | 0 | 0 | 0 | 0 | 0 | 0 | 0 | 0 | 0 | 0 | 0 | 0 | 0 | 0 | 0 | 0 | 0 | 0 | 0 | 0 | 0 | 0 | 0 | 0
F5_Residential_Multi-Family Regular Income_Existing_Appliances_Natural Gas_Clothes Dryer_E6 | F5 | Residential | Multi-Family Regular Income | Existing | Appliances | Natural Gas | Clothes Dryer | E6 | Utility - Cost of Operation | 0 | 0 | 0 | 0 | 0 | 0 | 0 | 0 | 0 | 0 | 0 | 0 | 0 | 0 | 0 | 0 | 0 | 0 | 0 | 0 | 0 | 0 | 0 | 0 | 0 | 0 | 0 | 0 | 0 | 0 | 0 | 0 | 0 | 0 | 0 | 0 | 0 | 0 | 0 | 0 | 0 | 0
F5_Residential_Multi-Family Regular Income_Existing_Appliances_Natural Gas_Clothes Dryer_E7 | F5 | Residential | Multi-Family Regular Income | Existing | Appliances | Natural Gas | Clothes Dryer | E7 | Utility - Cost of Operation | 0 | 0 | 0 | 0 | 0 | 0 | 0 | 0 | 0 | 0 | 0 | 0 | 0 | 0 | 0 | 0 | 0 | 0 | 0 | 0 | 0 | 0 | 0 | 0 | 0 | 0 | 0 | 0 | 0 | 0 | 0 | 0 | 0 | 0 | 0 | 0 | 0 | 0 | 0 | 0 | 0 | 0
F5_Residential_Multi-Family Regular Income_Existing_Appliances_Natural Gas_Clothes Dryer_E8 | F5 | Residential | Multi-Family Regular Income | Existing | Appliances | Natural Gas | Clothes Dryer | E8 | Utility - Cost of Operation | 0 | 0 | 0 | 0 | 0 | 0 | 0 | 0 | 0 | 0 | 0 | 0 | 0 | 0 | 0 | 0 | 0 | 0 | 0 | 0 | 0 | 0 | 0 | 0 | 0 | 0 | 0 | 0 | 0 | 0 | 0 | 0 | 0 | 0 | 0 | 0 | 0 | 0 | 0 | 0 | 0 | 0
F5_Residential_Multi-Family Regular Income_Existing_Appliances_Natural Gas_Clothes Dryer_E9 | F5 | Residential | Multi-Family Regular Income | Existing | Appliances | Natural Gas | Clothes Dryer | E9 | Utility - Cost of Operation | 0 | 0 | 0 | 0 | 0 | 0 | 0 | 0 | 0 | 0 | 0 | 0 | 0 | 0 | 0 | 0 | 0 | 0 | 0 | 0 | 0 | 0 | 0 | 0 | 0 | 0 | 0 | 0 | 0 | 0 | 0 | 0 | 0 | 0 | 0 | 0 | 0 | 0 | 0 | 0 | 0 | 0
F5_Residential_Multi-Family Regular Income_Existing_Appliances_Natural Gas_Clothes Dryer_E10 | F5 | Residential | Multi-Family Regular Income | Existing | Appliances | Natural Gas | Clothes Dryer | E10 | Utility - Cost of Operation | 0 | 0 | 0 | 0 | 0 | 0 | 0 | 0 | 0 | 0 | 0 | 0 | 0 | 0 | 0 | 0 | 0 | 0 | 0 | 0 | 0 | 0 | 0 | 0 | 0 | 0 | 0 | 0 | 0 | 0 | 0 | 0 | 0 | 0 | 0 | 0 | 0 | 0 | 0 | 0 | 0 | 0
F6_Residential_Multi-Family Regular Income_Existing_Appliances_Natural Gas_Clothes Dryer_E1 | F6 | Residential | Multi-Family Regular Income | Existing | Appliances | Natural Gas | Clothes Dryer | E1 | Utility - Value of Sales | 13.0605 | 13.1431 | 13.2565 | 13.3491 | 13.3491 | 13.3491 | 13.3491 | 13.3491 | 13.3491 | 13.3491 | 13.3491 | 13.3491 | 13.3491 | 13.3491 | 13.3491 | 13.3491 | 13.3491 | 13.3491 | 13.3491 | 13.3491 | 13.3491 | 13.3491 | 13.3491 | 13.3491 | 13.3491 | 13.3491 | 13.3491 | 13.3491 | 13.3491 | 13.3491 | 13.3491 | 13.3491 | 13.3491 | 0 | 0 | 0 | 0 | 0 | 0 | 0 | 0 | 0
F6_Residential_Multi-Family Regular Income_Existing_Appliances_Natural Gas_Clothes Dryer_E2 | F6 | Residential | Multi-Family Regular Income | Existing | Appliances | Natural Gas | Clothes Dryer | E2 | Utility - Value of Sales | 12.3328 | 12.4108 | 12.5178 | 12.6052 | 12.6052 | 12.6052 | 12.6052 | 12.6052 | 12.6052 | 12.6052 | 12.6052 | 12.6052 | 12.6052 | 12.6052 | 12.6052 | 12.6052 | 12.6052 | 12.6052 | 12.6052 | 12.6052 | 12.6052 | 12.6052 | 12.6052 | 12.6052 | 12.6052 | 12.6052 | 12.6052 | 12.6052 | 12.6052 | 12.6052 | 12.6052 | 12.6052 | 12.6052 | 0 | 0 | 0 | 0 | 0 | 0 | 0 | 0 | 0
F6_Residential_Multi-Family Regular Income_Existing_Appliances_Natural Gas_Clothes Dryer_E3 | F6 | Residential | Multi-Family Regular Income | Existing | Appliances | Natural Gas | Clothes Dryer | E3 | Utility - Value of Sales | 0 | 0 | 0 | 0 | 0 | 0 | 0 | 0 | 0 | 0 | 0 | 0 | 0 | 0 | 0 | 0 | 0 | 0 | 0 | 0 | 0 | 0 | 0 | 0 | 0 | 0 | 0 | 0 | 0 | 0 | 0 | 0 | 0 | 0 | 0 | 0 | 0 | 0 | 0 | 0 | 0 | 0
F6_Residential_Multi-Family Regular Income_Existing_Appliances_Natural Gas_Clothes Dryer_E4 | F6 | Residential | Multi-Family Regular Income | Existing | Appliances | Natural Gas | Clothes Dryer | E4 | Utility - Value of Sales | 0 | 0 | 0 | 0 | 0 | 0 | 0 | 0 | 0 | 0 | 0 | 0 | 0 | 0 | 0 | 0 | 0 | 0 | 0 | 0 | 0 | 0 | 0 | 0 | 0 | 0 | 0 | 0 | 0 | 0 | 0 | 0 | 0 | 0 | 0 | 0 | 0 | 0 | 0 | 0 | 0 | 0
F6_Residential_Multi-Family Regular Income_Existing_Appliances_Natural Gas_Clothes Dryer_E5 | F6 | Residential | Multi-Family Regular Income | Existing | Appliances | Natural Gas | Clothes Dryer | E5 | Utility - Value of Sales | 0 | 0 | 0 | 0 | 0 | 0 | 0 | 0 | 0 | 0 | 0 | 0 | 0 | 0 | 0 | 0 | 0 | 0 | 0 | 0 | 0 | 0 | 0 | 0 | 0 | 0 | 0 | 0 | 0 | 0 | 0 | 0 | 0 | 0 | 0 | 0 | 0 | 0 | 0 | 0 | 0 | 0
F6_Residential_Multi-Family Regular Income_Existing_Appliances_Natural Gas_Clothes Dryer_E6 | F6 | Residential | Multi-Family Regular Income | Existing | Appliances | Natural Gas | Clothes Dryer | E6 | Utility - Value of Sales | 0 | 0 | 0 | 0 | 0 | 0 | 0 | 0 | 0 | 0 | 0 | 0 | 0 | 0 | 0 | 0 | 0 | 0 | 0 | 0 | 0 | 0 | 0 | 0 | 0 | 0 | 0 | 0 | 0 | 0 | 0 | 0 | 0 | 0 | 0 | 0 | 0 | 0 | 0 | 0 | 0 | 0
F6_Residential_Multi-Family Regular Income_Existing_Appliances_Natural Gas_Clothes Dryer_E7 | F6 | Residential | Multi-Family Regular Income | Existing | Appliances | Natural Gas | Clothes Dryer | E7 | Utility - Value of Sales | 0 | 0 | 0 | 0 | 0 | 0 | 0 | 0 | 0 | 0 | 0 | 0 | 0 | 0 | 0 | 0 | 0 | 0 | 0 | 0 | 0 | 0 | 0 | 0 | 0 | 0 | 0 | 0 | 0 | 0 | 0 | 0 | 0 | 0 | 0 | 0 | 0 | 0 | 0 | 0 | 0 | 0
F6_Residential_Multi-Family Regular Income_Existing_Appliances_Natural Gas_Clothes Dryer_E8 | F6 | Residential | Multi-Family Regular Income | Existing | Appliances | Natural Gas | Clothes Dryer | E8 | Utility - Value of Sales | 0 | 0 | 0 | 0 | 0 | 0 | 0 | 0 | 0 | 0 | 0 | 0 | 0 | 0 | 0 | 0 | 0 | 0 | 0 | 0 | 0 | 0 | 0 | 0 | 0 | 0 | 0 | 0 | 0 | 0 | 0 | 0 | 0 | 0 | 0 | 0 | 0 | 0 | 0 | 0 | 0 | 0
F6_Residential_Multi-Family Regular Income_Existing_Appliances_Natural Gas_Clothes Dryer_E9 | F6 | Residential | Multi-Family Regular Income | Existing | Appliances | Natural Gas | Clothes Dryer | E9 | Utility - Value of Sales | 0 | 0 | 0 | 0 | 0 | 0 | 0 | 0 | 0 | 0 | 0 | 0 | 0 | 0 | 0 | 0 | 0 | 0 | 0 | 0 | 0 | 0 | 0 | 0 | 0 | 0 | 0 | 0 | 0 | 0 | 0 | 0 | 0 | 0 | 0 | 0 | 0 | 0 | 0 | 0 | 0 | 0
F6_Residential_Multi-Family Regular Income_Existing_Appliances_Natural Gas_Clothes Dryer_E10 | F6 | Residential | Multi-Family Regular Income | Existing | Appliances | Natural Gas | Clothes Dryer | E10 | Utility - Value of Sales | 0 | 0 | 0 | 0 | 0 | 0 | 0 | 0 | 0 | 0 | 0 | 0 | 0 | 0 | 0 | 0 | 0 | 0 | 0 | 0 | 0 | 0 | 0 | 0 | 0 | 0 | 0 | 0 | 0 | 0 | 0 | 0 | 0 | 0 | 0 | 0 | 0 | 0 | 0 | 0 | 0 | 0
F1_Residential_Multi-Family Regular Income_Existing_Appliances_Natural Gas_Stove/Oven_E1 | F1 | Residential | Multi-Family Regular Income | Existing | Appliances | Natural Gas | Stove/Oven | E1 | RVT - Cost of Equipment | 25.8759 | 25.9565 | 26.1359 | 26.2829 | 26.2116 | 26.3163 | 26.5672 | 26.7741 | 27.0229 | 27.2637 | 27.5068 | 27.7366 | 27.9796 | 28.2335 | 28.4763 | 28.7273 | 28.9796 | 29.2504 | 29.5123 | 29.7646 | 29.985 | 30.1898 | 30.3449 | 30.482 | 30.5618 | 30.6072 | 30.6309 | 30.6259 | 30.5838 | 30.5154 | 30.3982 | 30.2581 | 30.0775 | 0 | 0 | 0 | 0 | 0 | 0 | 0 | 0 | 0
F1_Residential_Multi-Family Regular Income_Existing_Appliances_Natural Gas_Stove/Oven_E2 | F1 | Residential | Multi-Family Regular Income | Existing | Appliances | Natural Gas | Stove/Oven | E2 | RVT - Cost of Equipment | 19.4354 | 19.496 | 19.6307 | 19.7411 | 19.6875 | 19.7661 | 19.9546 | 20.1101 | 20.2969 | 20.4778 | 20.6604 | 20.8329 | 21.0155 | 21.2061 | 21.3886 | 21.577 | 21.7666 | 21.97 | 22.1667 | 22.3562 | 22.5218 | 22.6756 | 22.7921 | 22.895 | 22.9549 | 22.9891 | 23.0068 | 23.0031 | 22.9715 | 22.9201 | 22.832 | 22.7269 | 22.5912 | 0 | 0 | 0 | 0 | 0 | 0 | 0 | 0 | 0
F1_Residential_Multi-Family Regular Income_Existing_Appliances_Natural Gas_Stove/Oven_E3 | F1 | Residential | Multi-Family Regular Income | Existing | Appliances | Natural Gas | Stove/Oven | E3 | RVT - Cost of Equipment | 0 | 0 | 0 | 0 | 0 | 0 | 0 | 0 | 0 | 0 | 0 | 0 | 0 | 0 | 0 | 0 | 0 | 0 | 0 | 0 | 0 | 0 | 0 | 0 | 0 | 0 | 0 | 0 | 0 | 0 | 0 | 0 | 0 | 0 | 0 | 0 | 0 | 0 | 0 | 0 | 0 | 0
F1_Residential_Multi-Family Regular Income_Existing_Appliances_Natural Gas_Stove/Oven_E4 | F1 | Residential | Multi-Family Regular Income | Existing | Appliances | Natural Gas | Stove/Oven | E4 | RVT - Cost of Equipment | 0 | 0 | 0 | 0 | 0 | 0 | 0 | 0 | 0 | 0 | 0 | 0 | 0 | 0 | 0 | 0 | 0 | 0 | 0 | 0 | 0 | 0 | 0 | 0 | 0 | 0 | 0 | 0 | 0 | 0 | 0 | 0 | 0 | 0 | 0 | 0 | 0 | 0 | 0 | 0 | 0 | 0
F1_Residential_Multi-Family Regular Income_Existing_Appliances_Natural Gas_Stove/Oven_E5 | F1 | Residential | Multi-Family Regular Income | Existing | Appliances | Natural Gas | Stove/Oven | E5 | RVT - Cost of Equipment | 0 | 0 | 0 | 0 | 0 | 0 | 0 | 0 | 0 | 0 | 0 | 0 | 0 | 0 | 0 | 0 | 0 | 0 | 0 | 0 | 0 | 0 | 0 | 0 | 0 | 0 | 0 | 0 | 0 | 0 | 0 | 0 | 0 | 0 | 0 | 0 | 0 | 0 | 0 | 0 | 0 | 0
F1_Residential_Multi-Family Regular Income_Existing_Appliances_Natural Gas_Stove/Oven_E6 | F1 | Residential | Multi-Family Regular Income | Existing | Appliances | Natural Gas | Stove/Oven | E6 | RVT - Cost of Equipment | 0 | 0 | 0 | 0 | 0 | 0 | 0 | 0 | 0 | 0 | 0 | 0 | 0 | 0 | 0 | 0 | 0 | 0 | 0 | 0 | 0 | 0 | 0 | 0 | 0 | 0 | 0 | 0 | 0 | 0 | 0 | 0 | 0 | 0 | 0 | 0 | 0 | 0 | 0 | 0 | 0 | 0
F1_Residential_Multi-Family Regular Income_Existing_Appliances_Natural Gas_Stove/Oven_E7 | F1 | Residential | Multi-Family Regular Income | Existing | Appliances | Natural Gas | Stove/Oven | E7 | RVT - Cost of Equipment | 0 | 0 | 0 | 0 | 0 | 0 | 0 | 0 | 0 | 0 | 0 | 0 | 0 | 0 | 0 | 0 | 0 | 0 | 0 | 0 | 0 | 0 | 0 | 0 | 0 | 0 | 0 | 0 | 0 | 0 | 0 | 0 | 0 | 0 | 0 | 0 | 0 | 0 | 0 | 0 | 0 | 0
F1_Residential_Multi-Family Regular Income_Existing_Appliances_Natural Gas_Stove/Oven_E8 | F1 | Residential | Multi-Family Regular Income | Existing | Appliances | Natural Gas | Stove/Oven | E8 | RVT - Cost of Equipment | 0 | 0 | 0 | 0 | 0 | 0 | 0 | 0 | 0 | 0 | 0 | 0 | 0 | 0 | 0 | 0 | 0 | 0 | 0 | 0 | 0 | 0 | 0 | 0 | 0 | 0 | 0 | 0 | 0 | 0 | 0 | 0 | 0 | 0 | 0 | 0 | 0 | 0 | 0 | 0 | 0 | 0
F1_Residential_Multi-Family Regular Income_Existing_Appliances_Natural Gas_Stove/Oven_E9 | F1 | Residential | Multi-Family Regular Income | Existing | Appliances | Natural Gas | Stove/Oven | E9 | RVT - Cost of Equipment | 0 | 0 | 0 | 0 | 0 | 0 | 0 | 0 | 0 | 0 | 0 | 0 | 0 | 0 | 0 | 0 | 0 | 0 | 0 | 0 | 0 | 0 | 0 | 0 | 0 | 0 | 0 | 0 | 0 | 0 | 0 | 0 | 0 | 0 | 0 | 0 | 0 | 0 | 0 | 0 | 0 | 0
F1_Residential_Multi-Family Regular Income_Existing_Appliances_Natural Gas_Stove/Oven_E10 | F1 | Residential | Multi-Family Regular Income | Existing | Appliances | Natural Gas | Stove/Oven | E10 | RVT - Cost of Equipment | 0 | 0 | 0 | 0 | 0 | 0 | 0 | 0 | 0 | 0 | 0 | 0 | 0 | 0 | 0 | 0 | 0 | 0 | 0 | 0 | 0 | 0 | 0 | 0 | 0 | 0 | 0 | 0 | 0 | 0 | 0 | 0 | 0 | 0 | 0 | 0 | 0 | 0 | 0 | 0 | 0 | 0
F2_Residential_Multi-Family Regular Income_Existing_Appliances_Natural Gas_Stove/Oven_E1 | F2 | Residential | Multi-Family Regular Income | Existing | Appliances | Natural Gas | Stove/Oven | E1 | RVT - Cost of Operation | 18.4769 | 18.5059 | 18.6103 | 18.6942 | 18.623 | 18.7275 | 18.9781 | 19.1847 | 19.4331 | 19.6734 | 19.9162 | 20.1456 | 20.3882 | 20.6416 | 20.8841 | 21.1346 | 21.3866 | 21.6569 | 21.9216 | 22.18 | 22.4104 | 22.6289 | 22.802 | 22.9614 | 23.0683 | 23.1419 | 23.1947 | 23.2199 | 23.2089 | 23.1728 | 23.0891 | 22.9837 | 22.839 | 0 | 0 | 0 | 0 | 0 | 0 | 0 | 0 | 0
F2_Residential_Multi-Family Regular Income_Existing_Appliances_Natural Gas_Stove/Oven_E2 | F2 | Residential | Multi-Family Regular Income | Existing | Appliances | Natural Gas | Stove/Oven | E2 | RVT - Cost of Operation | 13.878 | 13.8998 | 13.9782 | 14.0412 | 13.9877 | 14.0662 | 14.2544 | 14.4096 | 14.5962 | 14.7767 | 14.959 | 15.1313 | 15.3136 | 15.5039 | 15.686 | 15.8742 | 16.0634 | 16.2665 | 16.4653 | 16.6594 | 16.8324 | 16.9966 | 17.1266 | 17.2463 | 17.3266 | 17.3819 | 17.4215 | 17.4404 | 17.4322 | 17.4051 | 17.3422 | 17.2631 | 17.1543 | 0 | 0 | 0 | 0 | 0 | 0 | 0 | 0 | 0
F2_Residential_Multi-Family Regular Income_Existing_Appliances_Natural Gas_Stove/Oven_E3 | F2 | Residential | Multi-Family Regular Income | Existing | Appliances | Natural Gas | Stove/Oven | E3 | RVT - Cost of Operation | 0 | 0 | 0 | 0 | 0 | 0 | 0 | 0 | 0 | 0 | 0 | 0 | 0 | 0 | 0 | 0 | 0 | 0 | 0 | 0 | 0 | 0 | 0 | 0 | 0 | 0 | 0 | 0 | 0 | 0 | 0 | 0 | 0 | 0 | 0 | 0 | 0 | 0 | 0 | 0 | 0 | 0
F2_Residential_Multi-Family Regular Income_Existing_Appliances_Natural Gas_Stove/Oven_E4 | F2 | Residential | Multi-Family Regular Income | Existing | Appliances | Natural Gas | Stove/Oven | E4 | RVT - Cost of Operation | 0 | 0 | 0 | 0 | 0 | 0 | 0 | 0 | 0 | 0 | 0 | 0 | 0 | 0 | 0 | 0 | 0 | 0 | 0 | 0 | 0 | 0 | 0 | 0 | 0 | 0 | 0 | 0 | 0 | 0 | 0 | 0 | 0 | 0 | 0 | 0 | 0 | 0 | 0 | 0 | 0 | 0
F2_Residential_Multi-Family Regular Income_Existing_Appliances_Natural Gas_Stove/Oven_E5 | F2 | Residential | Multi-Family Regular Income | Existing | Appliances | Natural Gas | Stove/Oven | E5 | RVT - Cost of Operation | 0 | 0 | 0 | 0 | 0 | 0 | 0 | 0 | 0 | 0 | 0 | 0 | 0 | 0 | 0 | 0 | 0 | 0 | 0 | 0 | 0 | 0 | 0 | 0 | 0 | 0 | 0 | 0 | 0 | 0 | 0 | 0 | 0 | 0 | 0 | 0 | 0 | 0 | 0 | 0 | 0 | 0
F2_Residential_Multi-Family Regular Income_Existing_Appliances_Natural Gas_Stove/Oven_E6 | F2 | Residential | Multi-Family Regular Income | Existing | Appliances | Natural Gas | Stove/Oven | E6 | RVT - Cost of Operation | 0 | 0 | 0 | 0 | 0 | 0 | 0 | 0 | 0 | 0 | 0 | 0 | 0 | 0 | 0 | 0 | 0 | 0 | 0 | 0 | 0 | 0 | 0 | 0 | 0 | 0 | 0 | 0 | 0 | 0 | 0 | 0 | 0 | 0 | 0 | 0 | 0 | 0 | 0 | 0 | 0 | 0
F2_Residential_Multi-Family Regular Income_Existing_Appliances_Natural Gas_Stove/Oven_E7 | F2 | Residential | Multi-Family Regular Income | Existing | Appliances | Natural Gas | Stove/Oven | E7 | RVT - Cost of Operation | 0 | 0 | 0 | 0 | 0 | 0 | 0 | 0 | 0 | 0 | 0 | 0 | 0 | 0 | 0 | 0 | 0 | 0 | 0 | 0 | 0 | 0 | 0 | 0 | 0 | 0 | 0 | 0 | 0 | 0 | 0 | 0 | 0 | 0 | 0 | 0 | 0 | 0 | 0 | 0 | 0 | 0
F2_Residential_Multi-Family Regular Income_Existing_Appliances_Natural Gas_Stove/Oven_E8 | F2 | Residential | Multi-Family Regular Income | Existing | Appliances | Natural Gas | Stove/Oven | E8 | RVT - Cost of Operation | 0 | 0 | 0 | 0 | 0 | 0 | 0 | 0 | 0 | 0 | 0 | 0 | 0 | 0 | 0 | 0 | 0 | 0 | 0 | 0 | 0 | 0 | 0 | 0 | 0 | 0 | 0 | 0 | 0 | 0 | 0 | 0 | 0 | 0 | 0 | 0 | 0 | 0 | 0 | 0 | 0 | 0
F2_Residential_Multi-Family Regular Income_Existing_Appliances_Natural Gas_Stove/Oven_E9 | F2 | Residential | Multi-Family Regular Income | Existing | Appliances | Natural Gas | Stove/Oven | E9 | RVT - Cost of Operation | 0 | 0 | 0 | 0 | 0 | 0 | 0 | 0 | 0 | 0 | 0 | 0 | 0 | 0 | 0 | 0 | 0 | 0 | 0 | 0 | 0 | 0 | 0 | 0 | 0 | 0 | 0 | 0 | 0 | 0 | 0 | 0 | 0 | 0 | 0 | 0 | 0 | 0 | 0 | 0 | 0 | 0
F2_Residential_Multi-Family Regular Income_Existing_Appliances_Natural Gas_Stove/Oven_E10 | F2 | Residential | Multi-Family Regular Income | Existing | Appliances | Natural Gas | Stove/Oven | E10 | RVT - Cost of Operation | 0 | 0 | 0 | 0 | 0 | 0 | 0 | 0 | 0 | 0 | 0 | 0 | 0 | 0 | 0 | 0 | 0 | 0 | 0 | 0 | 0 | 0 | 0 | 0 | 0 | 0 | 0 | 0 | 0 | 0 | 0 | 0 | 0 | 0 | 0 | 0 | 0 | 0 | 0 | 0 | 0 | 0
F3_Residential_Multi-Family Regular Income_Existing_Appliances_Natural Gas_Stove/Oven_E1 | F3 | Residential | Multi-Family Regular Income | Existing | Appliances | Natural Gas | Stove/Oven | E1 | System - kBTUs of Consumption | 100.3952 | 100.3952 | 100.3952 | 100.3952 | 100.3952 | 100.3952 | 100.3952 | 100.3952 | 100.3952 | 100.3952 | 100.3952 | 100.3952 | 100.3952 | 100.3952 | 100.3952 | 100.3952 | 100.3952 | 100.3952 | 100.3952 | 100.3952 | 100.3952 | 100.3952 | 100.3952 | 100.3952 | 100.3952 | 100.3952 | 100.3952 | 100.3952 | 100.3952 | 100.3952 | 100.3952 | 100.3952 | 100.3952 | 0 | 0 | 0 | 0 | 0 | 0 | 0 | 0 | 0
F3_Residential_Multi-Family Regular Income_Existing_Appliances_Natural Gas_Stove/Oven_E2 | F3 | Residential | Multi-Family Regular Income | Existing | Appliances | Natural Gas | Stove/Oven | E2 | System - kBTUs of Consumption | 105.7927 | 105.7927 | 105.7927 | 105.7927 | 105.7927 | 105.7927 | 105.7927 | 105.7927 | 105.7927 | 105.7927 | 105.7927 | 105.7927 | 105.7927 | 105.7927 | 105.7927 | 105.7927 | 105.7927 | 105.7927 | 105.7927 | 105.7927 | 105.7927 | 105.7927 | 105.7927 | 105.7927 | 105.7927 | 105.7927 | 105.7927 | 105.7927 | 105.7927 | 105.7927 | 105.7927 | 105.7927 | 105.7927 | 0 | 0 | 0 | 0 | 0 | 0 | 0 | 0 | 0
F3_Residential_Multi-Family Regular Income_Existing_Appliances_Natural Gas_Stove/Oven_E3 | F3 | Residential | Multi-Family Regular Income | Existing | Appliances | Natural Gas | Stove/Oven | E3 | System - kBTUs of Consumption | 0 | 0 | 0 | 0 | 0 | 0 | 0 | 0 | 0 | 0 | 0 | 0 | 0 | 0 | 0 | 0 | 0 | 0 | 0 | 0 | 0 | 0 | 0 | 0 | 0 | 0 | 0 | 0 | 0 | 0 | 0 | 0 | 0 | 0 | 0 | 0 | 0 | 0 | 0 | 0 | 0 | 0
F3_Residential_Multi-Family Regular Income_Existing_Appliances_Natural Gas_Stove/Oven_E4 | F3 | Residential | Multi-Family Regular Income | Existing | Appliances | Natural Gas | Stove/Oven | E4 | System - kBTUs of Consumption | 0 | 0 | 0 | 0 | 0 | 0 | 0 | 0 | 0 | 0 | 0 | 0 | 0 | 0 | 0 | 0 | 0 | 0 | 0 | 0 | 0 | 0 | 0 | 0 | 0 | 0 | 0 | 0 | 0 | 0 | 0 | 0 | 0 | 0 | 0 | 0 | 0 | 0 | 0 | 0 | 0 | 0
F3_Residential_Multi-Family Regular Income_Existing_Appliances_Natural Gas_Stove/Oven_E5 | F3 | Residential | Multi-Family Regular Income | Existing | Appliances | Natural Gas | Stove/Oven | E5 | System - kBTUs of Consumption | 0 | 0 | 0 | 0 | 0 | 0 | 0 | 0 | 0 | 0 | 0 | 0 | 0 | 0 | 0 | 0 | 0 | 0 | 0 | 0 | 0 | 0 | 0 | 0 | 0 | 0 | 0 | 0 | 0 | 0 | 0 | 0 | 0 | 0 | 0 | 0 | 0 | 0 | 0 | 0 | 0 | 0
F3_Residential_Multi-Family Regular Income_Existing_Appliances_Natural Gas_Stove/Oven_E6 | F3 | Residential | Multi-Family Regular Income | Existing | Appliances | Natural Gas | Stove/Oven | E6 | System - kBTUs of Consumption | 0 | 0 | 0 | 0 | 0 | 0 | 0 | 0 | 0 | 0 | 0 | 0 | 0 | 0 | 0 | 0 | 0 | 0 | 0 | 0 | 0 | 0 | 0 | 0 | 0 | 0 | 0 | 0 | 0 | 0 | 0 | 0 | 0 | 0 | 0 | 0 | 0 | 0 | 0 | 0 | 0 | 0
F3_Residential_Multi-Family Regular Income_Existing_Appliances_Natural Gas_Stove/Oven_E7 | F3 | Residential | Multi-Family Regular Income | Existing | Appliances | Natural Gas | Stove/Oven | E7 | System - kBTUs of Consumption | 0 | 0 | 0 | 0 | 0 | 0 | 0 | 0 | 0 | 0 | 0 | 0 | 0 | 0 | 0 | 0 | 0 | 0 | 0 | 0 | 0 | 0 | 0 | 0 | 0 | 0 | 0 | 0 | 0 | 0 | 0 | 0 | 0 | 0 | 0 | 0 | 0 | 0 | 0 | 0 | 0 | 0
F3_Residential_Multi-Family Regular Income_Existing_Appliances_Natural Gas_Stove/Oven_E8 | F3 | Residential | Multi-Family Regular Income | Existing | Appliances | Natural Gas | Stove/Oven | E8 | System - kBTUs of Consumption | 0 | 0 | 0 | 0 | 0 | 0 | 0 | 0 | 0 | 0 | 0 | 0 | 0 | 0 | 0 | 0 | 0 | 0 | 0 | 0 | 0 | 0 | 0 | 0 | 0 | 0 | 0 | 0 | 0 | 0 | 0 | 0 | 0 | 0 | 0 | 0 | 0 | 0 | 0 | 0 | 0 | 0
F3_Residential_Multi-Family Regular Income_Existing_Appliances_Natural Gas_Stove/Oven_E9 | F3 | Residential | Multi-Family Regular Income | Existing | Appliances | Natural Gas | Stove/Oven | E9 | System - kBTUs of Consumption | 0 | 0 | 0 | 0 | 0 | 0 | 0 | 0 | 0 | 0 | 0 | 0 | 0 | 0 | 0 | 0 | 0 | 0 | 0 | 0 | 0 | 0 | 0 | 0 | 0 | 0 | 0 | 0 | 0 | 0 | 0 | 0 | 0 | 0 | 0 | 0 | 0 | 0 | 0 | 0 | 0 | 0
F3_Residential_Multi-Family Regular Income_Existing_Appliances_Natural Gas_Stove/Oven_E10 | F3 | Residential | Multi-Family Regular Income | Existing | Appliances | Natural Gas | Stove/Oven | E10 | System - kBTUs of Consumption | 0 | 0 | 0 | 0 | 0 | 0 | 0 | 0 | 0 | 0 | 0 | 0 | 0 | 0 | 0 | 0 | 0 | 0 | 0 | 0 | 0 | 0 | 0 | 0 | 0 | 0 | 0 | 0 | 0 | 0 | 0 | 0 | 0 | 0 | 0 | 0 | 0 | 0 | 0 | 0 | 0 | 0
F4_Residential_Multi-Family Regular Income_Existing_Appliances_Natural Gas_Stove/Oven_E1 | F4 | Residential | Multi-Family Regular Income | Existing | Appliances | Natural Gas | Stove/Oven | E1 | Utility - Cost of Equipment | 18.4769 | 18.5059 | 18.6103 | 18.6942 | 18.623 | 18.7275 | 18.9781 | 19.1847 | 19.4331 | 19.6734 | 19.9162 | 20.1456 | 20.3882 | 20.6416 | 20.8841 | 21.1346 | 21.3866 | 21.6569 | 21.9216 | 22.18 | 22.4104 | 22.6289 | 22.802 | 22.9614 | 23.0683 | 23.1419 | 23.1947 | 23.2199 | 23.2089 | 23.1728 | 23.0891 | 22.9837 | 22.839 | 0 | 0 | 0 | 0 | 0 | 0 | 0 | 0 | 0
F4_Residential_Multi-Family Regular Income_Existing_Appliances_Natural Gas_Stove/Oven_E2 | F4 | Residential | Multi-Family Regular Income | Existing | Appliances | Natural Gas | Stove/Oven | E2 | Utility - Cost of Equipment | 13.878 | 13.8998 | 13.9782 | 14.0412 | 13.9877 | 14.0662 | 14.2544 | 14.4096 | 14.5962 | 14.7767 | 14.959 | 15.1313 | 15.3136 | 15.5039 | 15.686 | 15.8742 | 16.0634 | 16.2665 | 16.4653 | 16.6594 | 16.8324 | 16.9966 | 17.1266 | 17.2463 | 17.3266 | 17.3819 | 17.4215 | 17.4404 | 17.4322 | 17.4051 | 17.3422 | 17.2631 | 17.1543 | 0 | 0 | 0 | 0 | 0 | 0 | 0 | 0 | 0
F4_Residential_Multi-Family Regular Income_Existing_Appliances_Natural Gas_Stove/Oven_E3 | F4 | Residential | Multi-Family Regular Income | Existing | Appliances | Natural Gas | Stove/Oven | E3 | Utility - Cost of Equipment | 0 | 0 | 0 | 0 | 0 | 0 | 0 | 0 | 0 | 0 | 0 | 0 | 0 | 0 | 0 | 0 | 0 | 0 | 0 | 0 | 0 | 0 | 0 | 0 | 0 | 0 | 0 | 0 | 0 | 0 | 0 | 0 | 0 | 0 | 0 | 0 | 0 | 0 | 0 | 0 | 0 | 0
F4_Residential_Multi-Family Regular Income_Existing_Appliances_Natural Gas_Stove/Oven_E4 | F4 | Residential | Multi-Family Regular Income | Existing | Appliances | Natural Gas | Stove/Oven | E4 | Utility - Cost of Equipment | 0 | 0 | 0 | 0 | 0 | 0 | 0 | 0 | 0 | 0 | 0 | 0 | 0 | 0 | 0 | 0 | 0 | 0 | 0 | 0 | 0 | 0 | 0 | 0 | 0 | 0 | 0 | 0 | 0 | 0 | 0 | 0 | 0 | 0 | 0 | 0 | 0 | 0 | 0 | 0 | 0 | 0
F4_Residential_Multi-Family Regular Income_Existing_Appliances_Natural Gas_Stove/Oven_E5 | F4 | Residential | Multi-Family Regular Income | Existing | Appliances | Natural Gas | Stove/Oven | E5 | Utility - Cost of Equipment | 0 | 0 | 0 | 0 | 0 | 0 | 0 | 0 | 0 | 0 | 0 | 0 | 0 | 0 | 0 | 0 | 0 | 0 | 0 | 0 | 0 | 0 | 0 | 0 | 0 | 0 | 0 | 0 | 0 | 0 | 0 | 0 | 0 | 0 | 0 | 0 | 0 | 0 | 0 | 0 | 0 | 0
F4_Residential_Multi-Family Regular Income_Existing_Appliances_Natural Gas_Stove/Oven_E6 | F4 | Residential | Multi-Family Regular Income | Existing | Appliances | Natural Gas | Stove/Oven | E6 | Utility - Cost of Equipment | 0 | 0 | 0 | 0 | 0 | 0 | 0 | 0 | 0 | 0 | 0 | 0 | 0 | 0 | 0 | 0 | 0 | 0 | 0 | 0 | 0 | 0 | 0 | 0 | 0 | 0 | 0 | 0 | 0 | 0 | 0 | 0 | 0 | 0 | 0 | 0 | 0 | 0 | 0 | 0 | 0 | 0
F4_Residential_Multi-Family Regular Income_Existing_Appliances_Natural Gas_Stove/Oven_E7 | F4 | Residential | Multi-Family Regular Income | Existing | Appliances | Natural Gas | Stove/Oven | E7 | Utility - Cost of Equipment | 0 | 0 | 0 | 0 | 0 | 0 | 0 | 0 | 0 | 0 | 0 | 0 | 0 | 0 | 0 | 0 | 0 | 0 | 0 | 0 | 0 | 0 | 0 | 0 | 0 | 0 | 0 | 0 | 0 | 0 | 0 | 0 | 0 | 0 | 0 | 0 | 0 | 0 | 0 | 0 | 0 | 0
F4_Residential_Multi-Family Regular Income_Existing_Appliances_Natural Gas_Stove/Oven_E8 | F4 | Residential | Multi-Family Regular Income | Existing | Appliances | Natural Gas | Stove/Oven | E8 | Utility - Cost of Equipment | 0 | 0 | 0 | 0 | 0 | 0 | 0 | 0 | 0 | 0 | 0 | 0 | 0 | 0 | 0 | 0 | 0 | 0 | 0 | 0 | 0 | 0 | 0 | 0 | 0 | 0 | 0 | 0 | 0 | 0 | 0 | 0 | 0 | 0 | 0 | 0 | 0 | 0 | 0 | 0 | 0 | 0
F4_Residential_Multi-Family Regular Income_Existing_Appliances_Natural Gas_Stove/Oven_E9 | F4 | Residential | Multi-Family Regular Income | Existing | Appliances | Natural Gas | Stove/Oven | E9 | Utility - Cost of Equipment | 0 | 0 | 0 | 0 | 0 | 0 | 0 | 0 | 0 | 0 | 0 | 0 | 0 | 0 | 0 | 0 | 0 | 0 | 0 | 0 | 0 | 0 | 0 | 0 | 0 | 0 | 0 | 0 | 0 | 0 | 0 | 0 | 0 | 0 | 0 | 0 | 0 | 0 | 0 | 0 | 0 | 0
F4_Residential_Multi-Family Regular Income_Existing_Appliances_Natural Gas_Stove/Oven_E10 | F4 | Residential | Multi-Family Regular Income | Existing | Appliances | Natural Gas | Stove/Oven | E10 | Utility - Cost of Equipment | 0 | 0 | 0 | 0 | 0 | 0 | 0 | 0 | 0 | 0 | 0 | 0 | 0 | 0 | 0 | 0 | 0 | 0 | 0 | 0 | 0 | 0 | 0 | 0 | 0 | 0 | 0 | 0 | 0 | 0 | 0 | 0 | 0 | 0 | 0 | 0 | 0 | 0 | 0 | 0 | 0 | 0
F5_Residential_Multi-Family Regular Income_Existing_Appliances_Natural Gas_Stove/Oven_E1 | F5 | Residential | Multi-Family Regular Income | Existing | Appliances | Natural Gas | Stove/Oven | E1 | Utility - Cost of Operation | 100.3952 | 100.3952 | 100.3952 | 100.3952 | 100.3952 | 100.3952 | 100.3952 | 100.3952 | 100.3952 | 100.3952 | 100.3952 | 100.3952 | 100.3952 | 100.3952 | 100.3952 | 100.3952 | 100.3952 | 100.3952 | 100.3952 | 100.3952 | 100.3952 | 100.3952 | 100.3952 | 100.3952 | 100.3952 | 100.3952 | 100.3952 | 100.3952 | 100.3952 | 100.3952 | 100.3952 | 100.3952 | 100.3952 | 0 | 0 | 0 | 0 | 0 | 0 | 0 | 0 | 0
F5_Residential_Multi-Family Regular Income_Existing_Appliances_Natural Gas_Stove/Oven_E2 | F5 | Residential | Multi-Family Regular Income | Existing | Appliances | Natural Gas | Stove/Oven | E2 | Utility - Cost of Operation | 105.7927 | 105.7927 | 105.7927 | 105.7927 | 105.7927 | 105.7927 | 105.7927 | 105.7927 | 105.7927 | 105.7927 | 105.7927 | 105.7927 | 105.7927 | 105.7927 | 105.7927 | 105.7927 | 105.7927 | 105.7927 | 105.7927 | 105.7927 | 105.7927 | 105.7927 | 105.7927 | 105.7927 | 105.7927 | 105.7927 | 105.7927 | 105.7927 | 105.7927 | 105.7927 | 105.7927 | 105.7927 | 105.7927 | 0 | 0 | 0 | 0 | 0 | 0 | 0 | 0 | 0
F5_Residential_Multi-Family Regular Income_Existing_Appliances_Natural Gas_Stove/Oven_E3 | F5 | Residential | Multi-Family Regular Income | Existing | Appliances | Natural Gas | Stove/Oven | E3 | Utility - Cost of Operation | 0 | 0 | 0 | 0 | 0 | 0 | 0 | 0 | 0 | 0 | 0 | 0 | 0 | 0 | 0 | 0 | 0 | 0 | 0 | 0 | 0 | 0 | 0 | 0 | 0 | 0 | 0 | 0 | 0 | 0 | 0 | 0 | 0 | 0 | 0 | 0 | 0 | 0 | 0 | 0 | 0 | 0
F5_Residential_Multi-Family Regular Income_Existing_Appliances_Natural Gas_Stove/Oven_E4 | F5 | Residential | Multi-Family Regular Income | Existing | Appliances | Natural Gas | Stove/Oven | E4 | Utility - Cost of Operation | 0 | 0 | 0 | 0 | 0 | 0 | 0 | 0 | 0 | 0 | 0 | 0 | 0 | 0 | 0 | 0 | 0 | 0 | 0 | 0 | 0 | 0 | 0 | 0 | 0 | 0 | 0 | 0 | 0 | 0 | 0 | 0 | 0 | 0 | 0 | 0 | 0 | 0 | 0 | 0 | 0 | 0
F5_Residential_Multi-Family Regular Income_Existing_Appliances_Natural Gas_Stove/Oven_E5 | F5 | Residential | Multi-Family Regular Income | Existing | Appliances | Natural Gas | Stove/Oven | E5 | Utility - Cost of Operation | 0 | 0 | 0 | 0 | 0 | 0 | 0 | 0 | 0 | 0 | 0 | 0 | 0 | 0 | 0 | 0 | 0 | 0 | 0 | 0 | 0 | 0 | 0 | 0 | 0 | 0 | 0 | 0 | 0 | 0 | 0 | 0 | 0 | 0 | 0 | 0 | 0 | 0 | 0 | 0 | 0 | 0
F5_Residential_Multi-Family Regular Income_Existing_Appliances_Natural Gas_Stove/Oven_E6 | F5 | Residential | Multi-Family Regular Income | Existing | Appliances | Natural Gas | Stove/Oven | E6 | Utility - Cost of Operation | 0 | 0 | 0 | 0 | 0 | 0 | 0 | 0 | 0 | 0 | 0 | 0 | 0 | 0 | 0 | 0 | 0 | 0 | 0 | 0 | 0 | 0 | 0 | 0 | 0 | 0 | 0 | 0 | 0 | 0 | 0 | 0 | 0 | 0 | 0 | 0 | 0 | 0 | 0 | 0 | 0 | 0
F5_Residential_Multi-Family Regular Income_Existing_Appliances_Natural Gas_Stove/Oven_E7 | F5 | Residential | Multi-Family Regular Income | Existing | Appliances | Natural Gas | Stove/Oven | E7 | Utility - Cost of Operation | 0 | 0 | 0 | 0 | 0 | 0 | 0 | 0 | 0 | 0 | 0 | 0 | 0 | 0 | 0 | 0 | 0 | 0 | 0 | 0 | 0 | 0 | 0 | 0 | 0 | 0 | 0 | 0 | 0 | 0 | 0 | 0 | 0 | 0 | 0 | 0 | 0 | 0 | 0 | 0 | 0 | 0
F5_Residential_Multi-Family Regular Income_Existing_Appliances_Natural Gas_Stove/Oven_E8 | F5 | Residential | Multi-Family Regular Income | Existing | Appliances | Natural Gas | Stove/Oven | E8 | Utility - Cost of Operation | 0 | 0 | 0 | 0 | 0 | 0 | 0 | 0 | 0 | 0 | 0 | 0 | 0 | 0 | 0 | 0 | 0 | 0 | 0 | 0 | 0 | 0 | 0 | 0 | 0 | 0 | 0 | 0 | 0 | 0 | 0 | 0 | 0 | 0 | 0 | 0 | 0 | 0 | 0 | 0 | 0 | 0
F5_Residential_Multi-Family Regular Income_Existing_Appliances_Natural Gas_Stove/Oven_E9 | F5 | Residential | Multi-Family Regular Income | Existing | Appliances | Natural Gas | Stove/Oven | E9 | Utility - Cost of Operation | 0 | 0 | 0 | 0 | 0 | 0 | 0 | 0 | 0 | 0 | 0 | 0 | 0 | 0 | 0 | 0 | 0 | 0 | 0 | 0 | 0 | 0 | 0 | 0 | 0 | 0 | 0 | 0 | 0 | 0 | 0 | 0 | 0 | 0 | 0 | 0 | 0 | 0 | 0 | 0 | 0 | 0
F5_Residential_Multi-Family Regular Income_Existing_Appliances_Natural Gas_Stove/Oven_E10 | F5 | Residential | Multi-Family Regular Income | Existing | Appliances | Natural Gas | Stove/Oven | E10 | Utility - Cost of Operation | 0 | 0 | 0 | 0 | 0 | 0 | 0 | 0 | 0 | 0 | 0 | 0 | 0 | 0 | 0 | 0 | 0 | 0 | 0 | 0 | 0 | 0 | 0 | 0 | 0 | 0 | 0 | 0 | 0 | 0 | 0 | 0 | 0 | 0 | 0 | 0 | 0 | 0 | 0 | 0 | 0 | 0
F6_Residential_Multi-Family Regular Income_Existing_Appliances_Natural Gas_Stove/Oven_E1 | F6 | Residential | Multi-Family Regular Income | Existing | Appliances | Natural Gas | Stove/Oven | E1 | Utility - Value of Sales | 16.474 | 16.5782 | 16.7211 | 16.838 | 16.838 | 16.838 | 16.838 | 16.838 | 16.838 | 16.838 | 16.838 | 16.838 | 16.838 | 16.838 | 16.838 | 16.838 | 16.838 | 16.838 | 16.838 | 16.838 | 16.838 | 16.838 | 16.838 | 16.838 | 16.838 | 16.838 | 16.838 | 16.838 | 16.838 | 16.838 | 16.838 | 16.838 | 16.838 | 0 | 0 | 0 | 0 | 0 | 0 | 0 | 0 | 0
F6_Residential_Multi-Family Regular Income_Existing_Appliances_Natural Gas_Stove/Oven_E2 | F6 | Residential | Multi-Family Regular Income | Existing | Appliances | Natural Gas | Stove/Oven | E2 | Utility - Value of Sales | 12.3736 | 12.4519 | 12.5593 | 12.647 | 12.647 | 12.647 | 12.647 | 12.647 | 12.647 | 12.647 | 12.647 | 12.647 | 12.647 | 12.647 | 12.647 | 12.647 | 12.647 | 12.647 | 12.647 | 12.647 | 12.647 | 12.647 | 12.647 | 12.647 | 12.647 | 12.647 | 12.647 | 12.647 | 12.647 | 12.647 | 12.647 | 12.647 | 12.647 | 0 | 0 | 0 | 0 | 0 | 0 | 0 | 0 | 0
F6_Residential_Multi-Family Regular Income_Existing_Appliances_Natural Gas_Stove/Oven_E3 | F6 | Residential | Multi-Family Regular Income | Existing | Appliances | Natural Gas | Stove/Oven | E3 | Utility - Value of Sales | 0 | 0 | 0 | 0 | 0 | 0 | 0 | 0 | 0 | 0 | 0 | 0 | 0 | 0 | 0 | 0 | 0 | 0 | 0 | 0 | 0 | 0 | 0 | 0 | 0 | 0 | 0 | 0 | 0 | 0 | 0 | 0 | 0 | 0 | 0 | 0 | 0 | 0 | 0 | 0 | 0 | 0
F6_Residential_Multi-Family Regular Income_Existing_Appliances_Natural Gas_Stove/Oven_E4 | F6 | Residential | Multi-Family Regular Income | Existing | Appliances | Natural Gas | Stove/Oven | E4 | Utility - Value of Sales | 0 | 0 | 0 | 0 | 0 | 0 | 0 | 0 | 0 | 0 | 0 | 0 | 0 | 0 | 0 | 0 | 0 | 0 | 0 | 0 | 0 | 0 | 0 | 0 | 0 | 0 | 0 | 0 | 0 | 0 | 0 | 0 | 0 | 0 | 0 | 0 | 0 | 0 | 0 | 0 | 0 | 0
F6_Residential_Multi-Family Regular Income_Existing_Appliances_Natural Gas_Stove/Oven_E5 | F6 | Residential | Multi-Family Regular Income | Existing | Appliances | Natural Gas | Stove/Oven | E5 | Utility - Value of Sales | 0 | 0 | 0 | 0 | 0 | 0 | 0 | 0 | 0 | 0 | 0 | 0 | 0 | 0 | 0 | 0 | 0 | 0 | 0 | 0 | 0 | 0 | 0 | 0 | 0 | 0 | 0 | 0 | 0 | 0 | 0 | 0 | 0 | 0 | 0 | 0 | 0 | 0 | 0 | 0 | 0 | 0
F6_Residential_Multi-Family Regular Income_Existing_Appliances_Natural Gas_Stove/Oven_E6 | F6 | Residential | Multi-Family Regular Income | Existing | Appliances | Natural Gas | Stove/Oven | E6 | Utility - Value of Sales | 0 | 0 | 0 | 0 | 0 | 0 | 0 | 0 | 0 | 0 | 0 | 0 | 0 | 0 | 0 | 0 | 0 | 0 | 0 | 0 | 0 | 0 | 0 | 0 | 0 | 0 | 0 | 0 | 0 | 0 | 0 | 0 | 0 | 0 | 0 | 0 | 0 | 0 | 0 | 0 | 0 | 0
F6_Residential_Multi-Family Regular Income_Existing_Appliances_Natural Gas_Stove/Oven_E7 | F6 | Residential | Multi-Family Regular Income | Existing | Appliances | Natural Gas | Stove/Oven | E7 | Utility - Value of Sales | 0 | 0 | 0 | 0 | 0 | 0 | 0 | 0 | 0 | 0 | 0 | 0 | 0 | 0 | 0 | 0 | 0 | 0 | 0 | 0 | 0 | 0 | 0 | 0 | 0 | 0 | 0 | 0 | 0 | 0 | 0 | 0 | 0 | 0 | 0 | 0 | 0 | 0 | 0 | 0 | 0 | 0
F6_Residential_Multi-Family Regular Income_Existing_Appliances_Natural Gas_Stove/Oven_E8 | F6 | Residential | Multi-Family Regular Income | Existing | Appliances | Natural Gas | Stove/Oven | E8 | Utility - Value of Sales | 0 | 0 | 0 | 0 | 0 | 0 | 0 | 0 | 0 | 0 | 0 | 0 | 0 | 0 | 0 | 0 | 0 | 0 | 0 | 0 | 0 | 0 | 0 | 0 | 0 | 0 | 0 | 0 | 0 | 0 | 0 | 0 | 0 | 0 | 0 | 0 | 0 | 0 | 0 | 0 | 0 | 0
F6_Residential_Multi-Family Regular Income_Existing_Appliances_Natural Gas_Stove/Oven_E9 | F6 | Residential | Multi-Family Regular Income | Existing | Appliances | Natural Gas | Stove/Oven | E9 | Utility - Value of Sales | 0 | 0 | 0 | 0 | 0 | 0 | 0 | 0 | 0 | 0 | 0 | 0 | 0 | 0 | 0 | 0 | 0 | 0 | 0 | 0 | 0 | 0 | 0 | 0 | 0 | 0 | 0 | 0 | 0 | 0 | 0 | 0 | 0 | 0 | 0 | 0 | 0 | 0 | 0 | 0 | 0 | 0
F6_Residential_Multi-Family Regular Income_Existing_Appliances_Natural Gas_Stove/Oven_E10 | F6 | Residential | Multi-Family Regular Income | Existing | Appliances | Natural Gas | Stove/Oven | E10 | Utility - Value of Sales | 0 | 0 | 0 | 0 | 0 | 0 | 0 | 0 | 0 | 0 | 0 | 0 | 0 | 0 | 0 | 0 | 0 | 0 | 0 | 0 | 0 | 0 | 0 | 0 | 0 | 0 | 0 | 0 | 0 | 0 | 0 | 0 | 0 | 0 | 0 | 0 | 0 | 0 | 0 | 0 | 0 | 0
F1_Residential_Multi-Family Regular Income_Existing_Miscellaneous_Natural Gas_Pool Heater_E1 | F1 | Residential | Multi-Family Regular Income | Existing | Miscellaneous | Natural Gas | Pool Heater | E1 | RVT - Cost of Equipment | 0 | 0 | 0 | 0 | 0 | 0 | 0 | 0 | 0 | 0 | 0 | 0 | 0 | 0 | 0 | 0 | 0 | 0 | 0 | 0 | 0 | 0 | 0 | 0 | 0 | 0 | 0 | 0 | 0 | 0 | 0 | 0 | 0 | 0 | 0 | 0 | 0 | 0 | 0 | 0 | 0 | 0
F1_Residential_Multi-Family Regular Income_Existing_Miscellaneous_Natural Gas_Pool Heater_E2 | F1 | Residential | Multi-Family Regular Income | Existing | Miscellaneous | Natural Gas | Pool Heater | E2 | RVT - Cost of Equipment | 0 | 0 | 0 | 0 | 0 | 0 | 0 | 0 | 0 | 0 | 0 | 0 | 0 | 0 | 0 | 0 | 0 | 0 | 0 | 0 | 0 | 0 | 0 | 0 | 0 | 0 | 0 | 0 | 0 | 0 | 0 | 0 | 0 | 0 | 0 | 0 | 0 | 0 | 0 | 0 | 0 | 0
F1_Residential_Multi-Family Regular Income_Existing_Miscellaneous_Natural Gas_Pool Heater_E3 | F1 | Residential | Multi-Family Regular Income | Existing | Miscellaneous | Natural Gas | Pool Heater | E3 | RVT - Cost of Equipment | 0 | 0 | 0 | 0 | 0 | 0 | 0 | 0 | 0 | 0 | 0 | 0 | 0 | 0 | 0 | 0 | 0 | 0 | 0 | 0 | 0 | 0 | 0 | 0 | 0 | 0 | 0 | 0 | 0 | 0 | 0 | 0 | 0 | 0 | 0 | 0 | 0 | 0 | 0 | 0 | 0 | 0
F1_Residential_Multi-Family Regular Income_Existing_Miscellaneous_Natural Gas_Pool Heater_E4 | F1 | Residential | Multi-Family Regular Income | Existing | Miscellaneous | Natural Gas | Pool Heater | E4 | RVT - Cost of Equipment | 0 | 0 | 0 | 0 | 0 | 0 | 0 | 0 | 0 | 0 | 0 | 0 | 0 | 0 | 0 | 0 | 0 | 0 | 0 | 0 | 0 | 0 | 0 | 0 | 0 | 0 | 0 | 0 | 0 | 0 | 0 | 0 | 0 | 0 | 0 | 0 | 0 | 0 | 0 | 0 | 0 | 0
F1_Residential_Multi-Family Regular Income_Existing_Miscellaneous_Natural Gas_Pool Heater_E5 | F1 | Residential | Multi-Family Regular Income | Existing | Miscellaneous | Natural Gas | Pool Heater | E5 | RVT - Cost of Equipment | 0 | 0 | 0 | 0 | 0 | 0 | 0 | 0 | 0 | 0 | 0 | 0 | 0 | 0 | 0 | 0 | 0 | 0 | 0 | 0 | 0 | 0 | 0 | 0 | 0 | 0 | 0 | 0 | 0 | 0 | 0 | 0 | 0 | 0 | 0 | 0 | 0 | 0 | 0 | 0 | 0 | 0
F1_Residential_Multi-Family Regular Income_Existing_Miscellaneous_Natural Gas_Pool Heater_E6 | F1 | Residential | Multi-Family Regular Income | Existing | Miscellaneous | Natural Gas | Pool Heater | E6 | RVT - Cost of Equipment | 0 | 0 | 0 | 0 | 0 | 0 | 0 | 0 | 0 | 0 | 0 | 0 | 0 | 0 | 0 | 0 | 0 | 0 | 0 | 0 | 0 | 0 | 0 | 0 | 0 | 0 | 0 | 0 | 0 | 0 | 0 | 0 | 0 | 0 | 0 | 0 | 0 | 0 | 0 | 0 | 0 | 0
F1_Residential_Multi-Family Regular Income_Existing_Miscellaneous_Natural Gas_Pool Heater_E7 | F1 | Residential | Multi-Family Regular Income | Existing | Miscellaneous | Natural Gas | Pool Heater | E7 | RVT - Cost of Equipment | 0 | 0 | 0 | 0 | 0 | 0 | 0 | 0 | 0 | 0 | 0 | 0 | 0 | 0 | 0 | 0 | 0 | 0 | 0 | 0 | 0 | 0 | 0 | 0 | 0 | 0 | 0 | 0 | 0 | 0 | 0 | 0 | 0 | 0 | 0 | 0 | 0 | 0 | 0 | 0 | 0 | 0
F1_Residential_Multi-Family Regular Income_Existing_Miscellaneous_Natural Gas_Pool Heater_E8 | F1 | Residential | Multi-Family Regular Income | Existing | Miscellaneous | Natural Gas | Pool Heater | E8 | RVT - Cost of Equipment | 0 | 0 | 0 | 0 | 0 | 0 | 0 | 0 | 0 | 0 | 0 | 0 | 0 | 0 | 0 | 0 | 0 | 0 | 0 | 0 | 0 | 0 | 0 | 0 | 0 | 0 | 0 | 0 | 0 | 0 | 0 | 0 | 0 | 0 | 0 | 0 | 0 | 0 | 0 | 0 | 0 | 0
F1_Residential_Multi-Family Regular Income_Existing_Miscellaneous_Natural Gas_Pool Heater_E9 | F1 | Residential | Multi-Family Regular Income | Existing | Miscellaneous | Natural Gas | Pool Heater | E9 | RVT - Cost of Equipment | 0 | 0 | 0 | 0 | 0 | 0 | 0 | 0 | 0 | 0 | 0 | 0 | 0 | 0 | 0 | 0 | 0 | 0 | 0 | 0 | 0 | 0 | 0 | 0 | 0 | 0 | 0 | 0 | 0 | 0 | 0 | 0 | 0 | 0 | 0 | 0 | 0 | 0 | 0 | 0 | 0 | 0
F1_Residential_Multi-Family Regular Income_Existing_Miscellaneous_Natural Gas_Pool Heater_E10 | F1 | Residential | Multi-Family Regular Income | Existing | Miscellaneous | Natural Gas | Pool Heater | E10 | RVT - Cost of Equipment | 0 | 0 | 0 | 0 | 0 | 0 | 0 | 0 | 0 | 0 | 0 | 0 | 0 | 0 | 0 | 0 | 0 | 0 | 0 | 0 | 0 | 0 | 0 | 0 | 0 | 0 | 0 | 0 | 0 | 0 | 0 | 0 | 0 | 0 | 0 | 0 | 0 | 0 | 0 | 0 | 0 | 0
F2_Residential_Multi-Family Regular Income_Existing_Miscellaneous_Natural Gas_Pool Heater_E1 | F2 | Residential | Multi-Family Regular Income | Existing | Miscellaneous | Natural Gas | Pool Heater | E1 | RVT - Cost of Operation | 0 | 0 | 0 | 0 | 0 | 0 | 0 | 0 | 0 | 0 | 0 | 0 | 0 | 0 | 0 | 0 | 0 | 0 | 0 | 0 | 0 | 0 | 0 | 0 | 0 | 0 | 0 | 0 | 0 | 0 | 0 | 0 | 0 | 0 | 0 | 0 | 0 | 0 | 0 | 0 | 0 | 0
F2_Residential_Multi-Family Regular Income_Existing_Miscellaneous_Natural Gas_Pool Heater_E2 | F2 | Residential | Multi-Family Regular Income | Existing | Miscellaneous | Natural Gas | Pool Heater | E2 | RVT - Cost of Operation | 0 | 0 | 0 | 0 | 0 | 0 | 0 | 0 | 0 | 0 | 0 | 0 | 0 | 0 | 0 | 0 | 0 | 0 | 0 | 0 | 0 | 0 | 0 | 0 | 0 | 0 | 0 | 0 | 0 | 0 | 0 | 0 | 0 | 0 | 0 | 0 | 0 | 0 | 0 | 0 | 0 | 0
F2_Residential_Multi-Family Regular Income_Existing_Miscellaneous_Natural Gas_Pool Heater_E3 | F2 | Residential | Multi-Family Regular Income | Existing | Miscellaneous | Natural Gas | Pool Heater | E3 | RVT - Cost of Operation | 0 | 0 | 0 | 0 | 0 | 0 | 0 | 0 | 0 | 0 | 0 | 0 | 0 | 0 | 0 | 0 | 0 | 0 | 0 | 0 | 0 | 0 | 0 | 0 | 0 | 0 | 0 | 0 | 0 | 0 | 0 | 0 | 0 | 0 | 0 | 0 | 0 | 0 | 0 | 0 | 0 | 0
F2_Residential_Multi-Family Regular Income_Existing_Miscellaneous_Natural Gas_Pool Heater_E4 | F2 | Residential | Multi-Family Regular Income | Existing | Miscellaneous | Natural Gas | Pool Heater | E4 | RVT - Cost of Operation | 0 | 0 | 0 | 0 | 0 | 0 | 0 | 0 | 0 | 0 | 0 | 0 | 0 | 0 | 0 | 0 | 0 | 0 | 0 | 0 | 0 | 0 | 0 | 0 | 0 | 0 | 0 | 0 | 0 | 0 | 0 | 0 | 0 | 0 | 0 | 0 | 0 | 0 | 0 | 0 | 0 | 0
F2_Residential_Multi-Family Regular Income_Existing_Miscellaneous_Natural Gas_Pool Heater_E5 | F2 | Residential | Multi-Family Regular Income | Existing | Miscellaneous | Natural Gas | Pool Heater | E5 | RVT - Cost of Operation | 0 | 0 | 0 | 0 | 0 | 0 | 0 | 0 | 0 | 0 | 0 | 0 | 0 | 0 | 0 | 0 | 0 | 0 | 0 | 0 | 0 | 0 | 0 | 0 | 0 | 0 | 0 | 0 | 0 | 0 | 0 | 0 | 0 | 0 | 0 | 0 | 0 | 0 | 0 | 0 | 0 | 0
F2_Residential_Multi-Family Regular Income_Existing_Miscellaneous_Natural Gas_Pool Heater_E6 | F2 | Residential | Multi-Family Regular Income | Existing | Miscellaneous | Natural Gas | Pool Heater | E6 | RVT - Cost of Operation | 0 | 0 | 0 | 0 | 0 | 0 | 0 | 0 | 0 | 0 | 0 | 0 | 0 | 0 | 0 | 0 | 0 | 0 | 0 | 0 | 0 | 0 | 0 | 0 | 0 | 0 | 0 | 0 | 0 | 0 | 0 | 0 | 0 | 0 | 0 | 0 | 0 | 0 | 0 | 0 | 0 | 0
F2_Residential_Multi-Family Regular Income_Existing_Miscellaneous_Natural Gas_Pool Heater_E7 | F2 | Residential | Multi-Family Regular Income | Existing | Miscellaneous | Natural Gas | Pool Heater | E7 | RVT - Cost of Operation | 0 | 0 | 0 | 0 | 0 | 0 | 0 | 0 | 0 | 0 | 0 | 0 | 0 | 0 | 0 | 0 | 0 | 0 | 0 | 0 | 0 | 0 | 0 | 0 | 0 | 0 | 0 | 0 | 0 | 0 | 0 | 0 | 0 | 0 | 0 | 0 | 0 | 0 | 0 | 0 | 0 | 0
F2_Residential_Multi-Family Regular Income_Existing_Miscellaneous_Natural Gas_Pool Heater_E8 | F2 | Residential | Multi-Family Regular Income | Existing | Miscellaneous | Natural Gas | Pool Heater | E8 | RVT - Cost of Operation | 0 | 0 | 0 | 0 | 0 | 0 | 0 | 0 | 0 | 0 | 0 | 0 | 0 | 0 | 0 | 0 | 0 | 0 | 0 | 0 | 0 | 0 | 0 | 0 | 0 | 0 | 0 | 0 | 0 | 0 | 0 | 0 | 0 | 0 | 0 | 0 | 0 | 0 | 0 | 0 | 0 | 0
F2_Residential_Multi-Family Regular Income_Existing_Miscellaneous_Natural Gas_Pool Heater_E9 | F2 | Residential | Multi-Family Regular Income | Existing | Miscellaneous | Natural Gas | Pool Heater | E9 | RVT - Cost of Operation | 0 | 0 | 0 | 0 | 0 | 0 | 0 | 0 | 0 | 0 | 0 | 0 | 0 | 0 | 0 | 0 | 0 | 0 | 0 | 0 | 0 | 0 | 0 | 0 | 0 | 0 | 0 | 0 | 0 | 0 | 0 | 0 | 0 | 0 | 0 | 0 | 0 | 0 | 0 | 0 | 0 | 0
F2_Residential_Multi-Family Regular Income_Existing_Miscellaneous_Natural Gas_Pool Heater_E10 | F2 | Residential | Multi-Family Regular Income | Existing | Miscellaneous | Natural Gas | Pool Heater | E10 | RVT - Cost of Operation | 0 | 0 | 0 | 0 | 0 | 0 | 0 | 0 | 0 | 0 | 0 | 0 | 0 | 0 | 0 | 0 | 0 | 0 | 0 | 0 | 0 | 0 | 0 | 0 | 0 | 0 | 0 | 0 | 0 | 0 | 0 | 0 | 0 | 0 | 0 | 0 | 0 | 0 | 0 | 0 | 0 | 0
F3_Residential_Multi-Family Regular Income_Existing_Miscellaneous_Natural Gas_Pool Heater_E1 | F3 | Residential | Multi-Family Regular Income | Existing | Miscellaneous | Natural Gas | Pool Heater | E1 | System - kBTUs of Consumption | 351.766 | 351.766 | 351.766 | 351.766 | 351.766 | 351.766 | 351.766 | 351.766 | 351.766 | 351.766 | 351.766 | 351.766 | 351.766 | 351.766 | 351.766 | 351.766 | 351.766 | 351.766 | 351.766 | 351.766 | 351.766 | 351.766 | 351.766 | 351.766 | 351.766 | 351.766 | 351.766 | 351.766 | 351.766 | 351.766 | 351.766 | 351.766 | 351.766 | 0 | 0 | 0 | 0 | 0 | 0 | 0 | 0 | 0
F3_Residential_Multi-Family Regular Income_Existing_Miscellaneous_Natural Gas_Pool Heater_E2 | F3 | Residential | Multi-Family Regular Income | Existing | Miscellaneous | Natural Gas | Pool Heater | E2 | System - kBTUs of Consumption | 427.2575 | 427.2575 | 427.2575 | 427.2575 | 427.2575 | 427.2575 | 427.2575 | 427.2575 | 427.2575 | 427.2575 | 427.2575 | 427.2575 | 427.2575 | 427.2575 | 427.2575 | 427.2575 | 427.2575 | 427.2575 | 427.2575 | 427.2575 | 427.2575 | 427.2575 | 427.2575 | 427.2575 | 427.2575 | 427.2575 | 427.2575 | 427.2575 | 427.2575 | 427.2575 | 427.2575 | 427.2575 | 427.2575 | 0 | 0 | 0 | 0 | 0 | 0 | 0 | 0 | 0
F3_Residential_Multi-Family Regular Income_Existing_Miscellaneous_Natural Gas_Pool Heater_E3 | F3 | Residential | Multi-Family Regular Income | Existing | Miscellaneous | Natural Gas | Pool Heater | E3 | System - kBTUs of Consumption | 710.8377 | 710.8377 | 710.8377 | 710.8377 | 710.8377 | 710.8377 | 710.8377 | 710.8377 | 710.8377 | 710.8377 | 710.8377 | 710.8377 | 710.8377 | 710.8377 | 710.8377 | 710.8377 | 710.8377 | 710.8377 | 710.8377 | 710.8377 | 710.8377 | 710.8377 | 710.8377 | 710.8377 | 710.8377 | 710.8377 | 710.8377 | 710.8377 | 710.8377 | 710.8377 | 710.8377 | 710.8377 | 710.8377 | 0 | 0 | 0 | 0 | 0 | 0 | 0 | 0 | 0
F3_Residential_Multi-Family Regular Income_Existing_Miscellaneous_Natural Gas_Pool Heater_E4 | F3 | Residential | Multi-Family Regular Income | Existing | Miscellaneous | Natural Gas | Pool Heater | E4 | System - kBTUs of Consumption | 717.234 | 717.234 | 717.234 | 717.234 | 717.234 | 717.234 | 717.234 | 717.234 | 717.234 | 717.234 | 717.234 | 717.234 | 717.234 | 717.234 | 717.234 | 717.234 | 717.234 | 717.234 | 717.234 | 717.234 | 717.234 | 717.234 | 717.234 | 717.234 | 717.234 | 717.234 | 717.234 | 717.234 | 717.234 | 717.234 | 717.234 | 717.234 | 717.234 | 0 | 0 | 0 | 0 | 0 | 0 | 0 | 0 | 0
F3_Residential_Multi-Family Regular Income_Existing_Miscellaneous_Natural Gas_Pool Heater_E5 | F3 | Residential | Multi-Family Regular Income | Existing | Miscellaneous | Natural Gas | Pool Heater | E5 | System - kBTUs of Consumption | 0 | 0 | 0 | 0 | 0 | 0 | 0 | 0 | 0 | 0 | 0 | 0 | 0 | 0 | 0 | 0 | 0 | 0 | 0 | 0 | 0 | 0 | 0 | 0 | 0 | 0 | 0 | 0 | 0 | 0 | 0 | 0 | 0 | 0 | 0 | 0 | 0 | 0 | 0 | 0 | 0 | 0
F3_Residential_Multi-Family Regular Income_Existing_Miscellaneous_Natural Gas_Pool Heater_E6 | F3 | Residential | Multi-Family Regular Income | Existing | Miscellaneous | Natural Gas | Pool Heater | E6 | System - kBTUs of Consumption | 0 | 0 | 0 | 0 | 0 | 0 | 0 | 0 | 0 | 0 | 0 | 0 | 0 | 0 | 0 | 0 | 0 | 0 | 0 | 0 | 0 | 0 | 0 | 0 | 0 | 0 | 0 | 0 | 0 | 0 | 0 | 0 | 0 | 0 | 0 | 0 | 0 | 0 | 0 | 0 | 0 | 0
F3_Residential_Multi-Family Regular Income_Existing_Miscellaneous_Natural Gas_Pool Heater_E7 | F3 | Residential | Multi-Family Regular Income | Existing | Miscellaneous | Natural Gas | Pool Heater | E7 | System - kBTUs of Consumption | 0 | 0 | 0 | 0 | 0 | 0 | 0 | 0 | 0 | 0 | 0 | 0 | 0 | 0 | 0 | 0 | 0 | 0 | 0 | 0 | 0 | 0 | 0 | 0 | 0 | 0 | 0 | 0 | 0 | 0 | 0 | 0 | 0 | 0 | 0 | 0 | 0 | 0 | 0 | 0 | 0 | 0
F3_Residential_Multi-Family Regular Income_Existing_Miscellaneous_Natural Gas_Pool Heater_E8 | F3 | Residential | Multi-Family Regular Income | Existing | Miscellaneous | Natural Gas | Pool Heater | E8 | System - kBTUs of Consumption | 0 | 0 | 0 | 0 | 0 | 0 | 0 | 0 | 0 | 0 | 0 | 0 | 0 | 0 | 0 | 0 | 0 | 0 | 0 | 0 | 0 | 0 | 0 | 0 | 0 | 0 | 0 | 0 | 0 | 0 | 0 | 0 | 0 | 0 | 0 | 0 | 0 | 0 | 0 | 0 | 0 | 0
F3_Residential_Multi-Family Regular Income_Existing_Miscellaneous_Natural Gas_Pool Heater_E9 | F3 | Residential | Multi-Family Regular Income | Existing | Miscellaneous | Natural Gas | Pool Heater | E9 | System - kBTUs of Consumption | 0 | 0 | 0 | 0 | 0 | 0 | 0 | 0 | 0 | 0 | 0 | 0 | 0 | 0 | 0 | 0 | 0 | 0 | 0 | 0 | 0 | 0 | 0 | 0 | 0 | 0 | 0 | 0 | 0 | 0 | 0 | 0 | 0 | 0 | 0 | 0 | 0 | 0 | 0 | 0 | 0 | 0
F3_Residential_Multi-Family Regular Income_Existing_Miscellaneous_Natural Gas_Pool Heater_E10 | F3 | Residential | Multi-Family Regular Income | Existing | Miscellaneous | Natural Gas | Pool Heater | E10 | System - kBTUs of Consumption | 0 | 0 | 0 | 0 | 0 | 0 | 0 | 0 | 0 | 0 | 0 | 0 | 0 | 0 | 0 | 0 | 0 | 0 | 0 | 0 | 0 | 0 | 0 | 0 | 0 | 0 | 0 | 0 | 0 | 0 | 0 | 0 | 0 | 0 | 0 | 0 | 0 | 0 | 0 | 0 | 0 | 0
F4_Residential_Multi-Family Regular Income_Existing_Miscellaneous_Natural Gas_Pool Heater_E1 | F4 | Residential | Multi-Family Regular Income | Existing | Miscellaneous | Natural Gas | Pool Heater | E1 | Utility - Cost of Equipment | 0 | 0 | 0 | 0 | 0 | 0 | 0 | 0 | 0 | 0 | 0 | 0 | 0 | 0 | 0 | 0 | 0 | 0 | 0 | 0 | 0 | 0 | 0 | 0 | 0 | 0 | 0 | 0 | 0 | 0 | 0 | 0 | 0 | 0 | 0 | 0 | 0 | 0 | 0 | 0 | 0 | 0
F4_Residential_Multi-Family Regular Income_Existing_Miscellaneous_Natural Gas_Pool Heater_E2 | F4 | Residential | Multi-Family Regular Income | Existing | Miscellaneous | Natural Gas | Pool Heater | E2 | Utility - Cost of Equipment | 0 | 0 | 0 | 0 | 0 | 0 | 0 | 0 | 0 | 0 | 0 | 0 | 0 | 0 | 0 | 0 | 0 | 0 | 0 | 0 | 0 | 0 | 0 | 0 | 0 | 0 | 0 | 0 | 0 | 0 | 0 | 0 | 0 | 0 | 0 | 0 | 0 | 0 | 0 | 0 | 0 | 0
F4_Residential_Multi-Family Regular Income_Existing_Miscellaneous_Natural Gas_Pool Heater_E3 | F4 | Residential | Multi-Family Regular Income | Existing | Miscellaneous | Natural Gas | Pool Heater | E3 | Utility - Cost of Equipment | 0 | 0 | 0 | 0 | 0 | 0 | 0 | 0 | 0 | 0 | 0 | 0 | 0 | 0 | 0 | 0 | 0 | 0 | 0 | 0 | 0 | 0 | 0 | 0 | 0 | 0 | 0 | 0 | 0 | 0 | 0 | 0 | 0 | 0 | 0 | 0 | 0 | 0 | 0 | 0 | 0 | 0
F4_Residential_Multi-Family Regular Income_Existing_Miscellaneous_Natural Gas_Pool Heater_E4 | F4 | Residential | Multi-Family Regular Income | Existing | Miscellaneous | Natural Gas | Pool Heater | E4 | Utility - Cost of Equipment | 0 | 0 | 0 | 0 | 0 | 0 | 0 | 0 | 0 | 0 | 0 | 0 | 0 | 0 | 0 | 0 | 0 | 0 | 0 | 0 | 0 | 0 | 0 | 0 | 0 | 0 | 0 | 0 | 0 | 0 | 0 | 0 | 0 | 0 | 0 | 0 | 0 | 0 | 0 | 0 | 0 | 0
F4_Residential_Multi-Family Regular Income_Existing_Miscellaneous_Natural Gas_Pool Heater_E5 | F4 | Residential | Multi-Family Regular Income | Existing | Miscellaneous | Natural Gas | Pool Heater | E5 | Utility - Cost of Equipment | 0 | 0 | 0 | 0 | 0 | 0 | 0 | 0 | 0 | 0 | 0 | 0 | 0 | 0 | 0 | 0 | 0 | 0 | 0 | 0 | 0 | 0 | 0 | 0 | 0 | 0 | 0 | 0 | 0 | 0 | 0 | 0 | 0 | 0 | 0 | 0 | 0 | 0 | 0 | 0 | 0 | 0
F4_Residential_Multi-Family Regular Income_Existing_Miscellaneous_Natural Gas_Pool Heater_E6 | F4 | Residential | Multi-Family Regular Income | Existing | Miscellaneous | Natural Gas | Pool Heater | E6 | Utility - Cost of Equipment | 0 | 0 | 0 | 0 | 0 | 0 | 0 | 0 | 0 | 0 | 0 | 0 | 0 | 0 | 0 | 0 | 0 | 0 | 0 | 0 | 0 | 0 | 0 | 0 | 0 | 0 | 0 | 0 | 0 | 0 | 0 | 0 | 0 | 0 | 0 | 0 | 0 | 0 | 0 | 0 | 0 | 0
F4_Residential_Multi-Family Regular Income_Existing_Miscellaneous_Natural Gas_Pool Heater_E7 | F4 | Residential | Multi-Family Regular Income | Existing | Miscellaneous | Natural Gas | Pool Heater | E7 | Utility - Cost of Equipment | 0 | 0 | 0 | 0 | 0 | 0 | 0 | 0 | 0 | 0 | 0 | 0 | 0 | 0 | 0 | 0 | 0 | 0 | 0 | 0 | 0 | 0 | 0 | 0 | 0 | 0 | 0 | 0 | 0 | 0 | 0 | 0 | 0 | 0 | 0 | 0 | 0 | 0 | 0 | 0 | 0 | 0
F4_Residential_Multi-Family Regular Income_Existing_Miscellaneous_Natural Gas_Pool Heater_E8 | F4 | Residential | Multi-Family Regular Income | Existing | Miscellaneous | Natural Gas | Pool Heater | E8 | Utility - Cost of Equipment | 0 | 0 | 0 | 0 | 0 | 0 | 0 | 0 | 0 | 0 | 0 | 0 | 0 | 0 | 0 | 0 | 0 | 0 | 0 | 0 | 0 | 0 | 0 | 0 | 0 | 0 | 0 | 0 | 0 | 0 | 0 | 0 | 0 | 0 | 0 | 0 | 0 | 0 | 0 | 0 | 0 | 0
F4_Residential_Multi-Family Regular Income_Existing_Miscellaneous_Natural Gas_Pool Heater_E9 | F4 | Residential | Multi-Family Regular Income | Existing | Miscellaneous | Natural Gas | Pool Heater | E9 | Utility - Cost of Equipment | 0 | 0 | 0 | 0 | 0 | 0 | 0 | 0 | 0 | 0 | 0 | 0 | 0 | 0 | 0 | 0 | 0 | 0 | 0 | 0 | 0 | 0 | 0 | 0 | 0 | 0 | 0 | 0 | 0 | 0 | 0 | 0 | 0 | 0 | 0 | 0 | 0 | 0 | 0 | 0 | 0 | 0
F4_Residential_Multi-Family Regular Income_Existing_Miscellaneous_Natural Gas_Pool Heater_E10 | F4 | Residential | Multi-Family Regular Income | Existing | Miscellaneous | Natural Gas | Pool Heater | E10 | Utility - Cost of Equipment | 0 | 0 | 0 | 0 | 0 | 0 | 0 | 0 | 0 | 0 | 0 | 0 | 0 | 0 | 0 | 0 | 0 | 0 | 0 | 0 | 0 | 0 | 0 | 0 | 0 | 0 | 0 | 0 | 0 | 0 | 0 | 0 | 0 | 0 | 0 | 0 | 0 | 0 | 0 | 0 | 0 | 0
F5_Residential_Multi-Family Regular Income_Existing_Miscellaneous_Natural Gas_Pool Heater_E1 | F5 | Residential | Multi-Family Regular Income | Existing | Miscellaneous | Natural Gas | Pool Heater | E1 | Utility - Cost of Operation | 351.766 | 351.766 | 351.766 | 351.766 | 351.766 | 351.766 | 351.766 | 351.766 | 351.766 | 351.766 | 351.766 | 351.766 | 351.766 | 351.766 | 351.766 | 351.766 | 351.766 | 351.766 | 351.766 | 351.766 | 351.766 | 351.766 | 351.766 | 351.766 | 351.766 | 351.766 | 351.766 | 351.766 | 351.766 | 351.766 | 351.766 | 351.766 | 351.766 | 0 | 0 | 0 | 0 | 0 | 0 | 0 | 0 | 0
F5_Residential_Multi-Family Regular Income_Existing_Miscellaneous_Natural Gas_Pool Heater_E2 | F5 | Residential | Multi-Family Regular Income | Existing | Miscellaneous | Natural Gas | Pool Heater | E2 | Utility - Cost of Operation | 427.2575 | 427.2575 | 427.2575 | 427.2575 | 427.2575 | 427.2575 | 427.2575 | 427.2575 | 427.2575 | 427.2575 | 427.2575 | 427.2575 | 427.2575 | 427.2575 | 427.2575 | 427.2575 | 427.2575 | 427.2575 | 427.2575 | 427.2575 | 427.2575 | 427.2575 | 427.2575 | 427.2575 | 427.2575 | 427.2575 | 427.2575 | 427.2575 | 427.2575 | 427.2575 | 427.2575 | 427.2575 | 427.2575 | 0 | 0 | 0 | 0 | 0 | 0 | 0 | 0 | 0
F5_Residential_Multi-Family Regular Income_Existing_Miscellaneous_Natural Gas_Pool Heater_E3 | F5 | Residential | Multi-Family Regular Income | Existing | Miscellaneous | Natural Gas | Pool Heater | E3 | Utility - Cost of Operation | 710.8377 | 710.8377 | 710.8377 | 710.8377 | 710.8377 | 710.8377 | 710.8377 | 710.8377 | 710.8377 | 710.8377 | 710.8377 | 710.8377 | 710.8377 | 710.8377 | 710.8377 | 710.8377 | 710.8377 | 710.8377 | 710.8377 | 710.8377 | 710.8377 | 710.8377 | 710.8377 | 710.8377 | 710.8377 | 710.8377 | 710.8377 | 710.8377 | 710.8377 | 710.8377 | 710.8377 | 710.8377 | 710.8377 | 0 | 0 | 0 | 0 | 0 | 0 | 0 | 0 | 0
F5_Residential_Multi-Family Regular Income_Existing_Miscellaneous_Natural Gas_Pool Heater_E4 | F5 | Residential | Multi-Family Regular Income | Existing | Miscellaneous | Natural Gas | Pool Heater | E4 | Utility - Cost of Operation | 717.234 | 717.234 | 717.234 | 717.234 | 717.234 | 717.234 | 717.234 | 717.234 | 717.234 | 717.234 | 717.234 | 717.234 | 717.234 | 717.234 | 717.234 | 717.234 | 717.234 | 717.234 | 717.234 | 717.234 | 717.234 | 717.234 | 717.234 | 717.234 | 717.234 | 717.234 | 717.234 | 717.234 | 717.234 | 717.234 | 717.234 | 717.234 | 717.234 | 0 | 0 | 0 | 0 | 0 | 0 | 0 | 0 | 0
F5_Residential_Multi-Family Regular Income_Existing_Miscellaneous_Natural Gas_Pool Heater_E5 | F5 | Residential | Multi-Family Regular Income | Existing | Miscellaneous | Natural Gas | Pool Heater | E5 | Utility - Cost of Operation | 0 | 0 | 0 | 0 | 0 | 0 | 0 | 0 | 0 | 0 | 0 | 0 | 0 | 0 | 0 | 0 | 0 | 0 | 0 | 0 | 0 | 0 | 0 | 0 | 0 | 0 | 0 | 0 | 0 | 0 | 0 | 0 | 0 | 0 | 0 | 0 | 0 | 0 | 0 | 0 | 0 | 0
F5_Residential_Multi-Family Regular Income_Existing_Miscellaneous_Natural Gas_Pool Heater_E6 | F5 | Residential | Multi-Family Regular Income | Existing | Miscellaneous | Natural Gas | Pool Heater | E6 | Utility - Cost of Operation | 0 | 0 | 0 | 0 | 0 | 0 | 0 | 0 | 0 | 0 | 0 | 0 | 0 | 0 | 0 | 0 | 0 | 0 | 0 | 0 | 0 | 0 | 0 | 0 | 0 | 0 | 0 | 0 | 0 | 0 | 0 | 0 | 0 | 0 | 0 | 0 | 0 | 0 | 0 | 0 | 0 | 0
F5_Residential_Multi-Family Regular Income_Existing_Miscellaneous_Natural Gas_Pool Heater_E7 | F5 | Residential | Multi-Family Regular Income | Existing | Miscellaneous | Natural Gas | Pool Heater | E7 | Utility - Cost of Operation | 0 | 0 | 0 | 0 | 0 | 0 | 0 | 0 | 0 | 0 | 0 | 0 | 0 | 0 | 0 | 0 | 0 | 0 | 0 | 0 | 0 | 0 | 0 | 0 | 0 | 0 | 0 | 0 | 0 | 0 | 0 | 0 | 0 | 0 | 0 | 0 | 0 | 0 | 0 | 0 | 0 | 0
F5_Residential_Multi-Family Regular Income_Existing_Miscellaneous_Natural Gas_Pool Heater_E8 | F5 | Residential | Multi-Family Regular Income | Existing | Miscellaneous | Natural Gas | Pool Heater | E8 | Utility - Cost of Operation | 0 | 0 | 0 | 0 | 0 | 0 | 0 | 0 | 0 | 0 | 0 | 0 | 0 | 0 | 0 | 0 | 0 | 0 | 0 | 0 | 0 | 0 | 0 | 0 | 0 | 0 | 0 | 0 | 0 | 0 | 0 | 0 | 0 | 0 | 0 | 0 | 0 | 0 | 0 | 0 | 0 | 0
F5_Residential_Multi-Family Regular Income_Existing_Miscellaneous_Natural Gas_Pool Heater_E9 | F5 | Residential | Multi-Family Regular Income | Existing | Miscellaneous | Natural Gas | Pool Heater | E9 | Utility - Cost of Operation | 0 | 0 | 0 | 0 | 0 | 0 | 0 | 0 | 0 | 0 | 0 | 0 | 0 | 0 | 0 | 0 | 0 | 0 | 0 | 0 | 0 | 0 | 0 | 0 | 0 | 0 | 0 | 0 | 0 | 0 | 0 | 0 | 0 | 0 | 0 | 0 | 0 | 0 | 0 | 0 | 0 | 0
F5_Residential_Multi-Family Regular Income_Existing_Miscellaneous_Natural Gas_Pool Heater_E10 | F5 | Residential | Multi-Family Regular Income | Existing | Miscellaneous | Natural Gas | Pool Heater | E10 | Utility - Cost of Operation | 0 | 0 | 0 | 0 | 0 | 0 | 0 | 0 | 0 | 0 | 0 | 0 | 0 | 0 | 0 | 0 | 0 | 0 | 0 | 0 | 0 | 0 | 0 | 0 | 0 | 0 | 0 | 0 | 0 | 0 | 0 | 0 | 0 | 0 | 0 | 0 | 0 | 0 | 0 | 0 | 0 | 0
F6_Residential_Multi-Family Regular Income_Existing_Miscellaneous_Natural Gas_Pool Heater_E1 | F6 | Residential | Multi-Family Regular Income | Existing | Miscellaneous | Natural Gas | Pool Heater | E1 | Utility - Value of Sales | 62.9037 | 63.3831 | 64.041 | 64.5787 | 64.5787 | 64.5787 | 64.5787 | 64.5787 | 64.5787 | 64.5787 | 64.5787 | 64.5787 | 64.5787 | 64.5787 | 64.5787 | 64.5787 | 64.5787 | 64.5787 | 64.5787 | 64.5787 | 64.5787 | 64.5787 | 64.5787 | 64.5787 | 64.5787 | 64.5787 | 64.5787 | 64.5787 | 64.5787 | 64.5787 | 64.5787 | 64.5787 | 64.5787 | 0 | 0 | 0 | 0 | 0 | 0 | 0 | 0 | 0
F6_Residential_Multi-Family Regular Income_Existing_Miscellaneous_Natural Gas_Pool Heater_E2 | F6 | Residential | Multi-Family Regular Income | Existing | Miscellaneous | Natural Gas | Pool Heater | E2 | Utility - Value of Sales | 60.6482 | 61.1104 | 61.7447 | 62.2631 | 62.2631 | 62.2631 | 62.2631 | 62.2631 | 62.2631 | 62.2631 | 62.2631 | 62.2631 | 62.2631 | 62.2631 | 62.2631 | 62.2631 | 62.2631 | 62.2631 | 62.2631 | 62.2631 | 62.2631 | 62.2631 | 62.2631 | 62.2631 | 62.2631 | 62.2631 | 62.2631 | 62.2631 | 62.2631 | 62.2631 | 62.2631 | 62.2631 | 62.2631 | 0 | 0 | 0 | 0 | 0 | 0 | 0 | 0 | 0
F6_Residential_Multi-Family Regular Income_Existing_Miscellaneous_Natural Gas_Pool Heater_E3 | F6 | Residential | Multi-Family Regular Income | Existing | Miscellaneous | Natural Gas | Pool Heater | E3 | Utility - Value of Sales | 53.7563 | 54.166 | 54.7283 | 55.1878 | 55.1878 | 55.1878 | 55.1878 | 55.1878 | 55.1878 | 55.1878 | 55.1878 | 55.1878 | 55.1878 | 55.1878 | 55.1878 | 55.1878 | 55.1878 | 55.1878 | 55.1878 | 55.1878 | 55.1878 | 55.1878 | 55.1878 | 55.1878 | 55.1878 | 55.1878 | 55.1878 | 55.1878 | 55.1878 | 55.1878 | 55.1878 | 55.1878 | 55.1878 | 0 | 0 | 0 | 0 | 0 | 0 | 0 | 0 | 0
F6_Residential_Multi-Family Regular Income_Existing_Miscellaneous_Natural Gas_Pool Heater_E4 | F6 | Residential | Multi-Family Regular Income | Existing | Miscellaneous | Natural Gas | Pool Heater | E4 | Utility - Value of Sales | 53.2188 | 53.6244 | 54.181 | 54.6359 | 54.6359 | 54.6359 | 54.6359 | 54.6359 | 54.6359 | 54.6359 | 54.6359 | 54.6359 | 54.6359 | 54.6359 | 54.6359 | 54.6359 | 54.6359 | 54.6359 | 54.6359 | 54.6359 | 54.6359 | 54.6359 | 54.6359 | 54.6359 | 54.6359 | 54.6359 | 54.6359 | 54.6359 | 54.6359 | 54.6359 | 54.6359 | 54.6359 | 54.6359 | 0 | 0 | 0 | 0 | 0 | 0 | 0 | 0 | 0
F6_Residential_Multi-Family Regular Income_Existing_Miscellaneous_Natural Gas_Pool Heater_E5 | F6 | Residential | Multi-Family Regular Income | Existing | Miscellaneous | Natural Gas | Pool Heater | E5 | Utility - Value of Sales | 0 | 0 | 0 | 0 | 0 | 0 | 0 | 0 | 0 | 0 | 0 | 0 | 0 | 0 | 0 | 0 | 0 | 0 | 0 | 0 | 0 | 0 | 0 | 0 | 0 | 0 | 0 | 0 | 0 | 0 | 0 | 0 | 0 | 0 | 0 | 0 | 0 | 0 | 0 | 0 | 0 | 0
F6_Residential_Multi-Family Regular Income_Existing_Miscellaneous_Natural Gas_Pool Heater_E6 | F6 | Residential | Multi-Family Regular Income | Existing | Miscellaneous | Natural Gas | Pool Heater | E6 | Utility - Value of Sales | 0 | 0 | 0 | 0 | 0 | 0 | 0 | 0 | 0 | 0 | 0 | 0 | 0 | 0 | 0 | 0 | 0 | 0 | 0 | 0 | 0 | 0 | 0 | 0 | 0 | 0 | 0 | 0 | 0 | 0 | 0 | 0 | 0 | 0 | 0 | 0 | 0 | 0 | 0 | 0 | 0 | 0
F6_Residential_Multi-Family Regular Income_Existing_Miscellaneous_Natural Gas_Pool Heater_E7 | F6 | Residential | Multi-Family Regular Income | Existing | Miscellaneous | Natural Gas | Pool Heater | E7 | Utility - Value of Sales | 0 | 0 | 0 | 0 | 0 | 0 | 0 | 0 | 0 | 0 | 0 | 0 | 0 | 0 | 0 | 0 | 0 | 0 | 0 | 0 | 0 | 0 | 0 | 0 | 0 | 0 | 0 | 0 | 0 | 0 | 0 | 0 | 0 | 0 | 0 | 0 | 0 | 0 | 0 | 0 | 0 | 0
F6_Residential_Multi-Family Regular Income_Existing_Miscellaneous_Natural Gas_Pool Heater_E8 | F6 | Residential | Multi-Family Regular Income | Existing | Miscellaneous | Natural Gas | Pool Heater | E8 | Utility - Value of Sales | 0 | 0 | 0 | 0 | 0 | 0 | 0 | 0 | 0 | 0 | 0 | 0 | 0 | 0 | 0 | 0 | 0 | 0 | 0 | 0 | 0 | 0 | 0 | 0 | 0 | 0 | 0 | 0 | 0 | 0 | 0 | 0 | 0 | 0 | 0 | 0 | 0 | 0 | 0 | 0 | 0 | 0
F6_Residential_Multi-Family Regular Income_Existing_Miscellaneous_Natural Gas_Pool Heater_E9 | F6 | Residential | Multi-Family Regular Income | Existing | Miscellaneous | Natural Gas | Pool Heater | E9 | Utility - Value of Sales | 0 | 0 | 0 | 0 | 0 | 0 | 0 | 0 | 0 | 0 | 0 | 0 | 0 | 0 | 0 | 0 | 0 | 0 | 0 | 0 | 0 | 0 | 0 | 0 | 0 | 0 | 0 | 0 | 0 | 0 | 0 | 0 | 0 | 0 | 0 | 0 | 0 | 0 | 0 | 0 | 0 | 0
F6_Residential_Multi-Family Regular Income_Existing_Miscellaneous_Natural Gas_Pool Heater_E10 | F6 | Residential | Multi-Family Regular Income | Existing | Miscellaneous | Natural Gas | Pool Heater | E10 | Utility - Value of Sales | 0 | 0 | 0 | 0 | 0 | 0 | 0 | 0 | 0 | 0 | 0 | 0 | 0 | 0 | 0 | 0 | 0 | 0 | 0 | 0 | 0 | 0 | 0 | 0 | 0 | 0 | 0 | 0 | 0 | 0 | 0 | 0 | 0 | 0 | 0 | 0 | 0 | 0 | 0 | 0 | 0 | 0
F1_Residential_Multi-Family Regular Income_Existing_Miscellaneous_Natural Gas_Miscellaneous_E1 | F1 | Residential | Multi-Family Regular Income | Existing | Miscellaneous | Natural Gas | Miscellaneous | E1 | RVT - Cost of Equipment | 0 | 0 | 0 | 0 | 0 | 0 | 0 | 0 | 0 | 0 | 0 | 0 | 0 | 0 | 0 | 0 | 0 | 0 | 0 | 0 | 0 | 0 | 0 | 0 | 0 | 0 | 0 | 0 | 0 | 0 | 0 | 0 | 0 | 0 | 0 | 0 | 0 | 0 | 0 | 0 | 0 | 0
F1_Residential_Multi-Family Regular Income_Existing_Miscellaneous_Natural Gas_Miscellaneous_E2 | F1 | Residential | Multi-Family Regular Income | Existing | Miscellaneous | Natural Gas | Miscellaneous | E2 | RVT - Cost of Equipment | 0 | 0 | 0 | 0 | 0 | 0 | 0 | 0 | 0 | 0 | 0 | 0 | 0 | 0 | 0 | 0 | 0 | 0 | 0 | 0 | 0 | 0 | 0 | 0 | 0 | 0 | 0 | 0 | 0 | 0 | 0 | 0 | 0 | 0 | 0 | 0 | 0 | 0 | 0 | 0 | 0 | 0
F1_Residential_Multi-Family Regular Income_Existing_Miscellaneous_Natural Gas_Miscellaneous_E3 | F1 | Residential | Multi-Family Regular Income | Existing | Miscellaneous | Natural Gas | Miscellaneous | E3 | RVT - Cost of Equipment | 0 | 0 | 0 | 0 | 0 | 0 | 0 | 0 | 0 | 0 | 0 | 0 | 0 | 0 | 0 | 0 | 0 | 0 | 0 | 0 | 0 | 0 | 0 | 0 | 0 | 0 | 0 | 0 | 0 | 0 | 0 | 0 | 0 | 0 | 0 | 0 | 0 | 0 | 0 | 0 | 0 | 0
F1_Residential_Multi-Family Regular Income_Existing_Miscellaneous_Natural Gas_Miscellaneous_E4 | F1 | Residential | Multi-Family Regular Income | Existing | Miscellaneous | Natural Gas | Miscellaneous | E4 | RVT - Cost of Equipment | 0 | 0 | 0 | 0 | 0 | 0 | 0 | 0 | 0 | 0 | 0 | 0 | 0 | 0 | 0 | 0 | 0 | 0 | 0 | 0 | 0 | 0 | 0 | 0 | 0 | 0 | 0 | 0 | 0 | 0 | 0 | 0 | 0 | 0 | 0 | 0 | 0 | 0 | 0 | 0 | 0 | 0
F1_Residential_Multi-Family Regular Income_Existing_Miscellaneous_Natural Gas_Miscellaneous_E5 | F1 | Residential | Multi-Family Regular Income | Existing | Miscellaneous | Natural Gas | Miscellaneous | E5 | RVT - Cost of Equipment | 0 | 0 | 0 | 0 | 0 | 0 | 0 | 0 | 0 | 0 | 0 | 0 | 0 | 0 | 0 | 0 | 0 | 0 | 0 | 0 | 0 | 0 | 0 | 0 | 0 | 0 | 0 | 0 | 0 | 0 | 0 | 0 | 0 | 0 | 0 | 0 | 0 | 0 | 0 | 0 | 0 | 0
F1_Residential_Multi-Family Regular Income_Existing_Miscellaneous_Natural Gas_Miscellaneous_E6 | F1 | Residential | Multi-Family Regular Income | Existing | Miscellaneous | Natural Gas | Miscellaneous | E6 | RVT - Cost of Equipment | 0 | 0 | 0 | 0 | 0 | 0 | 0 | 0 | 0 | 0 | 0 | 0 | 0 | 0 | 0 | 0 | 0 | 0 | 0 | 0 | 0 | 0 | 0 | 0 | 0 | 0 | 0 | 0 | 0 | 0 | 0 | 0 | 0 | 0 | 0 | 0 | 0 | 0 | 0 | 0 | 0 | 0
F1_Residential_Multi-Family Regular Income_Existing_Miscellaneous_Natural Gas_Miscellaneous_E7 | F1 | Residential | Multi-Family Regular Income | Existing | Miscellaneous | Natural Gas | Miscellaneous | E7 | RVT - Cost of Equipment | 0 | 0 | 0 | 0 | 0 | 0 | 0 | 0 | 0 | 0 | 0 | 0 | 0 | 0 | 0 | 0 | 0 | 0 | 0 | 0 | 0 | 0 | 0 | 0 | 0 | 0 | 0 | 0 | 0 | 0 | 0 | 0 | 0 | 0 | 0 | 0 | 0 | 0 | 0 | 0 | 0 | 0
F1_Residential_Multi-Family Regular Income_Existing_Miscellaneous_Natural Gas_Miscellaneous_E8 | F1 | Residential | Multi-Family Regular Income | Existing | Miscellaneous | Natural Gas | Miscellaneous | E8 | RVT - Cost of Equipment | 0 | 0 | 0 | 0 | 0 | 0 | 0 | 0 | 0 | 0 | 0 | 0 | 0 | 0 | 0 | 0 | 0 | 0 | 0 | 0 | 0 | 0 | 0 | 0 | 0 | 0 | 0 | 0 | 0 | 0 | 0 | 0 | 0 | 0 | 0 | 0 | 0 | 0 | 0 | 0 | 0 | 0
F1_Residential_Multi-Family Regular Income_Existing_Miscellaneous_Natural Gas_Miscellaneous_E9 | F1 | Residential | Multi-Family Regular Income | Existing | Miscellaneous | Natural Gas | Miscellaneous | E9 | RVT - Cost of Equipment | 0 | 0 | 0 | 0 | 0 | 0 | 0 | 0 | 0 | 0 | 0 | 0 | 0 | 0 | 0 | 0 | 0 | 0 | 0 | 0 | 0 | 0 | 0 | 0 | 0 | 0 | 0 | 0 | 0 | 0 | 0 | 0 | 0 | 0 | 0 | 0 | 0 | 0 | 0 | 0 | 0 | 0
F1_Residential_Multi-Family Regular Income_Existing_Miscellaneous_Natural Gas_Miscellaneous_E10 | F1 | Residential | Multi-Family Regular Income | Existing | Miscellaneous | Natural Gas | Miscellaneous | E10 | RVT - Cost of Equipment | 0 | 0 | 0 | 0 | 0 | 0 | 0 | 0 | 0 | 0 | 0 | 0 | 0 | 0 | 0 | 0 | 0 | 0 | 0 | 0 | 0 | 0 | 0 | 0 | 0 | 0 | 0 | 0 | 0 | 0 | 0 | 0 | 0 | 0 | 0 | 0 | 0 | 0 | 0 | 0 | 0 | 0
F2_Residential_Multi-Family Regular Income_Existing_Miscellaneous_Natural Gas_Miscellaneous_E1 | F2 | Residential | Multi-Family Regular Income | Existing | Miscellaneous | Natural Gas | Miscellaneous | E1 | RVT - Cost of Operation | 0 | 0 | 0 | 0 | 0 | 0 | 0 | 0 | 0 | 0 | 0 | 0 | 0 | 0 | 0 | 0 | 0 | 0 | 0 | 0 | 0 | 0 | 0 | 0 | 0 | 0 | 0 | 0 | 0 | 0 | 0 | 0 | 0 | 0 | 0 | 0 | 0 | 0 | 0 | 0 | 0 | 0
F2_Residential_Multi-Family Regular Income_Existing_Miscellaneous_Natural Gas_Miscellaneous_E2 | F2 | Residential | Multi-Family Regular Income | Existing | Miscellaneous | Natural Gas | Miscellaneous | E2 | RVT - Cost of Operation | 0 | 0 | 0 | 0 | 0 | 0 | 0 | 0 | 0 | 0 | 0 | 0 | 0 | 0 | 0 | 0 | 0 | 0 | 0 | 0 | 0 | 0 | 0 | 0 | 0 | 0 | 0 | 0 | 0 | 0 | 0 | 0 | 0 | 0 | 0 | 0 | 0 | 0 | 0 | 0 | 0 | 0
F2_Residential_Multi-Family Regular Income_Existing_Miscellaneous_Natural Gas_Miscellaneous_E3 | F2 | Residential | Multi-Family Regular Income | Existing | Miscellaneous | Natural Gas | Miscellaneous | E3 | RVT - Cost of Operation | 0 | 0 | 0 | 0 | 0 | 0 | 0 | 0 | 0 | 0 | 0 | 0 | 0 | 0 | 0 | 0 | 0 | 0 | 0 | 0 | 0 | 0 | 0 | 0 | 0 | 0 | 0 | 0 | 0 | 0 | 0 | 0 | 0 | 0 | 0 | 0 | 0 | 0 | 0 | 0 | 0 | 0
F2_Residential_Multi-Family Regular Income_Existing_Miscellaneous_Natural Gas_Miscellaneous_E4 | F2 | Residential | Multi-Family Regular Income | Existing | Miscellaneous | Natural Gas | Miscellaneous | E4 | RVT - Cost of Operation | 0 | 0 | 0 | 0 | 0 | 0 | 0 | 0 | 0 | 0 | 0 | 0 | 0 | 0 | 0 | 0 | 0 | 0 | 0 | 0 | 0 | 0 | 0 | 0 | 0 | 0 | 0 | 0 | 0 | 0 | 0 | 0 | 0 | 0 | 0 | 0 | 0 | 0 | 0 | 0 | 0 | 0
F2_Residential_Multi-Family Regular Income_Existing_Miscellaneous_Natural Gas_Miscellaneous_E5 | F2 | Residential | Multi-Family Regular Income | Existing | Miscellaneous | Natural Gas | Miscellaneous | E5 | RVT - Cost of Operation | 0 | 0 | 0 | 0 | 0 | 0 | 0 | 0 | 0 | 0 | 0 | 0 | 0 | 0 | 0 | 0 | 0 | 0 | 0 | 0 | 0 | 0 | 0 | 0 | 0 | 0 | 0 | 0 | 0 | 0 | 0 | 0 | 0 | 0 | 0 | 0 | 0 | 0 | 0 | 0 | 0 | 0
F2_Residential_Multi-Family Regular Income_Existing_Miscellaneous_Natural Gas_Miscellaneous_E6 | F2 | Residential | Multi-Family Regular Income | Existing | Miscellaneous | Natural Gas | Miscellaneous | E6 | RVT - Cost of Operation | 0 | 0 | 0 | 0 | 0 | 0 | 0 | 0 | 0 | 0 | 0 | 0 | 0 | 0 | 0 | 0 | 0 | 0 | 0 | 0 | 0 | 0 | 0 | 0 | 0 | 0 | 0 | 0 | 0 | 0 | 0 | 0 | 0 | 0 | 0 | 0 | 0 | 0 | 0 | 0 | 0 | 0
F2_Residential_Multi-Family Regular Income_Existing_Miscellaneous_Natural Gas_Miscellaneous_E7 | F2 | Residential | Multi-Family Regular Income | Existing | Miscellaneous | Natural Gas | Miscellaneous | E7 | RVT - Cost of Operation | 0 | 0 | 0 | 0 | 0 | 0 | 0 | 0 | 0 | 0 | 0 | 0 | 0 | 0 | 0 | 0 | 0 | 0 | 0 | 0 | 0 | 0 | 0 | 0 | 0 | 0 | 0 | 0 | 0 | 0 | 0 | 0 | 0 | 0 | 0 | 0 | 0 | 0 | 0 | 0 | 0 | 0
F2_Residential_Multi-Family Regular Income_Existing_Miscellaneous_Natural Gas_Miscellaneous_E8 | F2 | Residential | Multi-Family Regular Income | Existing | Miscellaneous | Natural Gas | Miscellaneous | E8 | RVT - Cost of Operation | 0 | 0 | 0 | 0 | 0 | 0 | 0 | 0 | 0 | 0 | 0 | 0 | 0 | 0 | 0 | 0 | 0 | 0 | 0 | 0 | 0 | 0 | 0 | 0 | 0 | 0 | 0 | 0 | 0 | 0 | 0 | 0 | 0 | 0 | 0 | 0 | 0 | 0 | 0 | 0 | 0 | 0
F2_Residential_Multi-Family Regular Income_Existing_Miscellaneous_Natural Gas_Miscellaneous_E9 | F2 | Residential | Multi-Family Regular Income | Existing | Miscellaneous | Natural Gas | Miscellaneous | E9 | RVT - Cost of Operation | 0 | 0 | 0 | 0 | 0 | 0 | 0 | 0 | 0 | 0 | 0 | 0 | 0 | 0 | 0 | 0 | 0 | 0 | 0 | 0 | 0 | 0 | 0 | 0 | 0 | 0 | 0 | 0 | 0 | 0 | 0 | 0 | 0 | 0 | 0 | 0 | 0 | 0 | 0 | 0 | 0 | 0
F2_Residential_Multi-Family Regular Income_Existing_Miscellaneous_Natural Gas_Miscellaneous_E10 | F2 | Residential | Multi-Family Regular Income | Existing | Miscellaneous | Natural Gas | Miscellaneous | E10 | RVT - Cost of Operation | 0 | 0 | 0 | 0 | 0 | 0 | 0 | 0 | 0 | 0 | 0 | 0 | 0 | 0 | 0 | 0 | 0 | 0 | 0 | 0 | 0 | 0 | 0 | 0 | 0 | 0 | 0 | 0 | 0 | 0 | 0 | 0 | 0 | 0 | 0 | 0 | 0 | 0 | 0 | 0 | 0 | 0
F3_Residential_Multi-Family Regular Income_Existing_Miscellaneous_Natural Gas_Miscellaneous_E1 | F3 | Residential | Multi-Family Regular Income | Existing | Miscellaneous | Natural Gas | Miscellaneous | E1 | System - kBTUs of Consumption | 16.4611 | 16.4611 | 16.4611 | 16.4611 | 16.4611 | 16.4611 | 16.4611 | 16.4611 | 16.4611 | 16.4611 | 16.4611 | 16.4611 | 16.4611 | 16.4611 | 16.4611 | 16.4611 | 16.4611 | 16.4611 | 16.4611 | 16.4611 | 16.4611 | 16.4611 | 16.4611 | 16.4611 | 16.4611 | 16.4611 | 16.4611 | 16.4611 | 16.4611 | 16.4611 | 16.4611 | 16.4611 | 16.4611 | 0 | 0 | 0 | 0 | 0 | 0 | 0 | 0 | 0
F3_Residential_Multi-Family Regular Income_Existing_Miscellaneous_Natural Gas_Miscellaneous_E2 | F3 | Residential | Multi-Family Regular Income | Existing | Miscellaneous | Natural Gas | Miscellaneous | E2 | System - kBTUs of Consumption | 0 | 0 | 0 | 0 | 0 | 0 | 0 | 0 | 0 | 0 | 0 | 0 | 0 | 0 | 0 | 0 | 0 | 0 | 0 | 0 | 0 | 0 | 0 | 0 | 0 | 0 | 0 | 0 | 0 | 0 | 0 | 0 | 0 | 0 | 0 | 0 | 0 | 0 | 0 | 0 | 0 | 0
F3_Residential_Multi-Family Regular Income_Existing_Miscellaneous_Natural Gas_Miscellaneous_E3 | F3 | Residential | Multi-Family Regular Income | Existing | Miscellaneous | Natural Gas | Miscellaneous | E3 | System - kBTUs of Consumption | 0 | 0 | 0 | 0 | 0 | 0 | 0 | 0 | 0 | 0 | 0 | 0 | 0 | 0 | 0 | 0 | 0 | 0 | 0 | 0 | 0 | 0 | 0 | 0 | 0 | 0 | 0 | 0 | 0 | 0 | 0 | 0 | 0 | 0 | 0 | 0 | 0 | 0 | 0 | 0 | 0 | 0
F3_Residential_Multi-Family Regular Income_Existing_Miscellaneous_Natural Gas_Miscellaneous_E4 | F3 | Residential | Multi-Family Regular Income | Existing | Miscellaneous | Natural Gas | Miscellaneous | E4 | System - kBTUs of Consumption | 0 | 0 | 0 | 0 | 0 | 0 | 0 | 0 | 0 | 0 | 0 | 0 | 0 | 0 | 0 | 0 | 0 | 0 | 0 | 0 | 0 | 0 | 0 | 0 | 0 | 0 | 0 | 0 | 0 | 0 | 0 | 0 | 0 | 0 | 0 | 0 | 0 | 0 | 0 | 0 | 0 | 0
F3_Residential_Multi-Family Regular Income_Existing_Miscellaneous_Natural Gas_Miscellaneous_E5 | F3 | Residential | Multi-Family Regular Income | Existing | Miscellaneous | Natural Gas | Miscellaneous | E5 | System - kBTUs of Consumption | 0 | 0 | 0 | 0 | 0 | 0 | 0 | 0 | 0 | 0 | 0 | 0 | 0 | 0 | 0 | 0 | 0 | 0 | 0 | 0 | 0 | 0 | 0 | 0 | 0 | 0 | 0 | 0 | 0 | 0 | 0 | 0 | 0 | 0 | 0 | 0 | 0 | 0 | 0 | 0 | 0 | 0
F3_Residential_Multi-Family Regular Income_Existing_Miscellaneous_Natural Gas_Miscellaneous_E6 | F3 | Residential | Multi-Family Regular Income | Existing | Miscellaneous | Natural Gas | Miscellaneous | E6 | System - kBTUs of Consumption | 0 | 0 | 0 | 0 | 0 | 0 | 0 | 0 | 0 | 0 | 0 | 0 | 0 | 0 | 0 | 0 | 0 | 0 | 0 | 0 | 0 | 0 | 0 | 0 | 0 | 0 | 0 | 0 | 0 | 0 | 0 | 0 | 0 | 0 | 0 | 0 | 0 | 0 | 0 | 0 | 0 | 0
F3_Residential_Multi-Family Regular Income_Existing_Miscellaneous_Natural Gas_Miscellaneous_E7 | F3 | Residential | Multi-Family Regular Income | Existing | Miscellaneous | Natural Gas | Miscellaneous | E7 | System - kBTUs of Consumption | 0 | 0 | 0 | 0 | 0 | 0 | 0 | 0 | 0 | 0 | 0 | 0 | 0 | 0 | 0 | 0 | 0 | 0 | 0 | 0 | 0 | 0 | 0 | 0 | 0 | 0 | 0 | 0 | 0 | 0 | 0 | 0 | 0 | 0 | 0 | 0 | 0 | 0 | 0 | 0 | 0 | 0
F3_Residential_Multi-Family Regular Income_Existing_Miscellaneous_Natural Gas_Miscellaneous_E8 | F3 | Residential | Multi-Family Regular Income | Existing | Miscellaneous | Natural Gas | Miscellaneous | E8 | System - kBTUs of Consumption | 0 | 0 | 0 | 0 | 0 | 0 | 0 | 0 | 0 | 0 | 0 | 0 | 0 | 0 | 0 | 0 | 0 | 0 | 0 | 0 | 0 | 0 | 0 | 0 | 0 | 0 | 0 | 0 | 0 | 0 | 0 | 0 | 0 | 0 | 0 | 0 | 0 | 0 | 0 | 0 | 0 | 0
F3_Residential_Multi-Family Regular Income_Existing_Miscellaneous_Natural Gas_Miscellaneous_E9 | F3 | Residential | Multi-Family Regular Income | Existing | Miscellaneous | Natural Gas | Miscellaneous | E9 | System - kBTUs of Consumption | 0 | 0 | 0 | 0 | 0 | 0 | 0 | 0 | 0 | 0 | 0 | 0 | 0 | 0 | 0 | 0 | 0 | 0 | 0 | 0 | 0 | 0 | 0 | 0 | 0 | 0 | 0 | 0 | 0 | 0 | 0 | 0 | 0 | 0 | 0 | 0 | 0 | 0 | 0 | 0 | 0 | 0
F3_Residential_Multi-Family Regular Income_Existing_Miscellaneous_Natural Gas_Miscellaneous_E10 | F3 | Residential | Multi-Family Regular Income | Existing | Miscellaneous | Natural Gas | Miscellaneous | E10 | System - kBTUs of Consumption | 0 | 0 | 0 | 0 | 0 | 0 | 0 | 0 | 0 | 0 | 0 | 0 | 0 | 0 | 0 | 0 | 0 | 0 | 0 | 0 | 0 | 0 | 0 | 0 | 0 | 0 | 0 | 0 | 0 | 0 | 0 | 0 | 0 | 0 | 0 | 0 | 0 | 0 | 0 | 0 | 0 | 0
F4_Residential_Multi-Family Regular Income_Existing_Miscellaneous_Natural Gas_Miscellaneous_E1 | F4 | Residential | Multi-Family Regular Income | Existing | Miscellaneous | Natural Gas | Miscellaneous | E1 | Utility - Cost of Equipment | 0 | 0 | 0 | 0 | 0 | 0 | 0 | 0 | 0 | 0 | 0 | 0 | 0 | 0 | 0 | 0 | 0 | 0 | 0 | 0 | 0 | 0 | 0 | 0 | 0 | 0 | 0 | 0 | 0 | 0 | 0 | 0 | 0 | 0 | 0 | 0 | 0 | 0 | 0 | 0 | 0 | 0
F4_Residential_Multi-Family Regular Income_Existing_Miscellaneous_Natural Gas_Miscellaneous_E2 | F4 | Residential | Multi-Family Regular Income | Existing | Miscellaneous | Natural Gas | Miscellaneous | E2 | Utility - Cost of Equipment | 0 | 0 | 0 | 0 | 0 | 0 | 0 | 0 | 0 | 0 | 0 | 0 | 0 | 0 | 0 | 0 | 0 | 0 | 0 | 0 | 0 | 0 | 0 | 0 | 0 | 0 | 0 | 0 | 0 | 0 | 0 | 0 | 0 | 0 | 0 | 0 | 0 | 0 | 0 | 0 | 0 | 0
F4_Residential_Multi-Family Regular Income_Existing_Miscellaneous_Natural Gas_Miscellaneous_E3 | F4 | Residential | Multi-Family Regular Income | Existing | Miscellaneous | Natural Gas | Miscellaneous | E3 | Utility - Cost of Equipment | 0 | 0 | 0 | 0 | 0 | 0 | 0 | 0 | 0 | 0 | 0 | 0 | 0 | 0 | 0 | 0 | 0 | 0 | 0 | 0 | 0 | 0 | 0 | 0 | 0 | 0 | 0 | 0 | 0 | 0 | 0 | 0 | 0 | 0 | 0 | 0 | 0 | 0 | 0 | 0 | 0 | 0
F4_Residential_Multi-Family Regular Income_Existing_Miscellaneous_Natural Gas_Miscellaneous_E4 | F4 | Residential | Multi-Family Regular Income | Existing | Miscellaneous | Natural Gas | Miscellaneous | E4 | Utility - Cost of Equipment | 0 | 0 | 0 | 0 | 0 | 0 | 0 | 0 | 0 | 0 | 0 | 0 | 0 | 0 | 0 | 0 | 0 | 0 | 0 | 0 | 0 | 0 | 0 | 0 | 0 | 0 | 0 | 0 | 0 | 0 | 0 | 0 | 0 | 0 | 0 | 0 | 0 | 0 | 0 | 0 | 0 | 0
F4_Residential_Multi-Family Regular Income_Existing_Miscellaneous_Natural Gas_Miscellaneous_E5 | F4 | Residential | Multi-Family Regular Income | Existing | Miscellaneous | Natural Gas | Miscellaneous | E5 | Utility - Cost of Equipment | 0 | 0 | 0 | 0 | 0 | 0 | 0 | 0 | 0 | 0 | 0 | 0 | 0 | 0 | 0 | 0 | 0 | 0 | 0 | 0 | 0 | 0 | 0 | 0 | 0 | 0 | 0 | 0 | 0 | 0 | 0 | 0 | 0 | 0 | 0 | 0 | 0 | 0 | 0 | 0 | 0 | 0
F4_Residential_Multi-Family Regular Income_Existing_Miscellaneous_Natural Gas_Miscellaneous_E6 | F4 | Residential | Multi-Family Regular Income | Existing | Miscellaneous | Natural Gas | Miscellaneous | E6 | Utility - Cost of Equipment | 0 | 0 | 0 | 0 | 0 | 0 | 0 | 0 | 0 | 0 | 0 | 0 | 0 | 0 | 0 | 0 | 0 | 0 | 0 | 0 | 0 | 0 | 0 | 0 | 0 | 0 | 0 | 0 | 0 | 0 | 0 | 0 | 0 | 0 | 0 | 0 | 0 | 0 | 0 | 0 | 0 | 0
F4_Residential_Multi-Family Regular Income_Existing_Miscellaneous_Natural Gas_Miscellaneous_E7 | F4 | Residential | Multi-Family Regular Income | Existing | Miscellaneous | Natural Gas | Miscellaneous | E7 | Utility - Cost of Equipment | 0 | 0 | 0 | 0 | 0 | 0 | 0 | 0 | 0 | 0 | 0 | 0 | 0 | 0 | 0 | 0 | 0 | 0 | 0 | 0 | 0 | 0 | 0 | 0 | 0 | 0 | 0 | 0 | 0 | 0 | 0 | 0 | 0 | 0 | 0 | 0 | 0 | 0 | 0 | 0 | 0 | 0
F4_Residential_Multi-Family Regular Income_Existing_Miscellaneous_Natural Gas_Miscellaneous_E8 | F4 | Residential | Multi-Family Regular Income | Existing | Miscellaneous | Natural Gas | Miscellaneous | E8 | Utility - Cost of Equipment | 0 | 0 | 0 | 0 | 0 | 0 | 0 | 0 | 0 | 0 | 0 | 0 | 0 | 0 | 0 | 0 | 0 | 0 | 0 | 0 | 0 | 0 | 0 | 0 | 0 | 0 | 0 | 0 | 0 | 0 | 0 | 0 | 0 | 0 | 0 | 0 | 0 | 0 | 0 | 0 | 0 | 0
F4_Residential_Multi-Family Regular Income_Existing_Miscellaneous_Natural Gas_Miscellaneous_E9 | F4 | Residential | Multi-Family Regular Income | Existing | Miscellaneous | Natural Gas | Miscellaneous | E9 | Utility - Cost of Equipment | 0 | 0 | 0 | 0 | 0 | 0 | 0 | 0 | 0 | 0 | 0 | 0 | 0 | 0 | 0 | 0 | 0 | 0 | 0 | 0 | 0 | 0 | 0 | 0 | 0 | 0 | 0 | 0 | 0 | 0 | 0 | 0 | 0 | 0 | 0 | 0 | 0 | 0 | 0 | 0 | 0 | 0
F4_Residential_Multi-Family Regular Income_Existing_Miscellaneous_Natural Gas_Miscellaneous_E10 | F4 | Residential | Multi-Family Regular Income | Existing | Miscellaneous | Natural Gas | Miscellaneous | E10 | Utility - Cost of Equipment | 0 | 0 | 0 | 0 | 0 | 0 | 0 | 0 | 0 | 0 | 0 | 0 | 0 | 0 | 0 | 0 | 0 | 0 | 0 | 0 | 0 | 0 | 0 | 0 | 0 | 0 | 0 | 0 | 0 | 0 | 0 | 0 | 0 | 0 | 0 | 0 | 0 | 0 | 0 | 0 | 0 | 0
F5_Residential_Multi-Family Regular Income_Existing_Miscellaneous_Natural Gas_Miscellaneous_E1 | F5 | Residential | Multi-Family Regular Income | Existing | Miscellaneous | Natural Gas | Miscellaneous | E1 | Utility - Cost of Operation | 16.4611 | 16.4611 | 16.4611 | 16.4611 | 16.4611 | 16.4611 | 16.4611 | 16.4611 | 16.4611 | 16.4611 | 16.4611 | 16.4611 | 16.4611 | 16.4611 | 16.4611 | 16.4611 | 16.4611 | 16.4611 | 16.4611 | 16.4611 | 16.4611 | 16.4611 | 16.4611 | 16.4611 | 16.4611 | 16.4611 | 16.4611 | 16.4611 | 16.4611 | 16.4611 | 16.4611 | 16.4611 | 16.4611 | 0 | 0 | 0 | 0 | 0 | 0 | 0 | 0 | 0
F5_Residential_Multi-Family Regular Income_Existing_Miscellaneous_Natural Gas_Miscellaneous_E2 | F5 | Residential | Multi-Family Regular Income | Existing | Miscellaneous | Natural Gas | Miscellaneous | E2 | Utility - Cost of Operation | 0 | 0 | 0 | 0 | 0 | 0 | 0 | 0 | 0 | 0 | 0 | 0 | 0 | 0 | 0 | 0 | 0 | 0 | 0 | 0 | 0 | 0 | 0 | 0 | 0 | 0 | 0 | 0 | 0 | 0 | 0 | 0 | 0 | 0 | 0 | 0 | 0 | 0 | 0 | 0 | 0 | 0
F5_Residential_Multi-Family Regular Income_Existing_Miscellaneous_Natural Gas_Miscellaneous_E3 | F5 | Residential | Multi-Family Regular Income | Existing | Miscellaneous | Natural Gas | Miscellaneous | E3 | Utility - Cost of Operation | 0 | 0 | 0 | 0 | 0 | 0 | 0 | 0 | 0 | 0 | 0 | 0 | 0 | 0 | 0 | 0 | 0 | 0 | 0 | 0 | 0 | 0 | 0 | 0 | 0 | 0 | 0 | 0 | 0 | 0 | 0 | 0 | 0 | 0 | 0 | 0 | 0 | 0 | 0 | 0 | 0 | 0
F5_Residential_Multi-Family Regular Income_Existing_Miscellaneous_Natural Gas_Miscellaneous_E4 | F5 | Residential | Multi-Family Regular Income | Existing | Miscellaneous | Natural Gas | Miscellaneous | E4 | Utility - Cost of Operation | 0 | 0 | 0 | 0 | 0 | 0 | 0 | 0 | 0 | 0 | 0 | 0 | 0 | 0 | 0 | 0 | 0 | 0 | 0 | 0 | 0 | 0 | 0 | 0 | 0 | 0 | 0 | 0 | 0 | 0 | 0 | 0 | 0 | 0 | 0 | 0 | 0 | 0 | 0 | 0 | 0 | 0
F5_Residential_Multi-Family Regular Income_Existing_Miscellaneous_Natural Gas_Miscellaneous_E5 | F5 | Residential | Multi-Family Regular Income | Existing | Miscellaneous | Natural Gas | Miscellaneous | E5 | Utility - Cost of Operation | 0 | 0 | 0 | 0 | 0 | 0 | 0 | 0 | 0 | 0 | 0 | 0 | 0 | 0 | 0 | 0 | 0 | 0 | 0 | 0 | 0 | 0 | 0 | 0 | 0 | 0 | 0 | 0 | 0 | 0 | 0 | 0 | 0 | 0 | 0 | 0 | 0 | 0 | 0 | 0 | 0 | 0
F5_Residential_Multi-Family Regular Income_Existing_Miscellaneous_Natural Gas_Miscellaneous_E6 | F5 | Residential | Multi-Family Regular Income | Existing | Miscellaneous | Natural Gas | Miscellaneous | E6 | Utility - Cost of Operation | 0 | 0 | 0 | 0 | 0 | 0 | 0 | 0 | 0 | 0 | 0 | 0 | 0 | 0 | 0 | 0 | 0 | 0 | 0 | 0 | 0 | 0 | 0 | 0 | 0 | 0 | 0 | 0 | 0 | 0 | 0 | 0 | 0 | 0 | 0 | 0 | 0 | 0 | 0 | 0 | 0 | 0
F5_Residential_Multi-Family Regular Income_Existing_Miscellaneous_Natural Gas_Miscellaneous_E7 | F5 | Residential | Multi-Family Regular Income | Existing | Miscellaneous | Natural Gas | Miscellaneous | E7 | Utility - Cost of Operation | 0 | 0 | 0 | 0 | 0 | 0 | 0 | 0 | 0 | 0 | 0 | 0 | 0 | 0 | 0 | 0 | 0 | 0 | 0 | 0 | 0 | 0 | 0 | 0 | 0 | 0 | 0 | 0 | 0 | 0 | 0 | 0 | 0 | 0 | 0 | 0 | 0 | 0 | 0 | 0 | 0 | 0
F5_Residential_Multi-Family Regular Income_Existing_Miscellaneous_Natural Gas_Miscellaneous_E8 | F5 | Residential | Multi-Family Regular Income | Existing | Miscellaneous | Natural Gas | Miscellaneous | E8 | Utility - Cost of Operation | 0 | 0 | 0 | 0 | 0 | 0 | 0 | 0 | 0 | 0 | 0 | 0 | 0 | 0 | 0 | 0 | 0 | 0 | 0 | 0 | 0 | 0 | 0 | 0 | 0 | 0 | 0 | 0 | 0 | 0 | 0 | 0 | 0 | 0 | 0 | 0 | 0 | 0 | 0 | 0 | 0 | 0
F5_Residential_Multi-Family Regular Income_Existing_Miscellaneous_Natural Gas_Miscellaneous_E9 | F5 | Residential | Multi-Family Regular Income | Existing | Miscellaneous | Natural Gas | Miscellaneous | E9 | Utility - Cost of Operation | 0 | 0 | 0 | 0 | 0 | 0 | 0 | 0 | 0 | 0 | 0 | 0 | 0 | 0 | 0 | 0 | 0 | 0 | 0 | 0 | 0 | 0 | 0 | 0 | 0 | 0 | 0 | 0 | 0 | 0 | 0 | 0 | 0 | 0 | 0 | 0 | 0 | 0 | 0 | 0 | 0 | 0
F5_Residential_Multi-Family Regular Income_Existing_Miscellaneous_Natural Gas_Miscellaneous_E10 | F5 | Residential | Multi-Family Regular Income | Existing | Miscellaneous | Natural Gas | Miscellaneous | E10 | Utility - Cost of Operation | 0 | 0 | 0 | 0 | 0 | 0 | 0 | 0 | 0 | 0 | 0 | 0 | 0 | 0 | 0 | 0 | 0 | 0 | 0 | 0 | 0 | 0 | 0 | 0 | 0 | 0 | 0 | 0 | 0 | 0 | 0 | 0 | 0 | 0 | 0 | 0 | 0 | 0 | 0 | 0 | 0 | 0
F6_Residential_Multi-Family Regular Income_Existing_Miscellaneous_Natural Gas_Miscellaneous_E1 | F6 | Residential | Multi-Family Regular Income | Existing | Miscellaneous | Natural Gas | Miscellaneous | E1 | Utility - Value of Sales | 3.8681 | 3.9078 | 3.9622 | 4.0067 | 4.0067 | 4.0067 | 4.0067 | 4.0067 | 4.0067 | 4.0067 | 4.0067 | 4.0067 | 4.0067 | 4.0067 | 4.0067 | 4.0067 | 4.0067 | 4.0067 | 4.0067 | 4.0067 | 4.0067 | 4.0067 | 4.0067 | 4.0067 | 4.0067 | 4.0067 | 4.0067 | 4.0067 | 4.0067 | 4.0067 | 4.0067 | 4.0067 | 4.0067 | 0 | 0 | 0 | 0 | 0 | 0 | 0 | 0 | 0
F6_Residential_Multi-Family Regular Income_Existing_Miscellaneous_Natural Gas_Miscellaneous_E2 | F6 | Residential | Multi-Family Regular Income | Existing | Miscellaneous | Natural Gas | Miscellaneous | E2 | Utility - Value of Sales | 0 | 0 | 0 | 0 | 0 | 0 | 0 | 0 | 0 | 0 | 0 | 0 | 0 | 0 | 0 | 0 | 0 | 0 | 0 | 0 | 0 | 0 | 0 | 0 | 0 | 0 | 0 | 0 | 0 | 0 | 0 | 0 | 0 | 0 | 0 | 0 | 0 | 0 | 0 | 0 | 0 | 0
F6_Residential_Multi-Family Regular Income_Existing_Miscellaneous_Natural Gas_Miscellaneous_E3 | F6 | Residential | Multi-Family Regular Income | Existing | Miscellaneous | Natural Gas | Miscellaneous | E3 | Utility - Value of Sales | 0 | 0 | 0 | 0 | 0 | 0 | 0 | 0 | 0 | 0 | 0 | 0 | 0 | 0 | 0 | 0 | 0 | 0 | 0 | 0 | 0 | 0 | 0 | 0 | 0 | 0 | 0 | 0 | 0 | 0 | 0 | 0 | 0 | 0 | 0 | 0 | 0 | 0 | 0 | 0 | 0 | 0
F6_Residential_Multi-Family Regular Income_Existing_Miscellaneous_Natural Gas_Miscellaneous_E4 | F6 | Residential | Multi-Family Regular Income | Existing | Miscellaneous | Natural Gas | Miscellaneous | E4 | Utility - Value of Sales | 0 | 0 | 0 | 0 | 0 | 0 | 0 | 0 | 0 | 0 | 0 | 0 | 0 | 0 | 0 | 0 | 0 | 0 | 0 | 0 | 0 | 0 | 0 | 0 | 0 | 0 | 0 | 0 | 0 | 0 | 0 | 0 | 0 | 0 | 0 | 0 | 0 | 0 | 0 | 0 | 0 | 0
F6_Residential_Multi-Family Regular Income_Existing_Miscellaneous_Natural Gas_Miscellaneous_E5 | F6 | Residential | Multi-Family Regular Income | Existing | Miscellaneous | Natural Gas | Miscellaneous | E5 | Utility - Value of Sales | 0 | 0 | 0 | 0 | 0 | 0 | 0 | 0 | 0 | 0 | 0 | 0 | 0 | 0 | 0 | 0 | 0 | 0 | 0 | 0 | 0 | 0 | 0 | 0 | 0 | 0 | 0 | 0 | 0 | 0 | 0 | 0 | 0 | 0 | 0 | 0 | 0 | 0 | 0 | 0 | 0 | 0
F6_Residential_Multi-Family Regular Income_Existing_Miscellaneous_Natural Gas_Miscellaneous_E6 | F6 | Residential | Multi-Family Regular Income | Existing | Miscellaneous | Natural Gas | Miscellaneous | E6 | Utility - Value of Sales | 0 | 0 | 0 | 0 | 0 | 0 | 0 | 0 | 0 | 0 | 0 | 0 | 0 | 0 | 0 | 0 | 0 | 0 | 0 | 0 | 0 | 0 | 0 | 0 | 0 | 0 | 0 | 0 | 0 | 0 | 0 | 0 | 0 | 0 | 0 | 0 | 0 | 0 | 0 | 0 | 0 | 0
F6_Residential_Multi-Family Regular Income_Existing_Miscellaneous_Natural Gas_Miscellaneous_E7 | F6 | Residential | Multi-Family Regular Income | Existing | Miscellaneous | Natural Gas | Miscellaneous | E7 | Utility - Value of Sales | 0 | 0 | 0 | 0 | 0 | 0 | 0 | 0 | 0 | 0 | 0 | 0 | 0 | 0 | 0 | 0 | 0 | 0 | 0 | 0 | 0 | 0 | 0 | 0 | 0 | 0 | 0 | 0 | 0 | 0 | 0 | 0 | 0 | 0 | 0 | 0 | 0 | 0 | 0 | 0 | 0 | 0
F6_Residential_Multi-Family Regular Income_Existing_Miscellaneous_Natural Gas_Miscellaneous_E8 | F6 | Residential | Multi-Family Regular Income | Existing | Miscellaneous | Natural Gas | Miscellaneous | E8 | Utility - Value of Sales | 0 | 0 | 0 | 0 | 0 | 0 | 0 | 0 | 0 | 0 | 0 | 0 | 0 | 0 | 0 | 0 | 0 | 0 | 0 | 0 | 0 | 0 | 0 | 0 | 0 | 0 | 0 | 0 | 0 | 0 | 0 | 0 | 0 | 0 | 0 | 0 | 0 | 0 | 0 | 0 | 0 | 0
F6_Residential_Multi-Family Regular Income_Existing_Miscellaneous_Natural Gas_Miscellaneous_E9 | F6 | Residential | Multi-Family Regular Income | Existing | Miscellaneous | Natural Gas | Miscellaneous | E9 | Utility - Value of Sales | 0 | 0 | 0 | 0 | 0 | 0 | 0 | 0 | 0 | 0 | 0 | 0 | 0 | 0 | 0 | 0 | 0 | 0 | 0 | 0 | 0 | 0 | 0 | 0 | 0 | 0 | 0 | 0 | 0 | 0 | 0 | 0 | 0 | 0 | 0 | 0 | 0 | 0 | 0 | 0 | 0 | 0
F6_Residential_Multi-Family Regular Income_Existing_Miscellaneous_Natural Gas_Miscellaneous_E10 | F6 | Residential | Multi-Family Regular Income | Existing | Miscellaneous | Natural Gas | Miscellaneous | E10 | Utility - Value of Sales | 0 | 0 | 0 | 0 | 0 | 0 | 0 | 0 | 0 | 0 | 0 | 0 | 0 | 0 | 0 | 0 | 0 | 0 | 0 | 0 | 0 | 0 | 0 | 0 | 0 | 0 | 0 | 0 | 0 | 0 | 0 | 0 | 0 | 0 | 0 | 0 | 0 | 0 | 0 | 0 | 0 | 0
F1_Residential_Multi-Family Regular Income_New_Space Heating_Natural Gas_Furnace_E1 | F1 | Residential | Multi-Family Regular Income | New | Space Heating | Natural Gas | Furnace | E1 | RVT - Cost of Equipment | 703.4115 | 704.0078 | 706.0465 | 707.5015 | 705.1563 | 0 | 0 | 0 | 0 | 0 | 0 | 0 | 0 | 0 | 0 | 0 | 0 | 0 | 0 | 0 | 0 | 0 | 0 | 0 | 0 | 0 | 0 | 0 | 0 | 0 | 0 | 0 | 0 | 0 | 0 | 0 | 0 | 0 | 0 | 0 | 0 | 0
F1_Residential_Multi-Family Regular Income_New_Space Heating_Natural Gas_Furnace_E2 | F1 | Residential | Multi-Family Regular Income | New | Space Heating | Natural Gas | Furnace | E2 | RVT - Cost of Equipment | 595.8162 | 596.3213 | 598.0482 | 599.2806 | 597.2942 | 0 | 0 | 0 | 0 | 0 | 0 | 0 | 0 | 0 | 0 | 0 | 0 | 0 | 0 | 0 | 0 | 0 | 0 | 0 | 0 | 0 | 0 | 0 | 0 | 0 | 0 | 0 | 0 | 0 | 0 | 0 | 0 | 0 | 0 | 0 | 0 | 0
F1_Residential_Multi-Family Regular Income_New_Space Heating_Natural Gas_Furnace_E3 | F1 | Residential | Multi-Family Regular Income | New | Space Heating | Natural Gas | Furnace | E3 | RVT - Cost of Equipment | 575.7824 | 576.2705 | 577.9393 | 579.1303 | 577.2106 | 0 | 0 | 0 | 0 | 0 | 0 | 0 | 0 | 0 | 0 | 0 | 0 | 0 | 0 | 0 | 0 | 0 | 0 | 0 | 0 | 0 | 0 | 0 | 0 | 0 | 0 | 0 | 0 | 0 | 0 | 0 | 0 | 0 | 0 | 0 | 0 | 0
F1_Residential_Multi-Family Regular Income_New_Space Heating_Natural Gas_Furnace_E4 | F1 | Residential | Multi-Family Regular Income | New | Space Heating | Natural Gas | Furnace | E4 | RVT - Cost of Equipment | 469.5305 | 469.9178 | 471.5446 | 472.631 | 470.3927 | 469.6581 | 470.3243 | 470.6384 | 471.411 | 472.0295 | 472.5712 | 472.9709 | 473.5295 | 474.1587 | 474.6763 | 474.874 | 474.7089 | 474.2909 | 473.4133 | 472.2342 | 470.4515 | 468.1651 | 465.6296 | 463.0811 | 460.2382 | 457.2196 | 454.0316 | 450.7441 | 447.1286 | 443.3952 | 439.3442 | 435.196 | 430.5983 | 0 | 0 | 0 | 0 | 0 | 0 | 0 | 0 | 0
F1_Residential_Multi-Family Regular Income_New_Space Heating_Natural Gas_Furnace_E5 | F1 | Residential | Multi-Family Regular Income | New | Space Heating | Natural Gas | Furnace | E5 | RVT - Cost of Equipment | 375.4851 | 375.786 | 376.9491 | 377.7474 | 376.2394 | 375.7974 | 376.3462 | 376.6569 | 377.2903 | 377.8202 | 378.303 | 378.5184 | 378.6452 | 378.6216 | 378.2962 | 377.7629 | 376.9932 | 376.0709 | 374.8561 | 373.4592 | 371.9083 | 370.3132 | 368.5443 | 366.7663 | 364.783 | 362.677 | 360.4529 | 358.1594 | 355.637 | 353.0324 | 350.2062 | 347.3122 | 344.1046 | 0 | 0 | 0 | 0 | 0 | 0 | 0 | 0 | 0
F1_Residential_Multi-Family Regular Income_New_Space Heating_Natural Gas_Furnace_E6 | F1 | Residential | Multi-Family Regular Income | New | Space Heating | Natural Gas | Furnace | E6 | RVT - Cost of Equipment | 316.198 | 316.4513 | 317.4308 | 318.1031 | 316.8332 | 316.461 | 316.9231 | 317.1847 | 317.7181 | 318.1643 | 318.571 | 318.7524 | 318.8592 | 318.8392 | 318.5652 | 318.1161 | 317.4679 | 316.6913 | 315.6683 | 314.4919 | 313.1859 | 311.8427 | 310.3531 | 308.8558 | 307.1856 | 305.4122 | 303.5393 | 301.6079 | 299.4838 | 297.2904 | 294.9105 | 292.4734 | 289.7723 | 0 | 0 | 0 | 0 | 0 | 0 | 0 | 0 | 0
F1_Residential_Multi-Family Regular Income_New_Space Heating_Natural Gas_Furnace_E7 | F1 | Residential | Multi-Family Regular Income | New | Space Heating | Natural Gas | Furnace | E7 | RVT - Cost of Equipment | 0 | 0 | 0 | 0 | 0 | 0 | 0 | 0 | 0 | 0 | 0 | 0 | 0 | 0 | 0 | 0 | 0 | 0 | 0 | 0 | 0 | 0 | 0 | 0 | 0 | 0 | 0 | 0 | 0 | 0 | 0 | 0 | 0 | 0 | 0 | 0 | 0 | 0 | 0 | 0 | 0 | 0
F1_Residential_Multi-Family Regular Income_New_Space Heating_Natural Gas_Furnace_E8 | F1 | Residential | Multi-Family Regular Income | New | Space Heating | Natural Gas | Furnace | E8 | RVT - Cost of Equipment | 0 | 0 | 0 | 0 | 0 | 0 | 0 | 0 | 0 | 0 | 0 | 0 | 0 | 0 | 0 | 0 | 0 | 0 | 0 | 0 | 0 | 0 | 0 | 0 | 0 | 0 | 0 | 0 | 0 | 0 | 0 | 0 | 0 | 0 | 0 | 0 | 0 | 0 | 0 | 0 | 0 | 0
F1_Residential_Multi-Family Regular Income_New_Space Heating_Natural Gas_Furnace_E9 | F1 | Residential | Multi-Family Regular Income | New | Space Heating | Natural Gas | Furnace | E9 | RVT - Cost of Equipment | 0 | 0 | 0 | 0 | 0 | 0 | 0 | 0 | 0 | 0 | 0 | 0 | 0 | 0 | 0 | 0 | 0 | 0 | 0 | 0 | 0 | 0 | 0 | 0 | 0 | 0 | 0 | 0 | 0 | 0 | 0 | 0 | 0 | 0 | 0 | 0 | 0 | 0 | 0 | 0 | 0 | 0
F1_Residential_Multi-Family Regular Income_New_Space Heating_Natural Gas_Furnace_E10 | F1 | Residential | Multi-Family Regular Income | New | Space Heating | Natural Gas | Furnace | E10 | RVT - Cost of Equipment | 0 | 0 | 0 | 0 | 0 | 0 | 0 | 0 | 0 | 0 | 0 | 0 | 0 | 0 | 0 | 0 | 0 | 0 | 0 | 0 | 0 | 0 | 0 | 0 | 0 | 0 | 0 | 0 | 0 | 0 | 0 | 0 | 0 | 0 | 0 | 0 | 0 | 0 | 0 | 0 | 0 | 0
F2_Residential_Multi-Family Regular Income_New_Space Heating_Natural Gas_Furnace_E1 | F2 | Residential | Multi-Family Regular Income | New | Space Heating | Natural Gas | Furnace | E1 | RVT - Cost of Operation | 702.2773 | 702.8726 | 704.9081 | 706.3607 | 704.0193 | 0 | 0 | 0 | 0 | 0 | 0 | 0 | 0 | 0 | 0 | 0 | 0 | 0 | 0 | 0 | 0 | 0 | 0 | 0 | 0 | 0 | 0 | 0 | 0 | 0 | 0 | 0 | 0 | 0 | 0 | 0 | 0 | 0 | 0 | 0 | 0 | 0
F2_Residential_Multi-Family Regular Income_New_Space Heating_Natural Gas_Furnace_E2 | F2 | Residential | Multi-Family Regular Income | New | Space Heating | Natural Gas | Furnace | E2 | RVT - Cost of Operation | 594.8555 | 595.3598 | 597.0839 | 598.3144 | 596.3311 | 0 | 0 | 0 | 0 | 0 | 0 | 0 | 0 | 0 | 0 | 0 | 0 | 0 | 0 | 0 | 0 | 0 | 0 | 0 | 0 | 0 | 0 | 0 | 0 | 0 | 0 | 0 | 0 | 0 | 0 | 0 | 0 | 0 | 0 | 0 | 0 | 0
F2_Residential_Multi-Family Regular Income_New_Space Heating_Natural Gas_Furnace_E3 | F2 | Residential | Multi-Family Regular Income | New | Space Heating | Natural Gas | Furnace | E3 | RVT - Cost of Operation | 574.854 | 575.3413 | 577.0074 | 578.1965 | 576.2799 | 0 | 0 | 0 | 0 | 0 | 0 | 0 | 0 | 0 | 0 | 0 | 0 | 0 | 0 | 0 | 0 | 0 | 0 | 0 | 0 | 0 | 0 | 0 | 0 | 0 | 0 | 0 | 0 | 0 | 0 | 0 | 0 | 0 | 0 | 0 | 0 | 0
F2_Residential_Multi-Family Regular Income_New_Space Heating_Natural Gas_Furnace_E4 | F2 | Residential | Multi-Family Regular Income | New | Space Heating | Natural Gas | Furnace | E4 | RVT - Cost of Operation | 468.7734 | 469.1601 | 470.7843 | 471.8689 | 469.6342 | 468.9009 | 469.5659 | 469.8796 | 470.6509 | 471.2685 | 471.8092 | 472.2083 | 472.766 | 473.3941 | 473.9109 | 474.1083 | 473.9435 | 473.5261 | 472.65 | 471.4728 | 469.6929 | 467.4102 | 464.8788 | 462.3344 | 459.4961 | 456.4824 | 453.2996 | 450.0174 | 446.4077 | 442.6803 | 438.6358 | 434.4943 | 429.904 | 0 | 0 | 0 | 0 | 0 | 0 | 0 | 0 | 0
F2_Residential_Multi-Family Regular Income_New_Space Heating_Natural Gas_Furnace_E5 | F2 | Residential | Multi-Family Regular Income | New | Space Heating | Natural Gas | Furnace | E5 | RVT - Cost of Operation | 374.8797 | 375.18 | 376.3413 | 377.1383 | 375.6327 | 375.1915 | 375.7394 | 376.0495 | 376.6819 | 377.211 | 377.693 | 377.9081 | 378.0347 | 378.0111 | 377.6862 | 377.1538 | 376.3853 | 375.4645 | 374.2516 | 372.857 | 371.3086 | 369.7161 | 367.95 | 366.1749 | 364.1948 | 362.0922 | 359.8717 | 357.5819 | 355.0636 | 352.4632 | 349.6415 | 346.7522 | 343.5498 | 0 | 0 | 0 | 0 | 0 | 0 | 0 | 0 | 0
F2_Residential_Multi-Family Regular Income_New_Space Heating_Natural Gas_Furnace_E6 | F2 | Residential | Multi-Family Regular Income | New | Space Heating | Natural Gas | Furnace | E6 | RVT - Cost of Operation | 315.6881 | 315.9411 | 316.919 | 317.5902 | 316.3223 | 315.9507 | 316.4121 | 316.6733 | 317.2058 | 317.6513 | 318.0573 | 318.2384 | 318.345 | 318.3251 | 318.0516 | 317.6032 | 316.956 | 316.1806 | 315.1593 | 313.9848 | 312.6809 | 311.3398 | 309.8527 | 308.3578 | 306.6903 | 304.9198 | 303.0499 | 301.1216 | 299.0009 | 296.8111 | 294.435 | 292.0019 | 289.3051 | 0 | 0 | 0 | 0 | 0 | 0 | 0 | 0 | 0
F2_Residential_Multi-Family Regular Income_New_Space Heating_Natural Gas_Furnace_E7 | F2 | Residential | Multi-Family Regular Income | New | Space Heating | Natural Gas | Furnace | E7 | RVT - Cost of Operation | 0 | 0 | 0 | 0 | 0 | 0 | 0 | 0 | 0 | 0 | 0 | 0 | 0 | 0 | 0 | 0 | 0 | 0 | 0 | 0 | 0 | 0 | 0 | 0 | 0 | 0 | 0 | 0 | 0 | 0 | 0 | 0 | 0 | 0 | 0 | 0 | 0 | 0 | 0 | 0 | 0 | 0
F2_Residential_Multi-Family Regular Income_New_Space Heating_Natural Gas_Furnace_E8 | F2 | Residential | Multi-Family Regular Income | New | Space Heating | Natural Gas | Furnace | E8 | RVT - Cost of Operation | 0 | 0 | 0 | 0 | 0 | 0 | 0 | 0 | 0 | 0 | 0 | 0 | 0 | 0 | 0 | 0 | 0 | 0 | 0 | 0 | 0 | 0 | 0 | 0 | 0 | 0 | 0 | 0 | 0 | 0 | 0 | 0 | 0 | 0 | 0 | 0 | 0 | 0 | 0 | 0 | 0 | 0
F2_Residential_Multi-Family Regular Income_New_Space Heating_Natural Gas_Furnace_E9 | F2 | Residential | Multi-Family Regular Income | New | Space Heating | Natural Gas | Furnace | E9 | RVT - Cost of Operation | 0 | 0 | 0 | 0 | 0 | 0 | 0 | 0 | 0 | 0 | 0 | 0 | 0 | 0 | 0 | 0 | 0 | 0 | 0 | 0 | 0 | 0 | 0 | 0 | 0 | 0 | 0 | 0 | 0 | 0 | 0 | 0 | 0 | 0 | 0 | 0 | 0 | 0 | 0 | 0 | 0 | 0
F2_Residential_Multi-Family Regular Income_New_Space Heating_Natural Gas_Furnace_E10 | F2 | Residential | Multi-Family Regular Income | New | Space Heating | Natural Gas | Furnace | E10 | RVT - Cost of Operation | 0 | 0 | 0 | 0 | 0 | 0 | 0 | 0 | 0 | 0 | 0 | 0 | 0 | 0 | 0 | 0 | 0 | 0 | 0 | 0 | 0 | 0 | 0 | 0 | 0 | 0 | 0 | 0 | 0 | 0 | 0 | 0 | 0 | 0 | 0 | 0 | 0 | 0 | 0 | 0 | 0 | 0
F3_Residential_Multi-Family Regular Income_New_Space Heating_Natural Gas_Furnace_E1 | F3 | Residential | Multi-Family Regular Income | New | Space Heating | Natural Gas | Furnace | E1 | System - kBTUs of Consumption | 167.9703 | 167.9703 | 167.9703 | 167.9703 | 167.9703 | 0 | 0 | 0 | 0 | 0 | 0 | 0 | 0 | 0 | 0 | 0 | 0 | 0 | 0 | 0 | 0 | 0 | 0 | 0 | 0 | 0 | 0 | 0 | 0 | 0 | 0 | 0 | 0 | 0 | 0 | 0 | 0 | 0 | 0 | 0 | 0 | 0
F3_Residential_Multi-Family Regular Income_New_Space Heating_Natural Gas_Furnace_E2 | F3 | Residential | Multi-Family Regular Income | New | Space Heating | Natural Gas | Furnace | E2 | System - kBTUs of Consumption | 203.0039 | 203.0039 | 203.0039 | 203.0039 | 203.0039 | 0 | 0 | 0 | 0 | 0 | 0 | 0 | 0 | 0 | 0 | 0 | 0 | 0 | 0 | 0 | 0 | 0 | 0 | 0 | 0 | 0 | 0 | 0 | 0 | 0 | 0 | 0 | 0 | 0 | 0 | 0 | 0 | 0 | 0 | 0 | 0 | 0
F3_Residential_Multi-Family Regular Income_New_Space Heating_Natural Gas_Furnace_E3 | F3 | Residential | Multi-Family Regular Income | New | Space Heating | Natural Gas | Furnace | E3 | System - kBTUs of Consumption | 212.1138 | 212.1138 | 212.1138 | 212.1138 | 212.1138 | 0 | 0 | 0 | 0 | 0 | 0 | 0 | 0 | 0 | 0 | 0 | 0 | 0 | 0 | 0 | 0 | 0 | 0 | 0 | 0 | 0 | 0 | 0 | 0 | 0 | 0 | 0 | 0 | 0 | 0 | 0 | 0 | 0 | 0 | 0 | 0 | 0
F3_Residential_Multi-Family Regular Income_New_Space Heating_Natural Gas_Furnace_E4 | F3 | Residential | Multi-Family Regular Income | New | Space Heating | Natural Gas | Furnace | E4 | System - kBTUs of Consumption | 790.5875 | 790.5875 | 790.5875 | 790.5875 | 790.5875 | 790.5875 | 790.5875 | 790.5875 | 790.5875 | 790.5875 | 790.5875 | 790.5875 | 790.5875 | 790.5875 | 790.5875 | 790.5875 | 790.5875 | 790.5875 | 790.5875 | 790.5875 | 790.5875 | 790.5875 | 790.5875 | 790.5875 | 790.5875 | 790.5875 | 790.5875 | 790.5875 | 790.5875 | 790.5875 | 790.5875 | 790.5875 | 790.5875 | 0 | 0 | 0 | 0 | 0 | 0 | 0 | 0 | 0
F3_Residential_Multi-Family Regular Income_New_Space Heating_Natural Gas_Furnace_E5 | F3 | Residential | Multi-Family Regular Income | New | Space Heating | Natural Gas | Furnace | E5 | System - kBTUs of Consumption | 377.277 | 377.277 | 377.277 | 377.277 | 377.277 | 377.277 | 377.277 | 377.277 | 377.277 | 377.277 | 377.277 | 377.277 | 377.277 | 377.277 | 377.277 | 377.277 | 377.277 | 377.277 | 377.277 | 377.277 | 377.277 | 377.277 | 377.277 | 377.277 | 377.277 | 377.277 | 377.277 | 377.277 | 377.277 | 377.277 | 377.277 | 377.277 | 377.277 | 0 | 0 | 0 | 0 | 0 | 0 | 0 | 0 | 0
F3_Residential_Multi-Family Regular Income_New_Space Heating_Natural Gas_Furnace_E6 | F3 | Residential | Multi-Family Regular Income | New | Space Heating | Natural Gas | Furnace | E6 | System - kBTUs of Consumption | 399.6351 | 399.6351 | 399.6351 | 399.6351 | 399.6351 | 399.6351 | 399.6351 | 399.6351 | 399.6351 | 399.6351 | 399.6351 | 399.6351 | 399.6351 | 399.6351 | 399.6351 | 399.6351 | 399.6351 | 399.6351 | 399.6351 | 399.6351 | 399.6351 | 399.6351 | 399.6351 | 399.6351 | 399.6351 | 399.6351 | 399.6351 | 399.6351 | 399.6351 | 399.6351 | 399.6351 | 399.6351 | 399.6351 | 0 | 0 | 0 | 0 | 0 | 0 | 0 | 0 | 0
F3_Residential_Multi-Family Regular Income_New_Space Heating_Natural Gas_Furnace_E7 | F3 | Residential | Multi-Family Regular Income | New | Space Heating | Natural Gas | Furnace | E7 | System - kBTUs of Consumption | 0 | 0 | 0 | 0 | 0 | 0 | 0 | 0 | 0 | 0 | 0 | 0 | 0 | 0 | 0 | 0 | 0 | 0 | 0 | 0 | 0 | 0 | 0 | 0 | 0 | 0 | 0 | 0 | 0 | 0 | 0 | 0 | 0 | 0 | 0 | 0 | 0 | 0 | 0 | 0 | 0 | 0
F3_Residential_Multi-Family Regular Income_New_Space Heating_Natural Gas_Furnace_E8 | F3 | Residential | Multi-Family Regular Income | New | Space Heating | Natural Gas | Furnace | E8 | System - kBTUs of Consumption | 0 | 0 | 0 | 0 | 0 | 0 | 0 | 0 | 0 | 0 | 0 | 0 | 0 | 0 | 0 | 0 | 0 | 0 | 0 | 0 | 0 | 0 | 0 | 0 | 0 | 0 | 0 | 0 | 0 | 0 | 0 | 0 | 0 | 0 | 0 | 0 | 0 | 0 | 0 | 0 | 0 | 0
F3_Residential_Multi-Family Regular Income_New_Space Heating_Natural Gas_Furnace_E9 | F3 | Residential | Multi-Family Regular Income | New | Space Heating | Natural Gas | Furnace | E9 | System - kBTUs of Consumption | 0 | 0 | 0 | 0 | 0 | 0 | 0 | 0 | 0 | 0 | 0 | 0 | 0 | 0 | 0 | 0 | 0 | 0 | 0 | 0 | 0 | 0 | 0 | 0 | 0 | 0 | 0 | 0 | 0 | 0 | 0 | 0 | 0 | 0 | 0 | 0 | 0 | 0 | 0 | 0 | 0 | 0
F3_Residential_Multi-Family Regular Income_New_Space Heating_Natural Gas_Furnace_E10 | F3 | Residential | Multi-Family Regular Income | New | Space Heating | Natural Gas | Furnace | E10 | System - kBTUs of Consumption | 0 | 0 | 0 | 0 | 0 | 0 | 0 | 0 | 0 | 0 | 0 | 0 | 0 | 0 | 0 | 0 | 0 | 0 | 0 | 0 | 0 | 0 | 0 | 0 | 0 | 0 | 0 | 0 | 0 | 0 | 0 | 0 | 0 | 0 | 0 | 0 | 0 | 0 | 0 | 0 | 0 | 0
F4_Residential_Multi-Family Regular Income_New_Space Heating_Natural Gas_Furnace_E1 | F4 | Residential | Multi-Family Regular Income | New | Space Heating | Natural Gas | Furnace | E1 | Utility - Cost of Equipment | 702.2773 | 702.8726 | 704.9081 | 706.3607 | 704.0193 | 0 | 0 | 0 | 0 | 0 | 0 | 0 | 0 | 0 | 0 | 0 | 0 | 0 | 0 | 0 | 0 | 0 | 0 | 0 | 0 | 0 | 0 | 0 | 0 | 0 | 0 | 0 | 0 | 0 | 0 | 0 | 0 | 0 | 0 | 0 | 0 | 0
F4_Residential_Multi-Family Regular Income_New_Space Heating_Natural Gas_Furnace_E2 | F4 | Residential | Multi-Family Regular Income | New | Space Heating | Natural Gas | Furnace | E2 | Utility - Cost of Equipment | 594.8555 | 595.3598 | 597.0839 | 598.3144 | 596.3311 | 0 | 0 | 0 | 0 | 0 | 0 | 0 | 0 | 0 | 0 | 0 | 0 | 0 | 0 | 0 | 0 | 0 | 0 | 0 | 0 | 0 | 0 | 0 | 0 | 0 | 0 | 0 | 0 | 0 | 0 | 0 | 0 | 0 | 0 | 0 | 0 | 0
F4_Residential_Multi-Family Regular Income_New_Space Heating_Natural Gas_Furnace_E3 | F4 | Residential | Multi-Family Regular Income | New | Space Heating | Natural Gas | Furnace | E3 | Utility - Cost of Equipment | 574.854 | 575.3413 | 577.0074 | 578.1965 | 576.2799 | 0 | 0 | 0 | 0 | 0 | 0 | 0 | 0 | 0 | 0 | 0 | 0 | 0 | 0 | 0 | 0 | 0 | 0 | 0 | 0 | 0 | 0 | 0 | 0 | 0 | 0 | 0 | 0 | 0 | 0 | 0 | 0 | 0 | 0 | 0 | 0 | 0
F4_Residential_Multi-Family Regular Income_New_Space Heating_Natural Gas_Furnace_E4 | F4 | Residential | Multi-Family Regular Income | New | Space Heating | Natural Gas | Furnace | E4 | Utility - Cost of Equipment | 468.7734 | 469.1601 | 470.7843 | 471.8689 | 469.6342 | 468.9009 | 469.5659 | 469.8796 | 470.6509 | 471.2685 | 471.8092 | 472.2083 | 472.766 | 473.3941 | 473.9109 | 474.1083 | 473.9435 | 473.5261 | 472.65 | 471.4728 | 469.6929 | 467.4102 | 464.8788 | 462.3344 | 459.4961 | 456.4824 | 453.2996 | 450.0174 | 446.4077 | 442.6803 | 438.6358 | 434.4943 | 429.904 | 0 | 0 | 0 | 0 | 0 | 0 | 0 | 0 | 0
F4_Residential_Multi-Family Regular Income_New_Space Heating_Natural Gas_Furnace_E5 | F4 | Residential | Multi-Family Regular Income | New | Space Heating | Natural Gas | Furnace | E5 | Utility - Cost of Equipment | 374.8797 | 375.18 | 376.3413 | 377.1383 | 375.6327 | 375.1915 | 375.7394 | 376.0495 | 376.6819 | 377.211 | 377.693 | 377.9081 | 378.0347 | 378.0111 | 377.6862 | 377.1538 | 376.3853 | 375.4645 | 374.2516 | 372.857 | 371.3086 | 369.7161 | 367.95 | 366.1749 | 364.1948 | 362.0922 | 359.8717 | 357.5819 | 355.0636 | 352.4632 | 349.6415 | 346.7522 | 343.5498 | 0 | 0 | 0 | 0 | 0 | 0 | 0 | 0 | 0
F4_Residential_Multi-Family Regular Income_New_Space Heating_Natural Gas_Furnace_E6 | F4 | Residential | Multi-Family Regular Income | New | Space Heating | Natural Gas | Furnace | E6 | Utility - Cost of Equipment | 315.6881 | 315.9411 | 316.919 | 317.5902 | 316.3223 | 315.9507 | 316.4121 | 316.6733 | 317.2058 | 317.6513 | 318.0573 | 318.2384 | 318.345 | 318.3251 | 318.0516 | 317.6032 | 316.956 | 316.1806 | 315.1593 | 313.9848 | 312.6809 | 311.3398 | 309.8527 | 308.3578 | 306.6903 | 304.9198 | 303.0499 | 301.1216 | 299.0009 | 296.8111 | 294.435 | 292.0019 | 289.3051 | 0 | 0 | 0 | 0 | 0 | 0 | 0 | 0 | 0
F4_Residential_Multi-Family Regular Income_New_Space Heating_Natural Gas_Furnace_E7 | F4 | Residential | Multi-Family Regular Income | New | Space Heating | Natural Gas | Furnace | E7 | Utility - Cost of Equipment | 0 | 0 | 0 | 0 | 0 | 0 | 0 | 0 | 0 | 0 | 0 | 0 | 0 | 0 | 0 | 0 | 0 | 0 | 0 | 0 | 0 | 0 | 0 | 0 | 0 | 0 | 0 | 0 | 0 | 0 | 0 | 0 | 0 | 0 | 0 | 0 | 0 | 0 | 0 | 0 | 0 | 0
F4_Residential_Multi-Family Regular Income_New_Space Heating_Natural Gas_Furnace_E8 | F4 | Residential | Multi-Family Regular Income | New | Space Heating | Natural Gas | Furnace | E8 | Utility - Cost of Equipment | 0 | 0 | 0 | 0 | 0 | 0 | 0 | 0 | 0 | 0 | 0 | 0 | 0 | 0 | 0 | 0 | 0 | 0 | 0 | 0 | 0 | 0 | 0 | 0 | 0 | 0 | 0 | 0 | 0 | 0 | 0 | 0 | 0 | 0 | 0 | 0 | 0 | 0 | 0 | 0 | 0 | 0
F4_Residential_Multi-Family Regular Income_New_Space Heating_Natural Gas_Furnace_E9 | F4 | Residential | Multi-Family Regular Income | New | Space Heating | Natural Gas | Furnace | E9 | Utility - Cost of Equipment | 0 | 0 | 0 | 0 | 0 | 0 | 0 | 0 | 0 | 0 | 0 | 0 | 0 | 0 | 0 | 0 | 0 | 0 | 0 | 0 | 0 | 0 | 0 | 0 | 0 | 0 | 0 | 0 | 0 | 0 | 0 | 0 | 0 | 0 | 0 | 0 | 0 | 0 | 0 | 0 | 0 | 0
F4_Residential_Multi-Family Regular Income_New_Space Heating_Natural Gas_Furnace_E10 | F4 | Residential | Multi-Family Regular Income | New | Space Heating | Natural Gas | Furnace | E10 | Utility - Cost of Equipment | 0 | 0 | 0 | 0 | 0 | 0 | 0 | 0 | 0 | 0 | 0 | 0 | 0 | 0 | 0 | 0 | 0 | 0 | 0 | 0 | 0 | 0 | 0 | 0 | 0 | 0 | 0 | 0 | 0 | 0 | 0 | 0 | 0 | 0 | 0 | 0 | 0 | 0 | 0 | 0 | 0 | 0
F5_Residential_Multi-Family Regular Income_New_Space Heating_Natural Gas_Furnace_E1 | F5 | Residential | Multi-Family Regular Income | New | Space Heating | Natural Gas | Furnace | E1 | Utility - Cost of Operation | 167.9703 | 167.9703 | 167.9703 | 167.9703 | 167.9703 | 0 | 0 | 0 | 0 | 0 | 0 | 0 | 0 | 0 | 0 | 0 | 0 | 0 | 0 | 0 | 0 | 0 | 0 | 0 | 0 | 0 | 0 | 0 | 0 | 0 | 0 | 0 | 0 | 0 | 0 | 0 | 0 | 0 | 0 | 0 | 0 | 0
F5_Residential_Multi-Family Regular Income_New_Space Heating_Natural Gas_Furnace_E2 | F5 | Residential | Multi-Family Regular Income | New | Space Heating | Natural Gas | Furnace | E2 | Utility - Cost of Operation | 203.0039 | 203.0039 | 203.0039 | 203.0039 | 203.0039 | 0 | 0 | 0 | 0 | 0 | 0 | 0 | 0 | 0 | 0 | 0 | 0 | 0 | 0 | 0 | 0 | 0 | 0 | 0 | 0 | 0 | 0 | 0 | 0 | 0 | 0 | 0 | 0 | 0 | 0 | 0 | 0 | 0 | 0 | 0 | 0 | 0
F5_Residential_Multi-Family Regular Income_New_Space Heating_Natural Gas_Furnace_E3 | F5 | Residential | Multi-Family Regular Income | New | Space Heating | Natural Gas | Furnace | E3 | Utility - Cost of Operation | 212.1138 | 212.1138 | 212.1138 | 212.1138 | 212.1138 | 0 | 0 | 0 | 0 | 0 | 0 | 0 | 0 | 0 | 0 | 0 | 0 | 0 | 0 | 0 | 0 | 0 | 0 | 0 | 0 | 0 | 0 | 0 | 0 | 0 | 0 | 0 | 0 | 0 | 0 | 0 | 0 | 0 | 0 | 0 | 0 | 0
F5_Residential_Multi-Family Regular Income_New_Space Heating_Natural Gas_Furnace_E4 | F5 | Residential | Multi-Family Regular Income | New | Space Heating | Natural Gas | Furnace | E4 | Utility - Cost of Operation | 790.5875 | 790.5875 | 790.5875 | 790.5875 | 790.5875 | 790.5875 | 790.5875 | 790.5875 | 790.5875 | 790.5875 | 790.5875 | 790.5875 | 790.5875 | 790.5875 | 790.5875 | 790.5875 | 790.5875 | 790.5875 | 790.5875 | 790.5875 | 790.5875 | 790.5875 | 790.5875 | 790.5875 | 790.5875 | 790.5875 | 790.5875 | 790.5875 | 790.5875 | 790.5875 | 790.5875 | 790.5875 | 790.5875 | 0 | 0 | 0 | 0 | 0 | 0 | 0 | 0 | 0
F5_Residential_Multi-Family Regular Income_New_Space Heating_Natural Gas_Furnace_E5 | F5 | Residential | Multi-Family Regular Income | New | Space Heating | Natural Gas | Furnace | E5 | Utility - Cost of Operation | 377.277 | 377.277 | 377.277 | 377.277 | 377.277 | 377.277 | 377.277 | 377.277 | 377.277 | 377.277 | 377.277 | 377.277 | 377.277 | 377.277 | 377.277 | 377.277 | 377.277 | 377.277 | 377.277 | 377.277 | 377.277 | 377.277 | 377.277 | 377.277 | 377.277 | 377.277 | 377.277 | 377.277 | 377.277 | 377.277 | 377.277 | 377.277 | 377.277 | 0 | 0 | 0 | 0 | 0 | 0 | 0 | 0 | 0
F5_Residential_Multi-Family Regular Income_New_Space Heating_Natural Gas_Furnace_E6 | F5 | Residential | Multi-Family Regular Income | New | Space Heating | Natural Gas | Furnace | E6 | Utility - Cost of Operation | 399.6351 | 399.6351 | 399.6351 | 399.6351 | 399.6351 | 399.6351 | 399.6351 | 399.6351 | 399.6351 | 399.6351 | 399.6351 | 399.6351 | 399.6351 | 399.6351 | 399.6351 | 399.6351 | 399.6351 | 399.6351 | 399.6351 | 399.6351 | 399.6351 | 399.6351 | 399.6351 | 399.6351 | 399.6351 | 399.6351 | 399.6351 | 399.6351 | 399.6351 | 399.6351 | 399.6351 | 399.6351 | 399.6351 | 0 | 0 | 0 | 0 | 0 | 0 | 0 | 0 | 0
F5_Residential_Multi-Family Regular Income_New_Space Heating_Natural Gas_Furnace_E7 | F5 | Residential | Multi-Family Regular Income | New | Space Heating | Natural Gas | Furnace | E7 | Utility - Cost of Operation | 0 | 0 | 0 | 0 | 0 | 0 | 0 | 0 | 0 | 0 | 0 | 0 | 0 | 0 | 0 | 0 | 0 | 0 | 0 | 0 | 0 | 0 | 0 | 0 | 0 | 0 | 0 | 0 | 0 | 0 | 0 | 0 | 0 | 0 | 0 | 0 | 0 | 0 | 0 | 0 | 0 | 0
F5_Residential_Multi-Family Regular Income_New_Space Heating_Natural Gas_Furnace_E8 | F5 | Residential | Multi-Family Regular Income | New | Space Heating | Natural Gas | Furnace | E8 | Utility - Cost of Operation | 0 | 0 | 0 | 0 | 0 | 0 | 0 | 0 | 0 | 0 | 0 | 0 | 0 | 0 | 0 | 0 | 0 | 0 | 0 | 0 | 0 | 0 | 0 | 0 | 0 | 0 | 0 | 0 | 0 | 0 | 0 | 0 | 0 | 0 | 0 | 0 | 0 | 0 | 0 | 0 | 0 | 0
F5_Residential_Multi-Family Regular Income_New_Space Heating_Natural Gas_Furnace_E9 | F5 | Residential | Multi-Family Regular Income | New | Space Heating | Natural Gas | Furnace | E9 | Utility - Cost of Operation | 0 | 0 | 0 | 0 | 0 | 0 | 0 | 0 | 0 | 0 | 0 | 0 | 0 | 0 | 0 | 0 | 0 | 0 | 0 | 0 | 0 | 0 | 0 | 0 | 0 | 0 | 0 | 0 | 0 | 0 | 0 | 0 | 0 | 0 | 0 | 0 | 0 | 0 | 0 | 0 | 0 | 0
F5_Residential_Multi-Family Regular Income_New_Space Heating_Natural Gas_Furnace_E10 | F5 | Residential | Multi-Family Regular Income | New | Space Heating | Natural Gas | Furnace | E10 | Utility - Cost of Operation | 0 | 0 | 0 | 0 | 0 | 0 | 0 | 0 | 0 | 0 | 0 | 0 | 0 | 0 | 0 | 0 | 0 | 0 | 0 | 0 | 0 | 0 | 0 | 0 | 0 | 0 | 0 | 0 | 0 | 0 | 0 | 0 | 0 | 0 | 0 | 0 | 0 | 0 | 0 | 0 | 0 | 0
F6_Residential_Multi-Family Regular Income_New_Space Heating_Natural Gas_Furnace_E1 | F6 | Residential | Multi-Family Regular Income | New | Space Heating | Natural Gas | Furnace | E1 | Utility - Value of Sales | 349.7212 | 349.1269 | 348.9204 | 348.3834 | 346.4091 | 0 | 0 | 0 | 0 | 0 | 0 | 0 | 0 | 0 | 0 | 0 | 0 | 0 | 0 | 0 | 0 | 0 | 0 | 0 | 0 | 0 | 0 | 0 | 0 | 0 | 0 | 0 | 0 | 0 | 0 | 0 | 0 | 0 | 0 | 0 | 0 | 0
F6_Residential_Multi-Family Regular Income_New_Space Heating_Natural Gas_Furnace_E2 | F6 | Residential | Multi-Family Regular Income | New | Space Heating | Natural Gas | Furnace | E2 | Utility - Value of Sales | 296.2271 | 295.7237 | 295.5488 | 295.094 | 293.4217 | 0 | 0 | 0 | 0 | 0 | 0 | 0 | 0 | 0 | 0 | 0 | 0 | 0 | 0 | 0 | 0 | 0 | 0 | 0 | 0 | 0 | 0 | 0 | 0 | 0 | 0 | 0 | 0 | 0 | 0 | 0 | 0 | 0 | 0 | 0 | 0 | 0
F6_Residential_Multi-Family Regular Income_New_Space Heating_Natural Gas_Furnace_E3 | F6 | Residential | Multi-Family Regular Income | New | Space Heating | Natural Gas | Furnace | E3 | Utility - Value of Sales | 286.2667 | 285.7802 | 285.6112 | 285.1717 | 283.5556 | 0 | 0 | 0 | 0 | 0 | 0 | 0 | 0 | 0 | 0 | 0 | 0 | 0 | 0 | 0 | 0 | 0 | 0 | 0 | 0 | 0 | 0 | 0 | 0 | 0 | 0 | 0 | 0 | 0 | 0 | 0 | 0 | 0 | 0 | 0 | 0 | 0
F6_Residential_Multi-Family Regular Income_New_Space Heating_Natural Gas_Furnace_E4 | F6 | Residential | Multi-Family Regular Income | New | Space Heating | Natural Gas | Furnace | E4 | Utility - Value of Sales | 236.2901 | 236.2924 | 236.6653 | 236.7223 | 235.4059 | 234.0896 | 232.7732 | 231.4569 | 230.1407 | 228.8246 | 227.5085 | 226.1926 | 224.8767 | 223.5609 | 222.245 | 220.9418 | 219.6638 | 218.4233 | 217.2329 | 216.1053 | 215.0528 | 214.0882 | 213.211 | 212.4217 | 211.7201 | 211.1063 | 210.5799 | 210.1414 | 209.7905 | 209.5274 | 209.3518 | 209.2641 | 209.2641 | 0 | 0 | 0 | 0 | 0 | 0 | 0 | 0 | 0
F6_Residential_Multi-Family Regular Income_New_Space Heating_Natural Gas_Furnace_E5 | F6 | Residential | Multi-Family Regular Income | New | Space Heating | Natural Gas | Furnace | E5 | Utility - Value of Sales | 187.982 | 187.8081 | 187.8812 | 187.7437 | 186.6907 | 185.6377 | 184.5847 | 183.5318 | 182.479 | 181.4262 | 180.3734 | 179.3272 | 178.294 | 177.2803 | 176.2927 | 175.3376 | 174.4215 | 173.5508 | 172.7322 | 171.9721 | 171.2704 | 170.6273 | 170.0426 | 169.5164 | 169.0486 | 168.6394 | 168.2885 | 167.9961 | 167.7622 | 167.5868 | 167.4698 | 167.4113 | 167.4113 | 0 | 0 | 0 | 0 | 0 | 0 | 0 | 0 | 0
F6_Residential_Multi-Family Regular Income_New_Space Heating_Natural Gas_Furnace_E6 | F6 | Residential | Multi-Family Regular Income | New | Space Heating | Natural Gas | Furnace | E6 | Utility - Value of Sales | 158.3006 | 158.1542 | 158.2157 | 158.1 | 157.2132 | 156.3265 | 155.4398 | 154.5531 | 153.6665 | 152.7799 | 151.8934 | 151.0124 | 150.1423 | 149.2887 | 148.457 | 147.6527 | 146.8812 | 146.1481 | 145.4587 | 144.8186 | 144.2277 | 143.6862 | 143.1937 | 142.7506 | 142.3568 | 142.0121 | 141.7166 | 141.4704 | 141.2735 | 141.1257 | 141.0272 | 140.9779 | 140.9779 | 0 | 0 | 0 | 0 | 0 | 0 | 0 | 0 | 0
F6_Residential_Multi-Family Regular Income_New_Space Heating_Natural Gas_Furnace_E7 | F6 | Residential | Multi-Family Regular Income | New | Space Heating | Natural Gas | Furnace | E7 | Utility - Value of Sales | 0 | 0 | 0 | 0 | 0 | 0 | 0 | 0 | 0 | 0 | 0 | 0 | 0 | 0 | 0 | 0 | 0 | 0 | 0 | 0 | 0 | 0 | 0 | 0 | 0 | 0 | 0 | 0 | 0 | 0 | 0 | 0 | 0 | 0 | 0 | 0 | 0 | 0 | 0 | 0 | 0 | 0
F6_Residential_Multi-Family Regular Income_New_Space Heating_Natural Gas_Furnace_E8 | F6 | Residential | Multi-Family Regular Income | New | Space Heating | Natural Gas | Furnace | E8 | Utility - Value of Sales | 0 | 0 | 0 | 0 | 0 | 0 | 0 | 0 | 0 | 0 | 0 | 0 | 0 | 0 | 0 | 0 | 0 | 0 | 0 | 0 | 0 | 0 | 0 | 0 | 0 | 0 | 0 | 0 | 0 | 0 | 0 | 0 | 0 | 0 | 0 | 0 | 0 | 0 | 0 | 0 | 0 | 0
F6_Residential_Multi-Family Regular Income_New_Space Heating_Natural Gas_Furnace_E9 | F6 | Residential | Multi-Family Regular Income | New | Space Heating | Natural Gas | Furnace | E9 | Utility - Value of Sales | 0 | 0 | 0 | 0 | 0 | 0 | 0 | 0 | 0 | 0 | 0 | 0 | 0 | 0 | 0 | 0 | 0 | 0 | 0 | 0 | 0 | 0 | 0 | 0 | 0 | 0 | 0 | 0 | 0 | 0 | 0 | 0 | 0 | 0 | 0 | 0 | 0 | 0 | 0 | 0 | 0 | 0
F6_Residential_Multi-Family Regular Income_New_Space Heating_Natural Gas_Furnace_E10 | F6 | Residential | Multi-Family Regular Income | New | Space Heating | Natural Gas | Furnace | E10 | Utility - Value of Sales | 0 | 0 | 0 | 0 | 0 | 0 | 0 | 0 | 0 | 0 | 0 | 0 | 0 | 0 | 0 | 0 | 0 | 0 | 0 | 0 | 0 | 0 | 0 | 0 | 0 | 0 | 0 | 0 | 0 | 0 | 0 | 0 | 0 | 0 | 0 | 0 | 0 | 0 | 0 | 0 | 0 | 0
F1_Residential_Multi-Family Regular Income_New_Space Heating_Natural Gas_Boiler_E1 | F1 | Residential | Multi-Family Regular Income | New | Space Heating | Natural Gas | Boiler | E1 | RVT - Cost of Equipment | 364.3812 | 364.7197 | 0 | 0 | 0 | 0 | 0 | 0 | 0 | 0 | 0 | 0 | 0 | 0 | 0 | 0 | 0 | 0 | 0 | 0 | 0 | 0 | 0 | 0 | 0 | 0 | 0 | 0 | 0 | 0 | 0 | 0 | 0 | 0 | 0 | 0 | 0 | 0 | 0 | 0 | 0 | 0
F1_Residential_Multi-Family Regular Income_New_Space Heating_Natural Gas_Boiler_E2 | F1 | Residential | Multi-Family Regular Income | New | Space Heating | Natural Gas | Boiler | E2 | RVT - Cost of Equipment | 356.258 | 356.589 | 357.5884 | 358.2415 | 357.0724 | 0 | 0 | 0 | 0 | 0 | 0 | 0 | 0 | 0 | 0 | 0 | 0 | 0 | 0 | 0 | 0 | 0 | 0 | 0 | 0 | 0 | 0 | 0 | 0 | 0 | 0 | 0 | 0 | 0 | 0 | 0 | 0 | 0 | 0 | 0 | 0 | 0
F1_Residential_Multi-Family Regular Income_New_Space Heating_Natural Gas_Boiler_E3 | F1 | Residential | Multi-Family Regular Income | New | Space Heating | Natural Gas | Boiler | E3 | RVT - Cost of Equipment | 351.6162 | 351.9429 | 352.9293 | 353.5739 | 352.42 | 0 | 0 | 0 | 0 | 0 | 0 | 0 | 0 | 0 | 0 | 0 | 0 | 0 | 0 | 0 | 0 | 0 | 0 | 0 | 0 | 0 | 0 | 0 | 0 | 0 | 0 | 0 | 0 | 0 | 0 | 0 | 0 | 0 | 0 | 0 | 0 | 0
F1_Residential_Multi-Family Regular Income_New_Space Heating_Natural Gas_Boiler_E4 | F1 | Residential | Multi-Family Regular Income | New | Space Heating | Natural Gas | Boiler | E4 | RVT - Cost of Equipment | 329.9576 | 330.2642 | 331.1898 | 331.7947 | 330.7119 | 0 | 0 | 0 | 0 | 0 | 0 | 0 | 0 | 0 | 0 | 0 | 0 | 0 | 0 | 0 | 0 | 0 | 0 | 0 | 0 | 0 | 0 | 0 | 0 | 0 | 0 | 0 | 0 | 0 | 0 | 0 | 0 | 0 | 0 | 0 | 0 | 0
F1_Residential_Multi-Family Regular Income_New_Space Heating_Natural Gas_Boiler_E5 | F1 | Residential | Multi-Family Regular Income | New | Space Heating | Natural Gas | Boiler | E5 | RVT - Cost of Equipment | 307.1292 | 307.4146 | 308.2762 | 308.8392 | 307.8313 | 0 | 0 | 0 | 0 | 0 | 0 | 0 | 0 | 0 | 0 | 0 | 0 | 0 | 0 | 0 | 0 | 0 | 0 | 0 | 0 | 0 | 0 | 0 | 0 | 0 | 0 | 0 | 0 | 0 | 0 | 0 | 0 | 0 | 0 | 0 | 0 | 0
F1_Residential_Multi-Family Regular Income_New_Space Heating_Natural Gas_Boiler_E6 | F1 | Residential | Multi-Family Regular Income | New | Space Heating | Natural Gas | Boiler | E6 | RVT - Cost of Equipment | 244.0212 | 244.2226 | 245.068 | 245.6326 | 244.4693 | 244.0876 | 244.4338 | 244.5971 | 244.9986 | 245.3201 | 245.6016 | 245.8093 | 246.0996 | 246.4266 | 246.6956 | 246.7983 | 246.7126 | 246.4953 | 246.0392 | 245.4264 | 244.4999 | 243.3116 | 241.9939 | 240.6694 | 239.1919 | 237.6231 | 235.9663 | 234.2577 | 232.3787 | 230.4384 | 228.333 | 226.1772 | 223.7877 | 0 | 0 | 0 | 0 | 0 | 0 | 0 | 0 | 0
F1_Residential_Multi-Family Regular Income_New_Space Heating_Natural Gas_Boiler_E7 | F1 | Residential | Multi-Family Regular Income | New | Space Heating | Natural Gas | Boiler | E7 | RVT - Cost of Equipment | 195.1446 | 195.301 | 195.9055 | 196.3204 | 195.5366 | 195.3069 | 195.5921 | 195.7536 | 196.0828 | 196.3582 | 196.6091 | 196.7211 | 196.787 | 196.7747 | 196.6056 | 196.3284 | 195.9284 | 195.4491 | 194.8177 | 194.0917 | 193.2857 | 192.4567 | 191.5374 | 190.6133 | 189.5826 | 188.4881 | 187.3322 | 186.1402 | 184.8293 | 183.4756 | 182.0068 | 180.5028 | 178.8358 | 0 | 0 | 0 | 0 | 0 | 0 | 0 | 0 | 0
F1_Residential_Multi-Family Regular Income_New_Space Heating_Natural Gas_Boiler_E8 | F1 | Residential | Multi-Family Regular Income | New | Space Heating | Natural Gas | Boiler | E8 | RVT - Cost of Equipment | 164.3323 | 164.464 | 164.973 | 165.3224 | 164.6624 | 164.469 | 164.7092 | 164.8451 | 165.1223 | 165.3543 | 165.5656 | 165.6599 | 165.7154 | 165.705 | 165.5626 | 165.3292 | 164.9923 | 164.5887 | 164.057 | 163.4456 | 162.7669 | 162.0688 | 161.2946 | 160.5165 | 159.6485 | 158.7268 | 157.7534 | 156.7496 | 155.6457 | 154.5058 | 153.2689 | 152.0024 | 150.5985 | 0 | 0 | 0 | 0 | 0 | 0 | 0 | 0 | 0
F1_Residential_Multi-Family Regular Income_New_Space Heating_Natural Gas_Boiler_E9 | F1 | Residential | Multi-Family Regular Income | New | Space Heating | Natural Gas | Boiler | E9 | RVT - Cost of Equipment | 0 | 0 | 0 | 0 | 0 | 0 | 0 | 0 | 0 | 0 | 0 | 0 | 0 | 0 | 0 | 0 | 0 | 0 | 0 | 0 | 0 | 0 | 0 | 0 | 0 | 0 | 0 | 0 | 0 | 0 | 0 | 0 | 0 | 0 | 0 | 0 | 0 | 0 | 0 | 0 | 0 | 0
F1_Residential_Multi-Family Regular Income_New_Space Heating_Natural Gas_Boiler_E10 | F1 | Residential | Multi-Family Regular Income | New | Space Heating | Natural Gas | Boiler | E10 | RVT - Cost of Equipment | 0 | 0 | 0 | 0 | 0 | 0 | 0 | 0 | 0 | 0 | 0 | 0 | 0 | 0 | 0 | 0 | 0 | 0 | 0 | 0 | 0 | 0 | 0 | 0 | 0 | 0 | 0 | 0 | 0 | 0 | 0 | 0 | 0 | 0 | 0 | 0 | 0 | 0 | 0 | 0 | 0 | 0
F2_Residential_Multi-Family Regular Income_New_Space Heating_Natural Gas_Boiler_E1 | F2 | Residential | Multi-Family Regular Income | New | Space Heating | Natural Gas | Boiler | E1 | RVT - Cost of Operation | 363.7937 | 364.1317 | 0 | 0 | 0 | 0 | 0 | 0 | 0 | 0 | 0 | 0 | 0 | 0 | 0 | 0 | 0 | 0 | 0 | 0 | 0 | 0 | 0 | 0 | 0 | 0 | 0 | 0 | 0 | 0 | 0 | 0 | 0 | 0 | 0 | 0 | 0 | 0 | 0 | 0 | 0 | 0
F2_Residential_Multi-Family Regular Income_New_Space Heating_Natural Gas_Boiler_E2 | F2 | Residential | Multi-Family Regular Income | New | Space Heating | Natural Gas | Boiler | E2 | RVT - Cost of Operation | 355.6836 | 356.0141 | 357.0119 | 357.6639 | 356.4967 | 0 | 0 | 0 | 0 | 0 | 0 | 0 | 0 | 0 | 0 | 0 | 0 | 0 | 0 | 0 | 0 | 0 | 0 | 0 | 0 | 0 | 0 | 0 | 0 | 0 | 0 | 0 | 0 | 0 | 0 | 0 | 0 | 0 | 0 | 0 | 0 | 0
F2_Residential_Multi-Family Regular Income_New_Space Heating_Natural Gas_Boiler_E3 | F2 | Residential | Multi-Family Regular Income | New | Space Heating | Natural Gas | Boiler | E3 | RVT - Cost of Operation | 351.0493 | 351.3755 | 352.3602 | 353.0038 | 351.8518 | 0 | 0 | 0 | 0 | 0 | 0 | 0 | 0 | 0 | 0 | 0 | 0 | 0 | 0 | 0 | 0 | 0 | 0 | 0 | 0 | 0 | 0 | 0 | 0 | 0 | 0 | 0 | 0 | 0 | 0 | 0 | 0 | 0 | 0 | 0 | 0 | 0
F2_Residential_Multi-Family Regular Income_New_Space Heating_Natural Gas_Boiler_E4 | F2 | Residential | Multi-Family Regular Income | New | Space Heating | Natural Gas | Boiler | E4 | RVT - Cost of Operation | 329.4256 | 329.7317 | 330.6558 | 331.2597 | 330.1786 | 0 | 0 | 0 | 0 | 0 | 0 | 0 | 0 | 0 | 0 | 0 | 0 | 0 | 0 | 0 | 0 | 0 | 0 | 0 | 0 | 0 | 0 | 0 | 0 | 0 | 0 | 0 | 0 | 0 | 0 | 0 | 0 | 0 | 0 | 0 | 0 | 0
F2_Residential_Multi-Family Regular Income_New_Space Heating_Natural Gas_Boiler_E5 | F2 | Residential | Multi-Family Regular Income | New | Space Heating | Natural Gas | Boiler | E5 | RVT - Cost of Operation | 306.634 | 306.9189 | 307.7791 | 308.3412 | 307.335 | 0 | 0 | 0 | 0 | 0 | 0 | 0 | 0 | 0 | 0 | 0 | 0 | 0 | 0 | 0 | 0 | 0 | 0 | 0 | 0 | 0 | 0 | 0 | 0 | 0 | 0 | 0 | 0 | 0 | 0 | 0 | 0 | 0 | 0 | 0 | 0 | 0
F2_Residential_Multi-Family Regular Income_New_Space Heating_Natural Gas_Boiler_E6 | F2 | Residential | Multi-Family Regular Income | New | Space Heating | Natural Gas | Boiler | E6 | RVT - Cost of Operation | 243.6278 | 243.8288 | 244.6729 | 245.2366 | 244.0752 | 243.694 | 244.0397 | 244.2027 | 244.6036 | 244.9245 | 245.2055 | 245.413 | 245.7028 | 246.0292 | 246.2978 | 246.4004 | 246.3148 | 246.0979 | 245.6425 | 245.0307 | 244.1057 | 242.9193 | 241.6037 | 240.2814 | 238.8063 | 237.24 | 235.5858 | 233.88 | 232.004 | 230.0668 | 227.9649 | 225.8125 | 223.4269 | 0 | 0 | 0 | 0 | 0 | 0 | 0 | 0 | 0
F2_Residential_Multi-Family Regular Income_New_Space Heating_Natural Gas_Boiler_E7 | F2 | Residential | Multi-Family Regular Income | New | Space Heating | Natural Gas | Boiler | E7 | RVT - Cost of Operation | 194.83 | 194.9861 | 195.5896 | 196.0038 | 195.2213 | 194.992 | 195.2768 | 195.438 | 195.7666 | 196.0416 | 196.2921 | 196.4039 | 196.4697 | 196.4574 | 196.2886 | 196.0118 | 195.6125 | 195.1339 | 194.5036 | 193.7788 | 192.974 | 192.1464 | 191.2285 | 190.306 | 189.2769 | 188.1842 | 187.0301 | 185.8401 | 184.5313 | 183.1798 | 181.7134 | 180.2117 | 178.5474 | 0 | 0 | 0 | 0 | 0 | 0 | 0 | 0 | 0
F2_Residential_Multi-Family Regular Income_New_Space Heating_Natural Gas_Boiler_E8 | F2 | Residential | Multi-Family Regular Income | New | Space Heating | Natural Gas | Boiler | E8 | RVT - Cost of Operation | 164.0673 | 164.1988 | 164.707 | 165.0558 | 164.3969 | 164.2038 | 164.4436 | 164.5793 | 164.8561 | 165.0876 | 165.2986 | 165.3927 | 165.4482 | 165.4378 | 165.2956 | 165.0626 | 164.7263 | 164.3233 | 163.7925 | 163.1821 | 162.5044 | 161.8075 | 161.0346 | 160.2577 | 159.3911 | 158.4709 | 157.4991 | 156.4969 | 155.3948 | 154.2567 | 153.0218 | 151.7573 | 150.3557 | 0 | 0 | 0 | 0 | 0 | 0 | 0 | 0 | 0
F2_Residential_Multi-Family Regular Income_New_Space Heating_Natural Gas_Boiler_E9 | F2 | Residential | Multi-Family Regular Income | New | Space Heating | Natural Gas | Boiler | E9 | RVT - Cost of Operation | 0 | 0 | 0 | 0 | 0 | 0 | 0 | 0 | 0 | 0 | 0 | 0 | 0 | 0 | 0 | 0 | 0 | 0 | 0 | 0 | 0 | 0 | 0 | 0 | 0 | 0 | 0 | 0 | 0 | 0 | 0 | 0 | 0 | 0 | 0 | 0 | 0 | 0 | 0 | 0 | 0 | 0
F2_Residential_Multi-Family Regular Income_New_Space Heating_Natural Gas_Boiler_E10 | F2 | Residential | Multi-Family Regular Income | New | Space Heating | Natural Gas | Boiler | E10 | RVT - Cost of Operation | 0 | 0 | 0 | 0 | 0 | 0 | 0 | 0 | 0 | 0 | 0 | 0 | 0 | 0 | 0 | 0 | 0 | 0 | 0 | 0 | 0 | 0 | 0 | 0 | 0 | 0 | 0 | 0 | 0 | 0 | 0 | 0 | 0 | 0 | 0 | 0 | 0 | 0 | 0 | 0 | 0 | 0
F3_Residential_Multi-Family Regular Income_New_Space Heating_Natural Gas_Boiler_E1 | F3 | Residential | Multi-Family Regular Income | New | Space Heating | Natural Gas | Boiler | E1 | System - kBTUs of Consumption | 128.5283 | 128.5283 | 0 | 0 | 0 | 0 | 0 | 0 | 0 | 0 | 0 | 0 | 0 | 0 | 0 | 0 | 0 | 0 | 0 | 0 | 0 | 0 | 0 | 0 | 0 | 0 | 0 | 0 | 0 | 0 | 0 | 0 | 0 | 0 | 0 | 0 | 0 | 0 | 0 | 0 | 0 | 0
F3_Residential_Multi-Family Regular Income_New_Space Heating_Natural Gas_Boiler_E2 | F3 | Residential | Multi-Family Regular Income | New | Space Heating | Natural Gas | Boiler | E2 | System - kBTUs of Consumption | 158.8826 | 158.8826 | 158.8826 | 158.8826 | 158.8826 | 0 | 0 | 0 | 0 | 0 | 0 | 0 | 0 | 0 | 0 | 0 | 0 | 0 | 0 | 0 | 0 | 0 | 0 | 0 | 0 | 0 | 0 | 0 | 0 | 0 | 0 | 0 | 0 | 0 | 0 | 0 | 0 | 0 | 0 | 0 | 0 | 0
F3_Residential_Multi-Family Regular Income_New_Space Heating_Natural Gas_Boiler_E3 | F3 | Residential | Multi-Family Regular Income | New | Space Heating | Natural Gas | Boiler | E3 | System - kBTUs of Consumption | 180.5333 | 180.5333 | 180.5333 | 180.5333 | 180.5333 | 0 | 0 | 0 | 0 | 0 | 0 | 0 | 0 | 0 | 0 | 0 | 0 | 0 | 0 | 0 | 0 | 0 | 0 | 0 | 0 | 0 | 0 | 0 | 0 | 0 | 0 | 0 | 0 | 0 | 0 | 0 | 0 | 0 | 0 | 0 | 0 | 0
F3_Residential_Multi-Family Regular Income_New_Space Heating_Natural Gas_Boiler_E4 | F3 | Residential | Multi-Family Regular Income | New | Space Heating | Natural Gas | Boiler | E4 | System - kBTUs of Consumption | 188.8605 | 188.8605 | 188.8605 | 188.8605 | 188.8605 | 0 | 0 | 0 | 0 | 0 | 0 | 0 | 0 | 0 | 0 | 0 | 0 | 0 | 0 | 0 | 0 | 0 | 0 | 0 | 0 | 0 | 0 | 0 | 0 | 0 | 0 | 0 | 0 | 0 | 0 | 0 | 0 | 0 | 0 | 0 | 0 | 0
F3_Residential_Multi-Family Regular Income_New_Space Heating_Natural Gas_Boiler_E5 | F3 | Residential | Multi-Family Regular Income | New | Space Heating | Natural Gas | Boiler | E5 | System - kBTUs of Consumption | 212.5768 | 212.5768 | 212.5768 | 212.5768 | 212.5768 | 0 | 0 | 0 | 0 | 0 | 0 | 0 | 0 | 0 | 0 | 0 | 0 | 0 | 0 | 0 | 0 | 0 | 0 | 0 | 0 | 0 | 0 | 0 | 0 | 0 | 0 | 0 | 0 | 0 | 0 | 0 | 0 | 0 | 0 | 0 | 0 | 0
F3_Residential_Multi-Family Regular Income_New_Space Heating_Natural Gas_Boiler_E6 | F3 | Residential | Multi-Family Regular Income | New | Space Heating | Natural Gas | Boiler | E6 | System - kBTUs of Consumption | 988.2344 | 988.2344 | 988.2344 | 988.2344 | 988.2344 | 988.2344 | 988.2344 | 988.2344 | 988.2344 | 988.2344 | 988.2344 | 988.2344 | 988.2344 | 988.2344 | 988.2344 | 988.2344 | 988.2344 | 988.2344 | 988.2344 | 988.2344 | 988.2344 | 988.2344 | 988.2344 | 988.2344 | 988.2344 | 988.2344 | 988.2344 | 988.2344 | 988.2344 | 988.2344 | 988.2344 | 988.2344 | 988.2344 | 0 | 0 | 0 | 0 | 0 | 0 | 0 | 0 | 0
F3_Residential_Multi-Family Regular Income_New_Space Heating_Natural Gas_Boiler_E7 | F3 | Residential | Multi-Family Regular Income | New | Space Heating | Natural Gas | Boiler | E7 | System - kBTUs of Consumption | 471.5962 | 471.5962 | 471.5962 | 471.5962 | 471.5962 | 471.5962 | 471.5962 | 471.5962 | 471.5962 | 471.5962 | 471.5962 | 471.5962 | 471.5962 | 471.5962 | 471.5962 | 471.5962 | 471.5962 | 471.5962 | 471.5962 | 471.5962 | 471.5962 | 471.5962 | 471.5962 | 471.5962 | 471.5962 | 471.5962 | 471.5962 | 471.5962 | 471.5962 | 471.5962 | 471.5962 | 471.5962 | 471.5962 | 0 | 0 | 0 | 0 | 0 | 0 | 0 | 0 | 0
F3_Residential_Multi-Family Regular Income_New_Space Heating_Natural Gas_Boiler_E8 | F3 | Residential | Multi-Family Regular Income | New | Space Heating | Natural Gas | Boiler | E8 | System - kBTUs of Consumption | 499.5439 | 499.5439 | 499.5439 | 499.5439 | 499.5439 | 499.5439 | 499.5439 | 499.5439 | 499.5439 | 499.5439 | 499.5439 | 499.5439 | 499.5439 | 499.5439 | 499.5439 | 499.5439 | 499.5439 | 499.5439 | 499.5439 | 499.5439 | 499.5439 | 499.5439 | 499.5439 | 499.5439 | 499.5439 | 499.5439 | 499.5439 | 499.5439 | 499.5439 | 499.5439 | 499.5439 | 499.5439 | 499.5439 | 0 | 0 | 0 | 0 | 0 | 0 | 0 | 0 | 0
F3_Residential_Multi-Family Regular Income_New_Space Heating_Natural Gas_Boiler_E9 | F3 | Residential | Multi-Family Regular Income | New | Space Heating | Natural Gas | Boiler | E9 | System - kBTUs of Consumption | 0 | 0 | 0 | 0 | 0 | 0 | 0 | 0 | 0 | 0 | 0 | 0 | 0 | 0 | 0 | 0 | 0 | 0 | 0 | 0 | 0 | 0 | 0 | 0 | 0 | 0 | 0 | 0 | 0 | 0 | 0 | 0 | 0 | 0 | 0 | 0 | 0 | 0 | 0 | 0 | 0 | 0
F3_Residential_Multi-Family Regular Income_New_Space Heating_Natural Gas_Boiler_E10 | F3 | Residential | Multi-Family Regular Income | New | Space Heating | Natural Gas | Boiler | E10 | System - kBTUs of Consumption | 0 | 0 | 0 | 0 | 0 | 0 | 0 | 0 | 0 | 0 | 0 | 0 | 0 | 0 | 0 | 0 | 0 | 0 | 0 | 0 | 0 | 0 | 0 | 0 | 0 | 0 | 0 | 0 | 0 | 0 | 0 | 0 | 0 | 0 | 0 | 0 | 0 | 0 | 0 | 0 | 0 | 0
F4_Residential_Multi-Family Regular Income_New_Space Heating_Natural Gas_Boiler_E1 | F4 | Residential | Multi-Family Regular Income | New | Space Heating | Natural Gas | Boiler | E1 | Utility - Cost of Equipment | 363.7937 | 364.1317 | 0 | 0 | 0 | 0 | 0 | 0 | 0 | 0 | 0 | 0 | 0 | 0 | 0 | 0 | 0 | 0 | 0 | 0 | 0 | 0 | 0 | 0 | 0 | 0 | 0 | 0 | 0 | 0 | 0 | 0 | 0 | 0 | 0 | 0 | 0 | 0 | 0 | 0 | 0 | 0
F4_Residential_Multi-Family Regular Income_New_Space Heating_Natural Gas_Boiler_E2 | F4 | Residential | Multi-Family Regular Income | New | Space Heating | Natural Gas | Boiler | E2 | Utility - Cost of Equipment | 355.6836 | 356.0141 | 357.0119 | 357.6639 | 356.4967 | 0 | 0 | 0 | 0 | 0 | 0 | 0 | 0 | 0 | 0 | 0 | 0 | 0 | 0 | 0 | 0 | 0 | 0 | 0 | 0 | 0 | 0 | 0 | 0 | 0 | 0 | 0 | 0 | 0 | 0 | 0 | 0 | 0 | 0 | 0 | 0 | 0
F4_Residential_Multi-Family Regular Income_New_Space Heating_Natural Gas_Boiler_E3 | F4 | Residential | Multi-Family Regular Income | New | Space Heating | Natural Gas | Boiler | E3 | Utility - Cost of Equipment | 351.0493 | 351.3755 | 352.3602 | 353.0038 | 351.8518 | 0 | 0 | 0 | 0 | 0 | 0 | 0 | 0 | 0 | 0 | 0 | 0 | 0 | 0 | 0 | 0 | 0 | 0 | 0 | 0 | 0 | 0 | 0 | 0 | 0 | 0 | 0 | 0 | 0 | 0 | 0 | 0 | 0 | 0 | 0 | 0 | 0
F4_Residential_Multi-Family Regular Income_New_Space Heating_Natural Gas_Boiler_E4 | F4 | Residential | Multi-Family Regular Income | New | Space Heating | Natural Gas | Boiler | E4 | Utility - Cost of Equipment | 329.4256 | 329.7317 | 330.6558 | 331.2597 | 330.1786 | 0 | 0 | 0 | 0 | 0 | 0 | 0 | 0 | 0 | 0 | 0 | 0 | 0 | 0 | 0 | 0 | 0 | 0 | 0 | 0 | 0 | 0 | 0 | 0 | 0 | 0 | 0 | 0 | 0 | 0 | 0 | 0 | 0 | 0 | 0 | 0 | 0
F4_Residential_Multi-Family Regular Income_New_Space Heating_Natural Gas_Boiler_E5 | F4 | Residential | Multi-Family Regular Income | New | Space Heating | Natural Gas | Boiler | E5 | Utility - Cost of Equipment | 306.634 | 306.9189 | 307.7791 | 308.3412 | 307.335 | 0 | 0 | 0 | 0 | 0 | 0 | 0 | 0 | 0 | 0 | 0 | 0 | 0 | 0 | 0 | 0 | 0 | 0 | 0 | 0 | 0 | 0 | 0 | 0 | 0 | 0 | 0 | 0 | 0 | 0 | 0 | 0 | 0 | 0 | 0 | 0 | 0
F4_Residential_Multi-Family Regular Income_New_Space Heating_Natural Gas_Boiler_E6 | F4 | Residential | Multi-Family Regular Income | New | Space Heating | Natural Gas | Boiler | E6 | Utility - Cost of Equipment | 243.6278 | 243.8288 | 244.6729 | 245.2366 | 244.0752 | 243.694 | 244.0397 | 244.2027 | 244.6036 | 244.9245 | 245.2055 | 245.413 | 245.7028 | 246.0292 | 246.2978 | 246.4004 | 246.3148 | 246.0979 | 245.6425 | 245.0307 | 244.1057 | 242.9193 | 241.6037 | 240.2814 | 238.8063 | 237.24 | 235.5858 | 233.88 | 232.004 | 230.0668 | 227.9649 | 225.8125 | 223.4269 | 0 | 0 | 0 | 0 | 0 | 0 | 0 | 0 | 0
F4_Residential_Multi-Family Regular Income_New_Space Heating_Natural Gas_Boiler_E7 | F4 | Residential | Multi-Family Regular Income | New | Space Heating | Natural Gas | Boiler | E7 | Utility - Cost of Equipment | 194.83 | 194.9861 | 195.5896 | 196.0038 | 195.2213 | 194.992 | 195.2768 | 195.438 | 195.7666 | 196.0416 | 196.2921 | 196.4039 | 196.4697 | 196.4574 | 196.2886 | 196.0118 | 195.6125 | 195.1339 | 194.5036 | 193.7788 | 192.974 | 192.1464 | 191.2285 | 190.306 | 189.2769 | 188.1842 | 187.0301 | 185.8401 | 184.5313 | 183.1798 | 181.7134 | 180.2117 | 178.5474 | 0 | 0 | 0 | 0 | 0 | 0 | 0 | 0 | 0
F4_Residential_Multi-Family Regular Income_New_Space Heating_Natural Gas_Boiler_E8 | F4 | Residential | Multi-Family Regular Income | New | Space Heating | Natural Gas | Boiler | E8 | Utility - Cost of Equipment | 164.0673 | 164.1988 | 164.707 | 165.0558 | 164.3969 | 164.2038 | 164.4436 | 164.5793 | 164.8561 | 165.0876 | 165.2986 | 165.3927 | 165.4482 | 165.4378 | 165.2956 | 165.0626 | 164.7263 | 164.3233 | 163.7925 | 163.1821 | 162.5044 | 161.8075 | 161.0346 | 160.2577 | 159.3911 | 158.4709 | 157.4991 | 156.4969 | 155.3948 | 154.2567 | 153.0218 | 151.7573 | 150.3557 | 0 | 0 | 0 | 0 | 0 | 0 | 0 | 0 | 0
F4_Residential_Multi-Family Regular Income_New_Space Heating_Natural Gas_Boiler_E9 | F4 | Residential | Multi-Family Regular Income | New | Space Heating | Natural Gas | Boiler | E9 | Utility - Cost of Equipment | 0 | 0 | 0 | 0 | 0 | 0 | 0 | 0 | 0 | 0 | 0 | 0 | 0 | 0 | 0 | 0 | 0 | 0 | 0 | 0 | 0 | 0 | 0 | 0 | 0 | 0 | 0 | 0 | 0 | 0 | 0 | 0 | 0 | 0 | 0 | 0 | 0 | 0 | 0 | 0 | 0 | 0
F4_Residential_Multi-Family Regular Income_New_Space Heating_Natural Gas_Boiler_E10 | F4 | Residential | Multi-Family Regular Income | New | Space Heating | Natural Gas | Boiler | E10 | Utility - Cost of Equipment | 0 | 0 | 0 | 0 | 0 | 0 | 0 | 0 | 0 | 0 | 0 | 0 | 0 | 0 | 0 | 0 | 0 | 0 | 0 | 0 | 0 | 0 | 0 | 0 | 0 | 0 | 0 | 0 | 0 | 0 | 0 | 0 | 0 | 0 | 0 | 0 | 0 | 0 | 0 | 0 | 0 | 0
F5_Residential_Multi-Family Regular Income_New_Space Heating_Natural Gas_Boiler_E1 | F5 | Residential | Multi-Family Regular Income | New | Space Heating | Natural Gas | Boiler | E1 | Utility - Cost of Operation | 128.5283 | 128.5283 | 0 | 0 | 0 | 0 | 0 | 0 | 0 | 0 | 0 | 0 | 0 | 0 | 0 | 0 | 0 | 0 | 0 | 0 | 0 | 0 | 0 | 0 | 0 | 0 | 0 | 0 | 0 | 0 | 0 | 0 | 0 | 0 | 0 | 0 | 0 | 0 | 0 | 0 | 0 | 0
F5_Residential_Multi-Family Regular Income_New_Space Heating_Natural Gas_Boiler_E2 | F5 | Residential | Multi-Family Regular Income | New | Space Heating | Natural Gas | Boiler | E2 | Utility - Cost of Operation | 158.8826 | 158.8826 | 158.8826 | 158.8826 | 158.8826 | 0 | 0 | 0 | 0 | 0 | 0 | 0 | 0 | 0 | 0 | 0 | 0 | 0 | 0 | 0 | 0 | 0 | 0 | 0 | 0 | 0 | 0 | 0 | 0 | 0 | 0 | 0 | 0 | 0 | 0 | 0 | 0 | 0 | 0 | 0 | 0 | 0
F5_Residential_Multi-Family Regular Income_New_Space Heating_Natural Gas_Boiler_E3 | F5 | Residential | Multi-Family Regular Income | New | Space Heating | Natural Gas | Boiler | E3 | Utility - Cost of Operation | 180.5333 | 180.5333 | 180.5333 | 180.5333 | 180.5333 | 0 | 0 | 0 | 0 | 0 | 0 | 0 | 0 | 0 | 0 | 0 | 0 | 0 | 0 | 0 | 0 | 0 | 0 | 0 | 0 | 0 | 0 | 0 | 0 | 0 | 0 | 0 | 0 | 0 | 0 | 0 | 0 | 0 | 0 | 0 | 0 | 0
F5_Residential_Multi-Family Regular Income_New_Space Heating_Natural Gas_Boiler_E4 | F5 | Residential | Multi-Family Regular Income | New | Space Heating | Natural Gas | Boiler | E4 | Utility - Cost of Operation | 188.8605 | 188.8605 | 188.8605 | 188.8605 | 188.8605 | 0 | 0 | 0 | 0 | 0 | 0 | 0 | 0 | 0 | 0 | 0 | 0 | 0 | 0 | 0 | 0 | 0 | 0 | 0 | 0 | 0 | 0 | 0 | 0 | 0 | 0 | 0 | 0 | 0 | 0 | 0 | 0 | 0 | 0 | 0 | 0 | 0
F5_Residential_Multi-Family Regular Income_New_Space Heating_Natural Gas_Boiler_E5 | F5 | Residential | Multi-Family Regular Income | New | Space Heating | Natural Gas | Boiler | E5 | Utility - Cost of Operation | 212.5768 | 212.5768 | 212.5768 | 212.5768 | 212.5768 | 0 | 0 | 0 | 0 | 0 | 0 | 0 | 0 | 0 | 0 | 0 | 0 | 0 | 0 | 0 | 0 | 0 | 0 | 0 | 0 | 0 | 0 | 0 | 0 | 0 | 0 | 0 | 0 | 0 | 0 | 0 | 0 | 0 | 0 | 0 | 0 | 0
F5_Residential_Multi-Family Regular Income_New_Space Heating_Natural Gas_Boiler_E6 | F5 | Residential | Multi-Family Regular Income | New | Space Heating | Natural Gas | Boiler | E6 | Utility - Cost of Operation | 988.2344 | 988.2344 | 988.2344 | 988.2344 | 988.2344 | 988.2344 | 988.2344 | 988.2344 | 988.2344 | 988.2344 | 988.2344 | 988.2344 | 988.2344 | 988.2344 | 988.2344 | 988.2344 | 988.2344 | 988.2344 | 988.2344 | 988.2344 | 988.2344 | 988.2344 | 988.2344 | 988.2344 | 988.2344 | 988.2344 | 988.2344 | 988.2344 | 988.2344 | 988.2344 | 988.2344 | 988.2344 | 988.2344 | 0 | 0 | 0 | 0 | 0 | 0 | 0 | 0 | 0
F5_Residential_Multi-Family Regular Income_New_Space Heating_Natural Gas_Boiler_E7 | F5 | Residential | Multi-Family Regular Income | New | Space Heating | Natural Gas | Boiler | E7 | Utility - Cost of Operation | 471.5962 | 471.5962 | 471.5962 | 471.5962 | 471.5962 | 471.5962 | 471.5962 | 471.5962 | 471.5962 | 471.5962 | 471.5962 | 471.5962 | 471.5962 | 471.5962 | 471.5962 | 471.5962 | 471.5962 | 471.5962 | 471.5962 | 471.5962 | 471.5962 | 471.5962 | 471.5962 | 471.5962 | 471.5962 | 471.5962 | 471.5962 | 471.5962 | 471.5962 | 471.5962 | 471.5962 | 471.5962 | 471.5962 | 0 | 0 | 0 | 0 | 0 | 0 | 0 | 0 | 0
F5_Residential_Multi-Family Regular Income_New_Space Heating_Natural Gas_Boiler_E8 | F5 | Residential | Multi-Family Regular Income | New | Space Heating | Natural Gas | Boiler | E8 | Utility - Cost of Operation | 499.5439 | 499.5439 | 499.5439 | 499.5439 | 499.5439 | 499.5439 | 499.5439 | 499.5439 | 499.5439 | 499.5439 | 499.5439 | 499.5439 | 499.5439 | 499.5439 | 499.5439 | 499.5439 | 499.5439 | 499.5439 | 499.5439 | 499.5439 | 499.5439 | 499.5439 | 499.5439 | 499.5439 | 499.5439 | 499.5439 | 499.5439 | 499.5439 | 499.5439 | 499.5439 | 499.5439 | 499.5439 | 499.5439 | 0 | 0 | 0 | 0 | 0 | 0 | 0 | 0 | 0
F5_Residential_Multi-Family Regular Income_New_Space Heating_Natural Gas_Boiler_E9 | F5 | Residential | Multi-Family Regular Income | New | Space Heating | Natural Gas | Boiler | E9 | Utility - Cost of Operation | 0 | 0 | 0 | 0 | 0 | 0 | 0 | 0 | 0 | 0 | 0 | 0 | 0 | 0 | 0 | 0 | 0 | 0 | 0 | 0 | 0 | 0 | 0 | 0 | 0 | 0 | 0 | 0 | 0 | 0 | 0 | 0 | 0 | 0 | 0 | 0 | 0 | 0 | 0 | 0 | 0 | 0
F5_Residential_Multi-Family Regular Income_New_Space Heating_Natural Gas_Boiler_E10 | F5 | Residential | Multi-Family Regular Income | New | Space Heating | Natural Gas | Boiler | E10 | Utility - Cost of Operation | 0 | 0 | 0 | 0 | 0 | 0 | 0 | 0 | 0 | 0 | 0 | 0 | 0 | 0 | 0 | 0 | 0 | 0 | 0 | 0 | 0 | 0 | 0 | 0 | 0 | 0 | 0 | 0 | 0 | 0 | 0 | 0 | 0 | 0 | 0 | 0 | 0 | 0 | 0 | 0 | 0 | 0
F6_Residential_Multi-Family Regular Income_New_Space Heating_Natural Gas_Boiler_E1 | F6 | Residential | Multi-Family Regular Income | New | Space Heating | Natural Gas | Boiler | E1 | Utility - Value of Sales | 179.2304 | 178.8238 | 0 | 0 | 0 | 0 | 0 | 0 | 0 | 0 | 0 | 0 | 0 | 0 | 0 | 0 | 0 | 0 | 0 | 0 | 0 | 0 | 0 | 0 | 0 | 0 | 0 | 0 | 0 | 0 | 0 | 0 | 0 | 0 | 0 | 0 | 0 | 0 | 0 | 0 | 0 | 0
F6_Residential_Multi-Family Regular Income_New_Space Heating_Natural Gas_Boiler_E2 | F6 | Residential | Multi-Family Regular Income | New | Space Heating | Natural Gas | Boiler | E2 | Utility - Value of Sales | 175.2348 | 174.8373 | 174.6081 | 174.2391 | 173.2532 | 0 | 0 | 0 | 0 | 0 | 0 | 0 | 0 | 0 | 0 | 0 | 0 | 0 | 0 | 0 | 0 | 0 | 0 | 0 | 0 | 0 | 0 | 0 | 0 | 0 | 0 | 0 | 0 | 0 | 0 | 0 | 0 | 0 | 0 | 0 | 0 | 0
F6_Residential_Multi-Family Regular Income_New_Space Heating_Natural Gas_Boiler_E3 | F6 | Residential | Multi-Family Regular Income | New | Space Heating | Natural Gas | Boiler | E3 | Utility - Value of Sales | 172.9516 | 172.5593 | 172.3331 | 171.9689 | 170.9958 | 0 | 0 | 0 | 0 | 0 | 0 | 0 | 0 | 0 | 0 | 0 | 0 | 0 | 0 | 0 | 0 | 0 | 0 | 0 | 0 | 0 | 0 | 0 | 0 | 0 | 0 | 0 | 0 | 0 | 0 | 0 | 0 | 0 | 0 | 0 | 0 | 0
F6_Residential_Multi-Family Regular Income_New_Space Heating_Natural Gas_Boiler_E4 | F6 | Residential | Multi-Family Regular Income | New | Space Heating | Natural Gas | Boiler | E4 | Utility - Value of Sales | 162.2983 | 161.9301 | 161.7178 | 161.3761 | 160.4629 | 0 | 0 | 0 | 0 | 0 | 0 | 0 | 0 | 0 | 0 | 0 | 0 | 0 | 0 | 0 | 0 | 0 | 0 | 0 | 0 | 0 | 0 | 0 | 0 | 0 | 0 | 0 | 0 | 0 | 0 | 0 | 0 | 0 | 0 | 0 | 0 | 0
F6_Residential_Multi-Family Regular Income_New_Space Heating_Natural Gas_Boiler_E5 | F6 | Residential | Multi-Family Regular Income | New | Space Heating | Natural Gas | Boiler | E5 | Utility - Value of Sales | 151.0696 | 150.7268 | 150.5293 | 150.2111 | 149.3612 | 0 | 0 | 0 | 0 | 0 | 0 | 0 | 0 | 0 | 0 | 0 | 0 | 0 | 0 | 0 | 0 | 0 | 0 | 0 | 0 | 0 | 0 | 0 | 0 | 0 | 0 | 0 | 0 | 0 | 0 | 0 | 0 | 0 | 0 | 0 | 0 | 0
F6_Residential_Multi-Family Regular Income_New_Space Heating_Natural Gas_Boiler_E6 | F6 | Residential | Multi-Family Regular Income | New | Space Heating | Natural Gas | Boiler | E6 | Utility - Value of Sales | 122.8031 | 122.8043 | 122.9981 | 123.0277 | 122.3436 | 121.6595 | 120.9753 | 120.2913 | 119.6072 | 118.9232 | 118.2392 | 117.5553 | 116.8714 | 116.1876 | 115.5037 | 114.8264 | 114.1622 | 113.5175 | 112.8988 | 112.3128 | 111.7658 | 111.2645 | 110.8086 | 110.3984 | 110.0338 | 109.7147 | 109.4412 | 109.2133 | 109.0309 | 108.8942 | 108.8029 | 108.7574 | 108.7574 | 0 | 0 | 0 | 0 | 0 | 0 | 0 | 0 | 0
F6_Residential_Multi-Family Regular Income_New_Space Heating_Natural Gas_Boiler_E7 | F6 | Residential | Multi-Family Regular Income | New | Space Heating | Natural Gas | Boiler | E7 | Utility - Value of Sales | 97.6968 | 97.6064 | 97.6444 | 97.5729 | 97.0257 | 96.4784 | 95.9311 | 95.3839 | 94.8368 | 94.2896 | 93.7425 | 93.1987 | 92.6618 | 92.135 | 91.6216 | 91.1253 | 90.6492 | 90.1967 | 89.7712 | 89.3762 | 89.0115 | 88.6773 | 88.3734 | 88.0999 | 87.8568 | 87.6441 | 87.4618 | 87.3098 | 87.1883 | 87.0971 | 87.0363 | 87.0059 | 87.0059 | 0 | 0 | 0 | 0 | 0 | 0 | 0 | 0 | 0
F6_Residential_Multi-Family Regular Income_New_Space Heating_Natural Gas_Boiler_E8 | F6 | Residential | Multi-Family Regular Income | New | Space Heating | Natural Gas | Boiler | E8 | Utility - Value of Sales | 82.2709 | 82.1948 | 82.2268 | 82.1667 | 81.7058 | 81.245 | 80.7841 | 80.3233 | 79.8625 | 79.4018 | 78.941 | 78.4831 | 78.031 | 77.5873 | 77.1551 | 76.7371 | 76.3361 | 75.9551 | 75.5968 | 75.2641 | 74.9571 | 74.6756 | 74.4197 | 74.1894 | 73.9847 | 73.8056 | 73.652 | 73.5241 | 73.4217 | 73.3449 | 73.2937 | 73.2681 | 73.2681 | 0 | 0 | 0 | 0 | 0 | 0 | 0 | 0 | 0
F6_Residential_Multi-Family Regular Income_New_Space Heating_Natural Gas_Boiler_E9 | F6 | Residential | Multi-Family Regular Income | New | Space Heating | Natural Gas | Boiler | E9 | Utility - Value of Sales | 0 | 0 | 0 | 0 | 0 | 0 | 0 | 0 | 0 | 0 | 0 | 0 | 0 | 0 | 0 | 0 | 0 | 0 | 0 | 0 | 0 | 0 | 0 | 0 | 0 | 0 | 0 | 0 | 0 | 0 | 0 | 0 | 0 | 0 | 0 | 0 | 0 | 0 | 0 | 0 | 0 | 0
F6_Residential_Multi-Family Regular Income_New_Space Heating_Natural Gas_Boiler_E10 | F6 | Residential | Multi-Family Regular Income | New | Space Heating | Natural Gas | Boiler | E10 | Utility - Value of Sales | 0 | 0 | 0 | 0 | 0 | 0 | 0 | 0 | 0 | 0 | 0 | 0 | 0 | 0 | 0 | 0 | 0 | 0 | 0 | 0 | 0 | 0 | 0 | 0 | 0 | 0 | 0 | 0 | 0 | 0 | 0 | 0 | 0 | 0 | 0 | 0 | 0 | 0 | 0 | 0 | 0 | 0
F1_Residential_Multi-Family Regular Income_New_Secondary Heating_Natural Gas_Fireplace_E1 | F1 | Residential | Multi-Family Regular Income | New | Secondary Heating | Natural Gas | Fireplace | E1 | RVT - Cost of Equipment | 103.2129 | 103.5657 | 104.2098 | 104.7553 | 104.6227 | 104.8942 | 105.5413 | 106.0986 | 106.7831 | 107.4326 | 108.0663 | 108.667 | 109.3162 | 109.9314 | 110.4507 | 110.9117 | 111.302 | 111.6517 | 111.9037 | 112.1012 | 112.1601 | 112.1082 | 111.967 | 111.8007 | 111.5299 | 111.1864 | 110.7708 | 110.3014 | 109.7124 | 109.0618 | 108.2916 | 107.4628 | 106.4733 | 0 | 0 | 0 | 0 | 0 | 0 | 0 | 0 | 0
F1_Residential_Multi-Family Regular Income_New_Secondary Heating_Natural Gas_Fireplace_E2 | F1 | Residential | Multi-Family Regular Income | New | Secondary Heating | Natural Gas | Fireplace | E2 | RVT - Cost of Equipment | 85.8304 | 86.1237 | 86.6594 | 87.113 | 87.0027 | 87.2286 | 87.7666 | 88.2301 | 88.7993 | 89.3394 | 89.8664 | 90.3659 | 90.9058 | 91.4174 | 91.8492 | 92.2326 | 92.5571 | 92.848 | 93.0575 | 93.2217 | 93.2707 | 93.2276 | 93.1102 | 92.9719 | 92.7467 | 92.461 | 92.1154 | 91.725 | 91.2353 | 90.6943 | 90.0538 | 89.3645 | 88.5417 | 0 | 0 | 0 | 0 | 0 | 0 | 0 | 0 | 0
F1_Residential_Multi-Family Regular Income_New_Secondary Heating_Natural Gas_Fireplace_E3 | F1 | Residential | Multi-Family Regular Income | New | Secondary Heating | Natural Gas | Fireplace | E3 | RVT - Cost of Equipment | 81.8878 | 82.1677 | 82.6787 | 83.1115 | 83.0063 | 83.2217 | 83.7351 | 84.1773 | 84.7203 | 85.2356 | 85.7384 | 86.215 | 86.7301 | 87.2181 | 87.6302 | 87.996 | 88.3056 | 88.583 | 88.7829 | 88.9396 | 88.9863 | 88.9452 | 88.8332 | 88.7012 | 88.4864 | 88.2139 | 87.8842 | 87.5117 | 87.0444 | 86.5283 | 85.9172 | 85.2596 | 84.4746 | 0 | 0 | 0 | 0 | 0 | 0 | 0 | 0 | 0
F1_Residential_Multi-Family Regular Income_New_Secondary Heating_Natural Gas_Fireplace_E4 | F1 | Residential | Multi-Family Regular Income | New | Secondary Heating | Natural Gas | Fireplace | E4 | RVT - Cost of Equipment | 0 | 0 | 0 | 0 | 0 | 0 | 0 | 0 | 0 | 0 | 0 | 0 | 0 | 0 | 0 | 0 | 0 | 0 | 0 | 0 | 0 | 0 | 0 | 0 | 0 | 0 | 0 | 0 | 0 | 0 | 0 | 0 | 0 | 0 | 0 | 0 | 0 | 0 | 0 | 0 | 0 | 0
F1_Residential_Multi-Family Regular Income_New_Secondary Heating_Natural Gas_Fireplace_E5 | F1 | Residential | Multi-Family Regular Income | New | Secondary Heating | Natural Gas | Fireplace | E5 | RVT - Cost of Equipment | 0 | 0 | 0 | 0 | 0 | 0 | 0 | 0 | 0 | 0 | 0 | 0 | 0 | 0 | 0 | 0 | 0 | 0 | 0 | 0 | 0 | 0 | 0 | 0 | 0 | 0 | 0 | 0 | 0 | 0 | 0 | 0 | 0 | 0 | 0 | 0 | 0 | 0 | 0 | 0 | 0 | 0
F1_Residential_Multi-Family Regular Income_New_Secondary Heating_Natural Gas_Fireplace_E6 | F1 | Residential | Multi-Family Regular Income | New | Secondary Heating | Natural Gas | Fireplace | E6 | RVT - Cost of Equipment | 0 | 0 | 0 | 0 | 0 | 0 | 0 | 0 | 0 | 0 | 0 | 0 | 0 | 0 | 0 | 0 | 0 | 0 | 0 | 0 | 0 | 0 | 0 | 0 | 0 | 0 | 0 | 0 | 0 | 0 | 0 | 0 | 0 | 0 | 0 | 0 | 0 | 0 | 0 | 0 | 0 | 0
F1_Residential_Multi-Family Regular Income_New_Secondary Heating_Natural Gas_Fireplace_E7 | F1 | Residential | Multi-Family Regular Income | New | Secondary Heating | Natural Gas | Fireplace | E7 | RVT - Cost of Equipment | 0 | 0 | 0 | 0 | 0 | 0 | 0 | 0 | 0 | 0 | 0 | 0 | 0 | 0 | 0 | 0 | 0 | 0 | 0 | 0 | 0 | 0 | 0 | 0 | 0 | 0 | 0 | 0 | 0 | 0 | 0 | 0 | 0 | 0 | 0 | 0 | 0 | 0 | 0 | 0 | 0 | 0
F1_Residential_Multi-Family Regular Income_New_Secondary Heating_Natural Gas_Fireplace_E8 | F1 | Residential | Multi-Family Regular Income | New | Secondary Heating | Natural Gas | Fireplace | E8 | RVT - Cost of Equipment | 0 | 0 | 0 | 0 | 0 | 0 | 0 | 0 | 0 | 0 | 0 | 0 | 0 | 0 | 0 | 0 | 0 | 0 | 0 | 0 | 0 | 0 | 0 | 0 | 0 | 0 | 0 | 0 | 0 | 0 | 0 | 0 | 0 | 0 | 0 | 0 | 0 | 0 | 0 | 0 | 0 | 0
F1_Residential_Multi-Family Regular Income_New_Secondary Heating_Natural Gas_Fireplace_E9 | F1 | Residential | Multi-Family Regular Income | New | Secondary Heating | Natural Gas | Fireplace | E9 | RVT - Cost of Equipment | 0 | 0 | 0 | 0 | 0 | 0 | 0 | 0 | 0 | 0 | 0 | 0 | 0 | 0 | 0 | 0 | 0 | 0 | 0 | 0 | 0 | 0 | 0 | 0 | 0 | 0 | 0 | 0 | 0 | 0 | 0 | 0 | 0 | 0 | 0 | 0 | 0 | 0 | 0 | 0 | 0 | 0
F1_Residential_Multi-Family Regular Income_New_Secondary Heating_Natural Gas_Fireplace_E10 | F1 | Residential | Multi-Family Regular Income | New | Secondary Heating | Natural Gas | Fireplace | E10 | RVT - Cost of Equipment | 0 | 0 | 0 | 0 | 0 | 0 | 0 | 0 | 0 | 0 | 0 | 0 | 0 | 0 | 0 | 0 | 0 | 0 | 0 | 0 | 0 | 0 | 0 | 0 | 0 | 0 | 0 | 0 | 0 | 0 | 0 | 0 | 0 | 0 | 0 | 0 | 0 | 0 | 0 | 0 | 0 | 0
F2_Residential_Multi-Family Regular Income_New_Secondary Heating_Natural Gas_Fireplace_E1 | F2 | Residential | Multi-Family Regular Income | New | Secondary Heating | Natural Gas | Fireplace | E1 | RVT - Cost of Operation | 103.0465 | 103.3987 | 104.0418 | 104.5864 | 104.454 | 104.7251 | 105.3711 | 105.9275 | 106.6109 | 107.2594 | 107.8921 | 108.4918 | 109.1399 | 109.7541 | 110.2726 | 110.7329 | 111.1225 | 111.4717 | 111.7232 | 111.9204 | 111.9792 | 111.9274 | 111.7865 | 111.6204 | 111.3501 | 111.0071 | 110.5922 | 110.1235 | 109.5355 | 108.886 | 108.117 | 107.2895 | 106.3017 | 0 | 0 | 0 | 0 | 0 | 0 | 0 | 0 | 0
F2_Residential_Multi-Family Regular Income_New_Secondary Heating_Natural Gas_Fireplace_E2 | F2 | Residential | Multi-Family Regular Income | New | Secondary Heating | Natural Gas | Fireplace | E2 | RVT - Cost of Operation | 85.692 | 85.9848 | 86.5197 | 86.9725 | 86.8625 | 87.0879 | 87.6251 | 88.0878 | 88.6561 | 89.1954 | 89.7215 | 90.2202 | 90.7592 | 91.27 | 91.7011 | 92.0839 | 92.4079 | 92.6982 | 92.9074 | 93.0714 | 93.1203 | 93.0773 | 92.96 | 92.822 | 92.5971 | 92.3119 | 91.9669 | 91.5772 | 91.0882 | 90.548 | 89.9086 | 89.2204 | 88.3989 | 0 | 0 | 0 | 0 | 0 | 0 | 0 | 0 | 0
F2_Residential_Multi-Family Regular Income_New_Secondary Heating_Natural Gas_Fireplace_E3 | F2 | Residential | Multi-Family Regular Income | New | Secondary Heating | Natural Gas | Fireplace | E3 | RVT - Cost of Operation | 81.7557 | 82.0352 | 82.5454 | 82.9775 | 82.8725 | 83.0876 | 83.6001 | 84.0415 | 84.5837 | 85.0982 | 85.6002 | 86.076 | 86.5902 | 87.0775 | 87.4889 | 87.8541 | 88.1632 | 88.4402 | 88.6398 | 88.7962 | 88.8429 | 88.8018 | 88.69 | 88.5582 | 88.3437 | 88.0716 | 87.7425 | 87.3706 | 86.9041 | 86.3887 | 85.7786 | 85.1221 | 84.3384 | 0 | 0 | 0 | 0 | 0 | 0 | 0 | 0 | 0
F2_Residential_Multi-Family Regular Income_New_Secondary Heating_Natural Gas_Fireplace_E4 | F2 | Residential | Multi-Family Regular Income | New | Secondary Heating | Natural Gas | Fireplace | E4 | RVT - Cost of Operation | 0 | 0 | 0 | 0 | 0 | 0 | 0 | 0 | 0 | 0 | 0 | 0 | 0 | 0 | 0 | 0 | 0 | 0 | 0 | 0 | 0 | 0 | 0 | 0 | 0 | 0 | 0 | 0 | 0 | 0 | 0 | 0 | 0 | 0 | 0 | 0 | 0 | 0 | 0 | 0 | 0 | 0
F2_Residential_Multi-Family Regular Income_New_Secondary Heating_Natural Gas_Fireplace_E5 | F2 | Residential | Multi-Family Regular Income | New | Secondary Heating | Natural Gas | Fireplace | E5 | RVT - Cost of Operation | 0 | 0 | 0 | 0 | 0 | 0 | 0 | 0 | 0 | 0 | 0 | 0 | 0 | 0 | 0 | 0 | 0 | 0 | 0 | 0 | 0 | 0 | 0 | 0 | 0 | 0 | 0 | 0 | 0 | 0 | 0 | 0 | 0 | 0 | 0 | 0 | 0 | 0 | 0 | 0 | 0 | 0
F2_Residential_Multi-Family Regular Income_New_Secondary Heating_Natural Gas_Fireplace_E6 | F2 | Residential | Multi-Family Regular Income | New | Secondary Heating | Natural Gas | Fireplace | E6 | RVT - Cost of Operation | 0 | 0 | 0 | 0 | 0 | 0 | 0 | 0 | 0 | 0 | 0 | 0 | 0 | 0 | 0 | 0 | 0 | 0 | 0 | 0 | 0 | 0 | 0 | 0 | 0 | 0 | 0 | 0 | 0 | 0 | 0 | 0 | 0 | 0 | 0 | 0 | 0 | 0 | 0 | 0 | 0 | 0
F2_Residential_Multi-Family Regular Income_New_Secondary Heating_Natural Gas_Fireplace_E7 | F2 | Residential | Multi-Family Regular Income | New | Secondary Heating | Natural Gas | Fireplace | E7 | RVT - Cost of Operation | 0 | 0 | 0 | 0 | 0 | 0 | 0 | 0 | 0 | 0 | 0 | 0 | 0 | 0 | 0 | 0 | 0 | 0 | 0 | 0 | 0 | 0 | 0 | 0 | 0 | 0 | 0 | 0 | 0 | 0 | 0 | 0 | 0 | 0 | 0 | 0 | 0 | 0 | 0 | 0 | 0 | 0
F2_Residential_Multi-Family Regular Income_New_Secondary Heating_Natural Gas_Fireplace_E8 | F2 | Residential | Multi-Family Regular Income | New | Secondary Heating | Natural Gas | Fireplace | E8 | RVT - Cost of Operation | 0 | 0 | 0 | 0 | 0 | 0 | 0 | 0 | 0 | 0 | 0 | 0 | 0 | 0 | 0 | 0 | 0 | 0 | 0 | 0 | 0 | 0 | 0 | 0 | 0 | 0 | 0 | 0 | 0 | 0 | 0 | 0 | 0 | 0 | 0 | 0 | 0 | 0 | 0 | 0 | 0 | 0
F2_Residential_Multi-Family Regular Income_New_Secondary Heating_Natural Gas_Fireplace_E9 | F2 | Residential | Multi-Family Regular Income | New | Secondary Heating | Natural Gas | Fireplace | E9 | RVT - Cost of Operation | 0 | 0 | 0 | 0 | 0 | 0 | 0 | 0 | 0 | 0 | 0 | 0 | 0 | 0 | 0 | 0 | 0 | 0 | 0 | 0 | 0 | 0 | 0 | 0 | 0 | 0 | 0 | 0 | 0 | 0 | 0 | 0 | 0 | 0 | 0 | 0 | 0 | 0 | 0 | 0 | 0 | 0
F2_Residential_Multi-Family Regular Income_New_Secondary Heating_Natural Gas_Fireplace_E10 | F2 | Residential | Multi-Family Regular Income | New | Secondary Heating | Natural Gas | Fireplace | E10 | RVT - Cost of Operation | 0 | 0 | 0 | 0 | 0 | 0 | 0 | 0 | 0 | 0 | 0 | 0 | 0 | 0 | 0 | 0 | 0 | 0 | 0 | 0 | 0 | 0 | 0 | 0 | 0 | 0 | 0 | 0 | 0 | 0 | 0 | 0 | 0 | 0 | 0 | 0 | 0 | 0 | 0 | 0 | 0 | 0
F3_Residential_Multi-Family Regular Income_New_Secondary Heating_Natural Gas_Fireplace_E1 | F3 | Residential | Multi-Family Regular Income | New | Secondary Heating | Natural Gas | Fireplace | E1 | System - kBTUs of Consumption | 296.7502 | 296.7502 | 296.7502 | 296.7502 | 296.7502 | 296.7502 | 296.7502 | 296.7502 | 296.7502 | 296.7502 | 296.7502 | 296.7502 | 296.7502 | 296.7502 | 296.7502 | 296.7502 | 296.7502 | 296.7502 | 296.7502 | 296.7502 | 296.7502 | 296.7502 | 296.7502 | 296.7502 | 296.7502 | 296.7502 | 296.7502 | 296.7502 | 296.7502 | 296.7502 | 296.7502 | 296.7502 | 296.7502 | 0 | 0 | 0 | 0 | 0 | 0 | 0 | 0 | 0
F3_Residential_Multi-Family Regular Income_New_Secondary Heating_Natural Gas_Fireplace_E2 | F3 | Residential | Multi-Family Regular Income | New | Secondary Heating | Natural Gas | Fireplace | E2 | System - kBTUs of Consumption | 323.4515 | 323.4515 | 323.4515 | 323.4515 | 323.4515 | 323.4515 | 323.4515 | 323.4515 | 323.4515 | 323.4515 | 323.4515 | 323.4515 | 323.4515 | 323.4515 | 323.4515 | 323.4515 | 323.4515 | 323.4515 | 323.4515 | 323.4515 | 323.4515 | 323.4515 | 323.4515 | 323.4515 | 323.4515 | 323.4515 | 323.4515 | 323.4515 | 323.4515 | 323.4515 | 323.4515 | 323.4515 | 323.4515 | 0 | 0 | 0 | 0 | 0 | 0 | 0 | 0 | 0
F3_Residential_Multi-Family Regular Income_New_Secondary Heating_Natural Gas_Fireplace_E3 | F3 | Residential | Multi-Family Regular Income | New | Secondary Heating | Natural Gas | Fireplace | E3 | System - kBTUs of Consumption | 329.6864 | 329.6864 | 329.6864 | 329.6864 | 329.6864 | 329.6864 | 329.6864 | 329.6864 | 329.6864 | 329.6864 | 329.6864 | 329.6864 | 329.6864 | 329.6864 | 329.6864 | 329.6864 | 329.6864 | 329.6864 | 329.6864 | 329.6864 | 329.6864 | 329.6864 | 329.6864 | 329.6864 | 329.6864 | 329.6864 | 329.6864 | 329.6864 | 329.6864 | 329.6864 | 329.6864 | 329.6864 | 329.6864 | 0 | 0 | 0 | 0 | 0 | 0 | 0 | 0 | 0
F3_Residential_Multi-Family Regular Income_New_Secondary Heating_Natural Gas_Fireplace_E4 | F3 | Residential | Multi-Family Regular Income | New | Secondary Heating | Natural Gas | Fireplace | E4 | System - kBTUs of Consumption | 0 | 0 | 0 | 0 | 0 | 0 | 0 | 0 | 0 | 0 | 0 | 0 | 0 | 0 | 0 | 0 | 0 | 0 | 0 | 0 | 0 | 0 | 0 | 0 | 0 | 0 | 0 | 0 | 0 | 0 | 0 | 0 | 0 | 0 | 0 | 0 | 0 | 0 | 0 | 0 | 0 | 0
F3_Residential_Multi-Family Regular Income_New_Secondary Heating_Natural Gas_Fireplace_E5 | F3 | Residential | Multi-Family Regular Income | New | Secondary Heating | Natural Gas | Fireplace | E5 | System - kBTUs of Consumption | 0 | 0 | 0 | 0 | 0 | 0 | 0 | 0 | 0 | 0 | 0 | 0 | 0 | 0 | 0 | 0 | 0 | 0 | 0 | 0 | 0 | 0 | 0 | 0 | 0 | 0 | 0 | 0 | 0 | 0 | 0 | 0 | 0 | 0 | 0 | 0 | 0 | 0 | 0 | 0 | 0 | 0
F3_Residential_Multi-Family Regular Income_New_Secondary Heating_Natural Gas_Fireplace_E6 | F3 | Residential | Multi-Family Regular Income | New | Secondary Heating | Natural Gas | Fireplace | E6 | System - kBTUs of Consumption | 0 | 0 | 0 | 0 | 0 | 0 | 0 | 0 | 0 | 0 | 0 | 0 | 0 | 0 | 0 | 0 | 0 | 0 | 0 | 0 | 0 | 0 | 0 | 0 | 0 | 0 | 0 | 0 | 0 | 0 | 0 | 0 | 0 | 0 | 0 | 0 | 0 | 0 | 0 | 0 | 0 | 0
F3_Residential_Multi-Family Regular Income_New_Secondary Heating_Natural Gas_Fireplace_E7 | F3 | Residential | Multi-Family Regular Income | New | Secondary Heating | Natural Gas | Fireplace | E7 | System - kBTUs of Consumption | 0 | 0 | 0 | 0 | 0 | 0 | 0 | 0 | 0 | 0 | 0 | 0 | 0 | 0 | 0 | 0 | 0 | 0 | 0 | 0 | 0 | 0 | 0 | 0 | 0 | 0 | 0 | 0 | 0 | 0 | 0 | 0 | 0 | 0 | 0 | 0 | 0 | 0 | 0 | 0 | 0 | 0
F3_Residential_Multi-Family Regular Income_New_Secondary Heating_Natural Gas_Fireplace_E8 | F3 | Residential | Multi-Family Regular Income | New | Secondary Heating | Natural Gas | Fireplace | E8 | System - kBTUs of Consumption | 0 | 0 | 0 | 0 | 0 | 0 | 0 | 0 | 0 | 0 | 0 | 0 | 0 | 0 | 0 | 0 | 0 | 0 | 0 | 0 | 0 | 0 | 0 | 0 | 0 | 0 | 0 | 0 | 0 | 0 | 0 | 0 | 0 | 0 | 0 | 0 | 0 | 0 | 0 | 0 | 0 | 0
F3_Residential_Multi-Family Regular Income_New_Secondary Heating_Natural Gas_Fireplace_E9 | F3 | Residential | Multi-Family Regular Income | New | Secondary Heating | Natural Gas | Fireplace | E9 | System - kBTUs of Consumption | 0 | 0 | 0 | 0 | 0 | 0 | 0 | 0 | 0 | 0 | 0 | 0 | 0 | 0 | 0 | 0 | 0 | 0 | 0 | 0 | 0 | 0 | 0 | 0 | 0 | 0 | 0 | 0 | 0 | 0 | 0 | 0 | 0 | 0 | 0 | 0 | 0 | 0 | 0 | 0 | 0 | 0
F3_Residential_Multi-Family Regular Income_New_Secondary Heating_Natural Gas_Fireplace_E10 | F3 | Residential | Multi-Family Regular Income | New | Secondary Heating | Natural Gas | Fireplace | E10 | System - kBTUs of Consumption | 0 | 0 | 0 | 0 | 0 | 0 | 0 | 0 | 0 | 0 | 0 | 0 | 0 | 0 | 0 | 0 | 0 | 0 | 0 | 0 | 0 | 0 | 0 | 0 | 0 | 0 | 0 | 0 | 0 | 0 | 0 | 0 | 0 | 0 | 0 | 0 | 0 | 0 | 0 | 0 | 0 | 0
F4_Residential_Multi-Family Regular Income_New_Secondary Heating_Natural Gas_Fireplace_E1 | F4 | Residential | Multi-Family Regular Income | New | Secondary Heating | Natural Gas | Fireplace | E1 | Utility - Cost of Equipment | 103.0465 | 103.3987 | 104.0418 | 104.5864 | 104.454 | 104.7251 | 105.3711 | 105.9275 | 106.6109 | 107.2594 | 107.8921 | 108.4918 | 109.1399 | 109.7541 | 110.2726 | 110.7329 | 111.1225 | 111.4717 | 111.7232 | 111.9204 | 111.9792 | 111.9274 | 111.7865 | 111.6204 | 111.3501 | 111.0071 | 110.5922 | 110.1235 | 109.5355 | 108.886 | 108.117 | 107.2895 | 106.3017 | 0 | 0 | 0 | 0 | 0 | 0 | 0 | 0 | 0
F4_Residential_Multi-Family Regular Income_New_Secondary Heating_Natural Gas_Fireplace_E2 | F4 | Residential | Multi-Family Regular Income | New | Secondary Heating | Natural Gas | Fireplace | E2 | Utility - Cost of Equipment | 85.692 | 85.9848 | 86.5197 | 86.9725 | 86.8625 | 87.0879 | 87.6251 | 88.0878 | 88.6561 | 89.1954 | 89.7215 | 90.2202 | 90.7592 | 91.27 | 91.7011 | 92.0839 | 92.4079 | 92.6982 | 92.9074 | 93.0714 | 93.1203 | 93.0773 | 92.96 | 92.822 | 92.5971 | 92.3119 | 91.9669 | 91.5772 | 91.0882 | 90.548 | 89.9086 | 89.2204 | 88.3989 | 0 | 0 | 0 | 0 | 0 | 0 | 0 | 0 | 0
F4_Residential_Multi-Family Regular Income_New_Secondary Heating_Natural Gas_Fireplace_E3 | F4 | Residential | Multi-Family Regular Income | New | Secondary Heating | Natural Gas | Fireplace | E3 | Utility - Cost of Equipment | 81.7557 | 82.0352 | 82.5454 | 82.9775 | 82.8725 | 83.0876 | 83.6001 | 84.0415 | 84.5837 | 85.0982 | 85.6002 | 86.076 | 86.5902 | 87.0775 | 87.4889 | 87.8541 | 88.1632 | 88.4402 | 88.6398 | 88.7962 | 88.8429 | 88.8018 | 88.69 | 88.5582 | 88.3437 | 88.0716 | 87.7425 | 87.3706 | 86.9041 | 86.3887 | 85.7786 | 85.1221 | 84.3384 | 0 | 0 | 0 | 0 | 0 | 0 | 0 | 0 | 0
F4_Residential_Multi-Family Regular Income_New_Secondary Heating_Natural Gas_Fireplace_E4 | F4 | Residential | Multi-Family Regular Income | New | Secondary Heating | Natural Gas | Fireplace | E4 | Utility - Cost of Equipment | 0 | 0 | 0 | 0 | 0 | 0 | 0 | 0 | 0 | 0 | 0 | 0 | 0 | 0 | 0 | 0 | 0 | 0 | 0 | 0 | 0 | 0 | 0 | 0 | 0 | 0 | 0 | 0 | 0 | 0 | 0 | 0 | 0 | 0 | 0 | 0 | 0 | 0 | 0 | 0 | 0 | 0
F4_Residential_Multi-Family Regular Income_New_Secondary Heating_Natural Gas_Fireplace_E5 | F4 | Residential | Multi-Family Regular Income | New | Secondary Heating | Natural Gas | Fireplace | E5 | Utility - Cost of Equipment | 0 | 0 | 0 | 0 | 0 | 0 | 0 | 0 | 0 | 0 | 0 | 0 | 0 | 0 | 0 | 0 | 0 | 0 | 0 | 0 | 0 | 0 | 0 | 0 | 0 | 0 | 0 | 0 | 0 | 0 | 0 | 0 | 0 | 0 | 0 | 0 | 0 | 0 | 0 | 0 | 0 | 0
F4_Residential_Multi-Family Regular Income_New_Secondary Heating_Natural Gas_Fireplace_E6 | F4 | Residential | Multi-Family Regular Income | New | Secondary Heating | Natural Gas | Fireplace | E6 | Utility - Cost of Equipment | 0 | 0 | 0 | 0 | 0 | 0 | 0 | 0 | 0 | 0 | 0 | 0 | 0 | 0 | 0 | 0 | 0 | 0 | 0 | 0 | 0 | 0 | 0 | 0 | 0 | 0 | 0 | 0 | 0 | 0 | 0 | 0 | 0 | 0 | 0 | 0 | 0 | 0 | 0 | 0 | 0 | 0
F4_Residential_Multi-Family Regular Income_New_Secondary Heating_Natural Gas_Fireplace_E7 | F4 | Residential | Multi-Family Regular Income | New | Secondary Heating | Natural Gas | Fireplace | E7 | Utility - Cost of Equipment | 0 | 0 | 0 | 0 | 0 | 0 | 0 | 0 | 0 | 0 | 0 | 0 | 0 | 0 | 0 | 0 | 0 | 0 | 0 | 0 | 0 | 0 | 0 | 0 | 0 | 0 | 0 | 0 | 0 | 0 | 0 | 0 | 0 | 0 | 0 | 0 | 0 | 0 | 0 | 0 | 0 | 0
F4_Residential_Multi-Family Regular Income_New_Secondary Heating_Natural Gas_Fireplace_E8 | F4 | Residential | Multi-Family Regular Income | New | Secondary Heating | Natural Gas | Fireplace | E8 | Utility - Cost of Equipment | 0 | 0 | 0 | 0 | 0 | 0 | 0 | 0 | 0 | 0 | 0 | 0 | 0 | 0 | 0 | 0 | 0 | 0 | 0 | 0 | 0 | 0 | 0 | 0 | 0 | 0 | 0 | 0 | 0 | 0 | 0 | 0 | 0 | 0 | 0 | 0 | 0 | 0 | 0 | 0 | 0 | 0
F4_Residential_Multi-Family Regular Income_New_Secondary Heating_Natural Gas_Fireplace_E9 | F4 | Residential | Multi-Family Regular Income | New | Secondary Heating | Natural Gas | Fireplace | E9 | Utility - Cost of Equipment | 0 | 0 | 0 | 0 | 0 | 0 | 0 | 0 | 0 | 0 | 0 | 0 | 0 | 0 | 0 | 0 | 0 | 0 | 0 | 0 | 0 | 0 | 0 | 0 | 0 | 0 | 0 | 0 | 0 | 0 | 0 | 0 | 0 | 0 | 0 | 0 | 0 | 0 | 0 | 0 | 0 | 0
F4_Residential_Multi-Family Regular Income_New_Secondary Heating_Natural Gas_Fireplace_E10 | F4 | Residential | Multi-Family Regular Income | New | Secondary Heating | Natural Gas | Fireplace | E10 | Utility - Cost of Equipment | 0 | 0 | 0 | 0 | 0 | 0 | 0 | 0 | 0 | 0 | 0 | 0 | 0 | 0 | 0 | 0 | 0 | 0 | 0 | 0 | 0 | 0 | 0 | 0 | 0 | 0 | 0 | 0 | 0 | 0 | 0 | 0 | 0 | 0 | 0 | 0 | 0 | 0 | 0 | 0 | 0 | 0
F5_Residential_Multi-Family Regular Income_New_Secondary Heating_Natural Gas_Fireplace_E1 | F5 | Residential | Multi-Family Regular Income | New | Secondary Heating | Natural Gas | Fireplace | E1 | Utility - Cost of Operation | 296.7502 | 296.7502 | 296.7502 | 296.7502 | 296.7502 | 296.7502 | 296.7502 | 296.7502 | 296.7502 | 296.7502 | 296.7502 | 296.7502 | 296.7502 | 296.7502 | 296.7502 | 296.7502 | 296.7502 | 296.7502 | 296.7502 | 296.7502 | 296.7502 | 296.7502 | 296.7502 | 296.7502 | 296.7502 | 296.7502 | 296.7502 | 296.7502 | 296.7502 | 296.7502 | 296.7502 | 296.7502 | 296.7502 | 0 | 0 | 0 | 0 | 0 | 0 | 0 | 0 | 0
F5_Residential_Multi-Family Regular Income_New_Secondary Heating_Natural Gas_Fireplace_E2 | F5 | Residential | Multi-Family Regular Income | New | Secondary Heating | Natural Gas | Fireplace | E2 | Utility - Cost of Operation | 323.4515 | 323.4515 | 323.4515 | 323.4515 | 323.4515 | 323.4515 | 323.4515 | 323.4515 | 323.4515 | 323.4515 | 323.4515 | 323.4515 | 323.4515 | 323.4515 | 323.4515 | 323.4515 | 323.4515 | 323.4515 | 323.4515 | 323.4515 | 323.4515 | 323.4515 | 323.4515 | 323.4515 | 323.4515 | 323.4515 | 323.4515 | 323.4515 | 323.4515 | 323.4515 | 323.4515 | 323.4515 | 323.4515 | 0 | 0 | 0 | 0 | 0 | 0 | 0 | 0 | 0
F5_Residential_Multi-Family Regular Income_New_Secondary Heating_Natural Gas_Fireplace_E3 | F5 | Residential | Multi-Family Regular Income | New | Secondary Heating | Natural Gas | Fireplace | E3 | Utility - Cost of Operation | 329.6864 | 329.6864 | 329.6864 | 329.6864 | 329.6864 | 329.6864 | 329.6864 | 329.6864 | 329.6864 | 329.6864 | 329.6864 | 329.6864 | 329.6864 | 329.6864 | 329.6864 | 329.6864 | 329.6864 | 329.6864 | 329.6864 | 329.6864 | 329.6864 | 329.6864 | 329.6864 | 329.6864 | 329.6864 | 329.6864 | 329.6864 | 329.6864 | 329.6864 | 329.6864 | 329.6864 | 329.6864 | 329.6864 | 0 | 0 | 0 | 0 | 0 | 0 | 0 | 0 | 0
F5_Residential_Multi-Family Regular Income_New_Secondary Heating_Natural Gas_Fireplace_E4 | F5 | Residential | Multi-Family Regular Income | New | Secondary Heating | Natural Gas | Fireplace | E4 | Utility - Cost of Operation | 0 | 0 | 0 | 0 | 0 | 0 | 0 | 0 | 0 | 0 | 0 | 0 | 0 | 0 | 0 | 0 | 0 | 0 | 0 | 0 | 0 | 0 | 0 | 0 | 0 | 0 | 0 | 0 | 0 | 0 | 0 | 0 | 0 | 0 | 0 | 0 | 0 | 0 | 0 | 0 | 0 | 0
F5_Residential_Multi-Family Regular Income_New_Secondary Heating_Natural Gas_Fireplace_E5 | F5 | Residential | Multi-Family Regular Income | New | Secondary Heating | Natural Gas | Fireplace | E5 | Utility - Cost of Operation | 0 | 0 | 0 | 0 | 0 | 0 | 0 | 0 | 0 | 0 | 0 | 0 | 0 | 0 | 0 | 0 | 0 | 0 | 0 | 0 | 0 | 0 | 0 | 0 | 0 | 0 | 0 | 0 | 0 | 0 | 0 | 0 | 0 | 0 | 0 | 0 | 0 | 0 | 0 | 0 | 0 | 0
F5_Residential_Multi-Family Regular Income_New_Secondary Heating_Natural Gas_Fireplace_E6 | F5 | Residential | Multi-Family Regular Income | New | Secondary Heating | Natural Gas | Fireplace | E6 | Utility - Cost of Operation | 0 | 0 | 0 | 0 | 0 | 0 | 0 | 0 | 0 | 0 | 0 | 0 | 0 | 0 | 0 | 0 | 0 | 0 | 0 | 0 | 0 | 0 | 0 | 0 | 0 | 0 | 0 | 0 | 0 | 0 | 0 | 0 | 0 | 0 | 0 | 0 | 0 | 0 | 0 | 0 | 0 | 0
F5_Residential_Multi-Family Regular Income_New_Secondary Heating_Natural Gas_Fireplace_E7 | F5 | Residential | Multi-Family Regular Income | New | Secondary Heating | Natural Gas | Fireplace | E7 | Utility - Cost of Operation | 0 | 0 | 0 | 0 | 0 | 0 | 0 | 0 | 0 | 0 | 0 | 0 | 0 | 0 | 0 | 0 | 0 | 0 | 0 | 0 | 0 | 0 | 0 | 0 | 0 | 0 | 0 | 0 | 0 | 0 | 0 | 0 | 0 | 0 | 0 | 0 | 0 | 0 | 0 | 0 | 0 | 0
F5_Residential_Multi-Family Regular Income_New_Secondary Heating_Natural Gas_Fireplace_E8 | F5 | Residential | Multi-Family Regular Income | New | Secondary Heating | Natural Gas | Fireplace | E8 | Utility - Cost of Operation | 0 | 0 | 0 | 0 | 0 | 0 | 0 | 0 | 0 | 0 | 0 | 0 | 0 | 0 | 0 | 0 | 0 | 0 | 0 | 0 | 0 | 0 | 0 | 0 | 0 | 0 | 0 | 0 | 0 | 0 | 0 | 0 | 0 | 0 | 0 | 0 | 0 | 0 | 0 | 0 | 0 | 0
F5_Residential_Multi-Family Regular Income_New_Secondary Heating_Natural Gas_Fireplace_E9 | F5 | Residential | Multi-Family Regular Income | New | Secondary Heating | Natural Gas | Fireplace | E9 | Utility - Cost of Operation | 0 | 0 | 0 | 0 | 0 | 0 | 0 | 0 | 0 | 0 | 0 | 0 | 0 | 0 | 0 | 0 | 0 | 0 | 0 | 0 | 0 | 0 | 0 | 0 | 0 | 0 | 0 | 0 | 0 | 0 | 0 | 0 | 0 | 0 | 0 | 0 | 0 | 0 | 0 | 0 | 0 | 0
F5_Residential_Multi-Family Regular Income_New_Secondary Heating_Natural Gas_Fireplace_E10 | F5 | Residential | Multi-Family Regular Income | New | Secondary Heating | Natural Gas | Fireplace | E10 | Utility - Cost of Operation | 0 | 0 | 0 | 0 | 0 | 0 | 0 | 0 | 0 | 0 | 0 | 0 | 0 | 0 | 0 | 0 | 0 | 0 | 0 | 0 | 0 | 0 | 0 | 0 | 0 | 0 | 0 | 0 | 0 | 0 | 0 | 0 | 0 | 0 | 0 | 0 | 0 | 0 | 0 | 0 | 0 | 0
F6_Residential_Multi-Family Regular Income_New_Secondary Heating_Natural Gas_Fireplace_E1 | F6 | Residential | Multi-Family Regular Income | New | Secondary Heating | Natural Gas | Fireplace | E1 | Utility - Value of Sales | 66.1924 | 66.3368 | 66.5877 | 66.7575 | 66.5709 | 66.3839 | 66.1963 | 66.0082 | 65.8196 | 65.6304 | 65.4407 | 65.2504 | 65.0597 | 64.8697 | 64.6819 | 64.4977 | 64.3184 | 64.1455 | 63.9803 | 63.8243 | 63.6788 | 63.5452 | 63.4235 | 63.3139 | 63.2163 | 63.1308 | 63.0573 | 62.9961 | 62.9469 | 62.9101 | 62.8854 | 62.8731 | 62.8731 | 0 | 0 | 0 | 0 | 0 | 0 | 0 | 0 | 0
F6_Residential_Multi-Family Regular Income_New_Secondary Heating_Natural Gas_Fireplace_E2 | F6 | Residential | Multi-Family Regular Income | New | Secondary Heating | Natural Gas | Fireplace | E2 | Utility - Value of Sales | 55.0447 | 55.1647 | 55.3734 | 55.5146 | 55.3594 | 55.2039 | 55.0479 | 54.8915 | 54.7346 | 54.5773 | 54.4195 | 54.2613 | 54.1027 | 53.9447 | 53.7885 | 53.6354 | 53.4863 | 53.3425 | 53.2051 | 53.0754 | 52.9544 | 52.8433 | 52.7421 | 52.6509 | 52.5698 | 52.4987 | 52.4376 | 52.3866 | 52.3458 | 52.3151 | 52.2946 | 52.2844 | 52.2844 | 0 | 0 | 0 | 0 | 0 | 0 | 0 | 0 | 0
F6_Residential_Multi-Family Regular Income_New_Secondary Heating_Natural Gas_Fireplace_E3 | F6 | Residential | Multi-Family Regular Income | New | Secondary Heating | Natural Gas | Fireplace | E3 | Utility - Value of Sales | 52.5162 | 52.6308 | 52.8298 | 52.9645 | 52.8165 | 52.6681 | 52.5193 | 52.3701 | 52.2204 | 52.0703 | 51.9198 | 51.7689 | 51.6175 | 51.4668 | 51.3178 | 51.1716 | 51.0294 | 50.8922 | 50.7612 | 50.6374 | 50.5219 | 50.4159 | 50.3194 | 50.2324 | 50.155 | 50.0871 | 50.0289 | 49.9803 | 49.9413 | 49.912 | 49.8925 | 49.8827 | 49.8827 | 0 | 0 | 0 | 0 | 0 | 0 | 0 | 0 | 0
F6_Residential_Multi-Family Regular Income_New_Secondary Heating_Natural Gas_Fireplace_E4 | F6 | Residential | Multi-Family Regular Income | New | Secondary Heating | Natural Gas | Fireplace | E4 | Utility - Value of Sales | 0 | 0 | 0 | 0 | 0 | 0 | 0 | 0 | 0 | 0 | 0 | 0 | 0 | 0 | 0 | 0 | 0 | 0 | 0 | 0 | 0 | 0 | 0 | 0 | 0 | 0 | 0 | 0 | 0 | 0 | 0 | 0 | 0 | 0 | 0 | 0 | 0 | 0 | 0 | 0 | 0 | 0
F6_Residential_Multi-Family Regular Income_New_Secondary Heating_Natural Gas_Fireplace_E5 | F6 | Residential | Multi-Family Regular Income | New | Secondary Heating | Natural Gas | Fireplace | E5 | Utility - Value of Sales | 0 | 0 | 0 | 0 | 0 | 0 | 0 | 0 | 0 | 0 | 0 | 0 | 0 | 0 | 0 | 0 | 0 | 0 | 0 | 0 | 0 | 0 | 0 | 0 | 0 | 0 | 0 | 0 | 0 | 0 | 0 | 0 | 0 | 0 | 0 | 0 | 0 | 0 | 0 | 0 | 0 | 0
F6_Residential_Multi-Family Regular Income_New_Secondary Heating_Natural Gas_Fireplace_E6 | F6 | Residential | Multi-Family Regular Income | New | Secondary Heating | Natural Gas | Fireplace | E6 | Utility - Value of Sales | 0 | 0 | 0 | 0 | 0 | 0 | 0 | 0 | 0 | 0 | 0 | 0 | 0 | 0 | 0 | 0 | 0 | 0 | 0 | 0 | 0 | 0 | 0 | 0 | 0 | 0 | 0 | 0 | 0 | 0 | 0 | 0 | 0 | 0 | 0 | 0 | 0 | 0 | 0 | 0 | 0 | 0
F6_Residential_Multi-Family Regular Income_New_Secondary Heating_Natural Gas_Fireplace_E7 | F6 | Residential | Multi-Family Regular Income | New | Secondary Heating | Natural Gas | Fireplace | E7 | Utility - Value of Sales | 0 | 0 | 0 | 0 | 0 | 0 | 0 | 0 | 0 | 0 | 0 | 0 | 0 | 0 | 0 | 0 | 0 | 0 | 0 | 0 | 0 | 0 | 0 | 0 | 0 | 0 | 0 | 0 | 0 | 0 | 0 | 0 | 0 | 0 | 0 | 0 | 0 | 0 | 0 | 0 | 0 | 0
F6_Residential_Multi-Family Regular Income_New_Secondary Heating_Natural Gas_Fireplace_E8 | F6 | Residential | Multi-Family Regular Income | New | Secondary Heating | Natural Gas | Fireplace | E8 | Utility - Value of Sales | 0 | 0 | 0 | 0 | 0 | 0 | 0 | 0 | 0 | 0 | 0 | 0 | 0 | 0 | 0 | 0 | 0 | 0 | 0 | 0 | 0 | 0 | 0 | 0 | 0 | 0 | 0 | 0 | 0 | 0 | 0 | 0 | 0 | 0 | 0 | 0 | 0 | 0 | 0 | 0 | 0 | 0
F6_Residential_Multi-Family Regular Income_New_Secondary Heating_Natural Gas_Fireplace_E9 | F6 | Residential | Multi-Family Regular Income | New | Secondary Heating | Natural Gas | Fireplace | E9 | Utility - Value of Sales | 0 | 0 | 0 | 0 | 0 | 0 | 0 | 0 | 0 | 0 | 0 | 0 | 0 | 0 | 0 | 0 | 0 | 0 | 0 | 0 | 0 | 0 | 0 | 0 | 0 | 0 | 0 | 0 | 0 | 0 | 0 | 0 | 0 | 0 | 0 | 0 | 0 | 0 | 0 | 0 | 0 | 0
F6_Residential_Multi-Family Regular Income_New_Secondary Heating_Natural Gas_Fireplace_E10 | F6 | Residential | Multi-Family Regular Income | New | Secondary Heating | Natural Gas | Fireplace | E10 | Utility - Value of Sales | 0 | 0 | 0 | 0 | 0 | 0 | 0 | 0 | 0 | 0 | 0 | 0 | 0 | 0 | 0 | 0 | 0 | 0 | 0 | 0 | 0 | 0 | 0 | 0 | 0 | 0 | 0 | 0 | 0 | 0 | 0 | 0 | 0 | 0 | 0 | 0 | 0 | 0 | 0 | 0 | 0 | 0
F1_Residential_Multi-Family Regular Income_New_Water Heating_Natural Gas_Water Heater (<= 55 gal)_E1 | F1 | Residential | Multi-Family Regular Income | New | Water Heating | Natural Gas | Water Heater (<= 55 gal) | E1 | RVT - Cost of Equipment | 161.9968 | 162.4712 | 163.5352 | 164.4298 | 164.0659 | 0 | 0 | 0 | 0 | 0 | 0 | 0 | 0 | 0 | 0 | 0 | 0 | 0 | 0 | 0 | 0 | 0 | 0 | 0 | 0 | 0 | 0 | 0 | 0 | 0 | 0 | 0 | 0 | 0 | 0 | 0 | 0 | 0 | 0 | 0 | 0 | 0
F1_Residential_Multi-Family Regular Income_New_Water Heating_Natural Gas_Water Heater (<= 55 gal)_E2 | F1 | Residential | Multi-Family Regular Income | New | Water Heating | Natural Gas | Water Heater (<= 55 gal) | E2 | RVT - Cost of Equipment | 146.8096 | 147.2395 | 148.2038 | 149.0146 | 148.6848 | 0 | 0 | 0 | 0 | 0 | 0 | 0 | 0 | 0 | 0 | 0 | 0 | 0 | 0 | 0 | 0 | 0 | 0 | 0 | 0 | 0 | 0 | 0 | 0 | 0 | 0 | 0 | 0 | 0 | 0 | 0 | 0 | 0 | 0 | 0 | 0 | 0
F1_Residential_Multi-Family Regular Income_New_Water Heating_Natural Gas_Water Heater (<= 55 gal)_E3 | F1 | Residential | Multi-Family Regular Income | New | Water Heating | Natural Gas | Water Heater (<= 55 gal) | E3 | RVT - Cost of Equipment | 115.9977 | 116.3374 | 117.0993 | 117.7399 | 117.4793 | 0 | 0 | 0 | 0 | 0 | 0 | 0 | 0 | 0 | 0 | 0 | 0 | 0 | 0 | 0 | 0 | 0 | 0 | 0 | 0 | 0 | 0 | 0 | 0 | 0 | 0 | 0 | 0 | 0 | 0 | 0 | 0 | 0 | 0 | 0 | 0 | 0
F1_Residential_Multi-Family Regular Income_New_Water Heating_Natural Gas_Water Heater (<= 55 gal)_E4 | F1 | Residential | Multi-Family Regular Income | New | Water Heating | Natural Gas | Water Heater (<= 55 gal) | E4 | RVT - Cost of Equipment | 110.2224 | 110.7892 | 111.6473 | 112.4342 | 112.621 | 0 | 0 | 0 | 0 | 0 | 0 | 0 | 0 | 0 | 0 | 0 | 0 | 0 | 0 | 0 | 0 | 0 | 0 | 0 | 0 | 0 | 0 | 0 | 0 | 0 | 0 | 0 | 0 | 0 | 0 | 0 | 0 | 0 | 0 | 0 | 0 | 0
F1_Residential_Multi-Family Regular Income_New_Water Heating_Natural Gas_Water Heater (<= 55 gal)_E5 | F1 | Residential | Multi-Family Regular Income | New | Water Heating | Natural Gas | Water Heater (<= 55 gal) | E5 | RVT - Cost of Equipment | 105.3775 | 105.9194 | 106.7397 | 107.492 | 107.6707 | 0 | 0 | 0 | 0 | 0 | 0 | 0 | 0 | 0 | 0 | 0 | 0 | 0 | 0 | 0 | 0 | 0 | 0 | 0 | 0 | 0 | 0 | 0 | 0 | 0 | 0 | 0 | 0 | 0 | 0 | 0 | 0 | 0 | 0 | 0 | 0 | 0
F1_Residential_Multi-Family Regular Income_New_Water Heating_Natural Gas_Water Heater (<= 55 gal)_E6 | F1 | Residential | Multi-Family Regular Income | New | Water Heating | Natural Gas | Water Heater (<= 55 gal) | E6 | RVT - Cost of Equipment | 88.6397 | 88.8993 | 89.4815 | 89.971 | 89.7719 | 90.2521 | 91.3336 | 92.2311 | 93.3102 | 94.3628 | 95.4239 | 96.4284 | 97.4972 | 98.6015 | 99.6779 | 100.7786 | 101.8839 | 103.0056 | 104.0842 | 105.1212 | 106.0291 | 106.861 | 107.499 | 108.0551 | 108.4579 | 108.7277 | 108.9086 | 108.9787 | 108.897 | 108.7133 | 108.3368 | 107.8679 | 107.2317 | 0 | 0 | 0 | 0 | 0 | 0 | 0 | 0 | 0
F1_Residential_Multi-Family Regular Income_New_Water Heating_Natural Gas_Water Heater (<= 55 gal)_E7 | F1 | Residential | Multi-Family Regular Income | New | Water Heating | Natural Gas | Water Heater (<= 55 gal) | E7 | RVT - Cost of Equipment | 0 | 0 | 0 | 0 | 72.3752 | 72.7622 | 73.6406 | 74.3787 | 75.2674 | 76.1307 | 76.9968 | 77.8141 | 78.6783 | 79.5513 | 80.3673 | 81.1693 | 81.9382 | 82.7268 | 83.4954 | 84.252 | 84.9286 | 85.5819 | 86.1199 | 86.6428 | 87.0346 | 87.3029 | 87.4787 | 87.5359 | 87.4693 | 87.3195 | 87.0125 | 86.6302 | 86.1114 | 0 | 0 | 0 | 0 | 0 | 0 | 0 | 0 | 0
F1_Residential_Multi-Family Regular Income_New_Water Heating_Natural Gas_Water Heater (<= 55 gal)_E8 | F1 | Residential | Multi-Family Regular Income | New | Water Heating | Natural Gas | Water Heater (<= 55 gal) | E8 | RVT - Cost of Equipment | 0 | 0 | 0 | 0 | 0 | 0 | 0 | 0 | 0 | 0 | 0 | 0 | 0 | 0 | 0 | 0 | 0 | 0 | 0 | 0 | 0 | 0 | 0 | 0 | 0 | 0 | 0 | 0 | 0 | 0 | 0 | 0 | 0 | 0 | 0 | 0 | 0 | 0 | 0 | 0 | 0 | 0
F1_Residential_Multi-Family Regular Income_New_Water Heating_Natural Gas_Water Heater (<= 55 gal)_E9 | F1 | Residential | Multi-Family Regular Income | New | Water Heating | Natural Gas | Water Heater (<= 55 gal) | E9 | RVT - Cost of Equipment | 0 | 0 | 0 | 0 | 0 | 0 | 0 | 0 | 0 | 0 | 0 | 0 | 0 | 0 | 0 | 0 | 0 | 0 | 0 | 0 | 0 | 0 | 0 | 0 | 0 | 0 | 0 | 0 | 0 | 0 | 0 | 0 | 0 | 0 | 0 | 0 | 0 | 0 | 0 | 0 | 0 | 0
F1_Residential_Multi-Family Regular Income_New_Water Heating_Natural Gas_Water Heater (<= 55 gal)_E10 | F1 | Residential | Multi-Family Regular Income | New | Water Heating | Natural Gas | Water Heater (<= 55 gal) | E10 | RVT - Cost of Equipment | 0 | 0 | 0 | 0 | 0 | 0 | 0 | 0 | 0 | 0 | 0 | 0 | 0 | 0 | 0 | 0 | 0 | 0 | 0 | 0 | 0 | 0 | 0 | 0 | 0 | 0 | 0 | 0 | 0 | 0 | 0 | 0 | 0 | 0 | 0 | 0 | 0 | 0 | 0 | 0 | 0 | 0
F2_Residential_Multi-Family Regular Income_New_Water Heating_Natural Gas_Water Heater (<= 55 gal)_E1 | F2 | Residential | Multi-Family Regular Income | New | Water Heating | Natural Gas | Water Heater (<= 55 gal) | E1 | RVT - Cost of Operation | 161.7356 | 162.2092 | 163.2715 | 164.1647 | 163.8014 | 0 | 0 | 0 | 0 | 0 | 0 | 0 | 0 | 0 | 0 | 0 | 0 | 0 | 0 | 0 | 0 | 0 | 0 | 0 | 0 | 0 | 0 | 0 | 0 | 0 | 0 | 0 | 0 | 0 | 0 | 0 | 0 | 0 | 0 | 0 | 0 | 0
F2_Residential_Multi-Family Regular Income_New_Water Heating_Natural Gas_Water Heater (<= 55 gal)_E2 | F2 | Residential | Multi-Family Regular Income | New | Water Heating | Natural Gas | Water Heater (<= 55 gal) | E2 | RVT - Cost of Operation | 146.5729 | 147.0021 | 147.9648 | 148.7743 | 148.445 | 0 | 0 | 0 | 0 | 0 | 0 | 0 | 0 | 0 | 0 | 0 | 0 | 0 | 0 | 0 | 0 | 0 | 0 | 0 | 0 | 0 | 0 | 0 | 0 | 0 | 0 | 0 | 0 | 0 | 0 | 0 | 0 | 0 | 0 | 0 | 0 | 0
F2_Residential_Multi-Family Regular Income_New_Water Heating_Natural Gas_Water Heater (<= 55 gal)_E3 | F2 | Residential | Multi-Family Regular Income | New | Water Heating | Natural Gas | Water Heater (<= 55 gal) | E3 | RVT - Cost of Operation | 115.8107 | 116.1498 | 116.9105 | 117.55 | 117.2899 | 0 | 0 | 0 | 0 | 0 | 0 | 0 | 0 | 0 | 0 | 0 | 0 | 0 | 0 | 0 | 0 | 0 | 0 | 0 | 0 | 0 | 0 | 0 | 0 | 0 | 0 | 0 | 0 | 0 | 0 | 0 | 0 | 0 | 0 | 0 | 0 | 0
F2_Residential_Multi-Family Regular Income_New_Water Heating_Natural Gas_Water Heater (<= 55 gal)_E4 | F2 | Residential | Multi-Family Regular Income | New | Water Heating | Natural Gas | Water Heater (<= 55 gal) | E4 | RVT - Cost of Operation | 110.0447 | 110.6106 | 111.4672 | 112.2529 | 112.4394 | 0 | 0 | 0 | 0 | 0 | 0 | 0 | 0 | 0 | 0 | 0 | 0 | 0 | 0 | 0 | 0 | 0 | 0 | 0 | 0 | 0 | 0 | 0 | 0 | 0 | 0 | 0 | 0 | 0 | 0 | 0 | 0 | 0 | 0 | 0 | 0 | 0
F2_Residential_Multi-Family Regular Income_New_Water Heating_Natural Gas_Water Heater (<= 55 gal)_E5 | F2 | Residential | Multi-Family Regular Income | New | Water Heating | Natural Gas | Water Heater (<= 55 gal) | E5 | RVT - Cost of Operation | 105.2076 | 105.7486 | 106.5676 | 107.3187 | 107.497 | 0 | 0 | 0 | 0 | 0 | 0 | 0 | 0 | 0 | 0 | 0 | 0 | 0 | 0 | 0 | 0 | 0 | 0 | 0 | 0 | 0 | 0 | 0 | 0 | 0 | 0 | 0 | 0 | 0 | 0 | 0 | 0 | 0 | 0 | 0 | 0 | 0
F2_Residential_Multi-Family Regular Income_New_Water Heating_Natural Gas_Water Heater (<= 55 gal)_E6 | F2 | Residential | Multi-Family Regular Income | New | Water Heating | Natural Gas | Water Heater (<= 55 gal) | E6 | RVT - Cost of Operation | 88.4968 | 88.756 | 89.3372 | 89.826 | 89.6272 | 90.1066 | 91.1863 | 92.0824 | 93.1598 | 94.2107 | 95.27 | 96.273 | 97.34 | 98.4426 | 99.5171 | 100.6161 | 101.7197 | 102.8395 | 103.9163 | 104.9517 | 105.8582 | 106.6887 | 107.3257 | 107.8808 | 108.283 | 108.5524 | 108.733 | 108.803 | 108.7214 | 108.538 | 108.1621 | 107.694 | 107.0588 | 0 | 0 | 0 | 0 | 0 | 0 | 0 | 0 | 0
F2_Residential_Multi-Family Regular Income_New_Water Heating_Natural Gas_Water Heater (<= 55 gal)_E7 | F2 | Residential | Multi-Family Regular Income | New | Water Heating | Natural Gas | Water Heater (<= 55 gal) | E7 | RVT - Cost of Operation | 0 | 0 | 0 | 0 | 72.2585 | 72.6448 | 73.5219 | 74.2587 | 75.1461 | 76.0079 | 76.8727 | 77.6886 | 78.5514 | 79.4231 | 80.2377 | 81.0384 | 81.8061 | 82.5934 | 83.3608 | 84.1162 | 84.7917 | 85.4439 | 85.981 | 86.5031 | 86.8943 | 87.1621 | 87.3377 | 87.3948 | 87.3283 | 87.1787 | 86.8722 | 86.4905 | 85.9726 | 0 | 0 | 0 | 0 | 0 | 0 | 0 | 0 | 0
F2_Residential_Multi-Family Regular Income_New_Water Heating_Natural Gas_Water Heater (<= 55 gal)_E8 | F2 | Residential | Multi-Family Regular Income | New | Water Heating | Natural Gas | Water Heater (<= 55 gal) | E8 | RVT - Cost of Operation | 0 | 0 | 0 | 0 | 0 | 0 | 0 | 0 | 0 | 0 | 0 | 0 | 0 | 0 | 0 | 0 | 0 | 0 | 0 | 0 | 0 | 0 | 0 | 0 | 0 | 0 | 0 | 0 | 0 | 0 | 0 | 0 | 0 | 0 | 0 | 0 | 0 | 0 | 0 | 0 | 0 | 0
F2_Residential_Multi-Family Regular Income_New_Water Heating_Natural Gas_Water Heater (<= 55 gal)_E9 | F2 | Residential | Multi-Family Regular Income | New | Water Heating | Natural Gas | Water Heater (<= 55 gal) | E9 | RVT - Cost of Operation | 0 | 0 | 0 | 0 | 0 | 0 | 0 | 0 | 0 | 0 | 0 | 0 | 0 | 0 | 0 | 0 | 0 | 0 | 0 | 0 | 0 | 0 | 0 | 0 | 0 | 0 | 0 | 0 | 0 | 0 | 0 | 0 | 0 | 0 | 0 | 0 | 0 | 0 | 0 | 0 | 0 | 0
F2_Residential_Multi-Family Regular Income_New_Water Heating_Natural Gas_Water Heater (<= 55 gal)_E10 | F2 | Residential | Multi-Family Regular Income | New | Water Heating | Natural Gas | Water Heater (<= 55 gal) | E10 | RVT - Cost of Operation | 0 | 0 | 0 | 0 | 0 | 0 | 0 | 0 | 0 | 0 | 0 | 0 | 0 | 0 | 0 | 0 | 0 | 0 | 0 | 0 | 0 | 0 | 0 | 0 | 0 | 0 | 0 | 0 | 0 | 0 | 0 | 0 | 0 | 0 | 0 | 0 | 0 | 0 | 0 | 0 | 0 | 0
F3_Residential_Multi-Family Regular Income_New_Water Heating_Natural Gas_Water Heater (<= 55 gal)_E1 | F3 | Residential | Multi-Family Regular Income | New | Water Heating | Natural Gas | Water Heater (<= 55 gal) | E1 | System - kBTUs of Consumption | 108.75 | 108.75 | 108.75 | 108.75 | 108.75 | 0 | 0 | 0 | 0 | 0 | 0 | 0 | 0 | 0 | 0 | 0 | 0 | 0 | 0 | 0 | 0 | 0 | 0 | 0 | 0 | 0 | 0 | 0 | 0 | 0 | 0 | 0 | 0 | 0 | 0 | 0 | 0 | 0 | 0 | 0 | 0 | 0
F3_Residential_Multi-Family Regular Income_New_Water Heating_Natural Gas_Water Heater (<= 55 gal)_E2 | F3 | Residential | Multi-Family Regular Income | New | Water Heating | Natural Gas | Water Heater (<= 55 gal) | E2 | System - kBTUs of Consumption | 122.6873 | 122.6873 | 122.6873 | 122.6873 | 122.6873 | 0 | 0 | 0 | 0 | 0 | 0 | 0 | 0 | 0 | 0 | 0 | 0 | 0 | 0 | 0 | 0 | 0 | 0 | 0 | 0 | 0 | 0 | 0 | 0 | 0 | 0 | 0 | 0 | 0 | 0 | 0 | 0 | 0 | 0 | 0 | 0 | 0
F3_Residential_Multi-Family Regular Income_New_Water Heating_Natural Gas_Water Heater (<= 55 gal)_E3 | F3 | Residential | Multi-Family Regular Income | New | Water Heating | Natural Gas | Water Heater (<= 55 gal) | E3 | System - kBTUs of Consumption | 346.2727 | 346.2727 | 346.2727 | 346.2727 | 346.2727 | 0 | 0 | 0 | 0 | 0 | 0 | 0 | 0 | 0 | 0 | 0 | 0 | 0 | 0 | 0 | 0 | 0 | 0 | 0 | 0 | 0 | 0 | 0 | 0 | 0 | 0 | 0 | 0 | 0 | 0 | 0 | 0 | 0 | 0 | 0 | 0 | 0
F3_Residential_Multi-Family Regular Income_New_Water Heating_Natural Gas_Water Heater (<= 55 gal)_E4 | F3 | Residential | Multi-Family Regular Income | New | Water Heating | Natural Gas | Water Heater (<= 55 gal) | E4 | System - kBTUs of Consumption | 160.3908 | 160.3908 | 160.3908 | 160.3908 | 160.3908 | 0 | 0 | 0 | 0 | 0 | 0 | 0 | 0 | 0 | 0 | 0 | 0 | 0 | 0 | 0 | 0 | 0 | 0 | 0 | 0 | 0 | 0 | 0 | 0 | 0 | 0 | 0 | 0 | 0 | 0 | 0 | 0 | 0 | 0 | 0 | 0 | 0
F3_Residential_Multi-Family Regular Income_New_Water Heating_Natural Gas_Water Heater (<= 55 gal)_E5 | F3 | Residential | Multi-Family Regular Income | New | Water Heating | Natural Gas | Water Heater (<= 55 gal) | E5 | System - kBTUs of Consumption | 181.9005 | 181.9005 | 181.9005 | 181.9005 | 181.9005 | 0 | 0 | 0 | 0 | 0 | 0 | 0 | 0 | 0 | 0 | 0 | 0 | 0 | 0 | 0 | 0 | 0 | 0 | 0 | 0 | 0 | 0 | 0 | 0 | 0 | 0 | 0 | 0 | 0 | 0 | 0 | 0 | 0 | 0 | 0 | 0 | 0
F3_Residential_Multi-Family Regular Income_New_Water Heating_Natural Gas_Water Heater (<= 55 gal)_E6 | F3 | Residential | Multi-Family Regular Income | New | Water Heating | Natural Gas | Water Heater (<= 55 gal) | E6 | System - kBTUs of Consumption | 501.237 | 501.237 | 501.237 | 501.237 | 501.237 | 501.237 | 501.237 | 501.237 | 501.237 | 501.237 | 501.237 | 501.237 | 501.237 | 501.237 | 501.237 | 501.237 | 501.237 | 501.237 | 501.237 | 501.237 | 501.237 | 501.237 | 501.237 | 501.237 | 501.237 | 501.237 | 501.237 | 501.237 | 501.237 | 501.237 | 501.237 | 501.237 | 501.237 | 0 | 0 | 0 | 0 | 0 | 0 | 0 | 0 | 0
F3_Residential_Multi-Family Regular Income_New_Water Heating_Natural Gas_Water Heater (<= 55 gal)_E7 | F3 | Residential | Multi-Family Regular Income | New | Water Heating | Natural Gas | Water Heater (<= 55 gal) | E7 | System - kBTUs of Consumption | 0 | 0 | 0 | 0 | 593.764 | 593.764 | 593.764 | 593.764 | 593.764 | 593.764 | 593.764 | 593.764 | 593.764 | 593.764 | 593.764 | 593.764 | 593.764 | 593.764 | 593.764 | 593.764 | 593.764 | 593.764 | 593.764 | 593.764 | 593.764 | 593.764 | 593.764 | 593.764 | 593.764 | 593.764 | 593.764 | 593.764 | 593.764 | 0 | 0 | 0 | 0 | 0 | 0 | 0 | 0 | 0
F3_Residential_Multi-Family Regular Income_New_Water Heating_Natural Gas_Water Heater (<= 55 gal)_E8 | F3 | Residential | Multi-Family Regular Income | New | Water Heating | Natural Gas | Water Heater (<= 55 gal) | E8 | System - kBTUs of Consumption | 0 | 0 | 0 | 0 | 0 | 0 | 0 | 0 | 0 | 0 | 0 | 0 | 0 | 0 | 0 | 0 | 0 | 0 | 0 | 0 | 0 | 0 | 0 | 0 | 0 | 0 | 0 | 0 | 0 | 0 | 0 | 0 | 0 | 0 | 0 | 0 | 0 | 0 | 0 | 0 | 0 | 0
F3_Residential_Multi-Family Regular Income_New_Water Heating_Natural Gas_Water Heater (<= 55 gal)_E9 | F3 | Residential | Multi-Family Regular Income | New | Water Heating | Natural Gas | Water Heater (<= 55 gal) | E9 | System - kBTUs of Consumption | 0 | 0 | 0 | 0 | 0 | 0 | 0 | 0 | 0 | 0 | 0 | 0 | 0 | 0 | 0 | 0 | 0 | 0 | 0 | 0 | 0 | 0 | 0 | 0 | 0 | 0 | 0 | 0 | 0 | 0 | 0 | 0 | 0 | 0 | 0 | 0 | 0 | 0 | 0 | 0 | 0 | 0
F3_Residential_Multi-Family Regular Income_New_Water Heating_Natural Gas_Water Heater (<= 55 gal)_E10 | F3 | Residential | Multi-Family Regular Income | New | Water Heating | Natural Gas | Water Heater (<= 55 gal) | E10 | System - kBTUs of Consumption | 0 | 0 | 0 | 0 | 0 | 0 | 0 | 0 | 0 | 0 | 0 | 0 | 0 | 0 | 0 | 0 | 0 | 0 | 0 | 0 | 0 | 0 | 0 | 0 | 0 | 0 | 0 | 0 | 0 | 0 | 0 | 0 | 0 | 0 | 0 | 0 | 0 | 0 | 0 | 0 | 0 | 0
F4_Residential_Multi-Family Regular Income_New_Water Heating_Natural Gas_Water Heater (<= 55 gal)_E1 | F4 | Residential | Multi-Family Regular Income | New | Water Heating | Natural Gas | Water Heater (<= 55 gal) | E1 | Utility - Cost of Equipment | 161.7356 | 162.2092 | 163.2715 | 164.1647 | 163.8014 | 0 | 0 | 0 | 0 | 0 | 0 | 0 | 0 | 0 | 0 | 0 | 0 | 0 | 0 | 0 | 0 | 0 | 0 | 0 | 0 | 0 | 0 | 0 | 0 | 0 | 0 | 0 | 0 | 0 | 0 | 0 | 0 | 0 | 0 | 0 | 0 | 0
F4_Residential_Multi-Family Regular Income_New_Water Heating_Natural Gas_Water Heater (<= 55 gal)_E2 | F4 | Residential | Multi-Family Regular Income | New | Water Heating | Natural Gas | Water Heater (<= 55 gal) | E2 | Utility - Cost of Equipment | 146.5729 | 147.0021 | 147.9648 | 148.7743 | 148.445 | 0 | 0 | 0 | 0 | 0 | 0 | 0 | 0 | 0 | 0 | 0 | 0 | 0 | 0 | 0 | 0 | 0 | 0 | 0 | 0 | 0 | 0 | 0 | 0 | 0 | 0 | 0 | 0 | 0 | 0 | 0 | 0 | 0 | 0 | 0 | 0 | 0
F4_Residential_Multi-Family Regular Income_New_Water Heating_Natural Gas_Water Heater (<= 55 gal)_E3 | F4 | Residential | Multi-Family Regular Income | New | Water Heating | Natural Gas | Water Heater (<= 55 gal) | E3 | Utility - Cost of Equipment | 115.8107 | 116.1498 | 116.9105 | 117.55 | 117.2899 | 0 | 0 | 0 | 0 | 0 | 0 | 0 | 0 | 0 | 0 | 0 | 0 | 0 | 0 | 0 | 0 | 0 | 0 | 0 | 0 | 0 | 0 | 0 | 0 | 0 | 0 | 0 | 0 | 0 | 0 | 0 | 0 | 0 | 0 | 0 | 0 | 0
F4_Residential_Multi-Family Regular Income_New_Water Heating_Natural Gas_Water Heater (<= 55 gal)_E4 | F4 | Residential | Multi-Family Regular Income | New | Water Heating | Natural Gas | Water Heater (<= 55 gal) | E4 | Utility - Cost of Equipment | 110.0447 | 110.6106 | 111.4672 | 112.2529 | 112.4394 | 0 | 0 | 0 | 0 | 0 | 0 | 0 | 0 | 0 | 0 | 0 | 0 | 0 | 0 | 0 | 0 | 0 | 0 | 0 | 0 | 0 | 0 | 0 | 0 | 0 | 0 | 0 | 0 | 0 | 0 | 0 | 0 | 0 | 0 | 0 | 0 | 0
F4_Residential_Multi-Family Regular Income_New_Water Heating_Natural Gas_Water Heater (<= 55 gal)_E5 | F4 | Residential | Multi-Family Regular Income | New | Water Heating | Natural Gas | Water Heater (<= 55 gal) | E5 | Utility - Cost of Equipment | 105.2076 | 105.7486 | 106.5676 | 107.3187 | 107.497 | 0 | 0 | 0 | 0 | 0 | 0 | 0 | 0 | 0 | 0 | 0 | 0 | 0 | 0 | 0 | 0 | 0 | 0 | 0 | 0 | 0 | 0 | 0 | 0 | 0 | 0 | 0 | 0 | 0 | 0 | 0 | 0 | 0 | 0 | 0 | 0 | 0
F4_Residential_Multi-Family Regular Income_New_Water Heating_Natural Gas_Water Heater (<= 55 gal)_E6 | F4 | Residential | Multi-Family Regular Income | New | Water Heating | Natural Gas | Water Heater (<= 55 gal) | E6 | Utility - Cost of Equipment | 88.4968 | 88.756 | 89.3372 | 89.826 | 89.6272 | 90.1066 | 91.1863 | 92.0824 | 93.1598 | 94.2107 | 95.27 | 96.273 | 97.34 | 98.4426 | 99.5171 | 100.6161 | 101.7197 | 102.8395 | 103.9163 | 104.9517 | 105.8582 | 106.6887 | 107.3257 | 107.8808 | 108.283 | 108.5524 | 108.733 | 108.803 | 108.7214 | 108.538 | 108.1621 | 107.694 | 107.0588 | 0 | 0 | 0 | 0 | 0 | 0 | 0 | 0 | 0
F4_Residential_Multi-Family Regular Income_New_Water Heating_Natural Gas_Water Heater (<= 55 gal)_E7 | F4 | Residential | Multi-Family Regular Income | New | Water Heating | Natural Gas | Water Heater (<= 55 gal) | E7 | Utility - Cost of Equipment | 0 | 0 | 0 | 0 | 72.2585 | 72.6448 | 73.5219 | 74.2587 | 75.1461 | 76.0079 | 76.8727 | 77.6886 | 78.5514 | 79.4231 | 80.2377 | 81.0384 | 81.8061 | 82.5934 | 83.3608 | 84.1162 | 84.7917 | 85.4439 | 85.981 | 86.5031 | 86.8943 | 87.1621 | 87.3377 | 87.3948 | 87.3283 | 87.1787 | 86.8722 | 86.4905 | 85.9726 | 0 | 0 | 0 | 0 | 0 | 0 | 0 | 0 | 0
F4_Residential_Multi-Family Regular Income_New_Water Heating_Natural Gas_Water Heater (<= 55 gal)_E8 | F4 | Residential | Multi-Family Regular Income | New | Water Heating | Natural Gas | Water Heater (<= 55 gal) | E8 | Utility - Cost of Equipment | 0 | 0 | 0 | 0 | 0 | 0 | 0 | 0 | 0 | 0 | 0 | 0 | 0 | 0 | 0 | 0 | 0 | 0 | 0 | 0 | 0 | 0 | 0 | 0 | 0 | 0 | 0 | 0 | 0 | 0 | 0 | 0 | 0 | 0 | 0 | 0 | 0 | 0 | 0 | 0 | 0 | 0
F4_Residential_Multi-Family Regular Income_New_Water Heating_Natural Gas_Water Heater (<= 55 gal)_E9 | F4 | Residential | Multi-Family Regular Income | New | Water Heating | Natural Gas | Water Heater (<= 55 gal) | E9 | Utility - Cost of Equipment | 0 | 0 | 0 | 0 | 0 | 0 | 0 | 0 | 0 | 0 | 0 | 0 | 0 | 0 | 0 | 0 | 0 | 0 | 0 | 0 | 0 | 0 | 0 | 0 | 0 | 0 | 0 | 0 | 0 | 0 | 0 | 0 | 0 | 0 | 0 | 0 | 0 | 0 | 0 | 0 | 0 | 0
F4_Residential_Multi-Family Regular Income_New_Water Heating_Natural Gas_Water Heater (<= 55 gal)_E10 | F4 | Residential | Multi-Family Regular Income | New | Water Heating | Natural Gas | Water Heater (<= 55 gal) | E10 | Utility - Cost of Equipment | 0 | 0 | 0 | 0 | 0 | 0 | 0 | 0 | 0 | 0 | 0 | 0 | 0 | 0 | 0 | 0 | 0 | 0 | 0 | 0 | 0 | 0 | 0 | 0 | 0 | 0 | 0 | 0 | 0 | 0 | 0 | 0 | 0 | 0 | 0 | 0 | 0 | 0 | 0 | 0 | 0 | 0
F5_Residential_Multi-Family Regular Income_New_Water Heating_Natural Gas_Water Heater (<= 55 gal)_E1 | F5 | Residential | Multi-Family Regular Income | New | Water Heating | Natural Gas | Water Heater (<= 55 gal) | E1 | Utility - Cost of Operation | 108.75 | 108.75 | 108.75 | 108.75 | 108.75 | 0 | 0 | 0 | 0 | 0 | 0 | 0 | 0 | 0 | 0 | 0 | 0 | 0 | 0 | 0 | 0 | 0 | 0 | 0 | 0 | 0 | 0 | 0 | 0 | 0 | 0 | 0 | 0 | 0 | 0 | 0 | 0 | 0 | 0 | 0 | 0 | 0
F5_Residential_Multi-Family Regular Income_New_Water Heating_Natural Gas_Water Heater (<= 55 gal)_E2 | F5 | Residential | Multi-Family Regular Income | New | Water Heating | Natural Gas | Water Heater (<= 55 gal) | E2 | Utility - Cost of Operation | 122.6873 | 122.6873 | 122.6873 | 122.6873 | 122.6873 | 0 | 0 | 0 | 0 | 0 | 0 | 0 | 0 | 0 | 0 | 0 | 0 | 0 | 0 | 0 | 0 | 0 | 0 | 0 | 0 | 0 | 0 | 0 | 0 | 0 | 0 | 0 | 0 | 0 | 0 | 0 | 0 | 0 | 0 | 0 | 0 | 0
F5_Residential_Multi-Family Regular Income_New_Water Heating_Natural Gas_Water Heater (<= 55 gal)_E3 | F5 | Residential | Multi-Family Regular Income | New | Water Heating | Natural Gas | Water Heater (<= 55 gal) | E3 | Utility - Cost of Operation | 346.2727 | 346.2727 | 346.2727 | 346.2727 | 346.2727 | 0 | 0 | 0 | 0 | 0 | 0 | 0 | 0 | 0 | 0 | 0 | 0 | 0 | 0 | 0 | 0 | 0 | 0 | 0 | 0 | 0 | 0 | 0 | 0 | 0 | 0 | 0 | 0 | 0 | 0 | 0 | 0 | 0 | 0 | 0 | 0 | 0
F5_Residential_Multi-Family Regular Income_New_Water Heating_Natural Gas_Water Heater (<= 55 gal)_E4 | F5 | Residential | Multi-Family Regular Income | New | Water Heating | Natural Gas | Water Heater (<= 55 gal) | E4 | Utility - Cost of Operation | 160.3908 | 160.3908 | 160.3908 | 160.3908 | 160.3908 | 0 | 0 | 0 | 0 | 0 | 0 | 0 | 0 | 0 | 0 | 0 | 0 | 0 | 0 | 0 | 0 | 0 | 0 | 0 | 0 | 0 | 0 | 0 | 0 | 0 | 0 | 0 | 0 | 0 | 0 | 0 | 0 | 0 | 0 | 0 | 0 | 0
F5_Residential_Multi-Family Regular Income_New_Water Heating_Natural Gas_Water Heater (<= 55 gal)_E5 | F5 | Residential | Multi-Family Regular Income | New | Water Heating | Natural Gas | Water Heater (<= 55 gal) | E5 | Utility - Cost of Operation | 181.9005 | 181.9005 | 181.9005 | 181.9005 | 181.9005 | 0 | 0 | 0 | 0 | 0 | 0 | 0 | 0 | 0 | 0 | 0 | 0 | 0 | 0 | 0 | 0 | 0 | 0 | 0 | 0 | 0 | 0 | 0 | 0 | 0 | 0 | 0 | 0 | 0 | 0 | 0 | 0 | 0 | 0 | 0 | 0 | 0
F5_Residential_Multi-Family Regular Income_New_Water Heating_Natural Gas_Water Heater (<= 55 gal)_E6 | F5 | Residential | Multi-Family Regular Income | New | Water Heating | Natural Gas | Water Heater (<= 55 gal) | E6 | Utility - Cost of Operation | 501.237 | 501.237 | 501.237 | 501.237 | 501.237 | 501.237 | 501.237 | 501.237 | 501.237 | 501.237 | 501.237 | 501.237 | 501.237 | 501.237 | 501.237 | 501.237 | 501.237 | 501.237 | 501.237 | 501.237 | 501.237 | 501.237 | 501.237 | 501.237 | 501.237 | 501.237 | 501.237 | 501.237 | 501.237 | 501.237 | 501.237 | 501.237 | 501.237 | 0 | 0 | 0 | 0 | 0 | 0 | 0 | 0 | 0
F5_Residential_Multi-Family Regular Income_New_Water Heating_Natural Gas_Water Heater (<= 55 gal)_E7 | F5 | Residential | Multi-Family Regular Income | New | Water Heating | Natural Gas | Water Heater (<= 55 gal) | E7 | Utility - Cost of Operation | 0 | 0 | 0 | 0 | 593.764 | 593.764 | 593.764 | 593.764 | 593.764 | 593.764 | 593.764 | 593.764 | 593.764 | 593.764 | 593.764 | 593.764 | 593.764 | 593.764 | 593.764 | 593.764 | 593.764 | 593.764 | 593.764 | 593.764 | 593.764 | 593.764 | 593.764 | 593.764 | 593.764 | 593.764 | 593.764 | 593.764 | 593.764 | 0 | 0 | 0 | 0 | 0 | 0 | 0 | 0 | 0
F5_Residential_Multi-Family Regular Income_New_Water Heating_Natural Gas_Water Heater (<= 55 gal)_E8 | F5 | Residential | Multi-Family Regular Income | New | Water Heating | Natural Gas | Water Heater (<= 55 gal) | E8 | Utility - Cost of Operation | 0 | 0 | 0 | 0 | 0 | 0 | 0 | 0 | 0 | 0 | 0 | 0 | 0 | 0 | 0 | 0 | 0 | 0 | 0 | 0 | 0 | 0 | 0 | 0 | 0 | 0 | 0 | 0 | 0 | 0 | 0 | 0 | 0 | 0 | 0 | 0 | 0 | 0 | 0 | 0 | 0 | 0
F5_Residential_Multi-Family Regular Income_New_Water Heating_Natural Gas_Water Heater (<= 55 gal)_E9 | F5 | Residential | Multi-Family Regular Income | New | Water Heating | Natural Gas | Water Heater (<= 55 gal) | E9 | Utility - Cost of Operation | 0 | 0 | 0 | 0 | 0 | 0 | 0 | 0 | 0 | 0 | 0 | 0 | 0 | 0 | 0 | 0 | 0 | 0 | 0 | 0 | 0 | 0 | 0 | 0 | 0 | 0 | 0 | 0 | 0 | 0 | 0 | 0 | 0 | 0 | 0 | 0 | 0 | 0 | 0 | 0 | 0 | 0
F5_Residential_Multi-Family Regular Income_New_Water Heating_Natural Gas_Water Heater (<= 55 gal)_E10 | F5 | Residential | Multi-Family Regular Income | New | Water Heating | Natural Gas | Water Heater (<= 55 gal) | E10 | Utility - Cost of Operation | 0 | 0 | 0 | 0 | 0 | 0 | 0 | 0 | 0 | 0 | 0 | 0 | 0 | 0 | 0 | 0 | 0 | 0 | 0 | 0 | 0 | 0 | 0 | 0 | 0 | 0 | 0 | 0 | 0 | 0 | 0 | 0 | 0 | 0 | 0 | 0 | 0 | 0 | 0 | 0 | 0 | 0
F6_Residential_Multi-Family Regular Income_New_Water Heating_Natural Gas_Water Heater (<= 55 gal)_E1 | F6 | Residential | Multi-Family Regular Income | New | Water Heating | Natural Gas | Water Heater (<= 55 gal) | E1 | Utility - Value of Sales | 130.9836 | 131.7469 | 132.7942 | 133.6503 | 133.6503 | 0 | 0 | 0 | 0 | 0 | 0 | 0 | 0 | 0 | 0 | 0 | 0 | 0 | 0 | 0 | 0 | 0 | 0 | 0 | 0 | 0 | 0 | 0 | 0 | 0 | 0 | 0 | 0 | 0 | 0 | 0 | 0 | 0 | 0 | 0 | 0 | 0
F6_Residential_Multi-Family Regular Income_New_Water Heating_Natural Gas_Water Heater (<= 55 gal)_E2 | F6 | Residential | Multi-Family Regular Income | New | Water Heating | Natural Gas | Water Heater (<= 55 gal) | E2 | Utility - Value of Sales | 118.7039 | 119.3956 | 120.3448 | 121.1206 | 121.1206 | 0 | 0 | 0 | 0 | 0 | 0 | 0 | 0 | 0 | 0 | 0 | 0 | 0 | 0 | 0 | 0 | 0 | 0 | 0 | 0 | 0 | 0 | 0 | 0 | 0 | 0 | 0 | 0 | 0 | 0 | 0 | 0 | 0 | 0 | 0 | 0 | 0
F6_Residential_Multi-Family Regular Income_New_Water Heating_Natural Gas_Water Heater (<= 55 gal)_E3 | F6 | Residential | Multi-Family Regular Income | New | Water Heating | Natural Gas | Water Heater (<= 55 gal) | E3 | Utility - Value of Sales | 93.7908 | 94.3373 | 95.0872 | 95.7002 | 95.7002 | 0 | 0 | 0 | 0 | 0 | 0 | 0 | 0 | 0 | 0 | 0 | 0 | 0 | 0 | 0 | 0 | 0 | 0 | 0 | 0 | 0 | 0 | 0 | 0 | 0 | 0 | 0 | 0 | 0 | 0 | 0 | 0 | 0 | 0 | 0 | 0 | 0
F6_Residential_Multi-Family Regular Income_New_Water Heating_Natural Gas_Water Heater (<= 55 gal)_E4 | F6 | Residential | Multi-Family Regular Income | New | Water Heating | Natural Gas | Water Heater (<= 55 gal) | E4 | Utility - Value of Sales | 87.9446 | 88.2754 | 88.7292 | 89.1002 | 89.1002 | 0 | 0 | 0 | 0 | 0 | 0 | 0 | 0 | 0 | 0 | 0 | 0 | 0 | 0 | 0 | 0 | 0 | 0 | 0 | 0 | 0 | 0 | 0 | 0 | 0 | 0 | 0 | 0 | 0 | 0 | 0 | 0 | 0 | 0 | 0 | 0 | 0
F6_Residential_Multi-Family Regular Income_New_Water Heating_Natural Gas_Water Heater (<= 55 gal)_E5 | F6 | Residential | Multi-Family Regular Income | New | Water Heating | Natural Gas | Water Heater (<= 55 gal) | E5 | Utility - Value of Sales | 84.0789 | 84.3951 | 84.829 | 85.1837 | 85.1837 | 0 | 0 | 0 | 0 | 0 | 0 | 0 | 0 | 0 | 0 | 0 | 0 | 0 | 0 | 0 | 0 | 0 | 0 | 0 | 0 | 0 | 0 | 0 | 0 | 0 | 0 | 0 | 0 | 0 | 0 | 0 | 0 | 0 | 0 | 0 | 0 | 0
F6_Residential_Multi-Family Regular Income_New_Water Heating_Natural Gas_Water Heater (<= 55 gal)_E6 | F6 | Residential | Multi-Family Regular Income | New | Water Heating | Natural Gas | Water Heater (<= 55 gal) | E6 | Utility - Value of Sales | 71.6703 | 72.0879 | 72.661 | 73.1294 | 73.1294 | 73.1294 | 73.1294 | 73.1294 | 73.1294 | 73.1294 | 73.1294 | 73.1294 | 73.1294 | 73.1294 | 73.1294 | 73.1294 | 73.1294 | 73.1294 | 73.1294 | 73.1294 | 73.1294 | 73.1294 | 73.1294 | 73.1294 | 73.1294 | 73.1294 | 73.1294 | 73.1294 | 73.1294 | 73.1294 | 73.1294 | 73.1294 | 73.1294 | 0 | 0 | 0 | 0 | 0 | 0 | 0 | 0 | 0
F6_Residential_Multi-Family Regular Income_New_Water Heating_Natural Gas_Water Heater (<= 55 gal)_E7 | F6 | Residential | Multi-Family Regular Income | New | Water Heating | Natural Gas | Water Heater (<= 55 gal) | E7 | Utility - Value of Sales | 0 | 0 | 0 | 0 | 59.6286 | 59.6286 | 59.6286 | 59.6286 | 59.6286 | 59.6286 | 59.6286 | 59.6286 | 59.6286 | 59.6286 | 59.6286 | 59.6286 | 59.6286 | 59.6286 | 59.6286 | 59.6286 | 59.6286 | 59.6286 | 59.6286 | 59.6286 | 59.6286 | 59.6286 | 59.6286 | 59.6286 | 59.6286 | 59.6286 | 59.6286 | 59.6286 | 59.6286 | 0 | 0 | 0 | 0 | 0 | 0 | 0 | 0 | 0
F6_Residential_Multi-Family Regular Income_New_Water Heating_Natural Gas_Water Heater (<= 55 gal)_E8 | F6 | Residential | Multi-Family Regular Income | New | Water Heating | Natural Gas | Water Heater (<= 55 gal) | E8 | Utility - Value of Sales | 0 | 0 | 0 | 0 | 0 | 0 | 0 | 0 | 0 | 0 | 0 | 0 | 0 | 0 | 0 | 0 | 0 | 0 | 0 | 0 | 0 | 0 | 0 | 0 | 0 | 0 | 0 | 0 | 0 | 0 | 0 | 0 | 0 | 0 | 0 | 0 | 0 | 0 | 0 | 0 | 0 | 0
F6_Residential_Multi-Family Regular Income_New_Water Heating_Natural Gas_Water Heater (<= 55 gal)_E9 | F6 | Residential | Multi-Family Regular Income | New | Water Heating | Natural Gas | Water Heater (<= 55 gal) | E9 | Utility - Value of Sales | 0 | 0 | 0 | 0 | 0 | 0 | 0 | 0 | 0 | 0 | 0 | 0 | 0 | 0 | 0 | 0 | 0 | 0 | 0 | 0 | 0 | 0 | 0 | 0 | 0 | 0 | 0 | 0 | 0 | 0 | 0 | 0 | 0 | 0 | 0 | 0 | 0 | 0 | 0 | 0 | 0 | 0
F6_Residential_Multi-Family Regular Income_New_Water Heating_Natural Gas_Water Heater (<= 55 gal)_E10 | F6 | Residential | Multi-Family Regular Income | New | Water Heating | Natural Gas | Water Heater (<= 55 gal) | E10 | Utility - Value of Sales | 0 | 0 | 0 | 0 | 0 | 0 | 0 | 0 | 0 | 0 | 0 | 0 | 0 | 0 | 0 | 0 | 0 | 0 | 0 | 0 | 0 | 0 | 0 | 0 | 0 | 0 | 0 | 0 | 0 | 0 | 0 | 0 | 0 | 0 | 0 | 0 | 0 | 0 | 0 | 0 | 0 | 0
F1_Residential_Multi-Family Regular Income_New_Water Heating_Natural Gas_Water Heater (> 55 gal)_E1 | F1 | Residential | Multi-Family Regular Income | New | Water Heating | Natural Gas | Water Heater (> 55 gal) | E1 | RVT - Cost of Equipment | 162.3898 | 162.8654 | 163.932 | 164.8288 | 164.464 | 0 | 0 | 0 | 0 | 0 | 0 | 0 | 0 | 0 | 0 | 0 | 0 | 0 | 0 | 0 | 0 | 0 | 0 | 0 | 0 | 0 | 0 | 0 | 0 | 0 | 0 | 0 | 0 | 0 | 0 | 0 | 0 | 0 | 0 | 0 | 0 | 0
F1_Residential_Multi-Family Regular Income_New_Water Heating_Natural Gas_Water Heater (> 55 gal)_E2 | F1 | Residential | Multi-Family Regular Income | New | Water Heating | Natural Gas | Water Heater (> 55 gal) | E2 | RVT - Cost of Equipment | 158.226 | 158.6894 | 159.7286 | 160.6024 | 160.247 | 0 | 0 | 0 | 0 | 0 | 0 | 0 | 0 | 0 | 0 | 0 | 0 | 0 | 0 | 0 | 0 | 0 | 0 | 0 | 0 | 0 | 0 | 0 | 0 | 0 | 0 | 0 | 0 | 0 | 0 | 0 | 0 | 0 | 0 | 0 | 0 | 0
F1_Residential_Multi-Family Regular Income_New_Water Heating_Natural Gas_Water Heater (> 55 gal)_E3 | F1 | Residential | Multi-Family Regular Income | New | Water Heating | Natural Gas | Water Heater (> 55 gal) | E3 | RVT - Cost of Equipment | 152.3658 | 152.812 | 153.8127 | 154.6542 | 154.3119 | 0 | 0 | 0 | 0 | 0 | 0 | 0 | 0 | 0 | 0 | 0 | 0 | 0 | 0 | 0 | 0 | 0 | 0 | 0 | 0 | 0 | 0 | 0 | 0 | 0 | 0 | 0 | 0 | 0 | 0 | 0 | 0 | 0 | 0 | 0 | 0 | 0
F1_Residential_Multi-Family Regular Income_New_Water Heating_Natural Gas_Water Heater (> 55 gal)_E4 | F1 | Residential | Multi-Family Regular Income | New | Water Heating | Natural Gas | Water Heater (> 55 gal) | E4 | RVT - Cost of Equipment | 144.7798 | 145.5243 | 146.6514 | 147.685 | 147.9304 | 0 | 0 | 0 | 0 | 0 | 0 | 0 | 0 | 0 | 0 | 0 | 0 | 0 | 0 | 0 | 0 | 0 | 0 | 0 | 0 | 0 | 0 | 0 | 0 | 0 | 0 | 0 | 0 | 0 | 0 | 0 | 0 | 0 | 0 | 0 | 0 | 0
F1_Residential_Multi-Family Regular Income_New_Water Heating_Natural Gas_Water Heater (> 55 gal)_E5 | F1 | Residential | Multi-Family Regular Income | New | Water Heating | Natural Gas | Water Heater (> 55 gal) | E5 | RVT - Cost of Equipment | 138.4159 | 139.1276 | 140.2052 | 141.1934 | 141.428 | 0 | 0 | 0 | 0 | 0 | 0 | 0 | 0 | 0 | 0 | 0 | 0 | 0 | 0 | 0 | 0 | 0 | 0 | 0 | 0 | 0 | 0 | 0 | 0 | 0 | 0 | 0 | 0 | 0 | 0 | 0 | 0 | 0 | 0 | 0 | 0 | 0
F1_Residential_Multi-Family Regular Income_New_Water Heating_Natural Gas_Water Heater (> 55 gal)_E6 | F1 | Residential | Multi-Family Regular Income | New | Water Heating | Natural Gas | Water Heater (> 55 gal) | E6 | RVT - Cost of Equipment | 116.4304 | 116.7714 | 117.5361 | 118.1791 | 117.9176 | 118.5483 | 119.9688 | 121.1478 | 122.5652 | 123.9478 | 125.3416 | 126.6611 | 128.065 | 129.5155 | 130.9293 | 132.3752 | 133.827 | 135.3004 | 136.7171 | 138.0792 | 139.2718 | 140.3645 | 141.2026 | 141.9329 | 142.462 | 142.8164 | 143.054 | 143.1462 | 143.0389 | 142.7975 | 142.303 | 141.6871 | 140.8514 | 0 | 0 | 0 | 0 | 0 | 0 | 0 | 0 | 0
F1_Residential_Multi-Family Regular Income_New_Water Heating_Natural Gas_Water Heater (> 55 gal)_E7 | F1 | Residential | Multi-Family Regular Income | New | Water Heating | Natural Gas | Water Heater (> 55 gal) | E7 | RVT - Cost of Equipment | 0 | 0 | 0 | 0 | 0 | 95.5748 | 96.7287 | 97.6982 | 98.8656 | 99.9995 | 101.1372 | 102.2107 | 103.3458 | 104.4926 | 105.5643 | 106.6179 | 107.6278 | 108.6636 | 109.6732 | 110.667 | 111.5558 | 112.4139 | 113.1205 | 113.8074 | 114.3221 | 114.6745 | 114.9054 | 114.9805 | 114.893 | 114.6963 | 114.293 | 113.7908 | 113.1094 | 0 | 0 | 0 | 0 | 0 | 0 | 0 | 0 | 0
F1_Residential_Multi-Family Regular Income_New_Water Heating_Natural Gas_Water Heater (> 55 gal)_E8 | F1 | Residential | Multi-Family Regular Income | New | Water Heating | Natural Gas | Water Heater (> 55 gal) | E8 | RVT - Cost of Equipment | 0 | 0 | 0 | 0 | 0 | 0 | 0 | 0 | 0 | 0 | 0 | 0 | 0 | 0 | 0 | 0 | 0 | 0 | 0 | 0 | 0 | 0 | 0 | 0 | 0 | 0 | 0 | 0 | 0 | 0 | 0 | 0 | 0 | 0 | 0 | 0 | 0 | 0 | 0 | 0 | 0 | 0
F1_Residential_Multi-Family Regular Income_New_Water Heating_Natural Gas_Water Heater (> 55 gal)_E9 | F1 | Residential | Multi-Family Regular Income | New | Water Heating | Natural Gas | Water Heater (> 55 gal) | E9 | RVT - Cost of Equipment | 0 | 0 | 0 | 0 | 0 | 0 | 0 | 0 | 0 | 0 | 0 | 0 | 0 | 0 | 0 | 0 | 0 | 0 | 0 | 0 | 0 | 0 | 0 | 0 | 0 | 0 | 0 | 0 | 0 | 0 | 0 | 0 | 0 | 0 | 0 | 0 | 0 | 0 | 0 | 0 | 0 | 0
F1_Residential_Multi-Family Regular Income_New_Water Heating_Natural Gas_Water Heater (> 55 gal)_E10 | F1 | Residential | Multi-Family Regular Income | New | Water Heating | Natural Gas | Water Heater (> 55 gal) | E10 | RVT - Cost of Equipment | 0 | 0 | 0 | 0 | 0 | 0 | 0 | 0 | 0 | 0 | 0 | 0 | 0 | 0 | 0 | 0 | 0 | 0 | 0 | 0 | 0 | 0 | 0 | 0 | 0 | 0 | 0 | 0 | 0 | 0 | 0 | 0 | 0 | 0 | 0 | 0 | 0 | 0 | 0 | 0 | 0 | 0
F2_Residential_Multi-Family Regular Income_New_Water Heating_Natural Gas_Water Heater (> 55 gal)_E1 | F2 | Residential | Multi-Family Regular Income | New | Water Heating | Natural Gas | Water Heater (> 55 gal) | E1 | RVT - Cost of Operation | 162.128 | 162.6028 | 163.6677 | 164.563 | 164.1988 | 0 | 0 | 0 | 0 | 0 | 0 | 0 | 0 | 0 | 0 | 0 | 0 | 0 | 0 | 0 | 0 | 0 | 0 | 0 | 0 | 0 | 0 | 0 | 0 | 0 | 0 | 0 | 0 | 0 | 0 | 0 | 0 | 0 | 0 | 0 | 0 | 0
F2_Residential_Multi-Family Regular Income_New_Water Heating_Natural Gas_Water Heater (> 55 gal)_E2 | F2 | Residential | Multi-Family Regular Income | New | Water Heating | Natural Gas | Water Heater (> 55 gal) | E2 | RVT - Cost of Operation | 157.9709 | 158.4335 | 159.4711 | 160.3435 | 159.9886 | 0 | 0 | 0 | 0 | 0 | 0 | 0 | 0 | 0 | 0 | 0 | 0 | 0 | 0 | 0 | 0 | 0 | 0 | 0 | 0 | 0 | 0 | 0 | 0 | 0 | 0 | 0 | 0 | 0 | 0 | 0 | 0 | 0 | 0 | 0 | 0 | 0
F2_Residential_Multi-Family Regular Income_New_Water Heating_Natural Gas_Water Heater (> 55 gal)_E3 | F2 | Residential | Multi-Family Regular Income | New | Water Heating | Natural Gas | Water Heater (> 55 gal) | E3 | RVT - Cost of Operation | 152.1201 | 152.5656 | 153.5647 | 154.4048 | 154.0631 | 0 | 0 | 0 | 0 | 0 | 0 | 0 | 0 | 0 | 0 | 0 | 0 | 0 | 0 | 0 | 0 | 0 | 0 | 0 | 0 | 0 | 0 | 0 | 0 | 0 | 0 | 0 | 0 | 0 | 0 | 0 | 0 | 0 | 0 | 0 | 0 | 0
F2_Residential_Multi-Family Regular Income_New_Water Heating_Natural Gas_Water Heater (> 55 gal)_E4 | F2 | Residential | Multi-Family Regular Income | New | Water Heating | Natural Gas | Water Heater (> 55 gal) | E4 | RVT - Cost of Operation | 144.5464 | 145.2897 | 146.4149 | 147.4469 | 147.6919 | 0 | 0 | 0 | 0 | 0 | 0 | 0 | 0 | 0 | 0 | 0 | 0 | 0 | 0 | 0 | 0 | 0 | 0 | 0 | 0 | 0 | 0 | 0 | 0 | 0 | 0 | 0 | 0 | 0 | 0 | 0 | 0 | 0 | 0 | 0 | 0 | 0
F2_Residential_Multi-Family Regular Income_New_Water Heating_Natural Gas_Water Heater (> 55 gal)_E5 | F2 | Residential | Multi-Family Regular Income | New | Water Heating | Natural Gas | Water Heater (> 55 gal) | E5 | RVT - Cost of Operation | 138.1927 | 138.9033 | 139.9791 | 140.9657 | 141.2 | 0 | 0 | 0 | 0 | 0 | 0 | 0 | 0 | 0 | 0 | 0 | 0 | 0 | 0 | 0 | 0 | 0 | 0 | 0 | 0 | 0 | 0 | 0 | 0 | 0 | 0 | 0 | 0 | 0 | 0 | 0 | 0 | 0 | 0 | 0 | 0 | 0
F2_Residential_Multi-Family Regular Income_New_Water Heating_Natural Gas_Water Heater (> 55 gal)_E6 | F2 | Residential | Multi-Family Regular Income | New | Water Heating | Natural Gas | Water Heater (> 55 gal) | E6 | RVT - Cost of Operation | 116.2427 | 116.5831 | 117.3466 | 117.9886 | 117.7275 | 118.3572 | 119.7754 | 120.9525 | 122.3676 | 123.748 | 125.1395 | 126.4568 | 127.8585 | 129.3067 | 130.7182 | 132.1617 | 133.6112 | 135.0822 | 136.4966 | 137.8566 | 139.0473 | 140.1382 | 140.9749 | 141.7041 | 142.2323 | 142.5862 | 142.8234 | 142.9154 | 142.8082 | 142.5673 | 142.0736 | 141.4587 | 140.6243 | 0 | 0 | 0 | 0 | 0 | 0 | 0 | 0 | 0
F2_Residential_Multi-Family Regular Income_New_Water Heating_Natural Gas_Water Heater (> 55 gal)_E7 | F2 | Residential | Multi-Family Regular Income | New | Water Heating | Natural Gas | Water Heater (> 55 gal) | E7 | RVT - Cost of Operation | 0 | 0 | 0 | 0 | 0 | 95.4207 | 96.5727 | 97.5406 | 98.7062 | 99.8383 | 100.9741 | 102.0459 | 103.1792 | 104.3241 | 105.3941 | 106.4459 | 107.4543 | 108.4884 | 109.4964 | 110.4886 | 111.3759 | 112.2326 | 112.9381 | 113.6239 | 114.1378 | 114.4896 | 114.7201 | 114.7951 | 114.7078 | 114.5113 | 114.1087 | 113.6074 | 112.9271 | 0 | 0 | 0 | 0 | 0 | 0 | 0 | 0 | 0
F2_Residential_Multi-Family Regular Income_New_Water Heating_Natural Gas_Water Heater (> 55 gal)_E8 | F2 | Residential | Multi-Family Regular Income | New | Water Heating | Natural Gas | Water Heater (> 55 gal) | E8 | RVT - Cost of Operation | 0 | 0 | 0 | 0 | 0 | 0 | 0 | 0 | 0 | 0 | 0 | 0 | 0 | 0 | 0 | 0 | 0 | 0 | 0 | 0 | 0 | 0 | 0 | 0 | 0 | 0 | 0 | 0 | 0 | 0 | 0 | 0 | 0 | 0 | 0 | 0 | 0 | 0 | 0 | 0 | 0 | 0
F2_Residential_Multi-Family Regular Income_New_Water Heating_Natural Gas_Water Heater (> 55 gal)_E9 | F2 | Residential | Multi-Family Regular Income | New | Water Heating | Natural Gas | Water Heater (> 55 gal) | E9 | RVT - Cost of Operation | 0 | 0 | 0 | 0 | 0 | 0 | 0 | 0 | 0 | 0 | 0 | 0 | 0 | 0 | 0 | 0 | 0 | 0 | 0 | 0 | 0 | 0 | 0 | 0 | 0 | 0 | 0 | 0 | 0 | 0 | 0 | 0 | 0 | 0 | 0 | 0 | 0 | 0 | 0 | 0 | 0 | 0
F2_Residential_Multi-Family Regular Income_New_Water Heating_Natural Gas_Water Heater (> 55 gal)_E10 | F2 | Residential | Multi-Family Regular Income | New | Water Heating | Natural Gas | Water Heater (> 55 gal) | E10 | RVT - Cost of Operation | 0 | 0 | 0 | 0 | 0 | 0 | 0 | 0 | 0 | 0 | 0 | 0 | 0 | 0 | 0 | 0 | 0 | 0 | 0 | 0 | 0 | 0 | 0 | 0 | 0 | 0 | 0 | 0 | 0 | 0 | 0 | 0 | 0 | 0 | 0 | 0 | 0 | 0 | 0 | 0 | 0 | 0
F3_Residential_Multi-Family Regular Income_New_Water Heating_Natural Gas_Water Heater (> 55 gal)_E1 | F3 | Residential | Multi-Family Regular Income | New | Water Heating | Natural Gas | Water Heater (> 55 gal) | E1 | System - kBTUs of Consumption | 125.0625 | 125.0625 | 125.0625 | 125.0625 | 125.0625 | 0 | 0 | 0 | 0 | 0 | 0 | 0 | 0 | 0 | 0 | 0 | 0 | 0 | 0 | 0 | 0 | 0 | 0 | 0 | 0 | 0 | 0 | 0 | 0 | 0 | 0 | 0 | 0 | 0 | 0 | 0 | 0 | 0 | 0 | 0 | 0 | 0
F3_Residential_Multi-Family Regular Income_New_Water Heating_Natural Gas_Water Heater (> 55 gal)_E2 | F3 | Residential | Multi-Family Regular Income | New | Water Heating | Natural Gas | Water Heater (> 55 gal) | E2 | System - kBTUs of Consumption | 141.0904 | 141.0904 | 141.0904 | 141.0904 | 141.0904 | 0 | 0 | 0 | 0 | 0 | 0 | 0 | 0 | 0 | 0 | 0 | 0 | 0 | 0 | 0 | 0 | 0 | 0 | 0 | 0 | 0 | 0 | 0 | 0 | 0 | 0 | 0 | 0 | 0 | 0 | 0 | 0 | 0 | 0 | 0 | 0 | 0
F3_Residential_Multi-Family Regular Income_New_Water Heating_Natural Gas_Water Heater (> 55 gal)_E3 | F3 | Residential | Multi-Family Regular Income | New | Water Heating | Natural Gas | Water Heater (> 55 gal) | E3 | System - kBTUs of Consumption | 398.2136 | 398.2136 | 398.2136 | 398.2136 | 398.2136 | 0 | 0 | 0 | 0 | 0 | 0 | 0 | 0 | 0 | 0 | 0 | 0 | 0 | 0 | 0 | 0 | 0 | 0 | 0 | 0 | 0 | 0 | 0 | 0 | 0 | 0 | 0 | 0 | 0 | 0 | 0 | 0 | 0 | 0 | 0 | 0 | 0
F3_Residential_Multi-Family Regular Income_New_Water Heating_Natural Gas_Water Heater (> 55 gal)_E4 | F3 | Residential | Multi-Family Regular Income | New | Water Heating | Natural Gas | Water Heater (> 55 gal) | E4 | System - kBTUs of Consumption | 184.4494 | 184.4494 | 184.4494 | 184.4494 | 184.4494 | 0 | 0 | 0 | 0 | 0 | 0 | 0 | 0 | 0 | 0 | 0 | 0 | 0 | 0 | 0 | 0 | 0 | 0 | 0 | 0 | 0 | 0 | 0 | 0 | 0 | 0 | 0 | 0 | 0 | 0 | 0 | 0 | 0 | 0 | 0 | 0 | 0
F3_Residential_Multi-Family Regular Income_New_Water Heating_Natural Gas_Water Heater (> 55 gal)_E5 | F3 | Residential | Multi-Family Regular Income | New | Water Heating | Natural Gas | Water Heater (> 55 gal) | E5 | System - kBTUs of Consumption | 209.1856 | 209.1856 | 209.1856 | 209.1856 | 209.1856 | 0 | 0 | 0 | 0 | 0 | 0 | 0 | 0 | 0 | 0 | 0 | 0 | 0 | 0 | 0 | 0 | 0 | 0 | 0 | 0 | 0 | 0 | 0 | 0 | 0 | 0 | 0 | 0 | 0 | 0 | 0 | 0 | 0 | 0 | 0 | 0 | 0
F3_Residential_Multi-Family Regular Income_New_Water Heating_Natural Gas_Water Heater (> 55 gal)_E6 | F3 | Residential | Multi-Family Regular Income | New | Water Heating | Natural Gas | Water Heater (> 55 gal) | E6 | System - kBTUs of Consumption | 576.4226 | 576.4226 | 576.4226 | 576.4226 | 576.4226 | 576.4226 | 576.4226 | 576.4226 | 576.4226 | 576.4226 | 576.4226 | 576.4226 | 576.4226 | 576.4226 | 576.4226 | 576.4226 | 576.4226 | 576.4226 | 576.4226 | 576.4226 | 576.4226 | 576.4226 | 576.4226 | 576.4226 | 576.4226 | 576.4226 | 576.4226 | 576.4226 | 576.4226 | 576.4226 | 576.4226 | 576.4226 | 576.4226 | 0 | 0 | 0 | 0 | 0 | 0 | 0 | 0 | 0
F3_Residential_Multi-Family Regular Income_New_Water Heating_Natural Gas_Water Heater (> 55 gal)_E7 | F3 | Residential | Multi-Family Regular Income | New | Water Heating | Natural Gas | Water Heater (> 55 gal) | E7 | System - kBTUs of Consumption | 0 | 0 | 0 | 0 | 0 | 682.8286 | 682.8286 | 682.8286 | 682.8286 | 682.8286 | 682.8286 | 682.8286 | 682.8286 | 682.8286 | 682.8286 | 682.8286 | 682.8286 | 682.8286 | 682.8286 | 682.8286 | 682.8286 | 682.8286 | 682.8286 | 682.8286 | 682.8286 | 682.8286 | 682.8286 | 682.8286 | 682.8286 | 682.8286 | 682.8286 | 682.8286 | 682.8286 | 0 | 0 | 0 | 0 | 0 | 0 | 0 | 0 | 0
F3_Residential_Multi-Family Regular Income_New_Water Heating_Natural Gas_Water Heater (> 55 gal)_E8 | F3 | Residential | Multi-Family Regular Income | New | Water Heating | Natural Gas | Water Heater (> 55 gal) | E8 | System - kBTUs of Consumption | 0 | 0 | 0 | 0 | 0 | 0 | 0 | 0 | 0 | 0 | 0 | 0 | 0 | 0 | 0 | 0 | 0 | 0 | 0 | 0 | 0 | 0 | 0 | 0 | 0 | 0 | 0 | 0 | 0 | 0 | 0 | 0 | 0 | 0 | 0 | 0 | 0 | 0 | 0 | 0 | 0 | 0
F3_Residential_Multi-Family Regular Income_New_Water Heating_Natural Gas_Water Heater (> 55 gal)_E9 | F3 | Residential | Multi-Family Regular Income | New | Water Heating | Natural Gas | Water Heater (> 55 gal) | E9 | System - kBTUs of Consumption | 0 | 0 | 0 | 0 | 0 | 0 | 0 | 0 | 0 | 0 | 0 | 0 | 0 | 0 | 0 | 0 | 0 | 0 | 0 | 0 | 0 | 0 | 0 | 0 | 0 | 0 | 0 | 0 | 0 | 0 | 0 | 0 | 0 | 0 | 0 | 0 | 0 | 0 | 0 | 0 | 0 | 0
F3_Residential_Multi-Family Regular Income_New_Water Heating_Natural Gas_Water Heater (> 55 gal)_E10 | F3 | Residential | Multi-Family Regular Income | New | Water Heating | Natural Gas | Water Heater (> 55 gal) | E10 | System - kBTUs of Consumption | 0 | 0 | 0 | 0 | 0 | 0 | 0 | 0 | 0 | 0 | 0 | 0 | 0 | 0 | 0 | 0 | 0 | 0 | 0 | 0 | 0 | 0 | 0 | 0 | 0 | 0 | 0 | 0 | 0 | 0 | 0 | 0 | 0 | 0 | 0 | 0 | 0 | 0 | 0 | 0 | 0 | 0
F4_Residential_Multi-Family Regular Income_New_Water Heating_Natural Gas_Water Heater (> 55 gal)_E1 | F4 | Residential | Multi-Family Regular Income | New | Water Heating | Natural Gas | Water Heater (> 55 gal) | E1 | Utility - Cost of Equipment | 162.128 | 162.6028 | 163.6677 | 164.563 | 164.1988 | 0 | 0 | 0 | 0 | 0 | 0 | 0 | 0 | 0 | 0 | 0 | 0 | 0 | 0 | 0 | 0 | 0 | 0 | 0 | 0 | 0 | 0 | 0 | 0 | 0 | 0 | 0 | 0 | 0 | 0 | 0 | 0 | 0 | 0 | 0 | 0 | 0
F4_Residential_Multi-Family Regular Income_New_Water Heating_Natural Gas_Water Heater (> 55 gal)_E2 | F4 | Residential | Multi-Family Regular Income | New | Water Heating | Natural Gas | Water Heater (> 55 gal) | E2 | Utility - Cost of Equipment | 157.9709 | 158.4335 | 159.4711 | 160.3435 | 159.9886 | 0 | 0 | 0 | 0 | 0 | 0 | 0 | 0 | 0 | 0 | 0 | 0 | 0 | 0 | 0 | 0 | 0 | 0 | 0 | 0 | 0 | 0 | 0 | 0 | 0 | 0 | 0 | 0 | 0 | 0 | 0 | 0 | 0 | 0 | 0 | 0 | 0
F4_Residential_Multi-Family Regular Income_New_Water Heating_Natural Gas_Water Heater (> 55 gal)_E3 | F4 | Residential | Multi-Family Regular Income | New | Water Heating | Natural Gas | Water Heater (> 55 gal) | E3 | Utility - Cost of Equipment | 152.1201 | 152.5656 | 153.5647 | 154.4048 | 154.0631 | 0 | 0 | 0 | 0 | 0 | 0 | 0 | 0 | 0 | 0 | 0 | 0 | 0 | 0 | 0 | 0 | 0 | 0 | 0 | 0 | 0 | 0 | 0 | 0 | 0 | 0 | 0 | 0 | 0 | 0 | 0 | 0 | 0 | 0 | 0 | 0 | 0
F4_Residential_Multi-Family Regular Income_New_Water Heating_Natural Gas_Water Heater (> 55 gal)_E4 | F4 | Residential | Multi-Family Regular Income | New | Water Heating | Natural Gas | Water Heater (> 55 gal) | E4 | Utility - Cost of Equipment | 144.5464 | 145.2897 | 146.4149 | 147.4469 | 147.6919 | 0 | 0 | 0 | 0 | 0 | 0 | 0 | 0 | 0 | 0 | 0 | 0 | 0 | 0 | 0 | 0 | 0 | 0 | 0 | 0 | 0 | 0 | 0 | 0 | 0 | 0 | 0 | 0 | 0 | 0 | 0 | 0 | 0 | 0 | 0 | 0 | 0
F4_Residential_Multi-Family Regular Income_New_Water Heating_Natural Gas_Water Heater (> 55 gal)_E5 | F4 | Residential | Multi-Family Regular Income | New | Water Heating | Natural Gas | Water Heater (> 55 gal) | E5 | Utility - Cost of Equipment | 138.1927 | 138.9033 | 139.9791 | 140.9657 | 141.2 | 0 | 0 | 0 | 0 | 0 | 0 | 0 | 0 | 0 | 0 | 0 | 0 | 0 | 0 | 0 | 0 | 0 | 0 | 0 | 0 | 0 | 0 | 0 | 0 | 0 | 0 | 0 | 0 | 0 | 0 | 0 | 0 | 0 | 0 | 0 | 0 | 0
F4_Residential_Multi-Family Regular Income_New_Water Heating_Natural Gas_Water Heater (> 55 gal)_E6 | F4 | Residential | Multi-Family Regular Income | New | Water Heating | Natural Gas | Water Heater (> 55 gal) | E6 | Utility - Cost of Equipment | 116.2427 | 116.5831 | 117.3466 | 117.9886 | 117.7275 | 118.3572 | 119.7754 | 120.9525 | 122.3676 | 123.748 | 125.1395 | 126.4568 | 127.8585 | 129.3067 | 130.7182 | 132.1617 | 133.6112 | 135.0822 | 136.4966 | 137.8566 | 139.0473 | 140.1382 | 140.9749 | 141.7041 | 142.2323 | 142.5862 | 142.8234 | 142.9154 | 142.8082 | 142.5673 | 142.0736 | 141.4587 | 140.6243 | 0 | 0 | 0 | 0 | 0 | 0 | 0 | 0 | 0
F4_Residential_Multi-Family Regular Income_New_Water Heating_Natural Gas_Water Heater (> 55 gal)_E7 | F4 | Residential | Multi-Family Regular Income | New | Water Heating | Natural Gas | Water Heater (> 55 gal) | E7 | Utility - Cost of Equipment | 0 | 0 | 0 | 0 | 0 | 95.4207 | 96.5727 | 97.5406 | 98.7062 | 99.8383 | 100.9741 | 102.0459 | 103.1792 | 104.3241 | 105.3941 | 106.4459 | 107.4543 | 108.4884 | 109.4964 | 110.4886 | 111.3759 | 112.2326 | 112.9381 | 113.6239 | 114.1378 | 114.4896 | 114.7201 | 114.7951 | 114.7078 | 114.5113 | 114.1087 | 113.6074 | 112.9271 | 0 | 0 | 0 | 0 | 0 | 0 | 0 | 0 | 0
F4_Residential_Multi-Family Regular Income_New_Water Heating_Natural Gas_Water Heater (> 55 gal)_E8 | F4 | Residential | Multi-Family Regular Income | New | Water Heating | Natural Gas | Water Heater (> 55 gal) | E8 | Utility - Cost of Equipment | 0 | 0 | 0 | 0 | 0 | 0 | 0 | 0 | 0 | 0 | 0 | 0 | 0 | 0 | 0 | 0 | 0 | 0 | 0 | 0 | 0 | 0 | 0 | 0 | 0 | 0 | 0 | 0 | 0 | 0 | 0 | 0 | 0 | 0 | 0 | 0 | 0 | 0 | 0 | 0 | 0 | 0
F4_Residential_Multi-Family Regular Income_New_Water Heating_Natural Gas_Water Heater (> 55 gal)_E9 | F4 | Residential | Multi-Family Regular Income | New | Water Heating | Natural Gas | Water Heater (> 55 gal) | E9 | Utility - Cost of Equipment | 0 | 0 | 0 | 0 | 0 | 0 | 0 | 0 | 0 | 0 | 0 | 0 | 0 | 0 | 0 | 0 | 0 | 0 | 0 | 0 | 0 | 0 | 0 | 0 | 0 | 0 | 0 | 0 | 0 | 0 | 0 | 0 | 0 | 0 | 0 | 0 | 0 | 0 | 0 | 0 | 0 | 0
F4_Residential_Multi-Family Regular Income_New_Water Heating_Natural Gas_Water Heater (> 55 gal)_E10 | F4 | Residential | Multi-Family Regular Income | New | Water Heating | Natural Gas | Water Heater (> 55 gal) | E10 | Utility - Cost of Equipment | 0 | 0 | 0 | 0 | 0 | 0 | 0 | 0 | 0 | 0 | 0 | 0 | 0 | 0 | 0 | 0 | 0 | 0 | 0 | 0 | 0 | 0 | 0 | 0 | 0 | 0 | 0 | 0 | 0 | 0 | 0 | 0 | 0 | 0 | 0 | 0 | 0 | 0 | 0 | 0 | 0 | 0
F5_Residential_Multi-Family Regular Income_New_Water Heating_Natural Gas_Water Heater (> 55 gal)_E1 | F5 | Residential | Multi-Family Regular Income | New | Water Heating | Natural Gas | Water Heater (> 55 gal) | E1 | Utility - Cost of Operation | 125.0625 | 125.0625 | 125.0625 | 125.0625 | 125.0625 | 0 | 0 | 0 | 0 | 0 | 0 | 0 | 0 | 0 | 0 | 0 | 0 | 0 | 0 | 0 | 0 | 0 | 0 | 0 | 0 | 0 | 0 | 0 | 0 | 0 | 0 | 0 | 0 | 0 | 0 | 0 | 0 | 0 | 0 | 0 | 0 | 0
F5_Residential_Multi-Family Regular Income_New_Water Heating_Natural Gas_Water Heater (> 55 gal)_E2 | F5 | Residential | Multi-Family Regular Income | New | Water Heating | Natural Gas | Water Heater (> 55 gal) | E2 | Utility - Cost of Operation | 141.0904 | 141.0904 | 141.0904 | 141.0904 | 141.0904 | 0 | 0 | 0 | 0 | 0 | 0 | 0 | 0 | 0 | 0 | 0 | 0 | 0 | 0 | 0 | 0 | 0 | 0 | 0 | 0 | 0 | 0 | 0 | 0 | 0 | 0 | 0 | 0 | 0 | 0 | 0 | 0 | 0 | 0 | 0 | 0 | 0
F5_Residential_Multi-Family Regular Income_New_Water Heating_Natural Gas_Water Heater (> 55 gal)_E3 | F5 | Residential | Multi-Family Regular Income | New | Water Heating | Natural Gas | Water Heater (> 55 gal) | E3 | Utility - Cost of Operation | 398.2136 | 398.2136 | 398.2136 | 398.2136 | 398.2136 | 0 | 0 | 0 | 0 | 0 | 0 | 0 | 0 | 0 | 0 | 0 | 0 | 0 | 0 | 0 | 0 | 0 | 0 | 0 | 0 | 0 | 0 | 0 | 0 | 0 | 0 | 0 | 0 | 0 | 0 | 0 | 0 | 0 | 0 | 0 | 0 | 0
F5_Residential_Multi-Family Regular Income_New_Water Heating_Natural Gas_Water Heater (> 55 gal)_E4 | F5 | Residential | Multi-Family Regular Income | New | Water Heating | Natural Gas | Water Heater (> 55 gal) | E4 | Utility - Cost of Operation | 184.4494 | 184.4494 | 184.4494 | 184.4494 | 184.4494 | 0 | 0 | 0 | 0 | 0 | 0 | 0 | 0 | 0 | 0 | 0 | 0 | 0 | 0 | 0 | 0 | 0 | 0 | 0 | 0 | 0 | 0 | 0 | 0 | 0 | 0 | 0 | 0 | 0 | 0 | 0 | 0 | 0 | 0 | 0 | 0 | 0
F5_Residential_Multi-Family Regular Income_New_Water Heating_Natural Gas_Water Heater (> 55 gal)_E5 | F5 | Residential | Multi-Family Regular Income | New | Water Heating | Natural Gas | Water Heater (> 55 gal) | E5 | Utility - Cost of Operation | 209.1856 | 209.1856 | 209.1856 | 209.1856 | 209.1856 | 0 | 0 | 0 | 0 | 0 | 0 | 0 | 0 | 0 | 0 | 0 | 0 | 0 | 0 | 0 | 0 | 0 | 0 | 0 | 0 | 0 | 0 | 0 | 0 | 0 | 0 | 0 | 0 | 0 | 0 | 0 | 0 | 0 | 0 | 0 | 0 | 0
F5_Residential_Multi-Family Regular Income_New_Water Heating_Natural Gas_Water Heater (> 55 gal)_E6 | F5 | Residential | Multi-Family Regular Income | New | Water Heating | Natural Gas | Water Heater (> 55 gal) | E6 | Utility - Cost of Operation | 576.4226 | 576.4226 | 576.4226 | 576.4226 | 576.4226 | 576.4226 | 576.4226 | 576.4226 | 576.4226 | 576.4226 | 576.4226 | 576.4226 | 576.4226 | 576.4226 | 576.4226 | 576.4226 | 576.4226 | 576.4226 | 576.4226 | 576.4226 | 576.4226 | 576.4226 | 576.4226 | 576.4226 | 576.4226 | 576.4226 | 576.4226 | 576.4226 | 576.4226 | 576.4226 | 576.4226 | 576.4226 | 576.4226 | 0 | 0 | 0 | 0 | 0 | 0 | 0 | 0 | 0
F5_Residential_Multi-Family Regular Income_New_Water Heating_Natural Gas_Water Heater (> 55 gal)_E7 | F5 | Residential | Multi-Family Regular Income | New | Water Heating | Natural Gas | Water Heater (> 55 gal) | E7 | Utility - Cost of Operation | 0 | 0 | 0 | 0 | 0 | 682.8286 | 682.8286 | 682.8286 | 682.8286 | 682.8286 | 682.8286 | 682.8286 | 682.8286 | 682.8286 | 682.8286 | 682.8286 | 682.8286 | 682.8286 | 682.8286 | 682.8286 | 682.8286 | 682.8286 | 682.8286 | 682.8286 | 682.8286 | 682.8286 | 682.8286 | 682.8286 | 682.8286 | 682.8286 | 682.8286 | 682.8286 | 682.8286 | 0 | 0 | 0 | 0 | 0 | 0 | 0 | 0 | 0
F5_Residential_Multi-Family Regular Income_New_Water Heating_Natural Gas_Water Heater (> 55 gal)_E8 | F5 | Residential | Multi-Family Regular Income | New | Water Heating | Natural Gas | Water Heater (> 55 gal) | E8 | Utility - Cost of Operation | 0 | 0 | 0 | 0 | 0 | 0 | 0 | 0 | 0 | 0 | 0 | 0 | 0 | 0 | 0 | 0 | 0 | 0 | 0 | 0 | 0 | 0 | 0 | 0 | 0 | 0 | 0 | 0 | 0 | 0 | 0 | 0 | 0 | 0 | 0 | 0 | 0 | 0 | 0 | 0 | 0 | 0
F5_Residential_Multi-Family Regular Income_New_Water Heating_Natural Gas_Water Heater (> 55 gal)_E9 | F5 | Residential | Multi-Family Regular Income | New | Water Heating | Natural Gas | Water Heater (> 55 gal) | E9 | Utility - Cost of Operation | 0 | 0 | 0 | 0 | 0 | 0 | 0 | 0 | 0 | 0 | 0 | 0 | 0 | 0 | 0 | 0 | 0 | 0 | 0 | 0 | 0 | 0 | 0 | 0 | 0 | 0 | 0 | 0 | 0 | 0 | 0 | 0 | 0 | 0 | 0 | 0 | 0 | 0 | 0 | 0 | 0 | 0
F5_Residential_Multi-Family Regular Income_New_Water Heating_Natural Gas_Water Heater (> 55 gal)_E10 | F5 | Residential | Multi-Family Regular Income | New | Water Heating | Natural Gas | Water Heater (> 55 gal) | E10 | Utility - Cost of Operation | 0 | 0 | 0 | 0 | 0 | 0 | 0 | 0 | 0 | 0 | 0 | 0 | 0 | 0 | 0 | 0 | 0 | 0 | 0 | 0 | 0 | 0 | 0 | 0 | 0 | 0 | 0 | 0 | 0 | 0 | 0 | 0 | 0 | 0 | 0 | 0 | 0 | 0 | 0 | 0 | 0 | 0
F6_Residential_Multi-Family Regular Income_New_Water Heating_Natural Gas_Water Heater (> 55 gal)_E1 | F6 | Residential | Multi-Family Regular Income | New | Water Heating | Natural Gas | Water Heater (> 55 gal) | E1 | Utility - Value of Sales | 131.3014 | 132.0665 | 133.1164 | 133.9745 | 133.9745 | 0 | 0 | 0 | 0 | 0 | 0 | 0 | 0 | 0 | 0 | 0 | 0 | 0 | 0 | 0 | 0 | 0 | 0 | 0 | 0 | 0 | 0 | 0 | 0 | 0 | 0 | 0 | 0 | 0 | 0 | 0 | 0 | 0 | 0 | 0 | 0 | 0
F6_Residential_Multi-Family Regular Income_New_Water Heating_Natural Gas_Water Heater (> 55 gal)_E2 | F6 | Residential | Multi-Family Regular Income | New | Water Heating | Natural Gas | Water Heater (> 55 gal) | E2 | Utility - Value of Sales | 127.9347 | 128.6802 | 129.7032 | 130.5393 | 130.5393 | 0 | 0 | 0 | 0 | 0 | 0 | 0 | 0 | 0 | 0 | 0 | 0 | 0 | 0 | 0 | 0 | 0 | 0 | 0 | 0 | 0 | 0 | 0 | 0 | 0 | 0 | 0 | 0 | 0 | 0 | 0 | 0 | 0 | 0 | 0 | 0 | 0
F6_Residential_Multi-Family Regular Income_New_Water Heating_Natural Gas_Water Heater (> 55 gal)_E3 | F6 | Residential | Multi-Family Regular Income | New | Water Heating | Natural Gas | Water Heater (> 55 gal) | E3 | Utility - Value of Sales | 123.1964 | 123.9143 | 124.8994 | 125.7045 | 125.7045 | 0 | 0 | 0 | 0 | 0 | 0 | 0 | 0 | 0 | 0 | 0 | 0 | 0 | 0 | 0 | 0 | 0 | 0 | 0 | 0 | 0 | 0 | 0 | 0 | 0 | 0 | 0 | 0 | 0 | 0 | 0 | 0 | 0 | 0 | 0 | 0 | 0
F6_Residential_Multi-Family Regular Income_New_Water Heating_Natural Gas_Water Heater (> 55 gal)_E4 | F6 | Residential | Multi-Family Regular Income | New | Water Heating | Natural Gas | Water Heater (> 55 gal) | E4 | Utility - Value of Sales | 115.5174 | 115.9518 | 116.548 | 117.0352 | 117.0352 | 0 | 0 | 0 | 0 | 0 | 0 | 0 | 0 | 0 | 0 | 0 | 0 | 0 | 0 | 0 | 0 | 0 | 0 | 0 | 0 | 0 | 0 | 0 | 0 | 0 | 0 | 0 | 0 | 0 | 0 | 0 | 0 | 0 | 0 | 0 | 0 | 0
F6_Residential_Multi-Family Regular Income_New_Water Heating_Natural Gas_Water Heater (> 55 gal)_E5 | F6 | Residential | Multi-Family Regular Income | New | Water Heating | Natural Gas | Water Heater (> 55 gal) | E5 | Utility - Value of Sales | 110.4397 | 110.8551 | 111.425 | 111.8908 | 111.8908 | 0 | 0 | 0 | 0 | 0 | 0 | 0 | 0 | 0 | 0 | 0 | 0 | 0 | 0 | 0 | 0 | 0 | 0 | 0 | 0 | 0 | 0 | 0 | 0 | 0 | 0 | 0 | 0 | 0 | 0 | 0 | 0 | 0 | 0 | 0 | 0 | 0
F6_Residential_Multi-Family Regular Income_New_Water Heating_Natural Gas_Water Heater (> 55 gal)_E6 | F6 | Residential | Multi-Family Regular Income | New | Water Heating | Natural Gas | Water Heater (> 55 gal) | E6 | Utility - Value of Sales | 94.1407 | 94.6892 | 95.442 | 96.0572 | 96.0572 | 96.0572 | 96.0572 | 96.0572 | 96.0572 | 96.0572 | 96.0572 | 96.0572 | 96.0572 | 96.0572 | 96.0572 | 96.0572 | 96.0572 | 96.0572 | 96.0572 | 96.0572 | 96.0572 | 96.0572 | 96.0572 | 96.0572 | 96.0572 | 96.0572 | 96.0572 | 96.0572 | 96.0572 | 96.0572 | 96.0572 | 96.0572 | 96.0572 | 0 | 0 | 0 | 0 | 0 | 0 | 0 | 0 | 0
F6_Residential_Multi-Family Regular Income_New_Water Heating_Natural Gas_Water Heater (> 55 gal)_E7 | F6 | Residential | Multi-Family Regular Income | New | Water Heating | Natural Gas | Water Heater (> 55 gal) | E7 | Utility - Value of Sales | 0 | 0 | 0 | 0 | 0 | 78.3236 | 78.3236 | 78.3236 | 78.3236 | 78.3236 | 78.3236 | 78.3236 | 78.3236 | 78.3236 | 78.3236 | 78.3236 | 78.3236 | 78.3236 | 78.3236 | 78.3236 | 78.3236 | 78.3236 | 78.3236 | 78.3236 | 78.3236 | 78.3236 | 78.3236 | 78.3236 | 78.3236 | 78.3236 | 78.3236 | 78.3236 | 78.3236 | 0 | 0 | 0 | 0 | 0 | 0 | 0 | 0 | 0
F6_Residential_Multi-Family Regular Income_New_Water Heating_Natural Gas_Water Heater (> 55 gal)_E8 | F6 | Residential | Multi-Family Regular Income | New | Water Heating | Natural Gas | Water Heater (> 55 gal) | E8 | Utility - Value of Sales | 0 | 0 | 0 | 0 | 0 | 0 | 0 | 0 | 0 | 0 | 0 | 0 | 0 | 0 | 0 | 0 | 0 | 0 | 0 | 0 | 0 | 0 | 0 | 0 | 0 | 0 | 0 | 0 | 0 | 0 | 0 | 0 | 0 | 0 | 0 | 0 | 0 | 0 | 0 | 0 | 0 | 0
F6_Residential_Multi-Family Regular Income_New_Water Heating_Natural Gas_Water Heater (> 55 gal)_E9 | F6 | Residential | Multi-Family Regular Income | New | Water Heating | Natural Gas | Water Heater (> 55 gal) | E9 | Utility - Value of Sales | 0 | 0 | 0 | 0 | 0 | 0 | 0 | 0 | 0 | 0 | 0 | 0 | 0 | 0 | 0 | 0 | 0 | 0 | 0 | 0 | 0 | 0 | 0 | 0 | 0 | 0 | 0 | 0 | 0 | 0 | 0 | 0 | 0 | 0 | 0 | 0 | 0 | 0 | 0 | 0 | 0 | 0
F6_Residential_Multi-Family Regular Income_New_Water Heating_Natural Gas_Water Heater (> 55 gal)_E10 | F6 | Residential | Multi-Family Regular Income | New | Water Heating | Natural Gas | Water Heater (> 55 gal) | E10 | Utility - Value of Sales | 0 | 0 | 0 | 0 | 0 | 0 | 0 | 0 | 0 | 0 | 0 | 0 | 0 | 0 | 0 | 0 | 0 | 0 | 0 | 0 | 0 | 0 | 0 | 0 | 0 | 0 | 0 | 0 | 0 | 0 | 0 | 0 | 0 | 0 | 0 | 0 | 0 | 0 | 0 | 0 | 0 | 0
F1_Residential_Multi-Family Regular Income_New_Appliances_Natural Gas_Clothes Dryer_E1 | F1 | Residential | Multi-Family Regular Income | New | Appliances | Natural Gas | Clothes Dryer | E1 | RVT - Cost of Equipment | 20.5143 | 20.5782 | 20.7204 | 20.8369 | 20.7804 | 20.8634 | 21.0623 | 21.2264 | 21.4236 | 21.6145 | 21.8072 | 21.9894 | 22.182 | 22.3833 | 22.5758 | 22.7748 | 22.9748 | 23.1895 | 23.3971 | 23.5971 | 23.7719 | 23.9343 | 24.0572 | 24.1659 | 24.2292 | 24.2652 | 24.284 | 24.28 | 24.2466 | 24.1924 | 24.0995 | 23.9884 | 23.8452 | 0 | 0 | 0 | 0 | 0 | 0 | 0 | 0 | 0
F1_Residential_Multi-Family Regular Income_New_Appliances_Natural Gas_Clothes Dryer_E2 | F1 | Residential | Multi-Family Regular Income | New | Appliances | Natural Gas | Clothes Dryer | E2 | RVT - Cost of Equipment | 19.3712 | 19.4315 | 19.5658 | 19.6758 | 19.6225 | 19.7008 | 19.8887 | 20.0436 | 20.2298 | 20.4101 | 20.5921 | 20.7641 | 20.946 | 21.1361 | 21.3179 | 21.5057 | 21.6946 | 21.8973 | 22.0934 | 22.2823 | 22.4473 | 22.6006 | 22.7167 | 22.8193 | 22.8791 | 22.9131 | 22.9308 | 22.9271 | 22.8956 | 22.8443 | 22.7566 | 22.6518 | 22.5165 | 0 | 0 | 0 | 0 | 0 | 0 | 0 | 0 | 0
F1_Residential_Multi-Family Regular Income_New_Appliances_Natural Gas_Clothes Dryer_E3 | F1 | Residential | Multi-Family Regular Income | New | Appliances | Natural Gas | Clothes Dryer | E3 | RVT - Cost of Equipment | 0 | 0 | 0 | 0 | 0 | 0 | 0 | 0 | 0 | 0 | 0 | 0 | 0 | 0 | 0 | 0 | 0 | 0 | 0 | 0 | 0 | 0 | 0 | 0 | 0 | 0 | 0 | 0 | 0 | 0 | 0 | 0 | 0 | 0 | 0 | 0 | 0 | 0 | 0 | 0 | 0 | 0
F1_Residential_Multi-Family Regular Income_New_Appliances_Natural Gas_Clothes Dryer_E4 | F1 | Residential | Multi-Family Regular Income | New | Appliances | Natural Gas | Clothes Dryer | E4 | RVT - Cost of Equipment | 0 | 0 | 0 | 0 | 0 | 0 | 0 | 0 | 0 | 0 | 0 | 0 | 0 | 0 | 0 | 0 | 0 | 0 | 0 | 0 | 0 | 0 | 0 | 0 | 0 | 0 | 0 | 0 | 0 | 0 | 0 | 0 | 0 | 0 | 0 | 0 | 0 | 0 | 0 | 0 | 0 | 0
F1_Residential_Multi-Family Regular Income_New_Appliances_Natural Gas_Clothes Dryer_E5 | F1 | Residential | Multi-Family Regular Income | New | Appliances | Natural Gas | Clothes Dryer | E5 | RVT - Cost of Equipment | 0 | 0 | 0 | 0 | 0 | 0 | 0 | 0 | 0 | 0 | 0 | 0 | 0 | 0 | 0 | 0 | 0 | 0 | 0 | 0 | 0 | 0 | 0 | 0 | 0 | 0 | 0 | 0 | 0 | 0 | 0 | 0 | 0 | 0 | 0 | 0 | 0 | 0 | 0 | 0 | 0 | 0
F1_Residential_Multi-Family Regular Income_New_Appliances_Natural Gas_Clothes Dryer_E6 | F1 | Residential | Multi-Family Regular Income | New | Appliances | Natural Gas | Clothes Dryer | E6 | RVT - Cost of Equipment | 0 | 0 | 0 | 0 | 0 | 0 | 0 | 0 | 0 | 0 | 0 | 0 | 0 | 0 | 0 | 0 | 0 | 0 | 0 | 0 | 0 | 0 | 0 | 0 | 0 | 0 | 0 | 0 | 0 | 0 | 0 | 0 | 0 | 0 | 0 | 0 | 0 | 0 | 0 | 0 | 0 | 0
F1_Residential_Multi-Family Regular Income_New_Appliances_Natural Gas_Clothes Dryer_E7 | F1 | Residential | Multi-Family Regular Income | New | Appliances | Natural Gas | Clothes Dryer | E7 | RVT - Cost of Equipment | 0 | 0 | 0 | 0 | 0 | 0 | 0 | 0 | 0 | 0 | 0 | 0 | 0 | 0 | 0 | 0 | 0 | 0 | 0 | 0 | 0 | 0 | 0 | 0 | 0 | 0 | 0 | 0 | 0 | 0 | 0 | 0 | 0 | 0 | 0 | 0 | 0 | 0 | 0 | 0 | 0 | 0
F1_Residential_Multi-Family Regular Income_New_Appliances_Natural Gas_Clothes Dryer_E8 | F1 | Residential | Multi-Family Regular Income | New | Appliances | Natural Gas | Clothes Dryer | E8 | RVT - Cost of Equipment | 0 | 0 | 0 | 0 | 0 | 0 | 0 | 0 | 0 | 0 | 0 | 0 | 0 | 0 | 0 | 0 | 0 | 0 | 0 | 0 | 0 | 0 | 0 | 0 | 0 | 0 | 0 | 0 | 0 | 0 | 0 | 0 | 0 | 0 | 0 | 0 | 0 | 0 | 0 | 0 | 0 | 0
F1_Residential_Multi-Family Regular Income_New_Appliances_Natural Gas_Clothes Dryer_E9 | F1 | Residential | Multi-Family Regular Income | New | Appliances | Natural Gas | Clothes Dryer | E9 | RVT - Cost of Equipment | 0 | 0 | 0 | 0 | 0 | 0 | 0 | 0 | 0 | 0 | 0 | 0 | 0 | 0 | 0 | 0 | 0 | 0 | 0 | 0 | 0 | 0 | 0 | 0 | 0 | 0 | 0 | 0 | 0 | 0 | 0 | 0 | 0 | 0 | 0 | 0 | 0 | 0 | 0 | 0 | 0 | 0
F1_Residential_Multi-Family Regular Income_New_Appliances_Natural Gas_Clothes Dryer_E10 | F1 | Residential | Multi-Family Regular Income | New | Appliances | Natural Gas | Clothes Dryer | E10 | RVT - Cost of Equipment | 0 | 0 | 0 | 0 | 0 | 0 | 0 | 0 | 0 | 0 | 0 | 0 | 0 | 0 | 0 | 0 | 0 | 0 | 0 | 0 | 0 | 0 | 0 | 0 | 0 | 0 | 0 | 0 | 0 | 0 | 0 | 0 | 0 | 0 | 0 | 0 | 0 | 0 | 0 | 0 | 0 | 0
F2_Residential_Multi-Family Regular Income_New_Appliances_Natural Gas_Clothes Dryer_E1 | F2 | Residential | Multi-Family Regular Income | New | Appliances | Natural Gas | Clothes Dryer | E1 | RVT - Cost of Operation | 14.6483 | 14.6713 | 14.7541 | 14.8206 | 14.7642 | 14.8471 | 15.0457 | 15.2095 | 15.4064 | 15.597 | 15.7894 | 15.9713 | 16.1636 | 16.3645 | 16.5568 | 16.7554 | 16.9551 | 17.1695 | 17.3793 | 17.5842 | 17.7668 | 17.9401 | 18.0773 | 18.2037 | 18.2884 | 18.3467 | 18.3886 | 18.4086 | 18.3999 | 18.3713 | 18.3049 | 18.2213 | 18.1066 | 0 | 0 | 0 | 0 | 0 | 0 | 0 | 0 | 0
F2_Residential_Multi-Family Regular Income_New_Appliances_Natural Gas_Clothes Dryer_E2 | F2 | Residential | Multi-Family Regular Income | New | Appliances | Natural Gas | Clothes Dryer | E2 | RVT - Cost of Operation | 13.8321 | 13.8538 | 13.932 | 13.9948 | 13.9415 | 14.0197 | 14.2073 | 14.362 | 14.5479 | 14.7279 | 14.9096 | 15.0813 | 15.2629 | 15.4527 | 15.6342 | 15.8218 | 16.0103 | 16.2127 | 16.4109 | 16.6044 | 16.7768 | 16.9404 | 17.07 | 17.1893 | 17.2694 | 17.3244 | 17.3639 | 17.3828 | 17.3746 | 17.3476 | 17.2849 | 17.206 | 17.0976 | 0 | 0 | 0 | 0 | 0 | 0 | 0 | 0 | 0
F2_Residential_Multi-Family Regular Income_New_Appliances_Natural Gas_Clothes Dryer_E3 | F2 | Residential | Multi-Family Regular Income | New | Appliances | Natural Gas | Clothes Dryer | E3 | RVT - Cost of Operation | 0 | 0 | 0 | 0 | 0 | 0 | 0 | 0 | 0 | 0 | 0 | 0 | 0 | 0 | 0 | 0 | 0 | 0 | 0 | 0 | 0 | 0 | 0 | 0 | 0 | 0 | 0 | 0 | 0 | 0 | 0 | 0 | 0 | 0 | 0 | 0 | 0 | 0 | 0 | 0 | 0 | 0
F2_Residential_Multi-Family Regular Income_New_Appliances_Natural Gas_Clothes Dryer_E4 | F2 | Residential | Multi-Family Regular Income | New | Appliances | Natural Gas | Clothes Dryer | E4 | RVT - Cost of Operation | 0 | 0 | 0 | 0 | 0 | 0 | 0 | 0 | 0 | 0 | 0 | 0 | 0 | 0 | 0 | 0 | 0 | 0 | 0 | 0 | 0 | 0 | 0 | 0 | 0 | 0 | 0 | 0 | 0 | 0 | 0 | 0 | 0 | 0 | 0 | 0 | 0 | 0 | 0 | 0 | 0 | 0
F2_Residential_Multi-Family Regular Income_New_Appliances_Natural Gas_Clothes Dryer_E5 | F2 | Residential | Multi-Family Regular Income | New | Appliances | Natural Gas | Clothes Dryer | E5 | RVT - Cost of Operation | 0 | 0 | 0 | 0 | 0 | 0 | 0 | 0 | 0 | 0 | 0 | 0 | 0 | 0 | 0 | 0 | 0 | 0 | 0 | 0 | 0 | 0 | 0 | 0 | 0 | 0 | 0 | 0 | 0 | 0 | 0 | 0 | 0 | 0 | 0 | 0 | 0 | 0 | 0 | 0 | 0 | 0
F2_Residential_Multi-Family Regular Income_New_Appliances_Natural Gas_Clothes Dryer_E6 | F2 | Residential | Multi-Family Regular Income | New | Appliances | Natural Gas | Clothes Dryer | E6 | RVT - Cost of Operation | 0 | 0 | 0 | 0 | 0 | 0 | 0 | 0 | 0 | 0 | 0 | 0 | 0 | 0 | 0 | 0 | 0 | 0 | 0 | 0 | 0 | 0 | 0 | 0 | 0 | 0 | 0 | 0 | 0 | 0 | 0 | 0 | 0 | 0 | 0 | 0 | 0 | 0 | 0 | 0 | 0 | 0
F2_Residential_Multi-Family Regular Income_New_Appliances_Natural Gas_Clothes Dryer_E7 | F2 | Residential | Multi-Family Regular Income | New | Appliances | Natural Gas | Clothes Dryer | E7 | RVT - Cost of Operation | 0 | 0 | 0 | 0 | 0 | 0 | 0 | 0 | 0 | 0 | 0 | 0 | 0 | 0 | 0 | 0 | 0 | 0 | 0 | 0 | 0 | 0 | 0 | 0 | 0 | 0 | 0 | 0 | 0 | 0 | 0 | 0 | 0 | 0 | 0 | 0 | 0 | 0 | 0 | 0 | 0 | 0
F2_Residential_Multi-Family Regular Income_New_Appliances_Natural Gas_Clothes Dryer_E8 | F2 | Residential | Multi-Family Regular Income | New | Appliances | Natural Gas | Clothes Dryer | E8 | RVT - Cost of Operation | 0 | 0 | 0 | 0 | 0 | 0 | 0 | 0 | 0 | 0 | 0 | 0 | 0 | 0 | 0 | 0 | 0 | 0 | 0 | 0 | 0 | 0 | 0 | 0 | 0 | 0 | 0 | 0 | 0 | 0 | 0 | 0 | 0 | 0 | 0 | 0 | 0 | 0 | 0 | 0 | 0 | 0
F2_Residential_Multi-Family Regular Income_New_Appliances_Natural Gas_Clothes Dryer_E9 | F2 | Residential | Multi-Family Regular Income | New | Appliances | Natural Gas | Clothes Dryer | E9 | RVT - Cost of Operation | 0 | 0 | 0 | 0 | 0 | 0 | 0 | 0 | 0 | 0 | 0 | 0 | 0 | 0 | 0 | 0 | 0 | 0 | 0 | 0 | 0 | 0 | 0 | 0 | 0 | 0 | 0 | 0 | 0 | 0 | 0 | 0 | 0 | 0 | 0 | 0 | 0 | 0 | 0 | 0 | 0 | 0
F2_Residential_Multi-Family Regular Income_New_Appliances_Natural Gas_Clothes Dryer_E10 | F2 | Residential | Multi-Family Regular Income | New | Appliances | Natural Gas | Clothes Dryer | E10 | RVT - Cost of Operation | 0 | 0 | 0 | 0 | 0 | 0 | 0 | 0 | 0 | 0 | 0 | 0 | 0 | 0 | 0 | 0 | 0 | 0 | 0 | 0 | 0 | 0 | 0 | 0 | 0 | 0 | 0 | 0 | 0 | 0 | 0 | 0 | 0 | 0 | 0 | 0 | 0 | 0 | 0 | 0 | 0 | 0
F3_Residential_Multi-Family Regular Income_New_Appliances_Natural Gas_Clothes Dryer_E1 | F3 | Residential | Multi-Family Regular Income | New | Appliances | Natural Gas | Clothes Dryer | E1 | System - kBTUs of Consumption | 71.2482 | 71.2482 | 71.2482 | 71.2482 | 71.2482 | 71.2482 | 71.2482 | 71.2482 | 71.2482 | 71.2482 | 71.2482 | 71.2482 | 71.2482 | 71.2482 | 71.2482 | 71.2482 | 71.2482 | 71.2482 | 71.2482 | 71.2482 | 71.2482 | 71.2482 | 71.2482 | 71.2482 | 71.2482 | 71.2482 | 71.2482 | 71.2482 | 71.2482 | 71.2482 | 71.2482 | 71.2482 | 71.2482 | 0 | 0 | 0 | 0 | 0 | 0 | 0 | 0 | 0
F3_Residential_Multi-Family Regular Income_New_Appliances_Natural Gas_Clothes Dryer_E2 | F3 | Residential | Multi-Family Regular Income | New | Appliances | Natural Gas | Clothes Dryer | E2 | System - kBTUs of Consumption | 76.5063 | 76.5063 | 76.5063 | 76.5063 | 76.5063 | 76.5063 | 76.5063 | 76.5063 | 76.5063 | 76.5063 | 76.5063 | 76.5063 | 76.5063 | 76.5063 | 76.5063 | 76.5063 | 76.5063 | 76.5063 | 76.5063 | 76.5063 | 76.5063 | 76.5063 | 76.5063 | 76.5063 | 76.5063 | 76.5063 | 76.5063 | 76.5063 | 76.5063 | 76.5063 | 76.5063 | 76.5063 | 76.5063 | 0 | 0 | 0 | 0 | 0 | 0 | 0 | 0 | 0
F3_Residential_Multi-Family Regular Income_New_Appliances_Natural Gas_Clothes Dryer_E3 | F3 | Residential | Multi-Family Regular Income | New | Appliances | Natural Gas | Clothes Dryer | E3 | System - kBTUs of Consumption | 0 | 0 | 0 | 0 | 0 | 0 | 0 | 0 | 0 | 0 | 0 | 0 | 0 | 0 | 0 | 0 | 0 | 0 | 0 | 0 | 0 | 0 | 0 | 0 | 0 | 0 | 0 | 0 | 0 | 0 | 0 | 0 | 0 | 0 | 0 | 0 | 0 | 0 | 0 | 0 | 0 | 0
F3_Residential_Multi-Family Regular Income_New_Appliances_Natural Gas_Clothes Dryer_E4 | F3 | Residential | Multi-Family Regular Income | New | Appliances | Natural Gas | Clothes Dryer | E4 | System - kBTUs of Consumption | 0 | 0 | 0 | 0 | 0 | 0 | 0 | 0 | 0 | 0 | 0 | 0 | 0 | 0 | 0 | 0 | 0 | 0 | 0 | 0 | 0 | 0 | 0 | 0 | 0 | 0 | 0 | 0 | 0 | 0 | 0 | 0 | 0 | 0 | 0 | 0 | 0 | 0 | 0 | 0 | 0 | 0
F3_Residential_Multi-Family Regular Income_New_Appliances_Natural Gas_Clothes Dryer_E5 | F3 | Residential | Multi-Family Regular Income | New | Appliances | Natural Gas | Clothes Dryer | E5 | System - kBTUs of Consumption | 0 | 0 | 0 | 0 | 0 | 0 | 0 | 0 | 0 | 0 | 0 | 0 | 0 | 0 | 0 | 0 | 0 | 0 | 0 | 0 | 0 | 0 | 0 | 0 | 0 | 0 | 0 | 0 | 0 | 0 | 0 | 0 | 0 | 0 | 0 | 0 | 0 | 0 | 0 | 0 | 0 | 0
F3_Residential_Multi-Family Regular Income_New_Appliances_Natural Gas_Clothes Dryer_E6 | F3 | Residential | Multi-Family Regular Income | New | Appliances | Natural Gas | Clothes Dryer | E6 | System - kBTUs of Consumption | 0 | 0 | 0 | 0 | 0 | 0 | 0 | 0 | 0 | 0 | 0 | 0 | 0 | 0 | 0 | 0 | 0 | 0 | 0 | 0 | 0 | 0 | 0 | 0 | 0 | 0 | 0 | 0 | 0 | 0 | 0 | 0 | 0 | 0 | 0 | 0 | 0 | 0 | 0 | 0 | 0 | 0
F3_Residential_Multi-Family Regular Income_New_Appliances_Natural Gas_Clothes Dryer_E7 | F3 | Residential | Multi-Family Regular Income | New | Appliances | Natural Gas | Clothes Dryer | E7 | System - kBTUs of Consumption | 0 | 0 | 0 | 0 | 0 | 0 | 0 | 0 | 0 | 0 | 0 | 0 | 0 | 0 | 0 | 0 | 0 | 0 | 0 | 0 | 0 | 0 | 0 | 0 | 0 | 0 | 0 | 0 | 0 | 0 | 0 | 0 | 0 | 0 | 0 | 0 | 0 | 0 | 0 | 0 | 0 | 0
F3_Residential_Multi-Family Regular Income_New_Appliances_Natural Gas_Clothes Dryer_E8 | F3 | Residential | Multi-Family Regular Income | New | Appliances | Natural Gas | Clothes Dryer | E8 | System - kBTUs of Consumption | 0 | 0 | 0 | 0 | 0 | 0 | 0 | 0 | 0 | 0 | 0 | 0 | 0 | 0 | 0 | 0 | 0 | 0 | 0 | 0 | 0 | 0 | 0 | 0 | 0 | 0 | 0 | 0 | 0 | 0 | 0 | 0 | 0 | 0 | 0 | 0 | 0 | 0 | 0 | 0 | 0 | 0
F3_Residential_Multi-Family Regular Income_New_Appliances_Natural Gas_Clothes Dryer_E9 | F3 | Residential | Multi-Family Regular Income | New | Appliances | Natural Gas | Clothes Dryer | E9 | System - kBTUs of Consumption | 0 | 0 | 0 | 0 | 0 | 0 | 0 | 0 | 0 | 0 | 0 | 0 | 0 | 0 | 0 | 0 | 0 | 0 | 0 | 0 | 0 | 0 | 0 | 0 | 0 | 0 | 0 | 0 | 0 | 0 | 0 | 0 | 0 | 0 | 0 | 0 | 0 | 0 | 0 | 0 | 0 | 0
F3_Residential_Multi-Family Regular Income_New_Appliances_Natural Gas_Clothes Dryer_E10 | F3 | Residential | Multi-Family Regular Income | New | Appliances | Natural Gas | Clothes Dryer | E10 | System - kBTUs of Consumption | 0 | 0 | 0 | 0 | 0 | 0 | 0 | 0 | 0 | 0 | 0 | 0 | 0 | 0 | 0 | 0 | 0 | 0 | 0 | 0 | 0 | 0 | 0 | 0 | 0 | 0 | 0 | 0 | 0 | 0 | 0 | 0 | 0 | 0 | 0 | 0 | 0 | 0 | 0 | 0 | 0 | 0
F4_Residential_Multi-Family Regular Income_New_Appliances_Natural Gas_Clothes Dryer_E1 | F4 | Residential | Multi-Family Regular Income | New | Appliances | Natural Gas | Clothes Dryer | E1 | Utility - Cost of Equipment | 14.6483 | 14.6713 | 14.7541 | 14.8206 | 14.7642 | 14.8471 | 15.0457 | 15.2095 | 15.4064 | 15.597 | 15.7894 | 15.9713 | 16.1636 | 16.3645 | 16.5568 | 16.7554 | 16.9551 | 17.1695 | 17.3793 | 17.5842 | 17.7668 | 17.9401 | 18.0773 | 18.2037 | 18.2884 | 18.3467 | 18.3886 | 18.4086 | 18.3999 | 18.3713 | 18.3049 | 18.2213 | 18.1066 | 0 | 0 | 0 | 0 | 0 | 0 | 0 | 0 | 0
F4_Residential_Multi-Family Regular Income_New_Appliances_Natural Gas_Clothes Dryer_E2 | F4 | Residential | Multi-Family Regular Income | New | Appliances | Natural Gas | Clothes Dryer | E2 | Utility - Cost of Equipment | 13.8321 | 13.8538 | 13.932 | 13.9948 | 13.9415 | 14.0197 | 14.2073 | 14.362 | 14.5479 | 14.7279 | 14.9096 | 15.0813 | 15.2629 | 15.4527 | 15.6342 | 15.8218 | 16.0103 | 16.2127 | 16.4109 | 16.6044 | 16.7768 | 16.9404 | 17.07 | 17.1893 | 17.2694 | 17.3244 | 17.3639 | 17.3828 | 17.3746 | 17.3476 | 17.2849 | 17.206 | 17.0976 | 0 | 0 | 0 | 0 | 0 | 0 | 0 | 0 | 0
F4_Residential_Multi-Family Regular Income_New_Appliances_Natural Gas_Clothes Dryer_E3 | F4 | Residential | Multi-Family Regular Income | New | Appliances | Natural Gas | Clothes Dryer | E3 | Utility - Cost of Equipment | 0 | 0 | 0 | 0 | 0 | 0 | 0 | 0 | 0 | 0 | 0 | 0 | 0 | 0 | 0 | 0 | 0 | 0 | 0 | 0 | 0 | 0 | 0 | 0 | 0 | 0 | 0 | 0 | 0 | 0 | 0 | 0 | 0 | 0 | 0 | 0 | 0 | 0 | 0 | 0 | 0 | 0
F4_Residential_Multi-Family Regular Income_New_Appliances_Natural Gas_Clothes Dryer_E4 | F4 | Residential | Multi-Family Regular Income | New | Appliances | Natural Gas | Clothes Dryer | E4 | Utility - Cost of Equipment | 0 | 0 | 0 | 0 | 0 | 0 | 0 | 0 | 0 | 0 | 0 | 0 | 0 | 0 | 0 | 0 | 0 | 0 | 0 | 0 | 0 | 0 | 0 | 0 | 0 | 0 | 0 | 0 | 0 | 0 | 0 | 0 | 0 | 0 | 0 | 0 | 0 | 0 | 0 | 0 | 0 | 0
F4_Residential_Multi-Family Regular Income_New_Appliances_Natural Gas_Clothes Dryer_E5 | F4 | Residential | Multi-Family Regular Income | New | Appliances | Natural Gas | Clothes Dryer | E5 | Utility - Cost of Equipment | 0 | 0 | 0 | 0 | 0 | 0 | 0 | 0 | 0 | 0 | 0 | 0 | 0 | 0 | 0 | 0 | 0 | 0 | 0 | 0 | 0 | 0 | 0 | 0 | 0 | 0 | 0 | 0 | 0 | 0 | 0 | 0 | 0 | 0 | 0 | 0 | 0 | 0 | 0 | 0 | 0 | 0
F4_Residential_Multi-Family Regular Income_New_Appliances_Natural Gas_Clothes Dryer_E6 | F4 | Residential | Multi-Family Regular Income | New | Appliances | Natural Gas | Clothes Dryer | E6 | Utility - Cost of Equipment | 0 | 0 | 0 | 0 | 0 | 0 | 0 | 0 | 0 | 0 | 0 | 0 | 0 | 0 | 0 | 0 | 0 | 0 | 0 | 0 | 0 | 0 | 0 | 0 | 0 | 0 | 0 | 0 | 0 | 0 | 0 | 0 | 0 | 0 | 0 | 0 | 0 | 0 | 0 | 0 | 0 | 0
F4_Residential_Multi-Family Regular Income_New_Appliances_Natural Gas_Clothes Dryer_E7 | F4 | Residential | Multi-Family Regular Income | New | Appliances | Natural Gas | Clothes Dryer | E7 | Utility - Cost of Equipment | 0 | 0 | 0 | 0 | 0 | 0 | 0 | 0 | 0 | 0 | 0 | 0 | 0 | 0 | 0 | 0 | 0 | 0 | 0 | 0 | 0 | 0 | 0 | 0 | 0 | 0 | 0 | 0 | 0 | 0 | 0 | 0 | 0 | 0 | 0 | 0 | 0 | 0 | 0 | 0 | 0 | 0
F4_Residential_Multi-Family Regular Income_New_Appliances_Natural Gas_Clothes Dryer_E8 | F4 | Residential | Multi-Family Regular Income | New | Appliances | Natural Gas | Clothes Dryer | E8 | Utility - Cost of Equipment | 0 | 0 | 0 | 0 | 0 | 0 | 0 | 0 | 0 | 0 | 0 | 0 | 0 | 0 | 0 | 0 | 0 | 0 | 0 | 0 | 0 | 0 | 0 | 0 | 0 | 0 | 0 | 0 | 0 | 0 | 0 | 0 | 0 | 0 | 0 | 0 | 0 | 0 | 0 | 0 | 0 | 0
F4_Residential_Multi-Family Regular Income_New_Appliances_Natural Gas_Clothes Dryer_E9 | F4 | Residential | Multi-Family Regular Income | New | Appliances | Natural Gas | Clothes Dryer | E9 | Utility - Cost of Equipment | 0 | 0 | 0 | 0 | 0 | 0 | 0 | 0 | 0 | 0 | 0 | 0 | 0 | 0 | 0 | 0 | 0 | 0 | 0 | 0 | 0 | 0 | 0 | 0 | 0 | 0 | 0 | 0 | 0 | 0 | 0 | 0 | 0 | 0 | 0 | 0 | 0 | 0 | 0 | 0 | 0 | 0
F4_Residential_Multi-Family Regular Income_New_Appliances_Natural Gas_Clothes Dryer_E10 | F4 | Residential | Multi-Family Regular Income | New | Appliances | Natural Gas | Clothes Dryer | E10 | Utility - Cost of Equipment | 0 | 0 | 0 | 0 | 0 | 0 | 0 | 0 | 0 | 0 | 0 | 0 | 0 | 0 | 0 | 0 | 0 | 0 | 0 | 0 | 0 | 0 | 0 | 0 | 0 | 0 | 0 | 0 | 0 | 0 | 0 | 0 | 0 | 0 | 0 | 0 | 0 | 0 | 0 | 0 | 0 | 0
F5_Residential_Multi-Family Regular Income_New_Appliances_Natural Gas_Clothes Dryer_E1 | F5 | Residential | Multi-Family Regular Income | New | Appliances | Natural Gas | Clothes Dryer | E1 | Utility - Cost of Operation | 71.2482 | 71.2482 | 71.2482 | 71.2482 | 71.2482 | 71.2482 | 71.2482 | 71.2482 | 71.2482 | 71.2482 | 71.2482 | 71.2482 | 71.2482 | 71.2482 | 71.2482 | 71.2482 | 71.2482 | 71.2482 | 71.2482 | 71.2482 | 71.2482 | 71.2482 | 71.2482 | 71.2482 | 71.2482 | 71.2482 | 71.2482 | 71.2482 | 71.2482 | 71.2482 | 71.2482 | 71.2482 | 71.2482 | 0 | 0 | 0 | 0 | 0 | 0 | 0 | 0 | 0
F5_Residential_Multi-Family Regular Income_New_Appliances_Natural Gas_Clothes Dryer_E2 | F5 | Residential | Multi-Family Regular Income | New | Appliances | Natural Gas | Clothes Dryer | E2 | Utility - Cost of Operation | 76.5063 | 76.5063 | 76.5063 | 76.5063 | 76.5063 | 76.5063 | 76.5063 | 76.5063 | 76.5063 | 76.5063 | 76.5063 | 76.5063 | 76.5063 | 76.5063 | 76.5063 | 76.5063 | 76.5063 | 76.5063 | 76.5063 | 76.5063 | 76.5063 | 76.5063 | 76.5063 | 76.5063 | 76.5063 | 76.5063 | 76.5063 | 76.5063 | 76.5063 | 76.5063 | 76.5063 | 76.5063 | 76.5063 | 0 | 0 | 0 | 0 | 0 | 0 | 0 | 0 | 0
F5_Residential_Multi-Family Regular Income_New_Appliances_Natural Gas_Clothes Dryer_E3 | F5 | Residential | Multi-Family Regular Income | New | Appliances | Natural Gas | Clothes Dryer | E3 | Utility - Cost of Operation | 0 | 0 | 0 | 0 | 0 | 0 | 0 | 0 | 0 | 0 | 0 | 0 | 0 | 0 | 0 | 0 | 0 | 0 | 0 | 0 | 0 | 0 | 0 | 0 | 0 | 0 | 0 | 0 | 0 | 0 | 0 | 0 | 0 | 0 | 0 | 0 | 0 | 0 | 0 | 0 | 0 | 0
F5_Residential_Multi-Family Regular Income_New_Appliances_Natural Gas_Clothes Dryer_E4 | F5 | Residential | Multi-Family Regular Income | New | Appliances | Natural Gas | Clothes Dryer | E4 | Utility - Cost of Operation | 0 | 0 | 0 | 0 | 0 | 0 | 0 | 0 | 0 | 0 | 0 | 0 | 0 | 0 | 0 | 0 | 0 | 0 | 0 | 0 | 0 | 0 | 0 | 0 | 0 | 0 | 0 | 0 | 0 | 0 | 0 | 0 | 0 | 0 | 0 | 0 | 0 | 0 | 0 | 0 | 0 | 0
F5_Residential_Multi-Family Regular Income_New_Appliances_Natural Gas_Clothes Dryer_E5 | F5 | Residential | Multi-Family Regular Income | New | Appliances | Natural Gas | Clothes Dryer | E5 | Utility - Cost of Operation | 0 | 0 | 0 | 0 | 0 | 0 | 0 | 0 | 0 | 0 | 0 | 0 | 0 | 0 | 0 | 0 | 0 | 0 | 0 | 0 | 0 | 0 | 0 | 0 | 0 | 0 | 0 | 0 | 0 | 0 | 0 | 0 | 0 | 0 | 0 | 0 | 0 | 0 | 0 | 0 | 0 | 0
F5_Residential_Multi-Family Regular Income_New_Appliances_Natural Gas_Clothes Dryer_E6 | F5 | Residential | Multi-Family Regular Income | New | Appliances | Natural Gas | Clothes Dryer | E6 | Utility - Cost of Operation | 0 | 0 | 0 | 0 | 0 | 0 | 0 | 0 | 0 | 0 | 0 | 0 | 0 | 0 | 0 | 0 | 0 | 0 | 0 | 0 | 0 | 0 | 0 | 0 | 0 | 0 | 0 | 0 | 0 | 0 | 0 | 0 | 0 | 0 | 0 | 0 | 0 | 0 | 0 | 0 | 0 | 0
F5_Residential_Multi-Family Regular Income_New_Appliances_Natural Gas_Clothes Dryer_E7 | F5 | Residential | Multi-Family Regular Income | New | Appliances | Natural Gas | Clothes Dryer | E7 | Utility - Cost of Operation | 0 | 0 | 0 | 0 | 0 | 0 | 0 | 0 | 0 | 0 | 0 | 0 | 0 | 0 | 0 | 0 | 0 | 0 | 0 | 0 | 0 | 0 | 0 | 0 | 0 | 0 | 0 | 0 | 0 | 0 | 0 | 0 | 0 | 0 | 0 | 0 | 0 | 0 | 0 | 0 | 0 | 0
F5_Residential_Multi-Family Regular Income_New_Appliances_Natural Gas_Clothes Dryer_E8 | F5 | Residential | Multi-Family Regular Income | New | Appliances | Natural Gas | Clothes Dryer | E8 | Utility - Cost of Operation | 0 | 0 | 0 | 0 | 0 | 0 | 0 | 0 | 0 | 0 | 0 | 0 | 0 | 0 | 0 | 0 | 0 | 0 | 0 | 0 | 0 | 0 | 0 | 0 | 0 | 0 | 0 | 0 | 0 | 0 | 0 | 0 | 0 | 0 | 0 | 0 | 0 | 0 | 0 | 0 | 0 | 0
F5_Residential_Multi-Family Regular Income_New_Appliances_Natural Gas_Clothes Dryer_E9 | F5 | Residential | Multi-Family Regular Income | New | Appliances | Natural Gas | Clothes Dryer | E9 | Utility - Cost of Operation | 0 | 0 | 0 | 0 | 0 | 0 | 0 | 0 | 0 | 0 | 0 | 0 | 0 | 0 | 0 | 0 | 0 | 0 | 0 | 0 | 0 | 0 | 0 | 0 | 0 | 0 | 0 | 0 | 0 | 0 | 0 | 0 | 0 | 0 | 0 | 0 | 0 | 0 | 0 | 0 | 0 | 0
F5_Residential_Multi-Family Regular Income_New_Appliances_Natural Gas_Clothes Dryer_E10 | F5 | Residential | Multi-Family Regular Income | New | Appliances | Natural Gas | Clothes Dryer | E10 | Utility - Cost of Operation | 0 | 0 | 0 | 0 | 0 | 0 | 0 | 0 | 0 | 0 | 0 | 0 | 0 | 0 | 0 | 0 | 0 | 0 | 0 | 0 | 0 | 0 | 0 | 0 | 0 | 0 | 0 | 0 | 0 | 0 | 0 | 0 | 0 | 0 | 0 | 0 | 0 | 0 | 0 | 0 | 0 | 0
F6_Residential_Multi-Family Regular Income_New_Appliances_Natural Gas_Clothes Dryer_E1 | F6 | Residential | Multi-Family Regular Income | New | Appliances | Natural Gas | Clothes Dryer | E1 | Utility - Value of Sales | 13.0605 | 13.1431 | 13.2564 | 13.349 | 13.349 | 13.349 | 13.349 | 13.349 | 13.349 | 13.349 | 13.349 | 13.349 | 13.349 | 13.349 | 13.349 | 13.349 | 13.349 | 13.349 | 13.349 | 13.349 | 13.349 | 13.349 | 13.349 | 13.349 | 13.349 | 13.349 | 13.349 | 13.349 | 13.349 | 13.349 | 13.349 | 13.349 | 13.349 | 0 | 0 | 0 | 0 | 0 | 0 | 0 | 0 | 0
F6_Residential_Multi-Family Regular Income_New_Appliances_Natural Gas_Clothes Dryer_E2 | F6 | Residential | Multi-Family Regular Income | New | Appliances | Natural Gas | Clothes Dryer | E2 | Utility - Value of Sales | 12.3327 | 12.4107 | 12.5177 | 12.6052 | 12.6052 | 12.6052 | 12.6052 | 12.6052 | 12.6052 | 12.6052 | 12.6052 | 12.6052 | 12.6052 | 12.6052 | 12.6052 | 12.6052 | 12.6052 | 12.6052 | 12.6052 | 12.6052 | 12.6052 | 12.6052 | 12.6052 | 12.6052 | 12.6052 | 12.6052 | 12.6052 | 12.6052 | 12.6052 | 12.6052 | 12.6052 | 12.6052 | 12.6052 | 0 | 0 | 0 | 0 | 0 | 0 | 0 | 0 | 0
F6_Residential_Multi-Family Regular Income_New_Appliances_Natural Gas_Clothes Dryer_E3 | F6 | Residential | Multi-Family Regular Income | New | Appliances | Natural Gas | Clothes Dryer | E3 | Utility - Value of Sales | 0 | 0 | 0 | 0 | 0 | 0 | 0 | 0 | 0 | 0 | 0 | 0 | 0 | 0 | 0 | 0 | 0 | 0 | 0 | 0 | 0 | 0 | 0 | 0 | 0 | 0 | 0 | 0 | 0 | 0 | 0 | 0 | 0 | 0 | 0 | 0 | 0 | 0 | 0 | 0 | 0 | 0
F6_Residential_Multi-Family Regular Income_New_Appliances_Natural Gas_Clothes Dryer_E4 | F6 | Residential | Multi-Family Regular Income | New | Appliances | Natural Gas | Clothes Dryer | E4 | Utility - Value of Sales | 0 | 0 | 0 | 0 | 0 | 0 | 0 | 0 | 0 | 0 | 0 | 0 | 0 | 0 | 0 | 0 | 0 | 0 | 0 | 0 | 0 | 0 | 0 | 0 | 0 | 0 | 0 | 0 | 0 | 0 | 0 | 0 | 0 | 0 | 0 | 0 | 0 | 0 | 0 | 0 | 0 | 0
F6_Residential_Multi-Family Regular Income_New_Appliances_Natural Gas_Clothes Dryer_E5 | F6 | Residential | Multi-Family Regular Income | New | Appliances | Natural Gas | Clothes Dryer | E5 | Utility - Value of Sales | 0 | 0 | 0 | 0 | 0 | 0 | 0 | 0 | 0 | 0 | 0 | 0 | 0 | 0 | 0 | 0 | 0 | 0 | 0 | 0 | 0 | 0 | 0 | 0 | 0 | 0 | 0 | 0 | 0 | 0 | 0 | 0 | 0 | 0 | 0 | 0 | 0 | 0 | 0 | 0 | 0 | 0
F6_Residential_Multi-Family Regular Income_New_Appliances_Natural Gas_Clothes Dryer_E6 | F6 | Residential | Multi-Family Regular Income | New | Appliances | Natural Gas | Clothes Dryer | E6 | Utility - Value of Sales | 0 | 0 | 0 | 0 | 0 | 0 | 0 | 0 | 0 | 0 | 0 | 0 | 0 | 0 | 0 | 0 | 0 | 0 | 0 | 0 | 0 | 0 | 0 | 0 | 0 | 0 | 0 | 0 | 0 | 0 | 0 | 0 | 0 | 0 | 0 | 0 | 0 | 0 | 0 | 0 | 0 | 0
F6_Residential_Multi-Family Regular Income_New_Appliances_Natural Gas_Clothes Dryer_E7 | F6 | Residential | Multi-Family Regular Income | New | Appliances | Natural Gas | Clothes Dryer | E7 | Utility - Value of Sales | 0 | 0 | 0 | 0 | 0 | 0 | 0 | 0 | 0 | 0 | 0 | 0 | 0 | 0 | 0 | 0 | 0 | 0 | 0 | 0 | 0 | 0 | 0 | 0 | 0 | 0 | 0 | 0 | 0 | 0 | 0 | 0 | 0 | 0 | 0 | 0 | 0 | 0 | 0 | 0 | 0 | 0
F6_Residential_Multi-Family Regular Income_New_Appliances_Natural Gas_Clothes Dryer_E8 | F6 | Residential | Multi-Family Regular Income | New | Appliances | Natural Gas | Clothes Dryer | E8 | Utility - Value of Sales | 0 | 0 | 0 | 0 | 0 | 0 | 0 | 0 | 0 | 0 | 0 | 0 | 0 | 0 | 0 | 0 | 0 | 0 | 0 | 0 | 0 | 0 | 0 | 0 | 0 | 0 | 0 | 0 | 0 | 0 | 0 | 0 | 0 | 0 | 0 | 0 | 0 | 0 | 0 | 0 | 0 | 0
F6_Residential_Multi-Family Regular Income_New_Appliances_Natural Gas_Clothes Dryer_E9 | F6 | Residential | Multi-Family Regular Income | New | Appliances | Natural Gas | Clothes Dryer | E9 | Utility - Value of Sales | 0 | 0 | 0 | 0 | 0 | 0 | 0 | 0 | 0 | 0 | 0 | 0 | 0 | 0 | 0 | 0 | 0 | 0 | 0 | 0 | 0 | 0 | 0 | 0 | 0 | 0 | 0 | 0 | 0 | 0 | 0 | 0 | 0 | 0 | 0 | 0 | 0 | 0 | 0 | 0 | 0 | 0
F6_Residential_Multi-Family Regular Income_New_Appliances_Natural Gas_Clothes Dryer_E10 | F6 | Residential | Multi-Family Regular Income | New | Appliances | Natural Gas | Clothes Dryer | E10 | Utility - Value of Sales | 0 | 0 | 0 | 0 | 0 | 0 | 0 | 0 | 0 | 0 | 0 | 0 | 0 | 0 | 0 | 0 | 0 | 0 | 0 | 0 | 0 | 0 | 0 | 0 | 0 | 0 | 0 | 0 | 0 | 0 | 0 | 0 | 0 | 0 | 0 | 0 | 0 | 0 | 0 | 0 | 0 | 0
F1_Residential_Multi-Family Regular Income_New_Appliances_Natural Gas_Stove/Oven_E1 | F1 | Residential | Multi-Family Regular Income | New | Appliances | Natural Gas | Stove/Oven | E1 | RVT - Cost of Equipment | 25.8759 | 25.9566 | 26.1359 | 26.2829 | 26.2116 | 26.3163 | 26.5672 | 26.7741 | 27.0229 | 27.2637 | 27.5068 | 27.7366 | 27.9796 | 28.2335 | 28.4763 | 28.7273 | 28.9796 | 29.2504 | 29.5123 | 29.7646 | 29.985 | 30.1898 | 30.3449 | 30.482 | 30.5618 | 30.6072 | 30.6309 | 30.6259 | 30.5838 | 30.5154 | 30.3982 | 30.2581 | 30.0775 | 0 | 0 | 0 | 0 | 0 | 0 | 0 | 0 | 0
F1_Residential_Multi-Family Regular Income_New_Appliances_Natural Gas_Stove/Oven_E2 | F1 | Residential | Multi-Family Regular Income | New | Appliances | Natural Gas | Stove/Oven | E2 | RVT - Cost of Equipment | 19.4354 | 19.496 | 19.6307 | 19.7411 | 19.6875 | 19.7661 | 19.9546 | 20.1101 | 20.2969 | 20.4778 | 20.6604 | 20.8329 | 21.0155 | 21.2061 | 21.3886 | 21.577 | 21.7666 | 21.97 | 22.1667 | 22.3562 | 22.5218 | 22.6756 | 22.7921 | 22.895 | 22.9549 | 22.9891 | 23.0069 | 23.0031 | 22.9715 | 22.9201 | 22.8321 | 22.7269 | 22.5912 | 0 | 0 | 0 | 0 | 0 | 0 | 0 | 0 | 0
F1_Residential_Multi-Family Regular Income_New_Appliances_Natural Gas_Stove/Oven_E3 | F1 | Residential | Multi-Family Regular Income | New | Appliances | Natural Gas | Stove/Oven | E3 | RVT - Cost of Equipment | 0 | 0 | 0 | 0 | 0 | 0 | 0 | 0 | 0 | 0 | 0 | 0 | 0 | 0 | 0 | 0 | 0 | 0 | 0 | 0 | 0 | 0 | 0 | 0 | 0 | 0 | 0 | 0 | 0 | 0 | 0 | 0 | 0 | 0 | 0 | 0 | 0 | 0 | 0 | 0 | 0 | 0
F1_Residential_Multi-Family Regular Income_New_Appliances_Natural Gas_Stove/Oven_E4 | F1 | Residential | Multi-Family Regular Income | New | Appliances | Natural Gas | Stove/Oven | E4 | RVT - Cost of Equipment | 0 | 0 | 0 | 0 | 0 | 0 | 0 | 0 | 0 | 0 | 0 | 0 | 0 | 0 | 0 | 0 | 0 | 0 | 0 | 0 | 0 | 0 | 0 | 0 | 0 | 0 | 0 | 0 | 0 | 0 | 0 | 0 | 0 | 0 | 0 | 0 | 0 | 0 | 0 | 0 | 0 | 0
F1_Residential_Multi-Family Regular Income_New_Appliances_Natural Gas_Stove/Oven_E5 | F1 | Residential | Multi-Family Regular Income | New | Appliances | Natural Gas | Stove/Oven | E5 | RVT - Cost of Equipment | 0 | 0 | 0 | 0 | 0 | 0 | 0 | 0 | 0 | 0 | 0 | 0 | 0 | 0 | 0 | 0 | 0 | 0 | 0 | 0 | 0 | 0 | 0 | 0 | 0 | 0 | 0 | 0 | 0 | 0 | 0 | 0 | 0 | 0 | 0 | 0 | 0 | 0 | 0 | 0 | 0 | 0
F1_Residential_Multi-Family Regular Income_New_Appliances_Natural Gas_Stove/Oven_E6 | F1 | Residential | Multi-Family Regular Income | New | Appliances | Natural Gas | Stove/Oven | E6 | RVT - Cost of Equipment | 0 | 0 | 0 | 0 | 0 | 0 | 0 | 0 | 0 | 0 | 0 | 0 | 0 | 0 | 0 | 0 | 0 | 0 | 0 | 0 | 0 | 0 | 0 | 0 | 0 | 0 | 0 | 0 | 0 | 0 | 0 | 0 | 0 | 0 | 0 | 0 | 0 | 0 | 0 | 0 | 0 | 0
F1_Residential_Multi-Family Regular Income_New_Appliances_Natural Gas_Stove/Oven_E7 | F1 | Residential | Multi-Family Regular Income | New | Appliances | Natural Gas | Stove/Oven | E7 | RVT - Cost of Equipment | 0 | 0 | 0 | 0 | 0 | 0 | 0 | 0 | 0 | 0 | 0 | 0 | 0 | 0 | 0 | 0 | 0 | 0 | 0 | 0 | 0 | 0 | 0 | 0 | 0 | 0 | 0 | 0 | 0 | 0 | 0 | 0 | 0 | 0 | 0 | 0 | 0 | 0 | 0 | 0 | 0 | 0
F1_Residential_Multi-Family Regular Income_New_Appliances_Natural Gas_Stove/Oven_E8 | F1 | Residential | Multi-Family Regular Income | New | Appliances | Natural Gas | Stove/Oven | E8 | RVT - Cost of Equipment | 0 | 0 | 0 | 0 | 0 | 0 | 0 | 0 | 0 | 0 | 0 | 0 | 0 | 0 | 0 | 0 | 0 | 0 | 0 | 0 | 0 | 0 | 0 | 0 | 0 | 0 | 0 | 0 | 0 | 0 | 0 | 0 | 0 | 0 | 0 | 0 | 0 | 0 | 0 | 0 | 0 | 0
F1_Residential_Multi-Family Regular Income_New_Appliances_Natural Gas_Stove/Oven_E9 | F1 | Residential | Multi-Family Regular Income | New | Appliances | Natural Gas | Stove/Oven | E9 | RVT - Cost of Equipment | 0 | 0 | 0 | 0 | 0 | 0 | 0 | 0 | 0 | 0 | 0 | 0 | 0 | 0 | 0 | 0 | 0 | 0 | 0 | 0 | 0 | 0 | 0 | 0 | 0 | 0 | 0 | 0 | 0 | 0 | 0 | 0 | 0 | 0 | 0 | 0 | 0 | 0 | 0 | 0 | 0 | 0
F1_Residential_Multi-Family Regular Income_New_Appliances_Natural Gas_Stove/Oven_E10 | F1 | Residential | Multi-Family Regular Income | New | Appliances | Natural Gas | Stove/Oven | E10 | RVT - Cost of Equipment | 0 | 0 | 0 | 0 | 0 | 0 | 0 | 0 | 0 | 0 | 0 | 0 | 0 | 0 | 0 | 0 | 0 | 0 | 0 | 0 | 0 | 0 | 0 | 0 | 0 | 0 | 0 | 0 | 0 | 0 | 0 | 0 | 0 | 0 | 0 | 0 | 0 | 0 | 0 | 0 | 0 | 0
F2_Residential_Multi-Family Regular Income_New_Appliances_Natural Gas_Stove/Oven_E1 | F2 | Residential | Multi-Family Regular Income | New | Appliances | Natural Gas | Stove/Oven | E1 | RVT - Cost of Operation | 18.4769 | 18.5059 | 18.6103 | 18.6942 | 18.623 | 18.7275 | 18.9781 | 19.1847 | 19.4331 | 19.6734 | 19.9162 | 20.1456 | 20.3882 | 20.6416 | 20.8841 | 21.1346 | 21.3866 | 21.6569 | 21.9216 | 22.18 | 22.4104 | 22.6289 | 22.802 | 22.9614 | 23.0683 | 23.1419 | 23.1947 | 23.2199 | 23.2089 | 23.1728 | 23.0891 | 22.9837 | 22.839 | 0 | 0 | 0 | 0 | 0 | 0 | 0 | 0 | 0
F2_Residential_Multi-Family Regular Income_New_Appliances_Natural Gas_Stove/Oven_E2 | F2 | Residential | Multi-Family Regular Income | New | Appliances | Natural Gas | Stove/Oven | E2 | RVT - Cost of Operation | 13.878 | 13.8998 | 13.9782 | 14.0412 | 13.9877 | 14.0662 | 14.2544 | 14.4096 | 14.5962 | 14.7767 | 14.959 | 15.1313 | 15.3136 | 15.5039 | 15.686 | 15.8742 | 16.0634 | 16.2665 | 16.4653 | 16.6594 | 16.8324 | 16.9966 | 17.1266 | 17.2463 | 17.3266 | 17.3819 | 17.4215 | 17.4404 | 17.4322 | 17.4051 | 17.3422 | 17.2631 | 17.1543 | 0 | 0 | 0 | 0 | 0 | 0 | 0 | 0 | 0
F2_Residential_Multi-Family Regular Income_New_Appliances_Natural Gas_Stove/Oven_E3 | F2 | Residential | Multi-Family Regular Income | New | Appliances | Natural Gas | Stove/Oven | E3 | RVT - Cost of Operation | 0 | 0 | 0 | 0 | 0 | 0 | 0 | 0 | 0 | 0 | 0 | 0 | 0 | 0 | 0 | 0 | 0 | 0 | 0 | 0 | 0 | 0 | 0 | 0 | 0 | 0 | 0 | 0 | 0 | 0 | 0 | 0 | 0 | 0 | 0 | 0 | 0 | 0 | 0 | 0 | 0 | 0
F2_Residential_Multi-Family Regular Income_New_Appliances_Natural Gas_Stove/Oven_E4 | F2 | Residential | Multi-Family Regular Income | New | Appliances | Natural Gas | Stove/Oven | E4 | RVT - Cost of Operation | 0 | 0 | 0 | 0 | 0 | 0 | 0 | 0 | 0 | 0 | 0 | 0 | 0 | 0 | 0 | 0 | 0 | 0 | 0 | 0 | 0 | 0 | 0 | 0 | 0 | 0 | 0 | 0 | 0 | 0 | 0 | 0 | 0 | 0 | 0 | 0 | 0 | 0 | 0 | 0 | 0 | 0
F2_Residential_Multi-Family Regular Income_New_Appliances_Natural Gas_Stove/Oven_E5 | F2 | Residential | Multi-Family Regular Income | New | Appliances | Natural Gas | Stove/Oven | E5 | RVT - Cost of Operation | 0 | 0 | 0 | 0 | 0 | 0 | 0 | 0 | 0 | 0 | 0 | 0 | 0 | 0 | 0 | 0 | 0 | 0 | 0 | 0 | 0 | 0 | 0 | 0 | 0 | 0 | 0 | 0 | 0 | 0 | 0 | 0 | 0 | 0 | 0 | 0 | 0 | 0 | 0 | 0 | 0 | 0
F2_Residential_Multi-Family Regular Income_New_Appliances_Natural Gas_Stove/Oven_E6 | F2 | Residential | Multi-Family Regular Income | New | Appliances | Natural Gas | Stove/Oven | E6 | RVT - Cost of Operation | 0 | 0 | 0 | 0 | 0 | 0 | 0 | 0 | 0 | 0 | 0 | 0 | 0 | 0 | 0 | 0 | 0 | 0 | 0 | 0 | 0 | 0 | 0 | 0 | 0 | 0 | 0 | 0 | 0 | 0 | 0 | 0 | 0 | 0 | 0 | 0 | 0 | 0 | 0 | 0 | 0 | 0
F2_Residential_Multi-Family Regular Income_New_Appliances_Natural Gas_Stove/Oven_E7 | F2 | Residential | Multi-Family Regular Income | New | Appliances | Natural Gas | Stove/Oven | E7 | RVT - Cost of Operation | 0 | 0 | 0 | 0 | 0 | 0 | 0 | 0 | 0 | 0 | 0 | 0 | 0 | 0 | 0 | 0 | 0 | 0 | 0 | 0 | 0 | 0 | 0 | 0 | 0 | 0 | 0 | 0 | 0 | 0 | 0 | 0 | 0 | 0 | 0 | 0 | 0 | 0 | 0 | 0 | 0 | 0
F2_Residential_Multi-Family Regular Income_New_Appliances_Natural Gas_Stove/Oven_E8 | F2 | Residential | Multi-Family Regular Income | New | Appliances | Natural Gas | Stove/Oven | E8 | RVT - Cost of Operation | 0 | 0 | 0 | 0 | 0 | 0 | 0 | 0 | 0 | 0 | 0 | 0 | 0 | 0 | 0 | 0 | 0 | 0 | 0 | 0 | 0 | 0 | 0 | 0 | 0 | 0 | 0 | 0 | 0 | 0 | 0 | 0 | 0 | 0 | 0 | 0 | 0 | 0 | 0 | 0 | 0 | 0
F2_Residential_Multi-Family Regular Income_New_Appliances_Natural Gas_Stove/Oven_E9 | F2 | Residential | Multi-Family Regular Income | New | Appliances | Natural Gas | Stove/Oven | E9 | RVT - Cost of Operation | 0 | 0 | 0 | 0 | 0 | 0 | 0 | 0 | 0 | 0 | 0 | 0 | 0 | 0 | 0 | 0 | 0 | 0 | 0 | 0 | 0 | 0 | 0 | 0 | 0 | 0 | 0 | 0 | 0 | 0 | 0 | 0 | 0 | 0 | 0 | 0 | 0 | 0 | 0 | 0 | 0 | 0
F2_Residential_Multi-Family Regular Income_New_Appliances_Natural Gas_Stove/Oven_E10 | F2 | Residential | Multi-Family Regular Income | New | Appliances | Natural Gas | Stove/Oven | E10 | RVT - Cost of Operation | 0 | 0 | 0 | 0 | 0 | 0 | 0 | 0 | 0 | 0 | 0 | 0 | 0 | 0 | 0 | 0 | 0 | 0 | 0 | 0 | 0 | 0 | 0 | 0 | 0 | 0 | 0 | 0 | 0 | 0 | 0 | 0 | 0 | 0 | 0 | 0 | 0 | 0 | 0 | 0 | 0 | 0
F3_Residential_Multi-Family Regular Income_New_Appliances_Natural Gas_Stove/Oven_E1 | F3 | Residential | Multi-Family Regular Income | New | Appliances | Natural Gas | Stove/Oven | E1 | System - kBTUs of Consumption | 100.3952 | 100.3952 | 100.3952 | 100.3952 | 100.3952 | 100.3952 | 100.3952 | 100.3952 | 100.3952 | 100.3952 | 100.3952 | 100.3952 | 100.3952 | 100.3952 | 100.3952 | 100.3952 | 100.3952 | 100.3952 | 100.3952 | 100.3952 | 100.3952 | 100.3952 | 100.3952 | 100.3952 | 100.3952 | 100.3952 | 100.3952 | 100.3952 | 100.3952 | 100.3952 | 100.3952 | 100.3952 | 100.3952 | 0 | 0 | 0 | 0 | 0 | 0 | 0 | 0 | 0
F3_Residential_Multi-Family Regular Income_New_Appliances_Natural Gas_Stove/Oven_E2 | F3 | Residential | Multi-Family Regular Income | New | Appliances | Natural Gas | Stove/Oven | E2 | System - kBTUs of Consumption | 105.7927 | 105.7927 | 105.7927 | 105.7927 | 105.7927 | 105.7927 | 105.7927 | 105.7927 | 105.7927 | 105.7927 | 105.7927 | 105.7927 | 105.7927 | 105.7927 | 105.7927 | 105.7927 | 105.7927 | 105.7927 | 105.7927 | 105.7927 | 105.7927 | 105.7927 | 105.7927 | 105.7927 | 105.7927 | 105.7927 | 105.7927 | 105.7927 | 105.7927 | 105.7927 | 105.7927 | 105.7927 | 105.7927 | 0 | 0 | 0 | 0 | 0 | 0 | 0 | 0 | 0
F3_Residential_Multi-Family Regular Income_New_Appliances_Natural Gas_Stove/Oven_E3 | F3 | Residential | Multi-Family Regular Income | New | Appliances | Natural Gas | Stove/Oven | E3 | System - kBTUs of Consumption | 0 | 0 | 0 | 0 | 0 | 0 | 0 | 0 | 0 | 0 | 0 | 0 | 0 | 0 | 0 | 0 | 0 | 0 | 0 | 0 | 0 | 0 | 0 | 0 | 0 | 0 | 0 | 0 | 0 | 0 | 0 | 0 | 0 | 0 | 0 | 0 | 0 | 0 | 0 | 0 | 0 | 0
F3_Residential_Multi-Family Regular Income_New_Appliances_Natural Gas_Stove/Oven_E4 | F3 | Residential | Multi-Family Regular Income | New | Appliances | Natural Gas | Stove/Oven | E4 | System - kBTUs of Consumption | 0 | 0 | 0 | 0 | 0 | 0 | 0 | 0 | 0 | 0 | 0 | 0 | 0 | 0 | 0 | 0 | 0 | 0 | 0 | 0 | 0 | 0 | 0 | 0 | 0 | 0 | 0 | 0 | 0 | 0 | 0 | 0 | 0 | 0 | 0 | 0 | 0 | 0 | 0 | 0 | 0 | 0
F3_Residential_Multi-Family Regular Income_New_Appliances_Natural Gas_Stove/Oven_E5 | F3 | Residential | Multi-Family Regular Income | New | Appliances | Natural Gas | Stove/Oven | E5 | System - kBTUs of Consumption | 0 | 0 | 0 | 0 | 0 | 0 | 0 | 0 | 0 | 0 | 0 | 0 | 0 | 0 | 0 | 0 | 0 | 0 | 0 | 0 | 0 | 0 | 0 | 0 | 0 | 0 | 0 | 0 | 0 | 0 | 0 | 0 | 0 | 0 | 0 | 0 | 0 | 0 | 0 | 0 | 0 | 0
F3_Residential_Multi-Family Regular Income_New_Appliances_Natural Gas_Stove/Oven_E6 | F3 | Residential | Multi-Family Regular Income | New | Appliances | Natural Gas | Stove/Oven | E6 | System - kBTUs of Consumption | 0 | 0 | 0 | 0 | 0 | 0 | 0 | 0 | 0 | 0 | 0 | 0 | 0 | 0 | 0 | 0 | 0 | 0 | 0 | 0 | 0 | 0 | 0 | 0 | 0 | 0 | 0 | 0 | 0 | 0 | 0 | 0 | 0 | 0 | 0 | 0 | 0 | 0 | 0 | 0 | 0 | 0
F3_Residential_Multi-Family Regular Income_New_Appliances_Natural Gas_Stove/Oven_E7 | F3 | Residential | Multi-Family Regular Income | New | Appliances | Natural Gas | Stove/Oven | E7 | System - kBTUs of Consumption | 0 | 0 | 0 | 0 | 0 | 0 | 0 | 0 | 0 | 0 | 0 | 0 | 0 | 0 | 0 | 0 | 0 | 0 | 0 | 0 | 0 | 0 | 0 | 0 | 0 | 0 | 0 | 0 | 0 | 0 | 0 | 0 | 0 | 0 | 0 | 0 | 0 | 0 | 0 | 0 | 0 | 0
F3_Residential_Multi-Family Regular Income_New_Appliances_Natural Gas_Stove/Oven_E8 | F3 | Residential | Multi-Family Regular Income | New | Appliances | Natural Gas | Stove/Oven | E8 | System - kBTUs of Consumption | 0 | 0 | 0 | 0 | 0 | 0 | 0 | 0 | 0 | 0 | 0 | 0 | 0 | 0 | 0 | 0 | 0 | 0 | 0 | 0 | 0 | 0 | 0 | 0 | 0 | 0 | 0 | 0 | 0 | 0 | 0 | 0 | 0 | 0 | 0 | 0 | 0 | 0 | 0 | 0 | 0 | 0
F3_Residential_Multi-Family Regular Income_New_Appliances_Natural Gas_Stove/Oven_E9 | F3 | Residential | Multi-Family Regular Income | New | Appliances | Natural Gas | Stove/Oven | E9 | System - kBTUs of Consumption | 0 | 0 | 0 | 0 | 0 | 0 | 0 | 0 | 0 | 0 | 0 | 0 | 0 | 0 | 0 | 0 | 0 | 0 | 0 | 0 | 0 | 0 | 0 | 0 | 0 | 0 | 0 | 0 | 0 | 0 | 0 | 0 | 0 | 0 | 0 | 0 | 0 | 0 | 0 | 0 | 0 | 0
F3_Residential_Multi-Family Regular Income_New_Appliances_Natural Gas_Stove/Oven_E10 | F3 | Residential | Multi-Family Regular Income | New | Appliances | Natural Gas | Stove/Oven | E10 | System - kBTUs of Consumption | 0 | 0 | 0 | 0 | 0 | 0 | 0 | 0 | 0 | 0 | 0 | 0 | 0 | 0 | 0 | 0 | 0 | 0 | 0 | 0 | 0 | 0 | 0 | 0 | 0 | 0 | 0 | 0 | 0 | 0 | 0 | 0 | 0 | 0 | 0 | 0 | 0 | 0 | 0 | 0 | 0 | 0
F4_Residential_Multi-Family Regular Income_New_Appliances_Natural Gas_Stove/Oven_E1 | F4 | Residential | Multi-Family Regular Income | New | Appliances | Natural Gas | Stove/Oven | E1 | Utility - Cost of Equipment | 18.4769 | 18.5059 | 18.6103 | 18.6942 | 18.623 | 18.7275 | 18.9781 | 19.1847 | 19.4331 | 19.6734 | 19.9162 | 20.1456 | 20.3882 | 20.6416 | 20.8841 | 21.1346 | 21.3866 | 21.6569 | 21.9216 | 22.18 | 22.4104 | 22.6289 | 22.802 | 22.9614 | 23.0683 | 23.1419 | 23.1947 | 23.2199 | 23.2089 | 23.1728 | 23.0891 | 22.9837 | 22.839 | 0 | 0 | 0 | 0 | 0 | 0 | 0 | 0 | 0
F4_Residential_Multi-Family Regular Income_New_Appliances_Natural Gas_Stove/Oven_E2 | F4 | Residential | Multi-Family Regular Income | New | Appliances | Natural Gas | Stove/Oven | E2 | Utility - Cost of Equipment | 13.878 | 13.8998 | 13.9782 | 14.0412 | 13.9877 | 14.0662 | 14.2544 | 14.4096 | 14.5962 | 14.7767 | 14.959 | 15.1313 | 15.3136 | 15.5039 | 15.686 | 15.8742 | 16.0634 | 16.2665 | 16.4653 | 16.6594 | 16.8324 | 16.9966 | 17.1266 | 17.2463 | 17.3266 | 17.3819 | 17.4215 | 17.4404 | 17.4322 | 17.4051 | 17.3422 | 17.2631 | 17.1543 | 0 | 0 | 0 | 0 | 0 | 0 | 0 | 0 | 0
F4_Residential_Multi-Family Regular Income_New_Appliances_Natural Gas_Stove/Oven_E3 | F4 | Residential | Multi-Family Regular Income | New | Appliances | Natural Gas | Stove/Oven | E3 | Utility - Cost of Equipment | 0 | 0 | 0 | 0 | 0 | 0 | 0 | 0 | 0 | 0 | 0 | 0 | 0 | 0 | 0 | 0 | 0 | 0 | 0 | 0 | 0 | 0 | 0 | 0 | 0 | 0 | 0 | 0 | 0 | 0 | 0 | 0 | 0 | 0 | 0 | 0 | 0 | 0 | 0 | 0 | 0 | 0
F4_Residential_Multi-Family Regular Income_New_Appliances_Natural Gas_Stove/Oven_E4 | F4 | Residential | Multi-Family Regular Income | New | Appliances | Natural Gas | Stove/Oven | E4 | Utility - Cost of Equipment | 0 | 0 | 0 | 0 | 0 | 0 | 0 | 0 | 0 | 0 | 0 | 0 | 0 | 0 | 0 | 0 | 0 | 0 | 0 | 0 | 0 | 0 | 0 | 0 | 0 | 0 | 0 | 0 | 0 | 0 | 0 | 0 | 0 | 0 | 0 | 0 | 0 | 0 | 0 | 0 | 0 | 0
F4_Residential_Multi-Family Regular Income_New_Appliances_Natural Gas_Stove/Oven_E5 | F4 | Residential | Multi-Family Regular Income | New | Appliances | Natural Gas | Stove/Oven | E5 | Utility - Cost of Equipment | 0 | 0 | 0 | 0 | 0 | 0 | 0 | 0 | 0 | 0 | 0 | 0 | 0 | 0 | 0 | 0 | 0 | 0 | 0 | 0 | 0 | 0 | 0 | 0 | 0 | 0 | 0 | 0 | 0 | 0 | 0 | 0 | 0 | 0 | 0 | 0 | 0 | 0 | 0 | 0 | 0 | 0
F4_Residential_Multi-Family Regular Income_New_Appliances_Natural Gas_Stove/Oven_E6 | F4 | Residential | Multi-Family Regular Income | New | Appliances | Natural Gas | Stove/Oven | E6 | Utility - Cost of Equipment | 0 | 0 | 0 | 0 | 0 | 0 | 0 | 0 | 0 | 0 | 0 | 0 | 0 | 0 | 0 | 0 | 0 | 0 | 0 | 0 | 0 | 0 | 0 | 0 | 0 | 0 | 0 | 0 | 0 | 0 | 0 | 0 | 0 | 0 | 0 | 0 | 0 | 0 | 0 | 0 | 0 | 0
F4_Residential_Multi-Family Regular Income_New_Appliances_Natural Gas_Stove/Oven_E7 | F4 | Residential | Multi-Family Regular Income | New | Appliances | Natural Gas | Stove/Oven | E7 | Utility - Cost of Equipment | 0 | 0 | 0 | 0 | 0 | 0 | 0 | 0 | 0 | 0 | 0 | 0 | 0 | 0 | 0 | 0 | 0 | 0 | 0 | 0 | 0 | 0 | 0 | 0 | 0 | 0 | 0 | 0 | 0 | 0 | 0 | 0 | 0 | 0 | 0 | 0 | 0 | 0 | 0 | 0 | 0 | 0
F4_Residential_Multi-Family Regular Income_New_Appliances_Natural Gas_Stove/Oven_E8 | F4 | Residential | Multi-Family Regular Income | New | Appliances | Natural Gas | Stove/Oven | E8 | Utility - Cost of Equipment | 0 | 0 | 0 | 0 | 0 | 0 | 0 | 0 | 0 | 0 | 0 | 0 | 0 | 0 | 0 | 0 | 0 | 0 | 0 | 0 | 0 | 0 | 0 | 0 | 0 | 0 | 0 | 0 | 0 | 0 | 0 | 0 | 0 | 0 | 0 | 0 | 0 | 0 | 0 | 0 | 0 | 0
F4_Residential_Multi-Family Regular Income_New_Appliances_Natural Gas_Stove/Oven_E9 | F4 | Residential | Multi-Family Regular Income | New | Appliances | Natural Gas | Stove/Oven | E9 | Utility - Cost of Equipment | 0 | 0 | 0 | 0 | 0 | 0 | 0 | 0 | 0 | 0 | 0 | 0 | 0 | 0 | 0 | 0 | 0 | 0 | 0 | 0 | 0 | 0 | 0 | 0 | 0 | 0 | 0 | 0 | 0 | 0 | 0 | 0 | 0 | 0 | 0 | 0 | 0 | 0 | 0 | 0 | 0 | 0
F4_Residential_Multi-Family Regular Income_New_Appliances_Natural Gas_Stove/Oven_E10 | F4 | Residential | Multi-Family Regular Income | New | Appliances | Natural Gas | Stove/Oven | E10 | Utility - Cost of Equipment | 0 | 0 | 0 | 0 | 0 | 0 | 0 | 0 | 0 | 0 | 0 | 0 | 0 | 0 | 0 | 0 | 0 | 0 | 0 | 0 | 0 | 0 | 0 | 0 | 0 | 0 | 0 | 0 | 0 | 0 | 0 | 0 | 0 | 0 | 0 | 0 | 0 | 0 | 0 | 0 | 0 | 0
F5_Residential_Multi-Family Regular Income_New_Appliances_Natural Gas_Stove/Oven_E1 | F5 | Residential | Multi-Family Regular Income | New | Appliances | Natural Gas | Stove/Oven | E1 | Utility - Cost of Operation | 100.3952 | 100.3952 | 100.3952 | 100.3952 | 100.3952 | 100.3952 | 100.3952 | 100.3952 | 100.3952 | 100.3952 | 100.3952 | 100.3952 | 100.3952 | 100.3952 | 100.3952 | 100.3952 | 100.3952 | 100.3952 | 100.3952 | 100.3952 | 100.3952 | 100.3952 | 100.3952 | 100.3952 | 100.3952 | 100.3952 | 100.3952 | 100.3952 | 100.3952 | 100.3952 | 100.3952 | 100.3952 | 100.3952 | 0 | 0 | 0 | 0 | 0 | 0 | 0 | 0 | 0
F5_Residential_Multi-Family Regular Income_New_Appliances_Natural Gas_Stove/Oven_E2 | F5 | Residential | Multi-Family Regular Income | New | Appliances | Natural Gas | Stove/Oven | E2 | Utility - Cost of Operation | 105.7927 | 105.7927 | 105.7927 | 105.7927 | 105.7927 | 105.7927 | 105.7927 | 105.7927 | 105.7927 | 105.7927 | 105.7927 | 105.7927 | 105.7927 | 105.7927 | 105.7927 | 105.7927 | 105.7927 | 105.7927 | 105.7927 | 105.7927 | 105.7927 | 105.7927 | 105.7927 | 105.7927 | 105.7927 | 105.7927 | 105.7927 | 105.7927 | 105.7927 | 105.7927 | 105.7927 | 105.7927 | 105.7927 | 0 | 0 | 0 | 0 | 0 | 0 | 0 | 0 | 0
F5_Residential_Multi-Family Regular Income_New_Appliances_Natural Gas_Stove/Oven_E3 | F5 | Residential | Multi-Family Regular Income | New | Appliances | Natural Gas | Stove/Oven | E3 | Utility - Cost of Operation | 0 | 0 | 0 | 0 | 0 | 0 | 0 | 0 | 0 | 0 | 0 | 0 | 0 | 0 | 0 | 0 | 0 | 0 | 0 | 0 | 0 | 0 | 0 | 0 | 0 | 0 | 0 | 0 | 0 | 0 | 0 | 0 | 0 | 0 | 0 | 0 | 0 | 0 | 0 | 0 | 0 | 0
F5_Residential_Multi-Family Regular Income_New_Appliances_Natural Gas_Stove/Oven_E4 | F5 | Residential | Multi-Family Regular Income | New | Appliances | Natural Gas | Stove/Oven | E4 | Utility - Cost of Operation | 0 | 0 | 0 | 0 | 0 | 0 | 0 | 0 | 0 | 0 | 0 | 0 | 0 | 0 | 0 | 0 | 0 | 0 | 0 | 0 | 0 | 0 | 0 | 0 | 0 | 0 | 0 | 0 | 0 | 0 | 0 | 0 | 0 | 0 | 0 | 0 | 0 | 0 | 0 | 0 | 0 | 0
F5_Residential_Multi-Family Regular Income_New_Appliances_Natural Gas_Stove/Oven_E5 | F5 | Residential | Multi-Family Regular Income | New | Appliances | Natural Gas | Stove/Oven | E5 | Utility - Cost of Operation | 0 | 0 | 0 | 0 | 0 | 0 | 0 | 0 | 0 | 0 | 0 | 0 | 0 | 0 | 0 | 0 | 0 | 0 | 0 | 0 | 0 | 0 | 0 | 0 | 0 | 0 | 0 | 0 | 0 | 0 | 0 | 0 | 0 | 0 | 0 | 0 | 0 | 0 | 0 | 0 | 0 | 0
F5_Residential_Multi-Family Regular Income_New_Appliances_Natural Gas_Stove/Oven_E6 | F5 | Residential | Multi-Family Regular Income | New | Appliances | Natural Gas | Stove/Oven | E6 | Utility - Cost of Operation | 0 | 0 | 0 | 0 | 0 | 0 | 0 | 0 | 0 | 0 | 0 | 0 | 0 | 0 | 0 | 0 | 0 | 0 | 0 | 0 | 0 | 0 | 0 | 0 | 0 | 0 | 0 | 0 | 0 | 0 | 0 | 0 | 0 | 0 | 0 | 0 | 0 | 0 | 0 | 0 | 0 | 0
F5_Residential_Multi-Family Regular Income_New_Appliances_Natural Gas_Stove/Oven_E7 | F5 | Residential | Multi-Family Regular Income | New | Appliances | Natural Gas | Stove/Oven | E7 | Utility - Cost of Operation | 0 | 0 | 0 | 0 | 0 | 0 | 0 | 0 | 0 | 0 | 0 | 0 | 0 | 0 | 0 | 0 | 0 | 0 | 0 | 0 | 0 | 0 | 0 | 0 | 0 | 0 | 0 | 0 | 0 | 0 | 0 | 0 | 0 | 0 | 0 | 0 | 0 | 0 | 0 | 0 | 0 | 0
F5_Residential_Multi-Family Regular Income_New_Appliances_Natural Gas_Stove/Oven_E8 | F5 | Residential | Multi-Family Regular Income | New | Appliances | Natural Gas | Stove/Oven | E8 | Utility - Cost of Operation | 0 | 0 | 0 | 0 | 0 | 0 | 0 | 0 | 0 | 0 | 0 | 0 | 0 | 0 | 0 | 0 | 0 | 0 | 0 | 0 | 0 | 0 | 0 | 0 | 0 | 0 | 0 | 0 | 0 | 0 | 0 | 0 | 0 | 0 | 0 | 0 | 0 | 0 | 0 | 0 | 0 | 0
F5_Residential_Multi-Family Regular Income_New_Appliances_Natural Gas_Stove/Oven_E9 | F5 | Residential | Multi-Family Regular Income | New | Appliances | Natural Gas | Stove/Oven | E9 | Utility - Cost of Operation | 0 | 0 | 0 | 0 | 0 | 0 | 0 | 0 | 0 | 0 | 0 | 0 | 0 | 0 | 0 | 0 | 0 | 0 | 0 | 0 | 0 | 0 | 0 | 0 | 0 | 0 | 0 | 0 | 0 | 0 | 0 | 0 | 0 | 0 | 0 | 0 | 0 | 0 | 0 | 0 | 0 | 0
F5_Residential_Multi-Family Regular Income_New_Appliances_Natural Gas_Stove/Oven_E10 | F5 | Residential | Multi-Family Regular Income | New | Appliances | Natural Gas | Stove/Oven | E10 | Utility - Cost of Operation | 0 | 0 | 0 | 0 | 0 | 0 | 0 | 0 | 0 | 0 | 0 | 0 | 0 | 0 | 0 | 0 | 0 | 0 | 0 | 0 | 0 | 0 | 0 | 0 | 0 | 0 | 0 | 0 | 0 | 0 | 0 | 0 | 0 | 0 | 0 | 0 | 0 | 0 | 0 | 0 | 0 | 0
F6_Residential_Multi-Family Regular Income_New_Appliances_Natural Gas_Stove/Oven_E1 | F6 | Residential | Multi-Family Regular Income | New | Appliances | Natural Gas | Stove/Oven | E1 | Utility - Value of Sales | 16.474 | 16.5782 | 16.7211 | 16.838 | 16.838 | 16.838 | 16.838 | 16.838 | 16.838 | 16.838 | 16.838 | 16.838 | 16.838 | 16.838 | 16.838 | 16.838 | 16.838 | 16.838 | 16.838 | 16.838 | 16.838 | 16.838 | 16.838 | 16.838 | 16.838 | 16.838 | 16.838 | 16.838 | 16.838 | 16.838 | 16.838 | 16.838 | 16.838 | 0 | 0 | 0 | 0 | 0 | 0 | 0 | 0 | 0
F6_Residential_Multi-Family Regular Income_New_Appliances_Natural Gas_Stove/Oven_E2 | F6 | Residential | Multi-Family Regular Income | New | Appliances | Natural Gas | Stove/Oven | E2 | Utility - Value of Sales | 12.3736 | 12.4519 | 12.5593 | 12.647 | 12.647 | 12.647 | 12.647 | 12.647 | 12.647 | 12.647 | 12.647 | 12.647 | 12.647 | 12.647 | 12.647 | 12.647 | 12.647 | 12.647 | 12.647 | 12.647 | 12.647 | 12.647 | 12.647 | 12.647 | 12.647 | 12.647 | 12.647 | 12.647 | 12.647 | 12.647 | 12.647 | 12.647 | 12.647 | 0 | 0 | 0 | 0 | 0 | 0 | 0 | 0 | 0
F6_Residential_Multi-Family Regular Income_New_Appliances_Natural Gas_Stove/Oven_E3 | F6 | Residential | Multi-Family Regular Income | New | Appliances | Natural Gas | Stove/Oven | E3 | Utility - Value of Sales | 0 | 0 | 0 | 0 | 0 | 0 | 0 | 0 | 0 | 0 | 0 | 0 | 0 | 0 | 0 | 0 | 0 | 0 | 0 | 0 | 0 | 0 | 0 | 0 | 0 | 0 | 0 | 0 | 0 | 0 | 0 | 0 | 0 | 0 | 0 | 0 | 0 | 0 | 0 | 0 | 0 | 0
F6_Residential_Multi-Family Regular Income_New_Appliances_Natural Gas_Stove/Oven_E4 | F6 | Residential | Multi-Family Regular Income | New | Appliances | Natural Gas | Stove/Oven | E4 | Utility - Value of Sales | 0 | 0 | 0 | 0 | 0 | 0 | 0 | 0 | 0 | 0 | 0 | 0 | 0 | 0 | 0 | 0 | 0 | 0 | 0 | 0 | 0 | 0 | 0 | 0 | 0 | 0 | 0 | 0 | 0 | 0 | 0 | 0 | 0 | 0 | 0 | 0 | 0 | 0 | 0 | 0 | 0 | 0
F6_Residential_Multi-Family Regular Income_New_Appliances_Natural Gas_Stove/Oven_E5 | F6 | Residential | Multi-Family Regular Income | New | Appliances | Natural Gas | Stove/Oven | E5 | Utility - Value of Sales | 0 | 0 | 0 | 0 | 0 | 0 | 0 | 0 | 0 | 0 | 0 | 0 | 0 | 0 | 0 | 0 | 0 | 0 | 0 | 0 | 0 | 0 | 0 | 0 | 0 | 0 | 0 | 0 | 0 | 0 | 0 | 0 | 0 | 0 | 0 | 0 | 0 | 0 | 0 | 0 | 0 | 0
F6_Residential_Multi-Family Regular Income_New_Appliances_Natural Gas_Stove/Oven_E6 | F6 | Residential | Multi-Family Regular Income | New | Appliances | Natural Gas | Stove/Oven | E6 | Utility - Value of Sales | 0 | 0 | 0 | 0 | 0 | 0 | 0 | 0 | 0 | 0 | 0 | 0 | 0 | 0 | 0 | 0 | 0 | 0 | 0 | 0 | 0 | 0 | 0 | 0 | 0 | 0 | 0 | 0 | 0 | 0 | 0 | 0 | 0 | 0 | 0 | 0 | 0 | 0 | 0 | 0 | 0 | 0
F6_Residential_Multi-Family Regular Income_New_Appliances_Natural Gas_Stove/Oven_E7 | F6 | Residential | Multi-Family Regular Income | New | Appliances | Natural Gas | Stove/Oven | E7 | Utility - Value of Sales | 0 | 0 | 0 | 0 | 0 | 0 | 0 | 0 | 0 | 0 | 0 | 0 | 0 | 0 | 0 | 0 | 0 | 0 | 0 | 0 | 0 | 0 | 0 | 0 | 0 | 0 | 0 | 0 | 0 | 0 | 0 | 0 | 0 | 0 | 0 | 0 | 0 | 0 | 0 | 0 | 0 | 0
F6_Residential_Multi-Family Regular Income_New_Appliances_Natural Gas_Stove/Oven_E8 | F6 | Residential | Multi-Family Regular Income | New | Appliances | Natural Gas | Stove/Oven | E8 | Utility - Value of Sales | 0 | 0 | 0 | 0 | 0 | 0 | 0 | 0 | 0 | 0 | 0 | 0 | 0 | 0 | 0 | 0 | 0 | 0 | 0 | 0 | 0 | 0 | 0 | 0 | 0 | 0 | 0 | 0 | 0 | 0 | 0 | 0 | 0 | 0 | 0 | 0 | 0 | 0 | 0 | 0 | 0 | 0
F6_Residential_Multi-Family Regular Income_New_Appliances_Natural Gas_Stove/Oven_E9 | F6 | Residential | Multi-Family Regular Income | New | Appliances | Natural Gas | Stove/Oven | E9 | Utility - Value of Sales | 0 | 0 | 0 | 0 | 0 | 0 | 0 | 0 | 0 | 0 | 0 | 0 | 0 | 0 | 0 | 0 | 0 | 0 | 0 | 0 | 0 | 0 | 0 | 0 | 0 | 0 | 0 | 0 | 0 | 0 | 0 | 0 | 0 | 0 | 0 | 0 | 0 | 0 | 0 | 0 | 0 | 0
F6_Residential_Multi-Family Regular Income_New_Appliances_Natural Gas_Stove/Oven_E10 | F6 | Residential | Multi-Family Regular Income | New | Appliances | Natural Gas | Stove/Oven | E10 | Utility - Value of Sales | 0 | 0 | 0 | 0 | 0 | 0 | 0 | 0 | 0 | 0 | 0 | 0 | 0 | 0 | 0 | 0 | 0 | 0 | 0 | 0 | 0 | 0 | 0 | 0 | 0 | 0 | 0 | 0 | 0 | 0 | 0 | 0 | 0 | 0 | 0 | 0 | 0 | 0 | 0 | 0 | 0 | 0
F1_Residential_Multi-Family Regular Income_New_Miscellaneous_Natural Gas_Pool Heater_E1 | F1 | Residential | Multi-Family Regular Income | New | Miscellaneous | Natural Gas | Pool Heater | E1 | RVT - Cost of Equipment | 0 | 0 | 0 | 0 | 0 | 0 | 0 | 0 | 0 | 0 | 0 | 0 | 0 | 0 | 0 | 0 | 0 | 0 | 0 | 0 | 0 | 0 | 0 | 0 | 0 | 0 | 0 | 0 | 0 | 0 | 0 | 0 | 0 | 0 | 0 | 0 | 0 | 0 | 0 | 0 | 0 | 0
F1_Residential_Multi-Family Regular Income_New_Miscellaneous_Natural Gas_Pool Heater_E2 | F1 | Residential | Multi-Family Regular Income | New | Miscellaneous | Natural Gas | Pool Heater | E2 | RVT - Cost of Equipment | 0 | 0 | 0 | 0 | 0 | 0 | 0 | 0 | 0 | 0 | 0 | 0 | 0 | 0 | 0 | 0 | 0 | 0 | 0 | 0 | 0 | 0 | 0 | 0 | 0 | 0 | 0 | 0 | 0 | 0 | 0 | 0 | 0 | 0 | 0 | 0 | 0 | 0 | 0 | 0 | 0 | 0
F1_Residential_Multi-Family Regular Income_New_Miscellaneous_Natural Gas_Pool Heater_E3 | F1 | Residential | Multi-Family Regular Income | New | Miscellaneous | Natural Gas | Pool Heater | E3 | RVT - Cost of Equipment | 0 | 0 | 0 | 0 | 0 | 0 | 0 | 0 | 0 | 0 | 0 | 0 | 0 | 0 | 0 | 0 | 0 | 0 | 0 | 0 | 0 | 0 | 0 | 0 | 0 | 0 | 0 | 0 | 0 | 0 | 0 | 0 | 0 | 0 | 0 | 0 | 0 | 0 | 0 | 0 | 0 | 0
F1_Residential_Multi-Family Regular Income_New_Miscellaneous_Natural Gas_Pool Heater_E4 | F1 | Residential | Multi-Family Regular Income | New | Miscellaneous | Natural Gas | Pool Heater | E4 | RVT - Cost of Equipment | 0 | 0 | 0 | 0 | 0 | 0 | 0 | 0 | 0 | 0 | 0 | 0 | 0 | 0 | 0 | 0 | 0 | 0 | 0 | 0 | 0 | 0 | 0 | 0 | 0 | 0 | 0 | 0 | 0 | 0 | 0 | 0 | 0 | 0 | 0 | 0 | 0 | 0 | 0 | 0 | 0 | 0
F1_Residential_Multi-Family Regular Income_New_Miscellaneous_Natural Gas_Pool Heater_E5 | F1 | Residential | Multi-Family Regular Income | New | Miscellaneous | Natural Gas | Pool Heater | E5 | RVT - Cost of Equipment | 0 | 0 | 0 | 0 | 0 | 0 | 0 | 0 | 0 | 0 | 0 | 0 | 0 | 0 | 0 | 0 | 0 | 0 | 0 | 0 | 0 | 0 | 0 | 0 | 0 | 0 | 0 | 0 | 0 | 0 | 0 | 0 | 0 | 0 | 0 | 0 | 0 | 0 | 0 | 0 | 0 | 0
F1_Residential_Multi-Family Regular Income_New_Miscellaneous_Natural Gas_Pool Heater_E6 | F1 | Residential | Multi-Family Regular Income | New | Miscellaneous | Natural Gas | Pool Heater | E6 | RVT - Cost of Equipment | 0 | 0 | 0 | 0 | 0 | 0 | 0 | 0 | 0 | 0 | 0 | 0 | 0 | 0 | 0 | 0 | 0 | 0 | 0 | 0 | 0 | 0 | 0 | 0 | 0 | 0 | 0 | 0 | 0 | 0 | 0 | 0 | 0 | 0 | 0 | 0 | 0 | 0 | 0 | 0 | 0 | 0
F1_Residential_Multi-Family Regular Income_New_Miscellaneous_Natural Gas_Pool Heater_E7 | F1 | Residential | Multi-Family Regular Income | New | Miscellaneous | Natural Gas | Pool Heater | E7 | RVT - Cost of Equipment | 0 | 0 | 0 | 0 | 0 | 0 | 0 | 0 | 0 | 0 | 0 | 0 | 0 | 0 | 0 | 0 | 0 | 0 | 0 | 0 | 0 | 0 | 0 | 0 | 0 | 0 | 0 | 0 | 0 | 0 | 0 | 0 | 0 | 0 | 0 | 0 | 0 | 0 | 0 | 0 | 0 | 0
F1_Residential_Multi-Family Regular Income_New_Miscellaneous_Natural Gas_Pool Heater_E8 | F1 | Residential | Multi-Family Regular Income | New | Miscellaneous | Natural Gas | Pool Heater | E8 | RVT - Cost of Equipment | 0 | 0 | 0 | 0 | 0 | 0 | 0 | 0 | 0 | 0 | 0 | 0 | 0 | 0 | 0 | 0 | 0 | 0 | 0 | 0 | 0 | 0 | 0 | 0 | 0 | 0 | 0 | 0 | 0 | 0 | 0 | 0 | 0 | 0 | 0 | 0 | 0 | 0 | 0 | 0 | 0 | 0
F1_Residential_Multi-Family Regular Income_New_Miscellaneous_Natural Gas_Pool Heater_E9 | F1 | Residential | Multi-Family Regular Income | New | Miscellaneous | Natural Gas | Pool Heater | E9 | RVT - Cost of Equipment | 0 | 0 | 0 | 0 | 0 | 0 | 0 | 0 | 0 | 0 | 0 | 0 | 0 | 0 | 0 | 0 | 0 | 0 | 0 | 0 | 0 | 0 | 0 | 0 | 0 | 0 | 0 | 0 | 0 | 0 | 0 | 0 | 0 | 0 | 0 | 0 | 0 | 0 | 0 | 0 | 0 | 0
F1_Residential_Multi-Family Regular Income_New_Miscellaneous_Natural Gas_Pool Heater_E10 | F1 | Residential | Multi-Family Regular Income | New | Miscellaneous | Natural Gas | Pool Heater | E10 | RVT - Cost of Equipment | 0 | 0 | 0 | 0 | 0 | 0 | 0 | 0 | 0 | 0 | 0 | 0 | 0 | 0 | 0 | 0 | 0 | 0 | 0 | 0 | 0 | 0 | 0 | 0 | 0 | 0 | 0 | 0 | 0 | 0 | 0 | 0 | 0 | 0 | 0 | 0 | 0 | 0 | 0 | 0 | 0 | 0
F2_Residential_Multi-Family Regular Income_New_Miscellaneous_Natural Gas_Pool Heater_E1 | F2 | Residential | Multi-Family Regular Income | New | Miscellaneous | Natural Gas | Pool Heater | E1 | RVT - Cost of Operation | 0 | 0 | 0 | 0 | 0 | 0 | 0 | 0 | 0 | 0 | 0 | 0 | 0 | 0 | 0 | 0 | 0 | 0 | 0 | 0 | 0 | 0 | 0 | 0 | 0 | 0 | 0 | 0 | 0 | 0 | 0 | 0 | 0 | 0 | 0 | 0 | 0 | 0 | 0 | 0 | 0 | 0
F2_Residential_Multi-Family Regular Income_New_Miscellaneous_Natural Gas_Pool Heater_E2 | F2 | Residential | Multi-Family Regular Income | New | Miscellaneous | Natural Gas | Pool Heater | E2 | RVT - Cost of Operation | 0 | 0 | 0 | 0 | 0 | 0 | 0 | 0 | 0 | 0 | 0 | 0 | 0 | 0 | 0 | 0 | 0 | 0 | 0 | 0 | 0 | 0 | 0 | 0 | 0 | 0 | 0 | 0 | 0 | 0 | 0 | 0 | 0 | 0 | 0 | 0 | 0 | 0 | 0 | 0 | 0 | 0
F2_Residential_Multi-Family Regular Income_New_Miscellaneous_Natural Gas_Pool Heater_E3 | F2 | Residential | Multi-Family Regular Income | New | Miscellaneous | Natural Gas | Pool Heater | E3 | RVT - Cost of Operation | 0 | 0 | 0 | 0 | 0 | 0 | 0 | 0 | 0 | 0 | 0 | 0 | 0 | 0 | 0 | 0 | 0 | 0 | 0 | 0 | 0 | 0 | 0 | 0 | 0 | 0 | 0 | 0 | 0 | 0 | 0 | 0 | 0 | 0 | 0 | 0 | 0 | 0 | 0 | 0 | 0 | 0
F2_Residential_Multi-Family Regular Income_New_Miscellaneous_Natural Gas_Pool Heater_E4 | F2 | Residential | Multi-Family Regular Income | New | Miscellaneous | Natural Gas | Pool Heater | E4 | RVT - Cost of Operation | 0 | 0 | 0 | 0 | 0 | 0 | 0 | 0 | 0 | 0 | 0 | 0 | 0 | 0 | 0 | 0 | 0 | 0 | 0 | 0 | 0 | 0 | 0 | 0 | 0 | 0 | 0 | 0 | 0 | 0 | 0 | 0 | 0 | 0 | 0 | 0 | 0 | 0 | 0 | 0 | 0 | 0
F2_Residential_Multi-Family Regular Income_New_Miscellaneous_Natural Gas_Pool Heater_E5 | F2 | Residential | Multi-Family Regular Income | New | Miscellaneous | Natural Gas | Pool Heater | E5 | RVT - Cost of Operation | 0 | 0 | 0 | 0 | 0 | 0 | 0 | 0 | 0 | 0 | 0 | 0 | 0 | 0 | 0 | 0 | 0 | 0 | 0 | 0 | 0 | 0 | 0 | 0 | 0 | 0 | 0 | 0 | 0 | 0 | 0 | 0 | 0 | 0 | 0 | 0 | 0 | 0 | 0 | 0 | 0 | 0
F2_Residential_Multi-Family Regular Income_New_Miscellaneous_Natural Gas_Pool Heater_E6 | F2 | Residential | Multi-Family Regular Income | New | Miscellaneous | Natural Gas | Pool Heater | E6 | RVT - Cost of Operation | 0 | 0 | 0 | 0 | 0 | 0 | 0 | 0 | 0 | 0 | 0 | 0 | 0 | 0 | 0 | 0 | 0 | 0 | 0 | 0 | 0 | 0 | 0 | 0 | 0 | 0 | 0 | 0 | 0 | 0 | 0 | 0 | 0 | 0 | 0 | 0 | 0 | 0 | 0 | 0 | 0 | 0
F2_Residential_Multi-Family Regular Income_New_Miscellaneous_Natural Gas_Pool Heater_E7 | F2 | Residential | Multi-Family Regular Income | New | Miscellaneous | Natural Gas | Pool Heater | E7 | RVT - Cost of Operation | 0 | 0 | 0 | 0 | 0 | 0 | 0 | 0 | 0 | 0 | 0 | 0 | 0 | 0 | 0 | 0 | 0 | 0 | 0 | 0 | 0 | 0 | 0 | 0 | 0 | 0 | 0 | 0 | 0 | 0 | 0 | 0 | 0 | 0 | 0 | 0 | 0 | 0 | 0 | 0 | 0 | 0
F2_Residential_Multi-Family Regular Income_New_Miscellaneous_Natural Gas_Pool Heater_E8 | F2 | Residential | Multi-Family Regular Income | New | Miscellaneous | Natural Gas | Pool Heater | E8 | RVT - Cost of Operation | 0 | 0 | 0 | 0 | 0 | 0 | 0 | 0 | 0 | 0 | 0 | 0 | 0 | 0 | 0 | 0 | 0 | 0 | 0 | 0 | 0 | 0 | 0 | 0 | 0 | 0 | 0 | 0 | 0 | 0 | 0 | 0 | 0 | 0 | 0 | 0 | 0 | 0 | 0 | 0 | 0 | 0
F2_Residential_Multi-Family Regular Income_New_Miscellaneous_Natural Gas_Pool Heater_E9 | F2 | Residential | Multi-Family Regular Income | New | Miscellaneous | Natural Gas | Pool Heater | E9 | RVT - Cost of Operation | 0 | 0 | 0 | 0 | 0 | 0 | 0 | 0 | 0 | 0 | 0 | 0 | 0 | 0 | 0 | 0 | 0 | 0 | 0 | 0 | 0 | 0 | 0 | 0 | 0 | 0 | 0 | 0 | 0 | 0 | 0 | 0 | 0 | 0 | 0 | 0 | 0 | 0 | 0 | 0 | 0 | 0
F2_Residential_Multi-Family Regular Income_New_Miscellaneous_Natural Gas_Pool Heater_E10 | F2 | Residential | Multi-Family Regular Income | New | Miscellaneous | Natural Gas | Pool Heater | E10 | RVT - Cost of Operation | 0 | 0 | 0 | 0 | 0 | 0 | 0 | 0 | 0 | 0 | 0 | 0 | 0 | 0 | 0 | 0 | 0 | 0 | 0 | 0 | 0 | 0 | 0 | 0 | 0 | 0 | 0 | 0 | 0 | 0 | 0 | 0 | 0 | 0 | 0 | 0 | 0 | 0 | 0 | 0 | 0 | 0
F3_Residential_Multi-Family Regular Income_New_Miscellaneous_Natural Gas_Pool Heater_E1 | F3 | Residential | Multi-Family Regular Income | New | Miscellaneous | Natural Gas | Pool Heater | E1 | System - kBTUs of Consumption | 351.766 | 351.766 | 351.766 | 351.766 | 351.766 | 351.766 | 351.766 | 351.766 | 351.766 | 351.766 | 351.766 | 351.766 | 351.766 | 351.766 | 351.766 | 351.766 | 351.766 | 351.766 | 351.766 | 351.766 | 351.766 | 351.766 | 351.766 | 351.766 | 351.766 | 351.766 | 351.766 | 351.766 | 351.766 | 351.766 | 351.766 | 351.766 | 351.766 | 0 | 0 | 0 | 0 | 0 | 0 | 0 | 0 | 0
F3_Residential_Multi-Family Regular Income_New_Miscellaneous_Natural Gas_Pool Heater_E2 | F3 | Residential | Multi-Family Regular Income | New | Miscellaneous | Natural Gas | Pool Heater | E2 | System - kBTUs of Consumption | 427.2575 | 427.2575 | 427.2575 | 427.2575 | 427.2575 | 427.2575 | 427.2575 | 427.2575 | 427.2575 | 427.2575 | 427.2575 | 427.2575 | 427.2575 | 427.2575 | 427.2575 | 427.2575 | 427.2575 | 427.2575 | 427.2575 | 427.2575 | 427.2575 | 427.2575 | 427.2575 | 427.2575 | 427.2575 | 427.2575 | 427.2575 | 427.2575 | 427.2575 | 427.2575 | 427.2575 | 427.2575 | 427.2575 | 0 | 0 | 0 | 0 | 0 | 0 | 0 | 0 | 0
F3_Residential_Multi-Family Regular Income_New_Miscellaneous_Natural Gas_Pool Heater_E3 | F3 | Residential | Multi-Family Regular Income | New | Miscellaneous | Natural Gas | Pool Heater | E3 | System - kBTUs of Consumption | 710.8377 | 710.8377 | 710.8377 | 710.8377 | 710.8377 | 710.8377 | 710.8377 | 710.8377 | 710.8377 | 710.8377 | 710.8377 | 710.8377 | 710.8377 | 710.8377 | 710.8377 | 710.8377 | 710.8377 | 710.8377 | 710.8377 | 710.8377 | 710.8377 | 710.8377 | 710.8377 | 710.8377 | 710.8377 | 710.8377 | 710.8377 | 710.8377 | 710.8377 | 710.8377 | 710.8377 | 710.8377 | 710.8377 | 0 | 0 | 0 | 0 | 0 | 0 | 0 | 0 | 0
F3_Residential_Multi-Family Regular Income_New_Miscellaneous_Natural Gas_Pool Heater_E4 | F3 | Residential | Multi-Family Regular Income | New | Miscellaneous | Natural Gas | Pool Heater | E4 | System - kBTUs of Consumption | 717.234 | 717.234 | 717.234 | 717.234 | 717.234 | 717.234 | 717.234 | 717.234 | 717.234 | 717.234 | 717.234 | 717.234 | 717.234 | 717.234 | 717.234 | 717.234 | 717.234 | 717.234 | 717.234 | 717.234 | 717.234 | 717.234 | 717.234 | 717.234 | 717.234 | 717.234 | 717.234 | 717.234 | 717.234 | 717.234 | 717.234 | 717.234 | 717.234 | 0 | 0 | 0 | 0 | 0 | 0 | 0 | 0 | 0
F3_Residential_Multi-Family Regular Income_New_Miscellaneous_Natural Gas_Pool Heater_E5 | F3 | Residential | Multi-Family Regular Income | New | Miscellaneous | Natural Gas | Pool Heater | E5 | System - kBTUs of Consumption | 0 | 0 | 0 | 0 | 0 | 0 | 0 | 0 | 0 | 0 | 0 | 0 | 0 | 0 | 0 | 0 | 0 | 0 | 0 | 0 | 0 | 0 | 0 | 0 | 0 | 0 | 0 | 0 | 0 | 0 | 0 | 0 | 0 | 0 | 0 | 0 | 0 | 0 | 0 | 0 | 0 | 0
F3_Residential_Multi-Family Regular Income_New_Miscellaneous_Natural Gas_Pool Heater_E6 | F3 | Residential | Multi-Family Regular Income | New | Miscellaneous | Natural Gas | Pool Heater | E6 | System - kBTUs of Consumption | 0 | 0 | 0 | 0 | 0 | 0 | 0 | 0 | 0 | 0 | 0 | 0 | 0 | 0 | 0 | 0 | 0 | 0 | 0 | 0 | 0 | 0 | 0 | 0 | 0 | 0 | 0 | 0 | 0 | 0 | 0 | 0 | 0 | 0 | 0 | 0 | 0 | 0 | 0 | 0 | 0 | 0
F3_Residential_Multi-Family Regular Income_New_Miscellaneous_Natural Gas_Pool Heater_E7 | F3 | Residential | Multi-Family Regular Income | New | Miscellaneous | Natural Gas | Pool Heater | E7 | System - kBTUs of Consumption | 0 | 0 | 0 | 0 | 0 | 0 | 0 | 0 | 0 | 0 | 0 | 0 | 0 | 0 | 0 | 0 | 0 | 0 | 0 | 0 | 0 | 0 | 0 | 0 | 0 | 0 | 0 | 0 | 0 | 0 | 0 | 0 | 0 | 0 | 0 | 0 | 0 | 0 | 0 | 0 | 0 | 0
F3_Residential_Multi-Family Regular Income_New_Miscellaneous_Natural Gas_Pool Heater_E8 | F3 | Residential | Multi-Family Regular Income | New | Miscellaneous | Natural Gas | Pool Heater | E8 | System - kBTUs of Consumption | 0 | 0 | 0 | 0 | 0 | 0 | 0 | 0 | 0 | 0 | 0 | 0 | 0 | 0 | 0 | 0 | 0 | 0 | 0 | 0 | 0 | 0 | 0 | 0 | 0 | 0 | 0 | 0 | 0 | 0 | 0 | 0 | 0 | 0 | 0 | 0 | 0 | 0 | 0 | 0 | 0 | 0
F3_Residential_Multi-Family Regular Income_New_Miscellaneous_Natural Gas_Pool Heater_E9 | F3 | Residential | Multi-Family Regular Income | New | Miscellaneous | Natural Gas | Pool Heater | E9 | System - kBTUs of Consumption | 0 | 0 | 0 | 0 | 0 | 0 | 0 | 0 | 0 | 0 | 0 | 0 | 0 | 0 | 0 | 0 | 0 | 0 | 0 | 0 | 0 | 0 | 0 | 0 | 0 | 0 | 0 | 0 | 0 | 0 | 0 | 0 | 0 | 0 | 0 | 0 | 0 | 0 | 0 | 0 | 0 | 0
F3_Residential_Multi-Family Regular Income_New_Miscellaneous_Natural Gas_Pool Heater_E10 | F3 | Residential | Multi-Family Regular Income | New | Miscellaneous | Natural Gas | Pool Heater | E10 | System - kBTUs of Consumption | 0 | 0 | 0 | 0 | 0 | 0 | 0 | 0 | 0 | 0 | 0 | 0 | 0 | 0 | 0 | 0 | 0 | 0 | 0 | 0 | 0 | 0 | 0 | 0 | 0 | 0 | 0 | 0 | 0 | 0 | 0 | 0 | 0 | 0 | 0 | 0 | 0 | 0 | 0 | 0 | 0 | 0
F4_Residential_Multi-Family Regular Income_New_Miscellaneous_Natural Gas_Pool Heater_E1 | F4 | Residential | Multi-Family Regular Income | New | Miscellaneous | Natural Gas | Pool Heater | E1 | Utility - Cost of Equipment | 0 | 0 | 0 | 0 | 0 | 0 | 0 | 0 | 0 | 0 | 0 | 0 | 0 | 0 | 0 | 0 | 0 | 0 | 0 | 0 | 0 | 0 | 0 | 0 | 0 | 0 | 0 | 0 | 0 | 0 | 0 | 0 | 0 | 0 | 0 | 0 | 0 | 0 | 0 | 0 | 0 | 0
F4_Residential_Multi-Family Regular Income_New_Miscellaneous_Natural Gas_Pool Heater_E2 | F4 | Residential | Multi-Family Regular Income | New | Miscellaneous | Natural Gas | Pool Heater | E2 | Utility - Cost of Equipment | 0 | 0 | 0 | 0 | 0 | 0 | 0 | 0 | 0 | 0 | 0 | 0 | 0 | 0 | 0 | 0 | 0 | 0 | 0 | 0 | 0 | 0 | 0 | 0 | 0 | 0 | 0 | 0 | 0 | 0 | 0 | 0 | 0 | 0 | 0 | 0 | 0 | 0 | 0 | 0 | 0 | 0
F4_Residential_Multi-Family Regular Income_New_Miscellaneous_Natural Gas_Pool Heater_E3 | F4 | Residential | Multi-Family Regular Income | New | Miscellaneous | Natural Gas | Pool Heater | E3 | Utility - Cost of Equipment | 0 | 0 | 0 | 0 | 0 | 0 | 0 | 0 | 0 | 0 | 0 | 0 | 0 | 0 | 0 | 0 | 0 | 0 | 0 | 0 | 0 | 0 | 0 | 0 | 0 | 0 | 0 | 0 | 0 | 0 | 0 | 0 | 0 | 0 | 0 | 0 | 0 | 0 | 0 | 0 | 0 | 0
F4_Residential_Multi-Family Regular Income_New_Miscellaneous_Natural Gas_Pool Heater_E4 | F4 | Residential | Multi-Family Regular Income | New | Miscellaneous | Natural Gas | Pool Heater | E4 | Utility - Cost of Equipment | 0 | 0 | 0 | 0 | 0 | 0 | 0 | 0 | 0 | 0 | 0 | 0 | 0 | 0 | 0 | 0 | 0 | 0 | 0 | 0 | 0 | 0 | 0 | 0 | 0 | 0 | 0 | 0 | 0 | 0 | 0 | 0 | 0 | 0 | 0 | 0 | 0 | 0 | 0 | 0 | 0 | 0
F4_Residential_Multi-Family Regular Income_New_Miscellaneous_Natural Gas_Pool Heater_E5 | F4 | Residential | Multi-Family Regular Income | New | Miscellaneous | Natural Gas | Pool Heater | E5 | Utility - Cost of Equipment | 0 | 0 | 0 | 0 | 0 | 0 | 0 | 0 | 0 | 0 | 0 | 0 | 0 | 0 | 0 | 0 | 0 | 0 | 0 | 0 | 0 | 0 | 0 | 0 | 0 | 0 | 0 | 0 | 0 | 0 | 0 | 0 | 0 | 0 | 0 | 0 | 0 | 0 | 0 | 0 | 0 | 0
F4_Residential_Multi-Family Regular Income_New_Miscellaneous_Natural Gas_Pool Heater_E6 | F4 | Residential | Multi-Family Regular Income | New | Miscellaneous | Natural Gas | Pool Heater | E6 | Utility - Cost of Equipment | 0 | 0 | 0 | 0 | 0 | 0 | 0 | 0 | 0 | 0 | 0 | 0 | 0 | 0 | 0 | 0 | 0 | 0 | 0 | 0 | 0 | 0 | 0 | 0 | 0 | 0 | 0 | 0 | 0 | 0 | 0 | 0 | 0 | 0 | 0 | 0 | 0 | 0 | 0 | 0 | 0 | 0
F4_Residential_Multi-Family Regular Income_New_Miscellaneous_Natural Gas_Pool Heater_E7 | F4 | Residential | Multi-Family Regular Income | New | Miscellaneous | Natural Gas | Pool Heater | E7 | Utility - Cost of Equipment | 0 | 0 | 0 | 0 | 0 | 0 | 0 | 0 | 0 | 0 | 0 | 0 | 0 | 0 | 0 | 0 | 0 | 0 | 0 | 0 | 0 | 0 | 0 | 0 | 0 | 0 | 0 | 0 | 0 | 0 | 0 | 0 | 0 | 0 | 0 | 0 | 0 | 0 | 0 | 0 | 0 | 0
F4_Residential_Multi-Family Regular Income_New_Miscellaneous_Natural Gas_Pool Heater_E8 | F4 | Residential | Multi-Family Regular Income | New | Miscellaneous | Natural Gas | Pool Heater | E8 | Utility - Cost of Equipment | 0 | 0 | 0 | 0 | 0 | 0 | 0 | 0 | 0 | 0 | 0 | 0 | 0 | 0 | 0 | 0 | 0 | 0 | 0 | 0 | 0 | 0 | 0 | 0 | 0 | 0 | 0 | 0 | 0 | 0 | 0 | 0 | 0 | 0 | 0 | 0 | 0 | 0 | 0 | 0 | 0 | 0
F4_Residential_Multi-Family Regular Income_New_Miscellaneous_Natural Gas_Pool Heater_E9 | F4 | Residential | Multi-Family Regular Income | New | Miscellaneous | Natural Gas | Pool Heater | E9 | Utility - Cost of Equipment | 0 | 0 | 0 | 0 | 0 | 0 | 0 | 0 | 0 | 0 | 0 | 0 | 0 | 0 | 0 | 0 | 0 | 0 | 0 | 0 | 0 | 0 | 0 | 0 | 0 | 0 | 0 | 0 | 0 | 0 | 0 | 0 | 0 | 0 | 0 | 0 | 0 | 0 | 0 | 0 | 0 | 0
F4_Residential_Multi-Family Regular Income_New_Miscellaneous_Natural Gas_Pool Heater_E10 | F4 | Residential | Multi-Family Regular Income | New | Miscellaneous | Natural Gas | Pool Heater | E10 | Utility - Cost of Equipment | 0 | 0 | 0 | 0 | 0 | 0 | 0 | 0 | 0 | 0 | 0 | 0 | 0 | 0 | 0 | 0 | 0 | 0 | 0 | 0 | 0 | 0 | 0 | 0 | 0 | 0 | 0 | 0 | 0 | 0 | 0 | 0 | 0 | 0 | 0 | 0 | 0 | 0 | 0 | 0 | 0 | 0
F5_Residential_Multi-Family Regular Income_New_Miscellaneous_Natural Gas_Pool Heater_E1 | F5 | Residential | Multi-Family Regular Income | New | Miscellaneous | Natural Gas | Pool Heater | E1 | Utility - Cost of Operation | 351.766 | 351.766 | 351.766 | 351.766 | 351.766 | 351.766 | 351.766 | 351.766 | 351.766 | 351.766 | 351.766 | 351.766 | 351.766 | 351.766 | 351.766 | 351.766 | 351.766 | 351.766 | 351.766 | 351.766 | 351.766 | 351.766 | 351.766 | 351.766 | 351.766 | 351.766 | 351.766 | 351.766 | 351.766 | 351.766 | 351.766 | 351.766 | 351.766 | 0 | 0 | 0 | 0 | 0 | 0 | 0 | 0 | 0
F5_Residential_Multi-Family Regular Income_New_Miscellaneous_Natural Gas_Pool Heater_E2 | F5 | Residential | Multi-Family Regular Income | New | Miscellaneous | Natural Gas | Pool Heater | E2 | Utility - Cost of Operation | 427.2575 | 427.2575 | 427.2575 | 427.2575 | 427.2575 | 427.2575 | 427.2575 | 427.2575 | 427.2575 | 427.2575 | 427.2575 | 427.2575 | 427.2575 | 427.2575 | 427.2575 | 427.2575 | 427.2575 | 427.2575 | 427.2575 | 427.2575 | 427.2575 | 427.2575 | 427.2575 | 427.2575 | 427.2575 | 427.2575 | 427.2575 | 427.2575 | 427.2575 | 427.2575 | 427.2575 | 427.2575 | 427.2575 | 0 | 0 | 0 | 0 | 0 | 0 | 0 | 0 | 0
F5_Residential_Multi-Family Regular Income_New_Miscellaneous_Natural Gas_Pool Heater_E3 | F5 | Residential | Multi-Family Regular Income | New | Miscellaneous | Natural Gas | Pool Heater | E3 | Utility - Cost of Operation | 710.8377 | 710.8377 | 710.8377 | 710.8377 | 710.8377 | 710.8377 | 710.8377 | 710.8377 | 710.8377 | 710.8377 | 710.8377 | 710.8377 | 710.8377 | 710.8377 | 710.8377 | 710.8377 | 710.8377 | 710.8377 | 710.8377 | 710.8377 | 710.8377 | 710.8377 | 710.8377 | 710.8377 | 710.8377 | 710.8377 | 710.8377 | 710.8377 | 710.8377 | 710.8377 | 710.8377 | 710.8377 | 710.8377 | 0 | 0 | 0 | 0 | 0 | 0 | 0 | 0 | 0
F5_Residential_Multi-Family Regular Income_New_Miscellaneous_Natural Gas_Pool Heater_E4 | F5 | Residential | Multi-Family Regular Income | New | Miscellaneous | Natural Gas | Pool Heater | E4 | Utility - Cost of Operation | 717.234 | 717.234 | 717.234 | 717.234 | 717.234 | 717.234 | 717.234 | 717.234 | 717.234 | 717.234 | 717.234 | 717.234 | 717.234 | 717.234 | 717.234 | 717.234 | 717.234 | 717.234 | 717.234 | 717.234 | 717.234 | 717.234 | 717.234 | 717.234 | 717.234 | 717.234 | 717.234 | 717.234 | 717.234 | 717.234 | 717.234 | 717.234 | 717.234 | 0 | 0 | 0 | 0 | 0 | 0 | 0 | 0 | 0
F5_Residential_Multi-Family Regular Income_New_Miscellaneous_Natural Gas_Pool Heater_E5 | F5 | Residential | Multi-Family Regular Income | New | Miscellaneous | Natural Gas | Pool Heater | E5 | Utility - Cost of Operation | 0 | 0 | 0 | 0 | 0 | 0 | 0 | 0 | 0 | 0 | 0 | 0 | 0 | 0 | 0 | 0 | 0 | 0 | 0 | 0 | 0 | 0 | 0 | 0 | 0 | 0 | 0 | 0 | 0 | 0 | 0 | 0 | 0 | 0 | 0 | 0 | 0 | 0 | 0 | 0 | 0 | 0
F5_Residential_Multi-Family Regular Income_New_Miscellaneous_Natural Gas_Pool Heater_E6 | F5 | Residential | Multi-Family Regular Income | New | Miscellaneous | Natural Gas | Pool Heater | E6 | Utility - Cost of Operation | 0 | 0 | 0 | 0 | 0 | 0 | 0 | 0 | 0 | 0 | 0 | 0 | 0 | 0 | 0 | 0 | 0 | 0 | 0 | 0 | 0 | 0 | 0 | 0 | 0 | 0 | 0 | 0 | 0 | 0 | 0 | 0 | 0 | 0 | 0 | 0 | 0 | 0 | 0 | 0 | 0 | 0
F5_Residential_Multi-Family Regular Income_New_Miscellaneous_Natural Gas_Pool Heater_E7 | F5 | Residential | Multi-Family Regular Income | New | Miscellaneous | Natural Gas | Pool Heater | E7 | Utility - Cost of Operation | 0 | 0 | 0 | 0 | 0 | 0 | 0 | 0 | 0 | 0 | 0 | 0 | 0 | 0 | 0 | 0 | 0 | 0 | 0 | 0 | 0 | 0 | 0 | 0 | 0 | 0 | 0 | 0 | 0 | 0 | 0 | 0 | 0 | 0 | 0 | 0 | 0 | 0 | 0 | 0 | 0 | 0
F5_Residential_Multi-Family Regular Income_New_Miscellaneous_Natural Gas_Pool Heater_E8 | F5 | Residential | Multi-Family Regular Income | New | Miscellaneous | Natural Gas | Pool Heater | E8 | Utility - Cost of Operation | 0 | 0 | 0 | 0 | 0 | 0 | 0 | 0 | 0 | 0 | 0 | 0 | 0 | 0 | 0 | 0 | 0 | 0 | 0 | 0 | 0 | 0 | 0 | 0 | 0 | 0 | 0 | 0 | 0 | 0 | 0 | 0 | 0 | 0 | 0 | 0 | 0 | 0 | 0 | 0 | 0 | 0
F5_Residential_Multi-Family Regular Income_New_Miscellaneous_Natural Gas_Pool Heater_E9 | F5 | Residential | Multi-Family Regular Income | New | Miscellaneous | Natural Gas | Pool Heater | E9 | Utility - Cost of Operation | 0 | 0 | 0 | 0 | 0 | 0 | 0 | 0 | 0 | 0 | 0 | 0 | 0 | 0 | 0 | 0 | 0 | 0 | 0 | 0 | 0 | 0 | 0 | 0 | 0 | 0 | 0 | 0 | 0 | 0 | 0 | 0 | 0 | 0 | 0 | 0 | 0 | 0 | 0 | 0 | 0 | 0
F5_Residential_Multi-Family Regular Income_New_Miscellaneous_Natural Gas_Pool Heater_E10 | F5 | Residential | Multi-Family Regular Income | New | Miscellaneous | Natural Gas | Pool Heater | E10 | Utility - Cost of Operation | 0 | 0 | 0 | 0 | 0 | 0 | 0 | 0 | 0 | 0 | 0 | 0 | 0 | 0 | 0 | 0 | 0 | 0 | 0 | 0 | 0 | 0 | 0 | 0 | 0 | 0 | 0 | 0 | 0 | 0 | 0 | 0 | 0 | 0 | 0 | 0 | 0 | 0 | 0 | 0 | 0 | 0
F6_Residential_Multi-Family Regular Income_New_Miscellaneous_Natural Gas_Pool Heater_E1 | F6 | Residential | Multi-Family Regular Income | New | Miscellaneous | Natural Gas | Pool Heater | E1 | Utility - Value of Sales | 62.9037 | 63.3831 | 64.041 | 64.5787 | 64.5787 | 64.5787 | 64.5787 | 64.5787 | 64.5787 | 64.5787 | 64.5787 | 64.5787 | 64.5787 | 64.5787 | 64.5787 | 64.5787 | 64.5787 | 64.5787 | 64.5787 | 64.5787 | 64.5787 | 64.5787 | 64.5787 | 64.5787 | 64.5787 | 64.5787 | 64.5787 | 64.5787 | 64.5787 | 64.5787 | 64.5787 | 64.5787 | 64.5787 | 0 | 0 | 0 | 0 | 0 | 0 | 0 | 0 | 0
F6_Residential_Multi-Family Regular Income_New_Miscellaneous_Natural Gas_Pool Heater_E2 | F6 | Residential | Multi-Family Regular Income | New | Miscellaneous | Natural Gas | Pool Heater | E2 | Utility - Value of Sales | 60.6482 | 61.1104 | 61.7447 | 62.2631 | 62.2631 | 62.2631 | 62.2631 | 62.2631 | 62.2631 | 62.2631 | 62.2631 | 62.2631 | 62.2631 | 62.2631 | 62.2631 | 62.2631 | 62.2631 | 62.2631 | 62.2631 | 62.2631 | 62.2631 | 62.2631 | 62.2631 | 62.2631 | 62.2631 | 62.2631 | 62.2631 | 62.2631 | 62.2631 | 62.2631 | 62.2631 | 62.2631 | 62.2631 | 0 | 0 | 0 | 0 | 0 | 0 | 0 | 0 | 0
F6_Residential_Multi-Family Regular Income_New_Miscellaneous_Natural Gas_Pool Heater_E3 | F6 | Residential | Multi-Family Regular Income | New | Miscellaneous | Natural Gas | Pool Heater | E3 | Utility - Value of Sales | 53.7563 | 54.166 | 54.7283 | 55.1878 | 55.1878 | 55.1878 | 55.1878 | 55.1878 | 55.1878 | 55.1878 | 55.1878 | 55.1878 | 55.1878 | 55.1878 | 55.1878 | 55.1878 | 55.1878 | 55.1878 | 55.1878 | 55.1878 | 55.1878 | 55.1878 | 55.1878 | 55.1878 | 55.1878 | 55.1878 | 55.1878 | 55.1878 | 55.1878 | 55.1878 | 55.1878 | 55.1878 | 55.1878 | 0 | 0 | 0 | 0 | 0 | 0 | 0 | 0 | 0
F6_Residential_Multi-Family Regular Income_New_Miscellaneous_Natural Gas_Pool Heater_E4 | F6 | Residential | Multi-Family Regular Income | New | Miscellaneous | Natural Gas | Pool Heater | E4 | Utility - Value of Sales | 53.2188 | 53.6244 | 54.181 | 54.6359 | 54.6359 | 54.6359 | 54.6359 | 54.6359 | 54.6359 | 54.6359 | 54.6359 | 54.6359 | 54.6359 | 54.6359 | 54.6359 | 54.6359 | 54.6359 | 54.6359 | 54.6359 | 54.6359 | 54.6359 | 54.6359 | 54.6359 | 54.6359 | 54.6359 | 54.6359 | 54.6359 | 54.6359 | 54.6359 | 54.6359 | 54.6359 | 54.6359 | 54.6359 | 0 | 0 | 0 | 0 | 0 | 0 | 0 | 0 | 0
F6_Residential_Multi-Family Regular Income_New_Miscellaneous_Natural Gas_Pool Heater_E5 | F6 | Residential | Multi-Family Regular Income | New | Miscellaneous | Natural Gas | Pool Heater | E5 | Utility - Value of Sales | 0 | 0 | 0 | 0 | 0 | 0 | 0 | 0 | 0 | 0 | 0 | 0 | 0 | 0 | 0 | 0 | 0 | 0 | 0 | 0 | 0 | 0 | 0 | 0 | 0 | 0 | 0 | 0 | 0 | 0 | 0 | 0 | 0 | 0 | 0 | 0 | 0 | 0 | 0 | 0 | 0 | 0
F6_Residential_Multi-Family Regular Income_New_Miscellaneous_Natural Gas_Pool Heater_E6 | F6 | Residential | Multi-Family Regular Income | New | Miscellaneous | Natural Gas | Pool Heater | E6 | Utility - Value of Sales | 0 | 0 | 0 | 0 | 0 | 0 | 0 | 0 | 0 | 0 | 0 | 0 | 0 | 0 | 0 | 0 | 0 | 0 | 0 | 0 | 0 | 0 | 0 | 0 | 0 | 0 | 0 | 0 | 0 | 0 | 0 | 0 | 0 | 0 | 0 | 0 | 0 | 0 | 0 | 0 | 0 | 0
F6_Residential_Multi-Family Regular Income_New_Miscellaneous_Natural Gas_Pool Heater_E7 | F6 | Residential | Multi-Family Regular Income | New | Miscellaneous | Natural Gas | Pool Heater | E7 | Utility - Value of Sales | 0 | 0 | 0 | 0 | 0 | 0 | 0 | 0 | 0 | 0 | 0 | 0 | 0 | 0 | 0 | 0 | 0 | 0 | 0 | 0 | 0 | 0 | 0 | 0 | 0 | 0 | 0 | 0 | 0 | 0 | 0 | 0 | 0 | 0 | 0 | 0 | 0 | 0 | 0 | 0 | 0 | 0
F6_Residential_Multi-Family Regular Income_New_Miscellaneous_Natural Gas_Pool Heater_E8 | F6 | Residential | Multi-Family Regular Income | New | Miscellaneous | Natural Gas | Pool Heater | E8 | Utility - Value of Sales | 0 | 0 | 0 | 0 | 0 | 0 | 0 | 0 | 0 | 0 | 0 | 0 | 0 | 0 | 0 | 0 | 0 | 0 | 0 | 0 | 0 | 0 | 0 | 0 | 0 | 0 | 0 | 0 | 0 | 0 | 0 | 0 | 0 | 0 | 0 | 0 | 0 | 0 | 0 | 0 | 0 | 0
F6_Residential_Multi-Family Regular Income_New_Miscellaneous_Natural Gas_Pool Heater_E9 | F6 | Residential | Multi-Family Regular Income | New | Miscellaneous | Natural Gas | Pool Heater | E9 | Utility - Value of Sales | 0 | 0 | 0 | 0 | 0 | 0 | 0 | 0 | 0 | 0 | 0 | 0 | 0 | 0 | 0 | 0 | 0 | 0 | 0 | 0 | 0 | 0 | 0 | 0 | 0 | 0 | 0 | 0 | 0 | 0 | 0 | 0 | 0 | 0 | 0 | 0 | 0 | 0 | 0 | 0 | 0 | 0
F6_Residential_Multi-Family Regular Income_New_Miscellaneous_Natural Gas_Pool Heater_E10 | F6 | Residential | Multi-Family Regular Income | New | Miscellaneous | Natural Gas | Pool Heater | E10 | Utility - Value of Sales | 0 | 0 | 0 | 0 | 0 | 0 | 0 | 0 | 0 | 0 | 0 | 0 | 0 | 0 | 0 | 0 | 0 | 0 | 0 | 0 | 0 | 0 | 0 | 0 | 0 | 0 | 0 | 0 | 0 | 0 | 0 | 0 | 0 | 0 | 0 | 0 | 0 | 0 | 0 | 0 | 0 | 0
F1_Residential_Multi-Family Regular Income_New_Miscellaneous_Natural Gas_Miscellaneous_E1 | F1 | Residential | Multi-Family Regular Income | New | Miscellaneous | Natural Gas | Miscellaneous | E1 | RVT - Cost of Equipment | 0 | 0 | 0 | 0 | 0 | 0 | 0 | 0 | 0 | 0 | 0 | 0 | 0 | 0 | 0 | 0 | 0 | 0 | 0 | 0 | 0 | 0 | 0 | 0 | 0 | 0 | 0 | 0 | 0 | 0 | 0 | 0 | 0 | 0 | 0 | 0 | 0 | 0 | 0 | 0 | 0 | 0
F1_Residential_Multi-Family Regular Income_New_Miscellaneous_Natural Gas_Miscellaneous_E2 | F1 | Residential | Multi-Family Regular Income | New | Miscellaneous | Natural Gas | Miscellaneous | E2 | RVT - Cost of Equipment | 0 | 0 | 0 | 0 | 0 | 0 | 0 | 0 | 0 | 0 | 0 | 0 | 0 | 0 | 0 | 0 | 0 | 0 | 0 | 0 | 0 | 0 | 0 | 0 | 0 | 0 | 0 | 0 | 0 | 0 | 0 | 0 | 0 | 0 | 0 | 0 | 0 | 0 | 0 | 0 | 0 | 0
F1_Residential_Multi-Family Regular Income_New_Miscellaneous_Natural Gas_Miscellaneous_E3 | F1 | Residential | Multi-Family Regular Income | New | Miscellaneous | Natural Gas | Miscellaneous | E3 | RVT - Cost of Equipment | 0 | 0 | 0 | 0 | 0 | 0 | 0 | 0 | 0 | 0 | 0 | 0 | 0 | 0 | 0 | 0 | 0 | 0 | 0 | 0 | 0 | 0 | 0 | 0 | 0 | 0 | 0 | 0 | 0 | 0 | 0 | 0 | 0 | 0 | 0 | 0 | 0 | 0 | 0 | 0 | 0 | 0
F1_Residential_Multi-Family Regular Income_New_Miscellaneous_Natural Gas_Miscellaneous_E4 | F1 | Residential | Multi-Family Regular Income | New | Miscellaneous | Natural Gas | Miscellaneous | E4 | RVT - Cost of Equipment | 0 | 0 | 0 | 0 | 0 | 0 | 0 | 0 | 0 | 0 | 0 | 0 | 0 | 0 | 0 | 0 | 0 | 0 | 0 | 0 | 0 | 0 | 0 | 0 | 0 | 0 | 0 | 0 | 0 | 0 | 0 | 0 | 0 | 0 | 0 | 0 | 0 | 0 | 0 | 0 | 0 | 0
F1_Residential_Multi-Family Regular Income_New_Miscellaneous_Natural Gas_Miscellaneous_E5 | F1 | Residential | Multi-Family Regular Income | New | Miscellaneous | Natural Gas | Miscellaneous | E5 | RVT - Cost of Equipment | 0 | 0 | 0 | 0 | 0 | 0 | 0 | 0 | 0 | 0 | 0 | 0 | 0 | 0 | 0 | 0 | 0 | 0 | 0 | 0 | 0 | 0 | 0 | 0 | 0 | 0 | 0 | 0 | 0 | 0 | 0 | 0 | 0 | 0 | 0 | 0 | 0 | 0 | 0 | 0 | 0 | 0
F1_Residential_Multi-Family Regular Income_New_Miscellaneous_Natural Gas_Miscellaneous_E6 | F1 | Residential | Multi-Family Regular Income | New | Miscellaneous | Natural Gas | Miscellaneous | E6 | RVT - Cost of Equipment | 0 | 0 | 0 | 0 | 0 | 0 | 0 | 0 | 0 | 0 | 0 | 0 | 0 | 0 | 0 | 0 | 0 | 0 | 0 | 0 | 0 | 0 | 0 | 0 | 0 | 0 | 0 | 0 | 0 | 0 | 0 | 0 | 0 | 0 | 0 | 0 | 0 | 0 | 0 | 0 | 0 | 0
F1_Residential_Multi-Family Regular Income_New_Miscellaneous_Natural Gas_Miscellaneous_E7 | F1 | Residential | Multi-Family Regular Income | New | Miscellaneous | Natural Gas | Miscellaneous | E7 | RVT - Cost of Equipment | 0 | 0 | 0 | 0 | 0 | 0 | 0 | 0 | 0 | 0 | 0 | 0 | 0 | 0 | 0 | 0 | 0 | 0 | 0 | 0 | 0 | 0 | 0 | 0 | 0 | 0 | 0 | 0 | 0 | 0 | 0 | 0 | 0 | 0 | 0 | 0 | 0 | 0 | 0 | 0 | 0 | 0
F1_Residential_Multi-Family Regular Income_New_Miscellaneous_Natural Gas_Miscellaneous_E8 | F1 | Residential | Multi-Family Regular Income | New | Miscellaneous | Natural Gas | Miscellaneous | E8 | RVT - Cost of Equipment | 0 | 0 | 0 | 0 | 0 | 0 | 0 | 0 | 0 | 0 | 0 | 0 | 0 | 0 | 0 | 0 | 0 | 0 | 0 | 0 | 0 | 0 | 0 | 0 | 0 | 0 | 0 | 0 | 0 | 0 | 0 | 0 | 0 | 0 | 0 | 0 | 0 | 0 | 0 | 0 | 0 | 0
F1_Residential_Multi-Family Regular Income_New_Miscellaneous_Natural Gas_Miscellaneous_E9 | F1 | Residential | Multi-Family Regular Income | New | Miscellaneous | Natural Gas | Miscellaneous | E9 | RVT - Cost of Equipment | 0 | 0 | 0 | 0 | 0 | 0 | 0 | 0 | 0 | 0 | 0 | 0 | 0 | 0 | 0 | 0 | 0 | 0 | 0 | 0 | 0 | 0 | 0 | 0 | 0 | 0 | 0 | 0 | 0 | 0 | 0 | 0 | 0 | 0 | 0 | 0 | 0 | 0 | 0 | 0 | 0 | 0
F1_Residential_Multi-Family Regular Income_New_Miscellaneous_Natural Gas_Miscellaneous_E10 | F1 | Residential | Multi-Family Regular Income | New | Miscellaneous | Natural Gas | Miscellaneous | E10 | RVT - Cost of Equipment | 0 | 0 | 0 | 0 | 0 | 0 | 0 | 0 | 0 | 0 | 0 | 0 | 0 | 0 | 0 | 0 | 0 | 0 | 0 | 0 | 0 | 0 | 0 | 0 | 0 | 0 | 0 | 0 | 0 | 0 | 0 | 0 | 0 | 0 | 0 | 0 | 0 | 0 | 0 | 0 | 0 | 0
F2_Residential_Multi-Family Regular Income_New_Miscellaneous_Natural Gas_Miscellaneous_E1 | F2 | Residential | Multi-Family Regular Income | New | Miscellaneous | Natural Gas | Miscellaneous | E1 | RVT - Cost of Operation | 0 | 0 | 0 | 0 | 0 | 0 | 0 | 0 | 0 | 0 | 0 | 0 | 0 | 0 | 0 | 0 | 0 | 0 | 0 | 0 | 0 | 0 | 0 | 0 | 0 | 0 | 0 | 0 | 0 | 0 | 0 | 0 | 0 | 0 | 0 | 0 | 0 | 0 | 0 | 0 | 0 | 0
F2_Residential_Multi-Family Regular Income_New_Miscellaneous_Natural Gas_Miscellaneous_E2 | F2 | Residential | Multi-Family Regular Income | New | Miscellaneous | Natural Gas | Miscellaneous | E2 | RVT - Cost of Operation | 0 | 0 | 0 | 0 | 0 | 0 | 0 | 0 | 0 | 0 | 0 | 0 | 0 | 0 | 0 | 0 | 0 | 0 | 0 | 0 | 0 | 0 | 0 | 0 | 0 | 0 | 0 | 0 | 0 | 0 | 0 | 0 | 0 | 0 | 0 | 0 | 0 | 0 | 0 | 0 | 0 | 0
F2_Residential_Multi-Family Regular Income_New_Miscellaneous_Natural Gas_Miscellaneous_E3 | F2 | Residential | Multi-Family Regular Income | New | Miscellaneous | Natural Gas | Miscellaneous | E3 | RVT - Cost of Operation | 0 | 0 | 0 | 0 | 0 | 0 | 0 | 0 | 0 | 0 | 0 | 0 | 0 | 0 | 0 | 0 | 0 | 0 | 0 | 0 | 0 | 0 | 0 | 0 | 0 | 0 | 0 | 0 | 0 | 0 | 0 | 0 | 0 | 0 | 0 | 0 | 0 | 0 | 0 | 0 | 0 | 0
F2_Residential_Multi-Family Regular Income_New_Miscellaneous_Natural Gas_Miscellaneous_E4 | F2 | Residential | Multi-Family Regular Income | New | Miscellaneous | Natural Gas | Miscellaneous | E4 | RVT - Cost of Operation | 0 | 0 | 0 | 0 | 0 | 0 | 0 | 0 | 0 | 0 | 0 | 0 | 0 | 0 | 0 | 0 | 0 | 0 | 0 | 0 | 0 | 0 | 0 | 0 | 0 | 0 | 0 | 0 | 0 | 0 | 0 | 0 | 0 | 0 | 0 | 0 | 0 | 0 | 0 | 0 | 0 | 0
F2_Residential_Multi-Family Regular Income_New_Miscellaneous_Natural Gas_Miscellaneous_E5 | F2 | Residential | Multi-Family Regular Income | New | Miscellaneous | Natural Gas | Miscellaneous | E5 | RVT - Cost of Operation | 0 | 0 | 0 | 0 | 0 | 0 | 0 | 0 | 0 | 0 | 0 | 0 | 0 | 0 | 0 | 0 | 0 | 0 | 0 | 0 | 0 | 0 | 0 | 0 | 0 | 0 | 0 | 0 | 0 | 0 | 0 | 0 | 0 | 0 | 0 | 0 | 0 | 0 | 0 | 0 | 0 | 0
F2_Residential_Multi-Family Regular Income_New_Miscellaneous_Natural Gas_Miscellaneous_E6 | F2 | Residential | Multi-Family Regular Income | New | Miscellaneous | Natural Gas | Miscellaneous | E6 | RVT - Cost of Operation | 0 | 0 | 0 | 0 | 0 | 0 | 0 | 0 | 0 | 0 | 0 | 0 | 0 | 0 | 0 | 0 | 0 | 0 | 0 | 0 | 0 | 0 | 0 | 0 | 0 | 0 | 0 | 0 | 0 | 0 | 0 | 0 | 0 | 0 | 0 | 0 | 0 | 0 | 0 | 0 | 0 | 0
F2_Residential_Multi-Family Regular Income_New_Miscellaneous_Natural Gas_Miscellaneous_E7 | F2 | Residential | Multi-Family Regular Income | New | Miscellaneous | Natural Gas | Miscellaneous | E7 | RVT - Cost of Operation | 0 | 0 | 0 | 0 | 0 | 0 | 0 | 0 | 0 | 0 | 0 | 0 | 0 | 0 | 0 | 0 | 0 | 0 | 0 | 0 | 0 | 0 | 0 | 0 | 0 | 0 | 0 | 0 | 0 | 0 | 0 | 0 | 0 | 0 | 0 | 0 | 0 | 0 | 0 | 0 | 0 | 0
F2_Residential_Multi-Family Regular Income_New_Miscellaneous_Natural Gas_Miscellaneous_E8 | F2 | Residential | Multi-Family Regular Income | New | Miscellaneous | Natural Gas | Miscellaneous | E8 | RVT - Cost of Operation | 0 | 0 | 0 | 0 | 0 | 0 | 0 | 0 | 0 | 0 | 0 | 0 | 0 | 0 | 0 | 0 | 0 | 0 | 0 | 0 | 0 | 0 | 0 | 0 | 0 | 0 | 0 | 0 | 0 | 0 | 0 | 0 | 0 | 0 | 0 | 0 | 0 | 0 | 0 | 0 | 0 | 0
F2_Residential_Multi-Family Regular Income_New_Miscellaneous_Natural Gas_Miscellaneous_E9 | F2 | Residential | Multi-Family Regular Income | New | Miscellaneous | Natural Gas | Miscellaneous | E9 | RVT - Cost of Operation | 0 | 0 | 0 | 0 | 0 | 0 | 0 | 0 | 0 | 0 | 0 | 0 | 0 | 0 | 0 | 0 | 0 | 0 | 0 | 0 | 0 | 0 | 0 | 0 | 0 | 0 | 0 | 0 | 0 | 0 | 0 | 0 | 0 | 0 | 0 | 0 | 0 | 0 | 0 | 0 | 0 | 0
F2_Residential_Multi-Family Regular Income_New_Miscellaneous_Natural Gas_Miscellaneous_E10 | F2 | Residential | Multi-Family Regular Income | New | Miscellaneous | Natural Gas | Miscellaneous | E10 | RVT - Cost of Operation | 0 | 0 | 0 | 0 | 0 | 0 | 0 | 0 | 0 | 0 | 0 | 0 | 0 | 0 | 0 | 0 | 0 | 0 | 0 | 0 | 0 | 0 | 0 | 0 | 0 | 0 | 0 | 0 | 0 | 0 | 0 | 0 | 0 | 0 | 0 | 0 | 0 | 0 | 0 | 0 | 0 | 0
F3_Residential_Multi-Family Regular Income_New_Miscellaneous_Natural Gas_Miscellaneous_E1 | F3 | Residential | Multi-Family Regular Income | New | Miscellaneous | Natural Gas | Miscellaneous | E1 | System - kBTUs of Consumption | 16.4611 | 16.4611 | 16.4611 | 16.4611 | 16.4611 | 16.4611 | 16.4611 | 16.4611 | 16.4611 | 16.4611 | 16.4611 | 16.4611 | 16.4611 | 16.4611 | 16.4611 | 16.4611 | 16.4611 | 16.4611 | 16.4611 | 16.4611 | 16.4611 | 16.4611 | 16.4611 | 16.4611 | 16.4611 | 16.4611 | 16.4611 | 16.4611 | 16.4611 | 16.4611 | 16.4611 | 16.4611 | 16.4611 | 0 | 0 | 0 | 0 | 0 | 0 | 0 | 0 | 0
F3_Residential_Multi-Family Regular Income_New_Miscellaneous_Natural Gas_Miscellaneous_E2 | F3 | Residential | Multi-Family Regular Income | New | Miscellaneous | Natural Gas | Miscellaneous | E2 | System - kBTUs of Consumption | 0 | 0 | 0 | 0 | 0 | 0 | 0 | 0 | 0 | 0 | 0 | 0 | 0 | 0 | 0 | 0 | 0 | 0 | 0 | 0 | 0 | 0 | 0 | 0 | 0 | 0 | 0 | 0 | 0 | 0 | 0 | 0 | 0 | 0 | 0 | 0 | 0 | 0 | 0 | 0 | 0 | 0
F3_Residential_Multi-Family Regular Income_New_Miscellaneous_Natural Gas_Miscellaneous_E3 | F3 | Residential | Multi-Family Regular Income | New | Miscellaneous | Natural Gas | Miscellaneous | E3 | System - kBTUs of Consumption | 0 | 0 | 0 | 0 | 0 | 0 | 0 | 0 | 0 | 0 | 0 | 0 | 0 | 0 | 0 | 0 | 0 | 0 | 0 | 0 | 0 | 0 | 0 | 0 | 0 | 0 | 0 | 0 | 0 | 0 | 0 | 0 | 0 | 0 | 0 | 0 | 0 | 0 | 0 | 0 | 0 | 0
F3_Residential_Multi-Family Regular Income_New_Miscellaneous_Natural Gas_Miscellaneous_E4 | F3 | Residential | Multi-Family Regular Income | New | Miscellaneous | Natural Gas | Miscellaneous | E4 | System - kBTUs of Consumption | 0 | 0 | 0 | 0 | 0 | 0 | 0 | 0 | 0 | 0 | 0 | 0 | 0 | 0 | 0 | 0 | 0 | 0 | 0 | 0 | 0 | 0 | 0 | 0 | 0 | 0 | 0 | 0 | 0 | 0 | 0 | 0 | 0 | 0 | 0 | 0 | 0 | 0 | 0 | 0 | 0 | 0
F3_Residential_Multi-Family Regular Income_New_Miscellaneous_Natural Gas_Miscellaneous_E5 | F3 | Residential | Multi-Family Regular Income | New | Miscellaneous | Natural Gas | Miscellaneous | E5 | System - kBTUs of Consumption | 0 | 0 | 0 | 0 | 0 | 0 | 0 | 0 | 0 | 0 | 0 | 0 | 0 | 0 | 0 | 0 | 0 | 0 | 0 | 0 | 0 | 0 | 0 | 0 | 0 | 0 | 0 | 0 | 0 | 0 | 0 | 0 | 0 | 0 | 0 | 0 | 0 | 0 | 0 | 0 | 0 | 0
F3_Residential_Multi-Family Regular Income_New_Miscellaneous_Natural Gas_Miscellaneous_E6 | F3 | Residential | Multi-Family Regular Income | New | Miscellaneous | Natural Gas | Miscellaneous | E6 | System - kBTUs of Consumption | 0 | 0 | 0 | 0 | 0 | 0 | 0 | 0 | 0 | 0 | 0 | 0 | 0 | 0 | 0 | 0 | 0 | 0 | 0 | 0 | 0 | 0 | 0 | 0 | 0 | 0 | 0 | 0 | 0 | 0 | 0 | 0 | 0 | 0 | 0 | 0 | 0 | 0 | 0 | 0 | 0 | 0
F3_Residential_Multi-Family Regular Income_New_Miscellaneous_Natural Gas_Miscellaneous_E7 | F3 | Residential | Multi-Family Regular Income | New | Miscellaneous | Natural Gas | Miscellaneous | E7 | System - kBTUs of Consumption | 0 | 0 | 0 | 0 | 0 | 0 | 0 | 0 | 0 | 0 | 0 | 0 | 0 | 0 | 0 | 0 | 0 | 0 | 0 | 0 | 0 | 0 | 0 | 0 | 0 | 0 | 0 | 0 | 0 | 0 | 0 | 0 | 0 | 0 | 0 | 0 | 0 | 0 | 0 | 0 | 0 | 0
F3_Residential_Multi-Family Regular Income_New_Miscellaneous_Natural Gas_Miscellaneous_E8 | F3 | Residential | Multi-Family Regular Income | New | Miscellaneous | Natural Gas | Miscellaneous | E8 | System - kBTUs of Consumption | 0 | 0 | 0 | 0 | 0 | 0 | 0 | 0 | 0 | 0 | 0 | 0 | 0 | 0 | 0 | 0 | 0 | 0 | 0 | 0 | 0 | 0 | 0 | 0 | 0 | 0 | 0 | 0 | 0 | 0 | 0 | 0 | 0 | 0 | 0 | 0 | 0 | 0 | 0 | 0 | 0 | 0
F3_Residential_Multi-Family Regular Income_New_Miscellaneous_Natural Gas_Miscellaneous_E9 | F3 | Residential | Multi-Family Regular Income | New | Miscellaneous | Natural Gas | Miscellaneous | E9 | System - kBTUs of Consumption | 0 | 0 | 0 | 0 | 0 | 0 | 0 | 0 | 0 | 0 | 0 | 0 | 0 | 0 | 0 | 0 | 0 | 0 | 0 | 0 | 0 | 0 | 0 | 0 | 0 | 0 | 0 | 0 | 0 | 0 | 0 | 0 | 0 | 0 | 0 | 0 | 0 | 0 | 0 | 0 | 0 | 0
F3_Residential_Multi-Family Regular Income_New_Miscellaneous_Natural Gas_Miscellaneous_E10 | F3 | Residential | Multi-Family Regular Income | New | Miscellaneous | Natural Gas | Miscellaneous | E10 | System - kBTUs of Consumption | 0 | 0 | 0 | 0 | 0 | 0 | 0 | 0 | 0 | 0 | 0 | 0 | 0 | 0 | 0 | 0 | 0 | 0 | 0 | 0 | 0 | 0 | 0 | 0 | 0 | 0 | 0 | 0 | 0 | 0 | 0 | 0 | 0 | 0 | 0 | 0 | 0 | 0 | 0 | 0 | 0 | 0
F4_Residential_Multi-Family Regular Income_New_Miscellaneous_Natural Gas_Miscellaneous_E1 | F4 | Residential | Multi-Family Regular Income | New | Miscellaneous | Natural Gas | Miscellaneous | E1 | Utility - Cost of Equipment | 0 | 0 | 0 | 0 | 0 | 0 | 0 | 0 | 0 | 0 | 0 | 0 | 0 | 0 | 0 | 0 | 0 | 0 | 0 | 0 | 0 | 0 | 0 | 0 | 0 | 0 | 0 | 0 | 0 | 0 | 0 | 0 | 0 | 0 | 0 | 0 | 0 | 0 | 0 | 0 | 0 | 0
F4_Residential_Multi-Family Regular Income_New_Miscellaneous_Natural Gas_Miscellaneous_E2 | F4 | Residential | Multi-Family Regular Income | New | Miscellaneous | Natural Gas | Miscellaneous | E2 | Utility - Cost of Equipment | 0 | 0 | 0 | 0 | 0 | 0 | 0 | 0 | 0 | 0 | 0 | 0 | 0 | 0 | 0 | 0 | 0 | 0 | 0 | 0 | 0 | 0 | 0 | 0 | 0 | 0 | 0 | 0 | 0 | 0 | 0 | 0 | 0 | 0 | 0 | 0 | 0 | 0 | 0 | 0 | 0 | 0
F4_Residential_Multi-Family Regular Income_New_Miscellaneous_Natural Gas_Miscellaneous_E3 | F4 | Residential | Multi-Family Regular Income | New | Miscellaneous | Natural Gas | Miscellaneous | E3 | Utility - Cost of Equipment | 0 | 0 | 0 | 0 | 0 | 0 | 0 | 0 | 0 | 0 | 0 | 0 | 0 | 0 | 0 | 0 | 0 | 0 | 0 | 0 | 0 | 0 | 0 | 0 | 0 | 0 | 0 | 0 | 0 | 0 | 0 | 0 | 0 | 0 | 0 | 0 | 0 | 0 | 0 | 0 | 0 | 0
F4_Residential_Multi-Family Regular Income_New_Miscellaneous_Natural Gas_Miscellaneous_E4 | F4 | Residential | Multi-Family Regular Income | New | Miscellaneous | Natural Gas | Miscellaneous | E4 | Utility - Cost of Equipment | 0 | 0 | 0 | 0 | 0 | 0 | 0 | 0 | 0 | 0 | 0 | 0 | 0 | 0 | 0 | 0 | 0 | 0 | 0 | 0 | 0 | 0 | 0 | 0 | 0 | 0 | 0 | 0 | 0 | 0 | 0 | 0 | 0 | 0 | 0 | 0 | 0 | 0 | 0 | 0 | 0 | 0
F4_Residential_Multi-Family Regular Income_New_Miscellaneous_Natural Gas_Miscellaneous_E5 | F4 | Residential | Multi-Family Regular Income | New | Miscellaneous | Natural Gas | Miscellaneous | E5 | Utility - Cost of Equipment | 0 | 0 | 0 | 0 | 0 | 0 | 0 | 0 | 0 | 0 | 0 | 0 | 0 | 0 | 0 | 0 | 0 | 0 | 0 | 0 | 0 | 0 | 0 | 0 | 0 | 0 | 0 | 0 | 0 | 0 | 0 | 0 | 0 | 0 | 0 | 0 | 0 | 0 | 0 | 0 | 0 | 0
F4_Residential_Multi-Family Regular Income_New_Miscellaneous_Natural Gas_Miscellaneous_E6 | F4 | Residential | Multi-Family Regular Income | New | Miscellaneous | Natural Gas | Miscellaneous | E6 | Utility - Cost of Equipment | 0 | 0 | 0 | 0 | 0 | 0 | 0 | 0 | 0 | 0 | 0 | 0 | 0 | 0 | 0 | 0 | 0 | 0 | 0 | 0 | 0 | 0 | 0 | 0 | 0 | 0 | 0 | 0 | 0 | 0 | 0 | 0 | 0 | 0 | 0 | 0 | 0 | 0 | 0 | 0 | 0 | 0
F4_Residential_Multi-Family Regular Income_New_Miscellaneous_Natural Gas_Miscellaneous_E7 | F4 | Residential | Multi-Family Regular Income | New | Miscellaneous | Natural Gas | Miscellaneous | E7 | Utility - Cost of Equipment | 0 | 0 | 0 | 0 | 0 | 0 | 0 | 0 | 0 | 0 | 0 | 0 | 0 | 0 | 0 | 0 | 0 | 0 | 0 | 0 | 0 | 0 | 0 | 0 | 0 | 0 | 0 | 0 | 0 | 0 | 0 | 0 | 0 | 0 | 0 | 0 | 0 | 0 | 0 | 0 | 0 | 0
F4_Residential_Multi-Family Regular Income_New_Miscellaneous_Natural Gas_Miscellaneous_E8 | F4 | Residential | Multi-Family Regular Income | New | Miscellaneous | Natural Gas | Miscellaneous | E8 | Utility - Cost of Equipment | 0 | 0 | 0 | 0 | 0 | 0 | 0 | 0 | 0 | 0 | 0 | 0 | 0 | 0 | 0 | 0 | 0 | 0 | 0 | 0 | 0 | 0 | 0 | 0 | 0 | 0 | 0 | 0 | 0 | 0 | 0 | 0 | 0 | 0 | 0 | 0 | 0 | 0 | 0 | 0 | 0 | 0
F4_Residential_Multi-Family Regular Income_New_Miscellaneous_Natural Gas_Miscellaneous_E9 | F4 | Residential | Multi-Family Regular Income | New | Miscellaneous | Natural Gas | Miscellaneous | E9 | Utility - Cost of Equipment | 0 | 0 | 0 | 0 | 0 | 0 | 0 | 0 | 0 | 0 | 0 | 0 | 0 | 0 | 0 | 0 | 0 | 0 | 0 | 0 | 0 | 0 | 0 | 0 | 0 | 0 | 0 | 0 | 0 | 0 | 0 | 0 | 0 | 0 | 0 | 0 | 0 | 0 | 0 | 0 | 0 | 0
F4_Residential_Multi-Family Regular Income_New_Miscellaneous_Natural Gas_Miscellaneous_E10 | F4 | Residential | Multi-Family Regular Income | New | Miscellaneous | Natural Gas | Miscellaneous | E10 | Utility - Cost of Equipment | 0 | 0 | 0 | 0 | 0 | 0 | 0 | 0 | 0 | 0 | 0 | 0 | 0 | 0 | 0 | 0 | 0 | 0 | 0 | 0 | 0 | 0 | 0 | 0 | 0 | 0 | 0 | 0 | 0 | 0 | 0 | 0 | 0 | 0 | 0 | 0 | 0 | 0 | 0 | 0 | 0 | 0
F5_Residential_Multi-Family Regular Income_New_Miscellaneous_Natural Gas_Miscellaneous_E1 | F5 | Residential | Multi-Family Regular Income | New | Miscellaneous | Natural Gas | Miscellaneous | E1 | Utility - Cost of Operation | 16.4611 | 16.4611 | 16.4611 | 16.4611 | 16.4611 | 16.4611 | 16.4611 | 16.4611 | 16.4611 | 16.4611 | 16.4611 | 16.4611 | 16.4611 | 16.4611 | 16.4611 | 16.4611 | 16.4611 | 16.4611 | 16.4611 | 16.4611 | 16.4611 | 16.4611 | 16.4611 | 16.4611 | 16.4611 | 16.4611 | 16.4611 | 16.4611 | 16.4611 | 16.4611 | 16.4611 | 16.4611 | 16.4611 | 0 | 0 | 0 | 0 | 0 | 0 | 0 | 0 | 0
F5_Residential_Multi-Family Regular Income_New_Miscellaneous_Natural Gas_Miscellaneous_E2 | F5 | Residential | Multi-Family Regular Income | New | Miscellaneous | Natural Gas | Miscellaneous | E2 | Utility - Cost of Operation | 0 | 0 | 0 | 0 | 0 | 0 | 0 | 0 | 0 | 0 | 0 | 0 | 0 | 0 | 0 | 0 | 0 | 0 | 0 | 0 | 0 | 0 | 0 | 0 | 0 | 0 | 0 | 0 | 0 | 0 | 0 | 0 | 0 | 0 | 0 | 0 | 0 | 0 | 0 | 0 | 0 | 0
F5_Residential_Multi-Family Regular Income_New_Miscellaneous_Natural Gas_Miscellaneous_E3 | F5 | Residential | Multi-Family Regular Income | New | Miscellaneous | Natural Gas | Miscellaneous | E3 | Utility - Cost of Operation | 0 | 0 | 0 | 0 | 0 | 0 | 0 | 0 | 0 | 0 | 0 | 0 | 0 | 0 | 0 | 0 | 0 | 0 | 0 | 0 | 0 | 0 | 0 | 0 | 0 | 0 | 0 | 0 | 0 | 0 | 0 | 0 | 0 | 0 | 0 | 0 | 0 | 0 | 0 | 0 | 0 | 0
F5_Residential_Multi-Family Regular Income_New_Miscellaneous_Natural Gas_Miscellaneous_E4 | F5 | Residential | Multi-Family Regular Income | New | Miscellaneous | Natural Gas | Miscellaneous | E4 | Utility - Cost of Operation | 0 | 0 | 0 | 0 | 0 | 0 | 0 | 0 | 0 | 0 | 0 | 0 | 0 | 0 | 0 | 0 | 0 | 0 | 0 | 0 | 0 | 0 | 0 | 0 | 0 | 0 | 0 | 0 | 0 | 0 | 0 | 0 | 0 | 0 | 0 | 0 | 0 | 0 | 0 | 0 | 0 | 0
F5_Residential_Multi-Family Regular Income_New_Miscellaneous_Natural Gas_Miscellaneous_E5 | F5 | Residential | Multi-Family Regular Income | New | Miscellaneous | Natural Gas | Miscellaneous | E5 | Utility - Cost of Operation | 0 | 0 | 0 | 0 | 0 | 0 | 0 | 0 | 0 | 0 | 0 | 0 | 0 | 0 | 0 | 0 | 0 | 0 | 0 | 0 | 0 | 0 | 0 | 0 | 0 | 0 | 0 | 0 | 0 | 0 | 0 | 0 | 0 | 0 | 0 | 0 | 0 | 0 | 0 | 0 | 0 | 0
F5_Residential_Multi-Family Regular Income_New_Miscellaneous_Natural Gas_Miscellaneous_E6 | F5 | Residential | Multi-Family Regular Income | New | Miscellaneous | Natural Gas | Miscellaneous | E6 | Utility - Cost of Operation | 0 | 0 | 0 | 0 | 0 | 0 | 0 | 0 | 0 | 0 | 0 | 0 | 0 | 0 | 0 | 0 | 0 | 0 | 0 | 0 | 0 | 0 | 0 | 0 | 0 | 0 | 0 | 0 | 0 | 0 | 0 | 0 | 0 | 0 | 0 | 0 | 0 | 0 | 0 | 0 | 0 | 0
F5_Residential_Multi-Family Regular Income_New_Miscellaneous_Natural Gas_Miscellaneous_E7 | F5 | Residential | Multi-Family Regular Income | New | Miscellaneous | Natural Gas | Miscellaneous | E7 | Utility - Cost of Operation | 0 | 0 | 0 | 0 | 0 | 0 | 0 | 0 | 0 | 0 | 0 | 0 | 0 | 0 | 0 | 0 | 0 | 0 | 0 | 0 | 0 | 0 | 0 | 0 | 0 | 0 | 0 | 0 | 0 | 0 | 0 | 0 | 0 | 0 | 0 | 0 | 0 | 0 | 0 | 0 | 0 | 0
F5_Residential_Multi-Family Regular Income_New_Miscellaneous_Natural Gas_Miscellaneous_E8 | F5 | Residential | Multi-Family Regular Income | New | Miscellaneous | Natural Gas | Miscellaneous | E8 | Utility - Cost of Operation | 0 | 0 | 0 | 0 | 0 | 0 | 0 | 0 | 0 | 0 | 0 | 0 | 0 | 0 | 0 | 0 | 0 | 0 | 0 | 0 | 0 | 0 | 0 | 0 | 0 | 0 | 0 | 0 | 0 | 0 | 0 | 0 | 0 | 0 | 0 | 0 | 0 | 0 | 0 | 0 | 0 | 0
F5_Residential_Multi-Family Regular Income_New_Miscellaneous_Natural Gas_Miscellaneous_E9 | F5 | Residential | Multi-Family Regular Income | New | Miscellaneous | Natural Gas | Miscellaneous | E9 | Utility - Cost of Operation | 0 | 0 | 0 | 0 | 0 | 0 | 0 | 0 | 0 | 0 | 0 | 0 | 0 | 0 | 0 | 0 | 0 | 0 | 0 | 0 | 0 | 0 | 0 | 0 | 0 | 0 | 0 | 0 | 0 | 0 | 0 | 0 | 0 | 0 | 0 | 0 | 0 | 0 | 0 | 0 | 0 | 0
F5_Residential_Multi-Family Regular Income_New_Miscellaneous_Natural Gas_Miscellaneous_E10 | F5 | Residential | Multi-Family Regular Income | New | Miscellaneous | Natural Gas | Miscellaneous | E10 | Utility - Cost of Operation | 0 | 0 | 0 | 0 | 0 | 0 | 0 | 0 | 0 | 0 | 0 | 0 | 0 | 0 | 0 | 0 | 0 | 0 | 0 | 0 | 0 | 0 | 0 | 0 | 0 | 0 | 0 | 0 | 0 | 0 | 0 | 0 | 0 | 0 | 0 | 0 | 0 | 0 | 0 | 0 | 0 | 0
F6_Residential_Multi-Family Regular Income_New_Miscellaneous_Natural Gas_Miscellaneous_E1 | F6 | Residential | Multi-Family Regular Income | New | Miscellaneous | Natural Gas | Miscellaneous | E1 | Utility - Value of Sales | 3.8681 | 3.9078 | 3.9622 | 4.0067 | 4.0067 | 4.0067 | 4.0067 | 4.0067 | 4.0067 | 4.0067 | 4.0067 | 4.0067 | 4.0067 | 4.0067 | 4.0067 | 4.0067 | 4.0067 | 4.0067 | 4.0067 | 4.0067 | 4.0067 | 4.0067 | 4.0067 | 4.0067 | 4.0067 | 4.0067 | 4.0067 | 4.0067 | 4.0067 | 4.0067 | 4.0067 | 4.0067 | 4.0067 | 0 | 0 | 0 | 0 | 0 | 0 | 0 | 0 | 0
F6_Residential_Multi-Family Regular Income_New_Miscellaneous_Natural Gas_Miscellaneous_E2 | F6 | Residential | Multi-Family Regular Income | New | Miscellaneous | Natural Gas | Miscellaneous | E2 | Utility - Value of Sales | 0 | 0 | 0 | 0 | 0 | 0 | 0 | 0 | 0 | 0 | 0 | 0 | 0 | 0 | 0 | 0 | 0 | 0 | 0 | 0 | 0 | 0 | 0 | 0 | 0 | 0 | 0 | 0 | 0 | 0 | 0 | 0 | 0 | 0 | 0 | 0 | 0 | 0 | 0 | 0 | 0 | 0
F6_Residential_Multi-Family Regular Income_New_Miscellaneous_Natural Gas_Miscellaneous_E3 | F6 | Residential | Multi-Family Regular Income | New | Miscellaneous | Natural Gas | Miscellaneous | E3 | Utility - Value of Sales | 0 | 0 | 0 | 0 | 0 | 0 | 0 | 0 | 0 | 0 | 0 | 0 | 0 | 0 | 0 | 0 | 0 | 0 | 0 | 0 | 0 | 0 | 0 | 0 | 0 | 0 | 0 | 0 | 0 | 0 | 0 | 0 | 0 | 0 | 0 | 0 | 0 | 0 | 0 | 0 | 0 | 0
F6_Residential_Multi-Family Regular Income_New_Miscellaneous_Natural Gas_Miscellaneous_E4 | F6 | Residential | Multi-Family Regular Income | New | Miscellaneous | Natural Gas | Miscellaneous | E4 | Utility - Value of Sales | 0 | 0 | 0 | 0 | 0 | 0 | 0 | 0 | 0 | 0 | 0 | 0 | 0 | 0 | 0 | 0 | 0 | 0 | 0 | 0 | 0 | 0 | 0 | 0 | 0 | 0 | 0 | 0 | 0 | 0 | 0 | 0 | 0 | 0 | 0 | 0 | 0 | 0 | 0 | 0 | 0 | 0
F6_Residential_Multi-Family Regular Income_New_Miscellaneous_Natural Gas_Miscellaneous_E5 | F6 | Residential | Multi-Family Regular Income | New | Miscellaneous | Natural Gas | Miscellaneous | E5 | Utility - Value of Sales | 0 | 0 | 0 | 0 | 0 | 0 | 0 | 0 | 0 | 0 | 0 | 0 | 0 | 0 | 0 | 0 | 0 | 0 | 0 | 0 | 0 | 0 | 0 | 0 | 0 | 0 | 0 | 0 | 0 | 0 | 0 | 0 | 0 | 0 | 0 | 0 | 0 | 0 | 0 | 0 | 0 | 0
F6_Residential_Multi-Family Regular Income_New_Miscellaneous_Natural Gas_Miscellaneous_E6 | F6 | Residential | Multi-Family Regular Income | New | Miscellaneous | Natural Gas | Miscellaneous | E6 | Utility - Value of Sales | 0 | 0 | 0 | 0 | 0 | 0 | 0 | 0 | 0 | 0 | 0 | 0 | 0 | 0 | 0 | 0 | 0 | 0 | 0 | 0 | 0 | 0 | 0 | 0 | 0 | 0 | 0 | 0 | 0 | 0 | 0 | 0 | 0 | 0 | 0 | 0 | 0 | 0 | 0 | 0 | 0 | 0
F6_Residential_Multi-Family Regular Income_New_Miscellaneous_Natural Gas_Miscellaneous_E7 | F6 | Residential | Multi-Family Regular Income | New | Miscellaneous | Natural Gas | Miscellaneous | E7 | Utility - Value of Sales | 0 | 0 | 0 | 0 | 0 | 0 | 0 | 0 | 0 | 0 | 0 | 0 | 0 | 0 | 0 | 0 | 0 | 0 | 0 | 0 | 0 | 0 | 0 | 0 | 0 | 0 | 0 | 0 | 0 | 0 | 0 | 0 | 0 | 0 | 0 | 0 | 0 | 0 | 0 | 0 | 0 | 0
F6_Residential_Multi-Family Regular Income_New_Miscellaneous_Natural Gas_Miscellaneous_E8 | F6 | Residential | Multi-Family Regular Income | New | Miscellaneous | Natural Gas | Miscellaneous | E8 | Utility - Value of Sales | 0 | 0 | 0 | 0 | 0 | 0 | 0 | 0 | 0 | 0 | 0 | 0 | 0 | 0 | 0 | 0 | 0 | 0 | 0 | 0 | 0 | 0 | 0 | 0 | 0 | 0 | 0 | 0 | 0 | 0 | 0 | 0 | 0 | 0 | 0 | 0 | 0 | 0 | 0 | 0 | 0 | 0
F6_Residential_Multi-Family Regular Income_New_Miscellaneous_Natural Gas_Miscellaneous_E9 | F6 | Residential | Multi-Family Regular Income | New | Miscellaneous | Natural Gas | Miscellaneous | E9 | Utility - Value of Sales | 0 | 0 | 0 | 0 | 0 | 0 | 0 | 0 | 0 | 0 | 0 | 0 | 0 | 0 | 0 | 0 | 0 | 0 | 0 | 0 | 0 | 0 | 0 | 0 | 0 | 0 | 0 | 0 | 0 | 0 | 0 | 0 | 0 | 0 | 0 | 0 | 0 | 0 | 0 | 0 | 0 | 0
F6_Residential_Multi-Family Regular Income_New_Miscellaneous_Natural Gas_Miscellaneous_E10 | F6 | Residential | Multi-Family Regular Income | New | Miscellaneous | Natural Gas | Miscellaneous | E10 | Utility - Value of Sales | 0 | 0 | 0 | 0 | 0 | 0 | 0 | 0 | 0 | 0 | 0 | 0 | 0 | 0 | 0 | 0 | 0 | 0 | 0 | 0 | 0 | 0 | 0 | 0 | 0 | 0 | 0 | 0 | 0 | 0 | 0 | 0 | 0 | 0 | 0 | 0 | 0 | 0 | 0 | 0 | 0 | 0
F1_Residential_Multi-Family Moderate Income_Existing_Space Heating_Natural Gas_Furnace_E1 | F1 | Residential | Multi-Family Moderate Income | Existing | Space Heating | Natural Gas | Furnace | E1 | RVT - Cost of Equipment | 630.8743 | 631.4091 | 633.2376 | 634.5425 | 632.4392 | 631.9384 | 632.742 | 633.0191 | 633.5821 | 633.79 | 633.6868 | 633.2044 | 632.6165 | 631.8276 | 630.6156 | 629.1281 | 627.3278 | 625.3404 | 623.2074 | 621.1358 | 618.8358 | 616.4703 | 613.847 | 611.2103 | 608.269 | 605.1459 | 601.8476 | 598.4463 | 594.7057 | 590.843 | 586.6518 | 582.3601 | 577.6011 | 0 | 0 | 0 | 0 | 0 | 0 | 0 | 0 | 0
F1_Residential_Multi-Family Moderate Income_Existing_Space Heating_Natural Gas_Furnace_E2 | F1 | Residential | Multi-Family Moderate Income | Existing | Space Heating | Natural Gas | Furnace | E2 | RVT - Cost of Equipment | 534.4101 | 534.8631 | 536.412 | 537.5175 | 535.7357 | 535.3115 | 535.9922 | 536.227 | 536.7039 | 536.88 | 536.7926 | 536.3839 | 535.8859 | 535.2177 | 534.191 | 532.9309 | 531.4059 | 529.7224 | 527.9155 | 526.1606 | 524.2124 | 522.2085 | 519.9864 | 517.7528 | 515.2613 | 512.6157 | 509.8218 | 506.9406 | 503.7719 | 500.4998 | 496.9495 | 493.314 | 489.2827 | 0 | 0 | 0 | 0 | 0 | 0 | 0 | 0 | 0
F1_Residential_Multi-Family Moderate Income_Existing_Space Heating_Natural Gas_Furnace_E3 | F1 | Residential | Multi-Family Moderate Income | Existing | Space Heating | Natural Gas | Furnace | E3 | RVT - Cost of Equipment | 516.4556 | 516.8934 | 518.3903 | 519.4586 | 517.7367 | 517.3267 | 517.9846 | 518.2115 | 518.6723 | 518.8425 | 518.758 | 518.3631 | 517.8818 | 517.2361 | 516.2439 | 515.0261 | 513.5523 | 511.9254 | 510.1792 | 508.4833 | 506.6005 | 504.664 | 502.5165 | 500.358 | 497.9502 | 495.3935 | 492.6934 | 489.909 | 486.8467 | 483.6846 | 480.2536 | 476.7402 | 472.8443 | 0 | 0 | 0 | 0 | 0 | 0 | 0 | 0 | 0
F1_Residential_Multi-Family Moderate Income_Existing_Space Heating_Natural Gas_Furnace_E4 | F1 | Residential | Multi-Family Moderate Income | Existing | Space Heating | Natural Gas | Furnace | E4 | RVT - Cost of Equipment | 421.1115 | 421.459 | 422.918 | 423.8924 | 421.8848 | 421.2261 | 421.8235 | 422.1053 | 422.7982 | 423.3529 | 423.8387 | 424.1972 | 424.6982 | 425.2625 | 425.7267 | 425.904 | 425.756 | 425.3811 | 424.594 | 423.5365 | 421.9376 | 419.887 | 417.6129 | 415.3272 | 412.7775 | 410.0702 | 407.211 | 404.2625 | 401.0198 | 397.6714 | 394.0382 | 390.3178 | 386.1942 | 0 | 0 | 0 | 0 | 0 | 0 | 0 | 0 | 0
F1_Residential_Multi-Family Moderate Income_Existing_Space Heating_Natural Gas_Furnace_E5 | F1 | Residential | Multi-Family Moderate Income | Existing | Space Heating | Natural Gas | Furnace | E5 | RVT - Cost of Equipment | 336.7643 | 337.0342 | 338.0774 | 338.7933 | 337.4408 | 337.0445 | 337.5366 | 337.8153 | 338.3834 | 338.8586 | 339.2917 | 339.4849 | 339.5986 | 339.5774 | 339.2856 | 338.8072 | 338.1169 | 337.2897 | 336.2002 | 334.9473 | 333.5564 | 332.1257 | 330.5392 | 328.9446 | 327.1658 | 325.277 | 323.2823 | 321.2253 | 318.963 | 316.627 | 314.0922 | 311.4967 | 308.6199 | 0 | 0 | 0 | 0 | 0 | 0 | 0 | 0 | 0
F1_Residential_Multi-Family Moderate Income_Existing_Space Heating_Natural Gas_Furnace_E6 | F1 | Residential | Multi-Family Moderate Income | Existing | Space Heating | Natural Gas | Furnace | E6 | RVT - Cost of Equipment | 283.591 | 283.8182 | 284.6967 | 285.2997 | 284.1607 | 283.8269 | 284.2414 | 284.476 | 284.9544 | 285.3546 | 285.7193 | 285.882 | 285.9778 | 285.9599 | 285.7141 | 285.3113 | 284.73 | 284.0334 | 283.1159 | 282.0609 | 280.8896 | 279.6848 | 278.3488 | 277.006 | 275.5081 | 273.9175 | 272.2377 | 270.5055 | 268.6004 | 266.6333 | 264.4987 | 262.313 | 259.8904 | 0 | 0 | 0 | 0 | 0 | 0 | 0 | 0 | 0
F1_Residential_Multi-Family Moderate Income_Existing_Space Heating_Natural Gas_Furnace_E7 | F1 | Residential | Multi-Family Moderate Income | Existing | Space Heating | Natural Gas | Furnace | E7 | RVT - Cost of Equipment | 0 | 0 | 0 | 0 | 0 | 0 | 0 | 0 | 0 | 0 | 0 | 0 | 0 | 0 | 0 | 0 | 0 | 0 | 0 | 0 | 0 | 0 | 0 | 0 | 0 | 0 | 0 | 0 | 0 | 0 | 0 | 0 | 0 | 0 | 0 | 0 | 0 | 0 | 0 | 0 | 0 | 0
F1_Residential_Multi-Family Moderate Income_Existing_Space Heating_Natural Gas_Furnace_E8 | F1 | Residential | Multi-Family Moderate Income | Existing | Space Heating | Natural Gas | Furnace | E8 | RVT - Cost of Equipment | 0 | 0 | 0 | 0 | 0 | 0 | 0 | 0 | 0 | 0 | 0 | 0 | 0 | 0 | 0 | 0 | 0 | 0 | 0 | 0 | 0 | 0 | 0 | 0 | 0 | 0 | 0 | 0 | 0 | 0 | 0 | 0 | 0 | 0 | 0 | 0 | 0 | 0 | 0 | 0 | 0 | 0
F1_Residential_Multi-Family Moderate Income_Existing_Space Heating_Natural Gas_Furnace_E9 | F1 | Residential | Multi-Family Moderate Income | Existing | Space Heating | Natural Gas | Furnace | E9 | RVT - Cost of Equipment | 0 | 0 | 0 | 0 | 0 | 0 | 0 | 0 | 0 | 0 | 0 | 0 | 0 | 0 | 0 | 0 | 0 | 0 | 0 | 0 | 0 | 0 | 0 | 0 | 0 | 0 | 0 | 0 | 0 | 0 | 0 | 0 | 0 | 0 | 0 | 0 | 0 | 0 | 0 | 0 | 0 | 0
F1_Residential_Multi-Family Moderate Income_Existing_Space Heating_Natural Gas_Furnace_E10 | F1 | Residential | Multi-Family Moderate Income | Existing | Space Heating | Natural Gas | Furnace | E10 | RVT - Cost of Equipment | 0 | 0 | 0 | 0 | 0 | 0 | 0 | 0 | 0 | 0 | 0 | 0 | 0 | 0 | 0 | 0 | 0 | 0 | 0 | 0 | 0 | 0 | 0 | 0 | 0 | 0 | 0 | 0 | 0 | 0 | 0 | 0 | 0 | 0 | 0 | 0 | 0 | 0 | 0 | 0 | 0 | 0
F2_Residential_Multi-Family Moderate Income_Existing_Space Heating_Natural Gas_Furnace_E1 | F2 | Residential | Multi-Family Moderate Income | Existing | Space Heating | Natural Gas | Furnace | E1 | RVT - Cost of Operation | 629.8571 | 630.391 | 632.2166 | 633.5194 | 631.4195 | 630.9194 | 631.7218 | 631.9985 | 632.5605 | 632.7681 | 632.665 | 632.1834 | 631.5964 | 630.8089 | 629.5988 | 628.1137 | 626.3163 | 624.3321 | 622.2025 | 620.1342 | 617.838 | 615.4763 | 612.8572 | 610.2248 | 607.2883 | 604.1702 | 600.8772 | 597.4814 | 593.7468 | 589.8904 | 585.7059 | 581.4211 | 575.3691 | 0 | 0 | 0 | 0 | 0 | 0 | 0 | 0 | 0
F2_Residential_Multi-Family Moderate Income_Existing_Space Heating_Natural Gas_Furnace_E2 | F2 | Residential | Multi-Family Moderate Income | Existing | Space Heating | Natural Gas | Furnace | E2 | RVT - Cost of Operation | 533.5484 | 534.0007 | 535.5471 | 536.6508 | 534.8719 | 534.4483 | 535.128 | 535.3624 | 535.8385 | 536.0143 | 535.927 | 535.5191 | 535.0218 | 534.3547 | 533.3297 | 532.0716 | 530.549 | 528.8682 | 527.0643 | 525.3123 | 523.3671 | 521.3665 | 519.148 | 516.918 | 514.4305 | 511.7892 | 508.9997 | 506.1232 | 502.9596 | 499.6928 | 496.1482 | 492.5186 | 487.3919 | 0 | 0 | 0 | 0 | 0 | 0 | 0 | 0 | 0
F2_Residential_Multi-Family Moderate Income_Existing_Space Heating_Natural Gas_Furnace_E3 | F2 | Residential | Multi-Family Moderate Income | Existing | Space Heating | Natural Gas | Furnace | E3 | RVT - Cost of Operation | 515.6229 | 516.06 | 517.5544 | 518.621 | 516.9019 | 516.4926 | 517.1494 | 517.3759 | 517.836 | 518.006 | 517.9216 | 517.5273 | 517.0468 | 516.4021 | 515.4115 | 514.1957 | 512.7243 | 511.0999 | 509.3566 | 507.6634 | 505.7836 | 503.8503 | 501.7062 | 499.5512 | 497.1473 | 494.5947 | 491.899 | 489.119 | 486.0617 | 482.9047 | 479.4792 | 475.9715 | 471.0171 | 0 | 0 | 0 | 0 | 0 | 0 | 0 | 0 | 0
F2_Residential_Multi-Family Moderate Income_Existing_Space Heating_Natural Gas_Furnace_E4 | F2 | Residential | Multi-Family Moderate Income | Existing | Space Heating | Natural Gas | Furnace | E4 | RVT - Cost of Operation | 420.4325 | 420.7794 | 422.2361 | 423.2089 | 421.2046 | 420.5469 | 421.1433 | 421.4247 | 422.1165 | 422.6703 | 423.1553 | 423.5133 | 424.0134 | 424.5768 | 425.0403 | 425.2173 | 425.0695 | 424.6952 | 423.9094 | 422.8536 | 421.2573 | 419.21 | 416.9396 | 414.6576 | 412.112 | 409.409 | 406.5544 | 403.6107 | 400.3732 | 397.0302 | 393.4028 | 389.6884 | 385.5715 | 0 | 0 | 0 | 0 | 0 | 0 | 0 | 0 | 0
F2_Residential_Multi-Family Moderate Income_Existing_Space Heating_Natural Gas_Furnace_E5 | F2 | Residential | Multi-Family Moderate Income | Existing | Space Heating | Natural Gas | Furnace | E5 | RVT - Cost of Operation | 336.2213 | 336.4907 | 337.5322 | 338.2471 | 336.8968 | 336.501 | 336.9924 | 337.2706 | 337.8377 | 338.3122 | 338.7446 | 338.9375 | 339.051 | 339.0298 | 338.7385 | 338.2609 | 337.5717 | 336.7459 | 335.6581 | 334.4072 | 333.0185 | 331.5902 | 330.0063 | 328.4142 | 326.6383 | 324.7526 | 322.761 | 320.7073 | 318.4487 | 316.1165 | 313.5858 | 310.9944 | 308.1222 | 0 | 0 | 0 | 0 | 0 | 0 | 0 | 0 | 0
F2_Residential_Multi-Family Moderate Income_Existing_Space Heating_Natural Gas_Furnace_E6 | F2 | Residential | Multi-Family Moderate Income | Existing | Space Heating | Natural Gas | Furnace | E6 | RVT - Cost of Operation | 283.1338 | 283.3606 | 284.2377 | 284.8396 | 283.7025 | 283.3693 | 283.7831 | 284.0173 | 284.4949 | 284.8945 | 285.2586 | 285.421 | 285.5167 | 285.4988 | 285.2535 | 284.8513 | 284.2709 | 283.5755 | 282.6594 | 281.6061 | 280.4367 | 279.2339 | 277.9 | 276.5594 | 275.0638 | 273.4758 | 271.7988 | 270.0693 | 268.1673 | 266.2033 | 264.0722 | 261.8901 | 259.4714 | 0 | 0 | 0 | 0 | 0 | 0 | 0 | 0 | 0
F2_Residential_Multi-Family Moderate Income_Existing_Space Heating_Natural Gas_Furnace_E7 | F2 | Residential | Multi-Family Moderate Income | Existing | Space Heating | Natural Gas | Furnace | E7 | RVT - Cost of Operation | 0 | 0 | 0 | 0 | 0 | 0 | 0 | 0 | 0 | 0 | 0 | 0 | 0 | 0 | 0 | 0 | 0 | 0 | 0 | 0 | 0 | 0 | 0 | 0 | 0 | 0 | 0 | 0 | 0 | 0 | 0 | 0 | 0 | 0 | 0 | 0 | 0 | 0 | 0 | 0 | 0 | 0
F2_Residential_Multi-Family Moderate Income_Existing_Space Heating_Natural Gas_Furnace_E8 | F2 | Residential | Multi-Family Moderate Income | Existing | Space Heating | Natural Gas | Furnace | E8 | RVT - Cost of Operation | 0 | 0 | 0 | 0 | 0 | 0 | 0 | 0 | 0 | 0 | 0 | 0 | 0 | 0 | 0 | 0 | 0 | 0 | 0 | 0 | 0 | 0 | 0 | 0 | 0 | 0 | 0 | 0 | 0 | 0 | 0 | 0 | 0 | 0 | 0 | 0 | 0 | 0 | 0 | 0 | 0 | 0
F2_Residential_Multi-Family Moderate Income_Existing_Space Heating_Natural Gas_Furnace_E9 | F2 | Residential | Multi-Family Moderate Income | Existing | Space Heating | Natural Gas | Furnace | E9 | RVT - Cost of Operation | 0 | 0 | 0 | 0 | 0 | 0 | 0 | 0 | 0 | 0 | 0 | 0 | 0 | 0 | 0 | 0 | 0 | 0 | 0 | 0 | 0 | 0 | 0 | 0 | 0 | 0 | 0 | 0 | 0 | 0 | 0 | 0 | 0 | 0 | 0 | 0 | 0 | 0 | 0 | 0 | 0 | 0
F2_Residential_Multi-Family Moderate Income_Existing_Space Heating_Natural Gas_Furnace_E10 | F2 | Residential | Multi-Family Moderate Income | Existing | Space Heating | Natural Gas | Furnace | E10 | RVT - Cost of Operation | 0 | 0 | 0 | 0 | 0 | 0 | 0 | 0 | 0 | 0 | 0 | 0 | 0 | 0 | 0 | 0 | 0 | 0 | 0 | 0 | 0 | 0 | 0 | 0 | 0 | 0 | 0 | 0 | 0 | 0 | 0 | 0 | 0 | 0 | 0 | 0 | 0 | 0 | 0 | 0 | 0 | 0
F3_Residential_Multi-Family Moderate Income_Existing_Space Heating_Natural Gas_Furnace_E1 | F3 | Residential | Multi-Family Moderate Income | Existing | Space Heating | Natural Gas | Furnace | E1 | System - kBTUs of Consumption | 279.9505 | 279.9505 | 279.9505 | 279.9505 | 279.9505 | 279.9505 | 279.9505 | 279.9505 | 279.9505 | 279.9505 | 279.9505 | 279.9505 | 279.9505 | 279.9505 | 279.9505 | 279.9505 | 279.9505 | 279.9505 | 279.9505 | 279.9505 | 279.9505 | 279.9505 | 279.9505 | 279.9505 | 279.9505 | 279.9505 | 279.9505 | 279.9505 | 279.9505 | 279.9505 | 279.9505 | 279.9505 | 279.9505 | 0 | 0 | 0 | 0 | 0 | 0 | 0 | 0 | 0
F3_Residential_Multi-Family Moderate Income_Existing_Space Heating_Natural Gas_Furnace_E2 | F3 | Residential | Multi-Family Moderate Income | Existing | Space Heating | Natural Gas | Furnace | E2 | System - kBTUs of Consumption | 338.3398 | 338.3398 | 338.3398 | 338.3398 | 338.3398 | 338.3398 | 338.3398 | 338.3398 | 338.3398 | 338.3398 | 338.3398 | 338.3398 | 338.3398 | 338.3398 | 338.3398 | 338.3398 | 338.3398 | 338.3398 | 338.3398 | 338.3398 | 338.3398 | 338.3398 | 338.3398 | 338.3398 | 338.3398 | 338.3398 | 338.3398 | 338.3398 | 338.3398 | 338.3398 | 338.3398 | 338.3398 | 338.3398 | 0 | 0 | 0 | 0 | 0 | 0 | 0 | 0 | 0
F3_Residential_Multi-Family Moderate Income_Existing_Space Heating_Natural Gas_Furnace_E3 | F3 | Residential | Multi-Family Moderate Income | Existing | Space Heating | Natural Gas | Furnace | E3 | System - kBTUs of Consumption | 353.523 | 353.523 | 353.523 | 353.523 | 353.523 | 353.523 | 353.523 | 353.523 | 353.523 | 353.523 | 353.523 | 353.523 | 353.523 | 353.523 | 353.523 | 353.523 | 353.523 | 353.523 | 353.523 | 353.523 | 353.523 | 353.523 | 353.523 | 353.523 | 353.523 | 353.523 | 353.523 | 353.523 | 353.523 | 353.523 | 353.523 | 353.523 | 353.523 | 0 | 0 | 0 | 0 | 0 | 0 | 0 | 0 | 0
F3_Residential_Multi-Family Moderate Income_Existing_Space Heating_Natural Gas_Furnace_E4 | F3 | Residential | Multi-Family Moderate Income | Existing | Space Heating | Natural Gas | Furnace | E4 | System - kBTUs of Consumption | 1317.6459 | 1317.6459 | 1317.6459 | 1317.6459 | 1317.6459 | 1317.6459 | 1317.6459 | 1317.6459 | 1317.6459 | 1317.6459 | 1317.6459 | 1317.6459 | 1317.6459 | 1317.6459 | 1317.6459 | 1317.6459 | 1317.6459 | 1317.6459 | 1317.6459 | 1317.6459 | 1317.6459 | 1317.6459 | 1317.6459 | 1317.6459 | 1317.6459 | 1317.6459 | 1317.6459 | 1317.6459 | 1317.6459 | 1317.6459 | 1317.6459 | 1317.6459 | 1317.6459 | 0 | 0 | 0 | 0 | 0 | 0 | 0 | 0 | 0
F3_Residential_Multi-Family Moderate Income_Existing_Space Heating_Natural Gas_Furnace_E5 | F3 | Residential | Multi-Family Moderate Income | Existing | Space Heating | Natural Gas | Furnace | E5 | System - kBTUs of Consumption | 628.795 | 628.795 | 628.795 | 628.795 | 628.795 | 628.795 | 628.795 | 628.795 | 628.795 | 628.795 | 628.795 | 628.795 | 628.795 | 628.795 | 628.795 | 628.795 | 628.795 | 628.795 | 628.795 | 628.795 | 628.795 | 628.795 | 628.795 | 628.795 | 628.795 | 628.795 | 628.795 | 628.795 | 628.795 | 628.795 | 628.795 | 628.795 | 628.795 | 0 | 0 | 0 | 0 | 0 | 0 | 0 | 0 | 0
F3_Residential_Multi-Family Moderate Income_Existing_Space Heating_Natural Gas_Furnace_E6 | F3 | Residential | Multi-Family Moderate Income | Existing | Space Heating | Natural Gas | Furnace | E6 | System - kBTUs of Consumption | 666.0585 | 666.0585 | 666.0585 | 666.0585 | 666.0585 | 666.0585 | 666.0585 | 666.0585 | 666.0585 | 666.0585 | 666.0585 | 666.0585 | 666.0585 | 666.0585 | 666.0585 | 666.0585 | 666.0585 | 666.0585 | 666.0585 | 666.0585 | 666.0585 | 666.0585 | 666.0585 | 666.0585 | 666.0585 | 666.0585 | 666.0585 | 666.0585 | 666.0585 | 666.0585 | 666.0585 | 666.0585 | 666.0585 | 0 | 0 | 0 | 0 | 0 | 0 | 0 | 0 | 0
F3_Residential_Multi-Family Moderate Income_Existing_Space Heating_Natural Gas_Furnace_E7 | F3 | Residential | Multi-Family Moderate Income | Existing | Space Heating | Natural Gas | Furnace | E7 | System - kBTUs of Consumption | 0 | 0 | 0 | 0 | 0 | 0 | 0 | 0 | 0 | 0 | 0 | 0 | 0 | 0 | 0 | 0 | 0 | 0 | 0 | 0 | 0 | 0 | 0 | 0 | 0 | 0 | 0 | 0 | 0 | 0 | 0 | 0 | 0 | 0 | 0 | 0 | 0 | 0 | 0 | 0 | 0 | 0
F3_Residential_Multi-Family Moderate Income_Existing_Space Heating_Natural Gas_Furnace_E8 | F3 | Residential | Multi-Family Moderate Income | Existing | Space Heating | Natural Gas | Furnace | E8 | System - kBTUs of Consumption | 0 | 0 | 0 | 0 | 0 | 0 | 0 | 0 | 0 | 0 | 0 | 0 | 0 | 0 | 0 | 0 | 0 | 0 | 0 | 0 | 0 | 0 | 0 | 0 | 0 | 0 | 0 | 0 | 0 | 0 | 0 | 0 | 0 | 0 | 0 | 0 | 0 | 0 | 0 | 0 | 0 | 0
F3_Residential_Multi-Family Moderate Income_Existing_Space Heating_Natural Gas_Furnace_E9 | F3 | Residential | Multi-Family Moderate Income | Existing | Space Heating | Natural Gas | Furnace | E9 | System - kBTUs of Consumption | 0 | 0 | 0 | 0 | 0 | 0 | 0 | 0 | 0 | 0 | 0 | 0 | 0 | 0 | 0 | 0 | 0 | 0 | 0 | 0 | 0 | 0 | 0 | 0 | 0 | 0 | 0 | 0 | 0 | 0 | 0 | 0 | 0 | 0 | 0 | 0 | 0 | 0 | 0 | 0 | 0 | 0
F3_Residential_Multi-Family Moderate Income_Existing_Space Heating_Natural Gas_Furnace_E10 | F3 | Residential | Multi-Family Moderate Income | Existing | Space Heating | Natural Gas | Furnace | E10 | System - kBTUs of Consumption | 0 | 0 | 0 | 0 | 0 | 0 | 0 | 0 | 0 | 0 | 0 | 0 | 0 | 0 | 0 | 0 | 0 | 0 | 0 | 0 | 0 | 0 | 0 | 0 | 0 | 0 | 0 | 0 | 0 | 0 | 0 | 0 | 0 | 0 | 0 | 0 | 0 | 0 | 0 | 0 | 0 | 0
F4_Residential_Multi-Family Moderate Income_Existing_Space Heating_Natural Gas_Furnace_E1 | F4 | Residential | Multi-Family Moderate Income | Existing | Space Heating | Natural Gas | Furnace | E1 | Utility - Cost of Equipment | 629.8571 | 630.391 | 632.2166 | 633.5194 | 631.4195 | 630.9194 | 631.7218 | 631.9985 | 632.5605 | 632.7681 | 632.665 | 632.1834 | 631.5964 | 630.8089 | 629.5988 | 628.1137 | 626.3163 | 624.3321 | 622.2025 | 620.1342 | 617.838 | 615.4763 | 612.8572 | 610.2248 | 607.2883 | 604.1702 | 600.8772 | 597.4814 | 593.7468 | 589.8904 | 585.7059 | 581.4211 | 575.3691 | 0 | 0 | 0 | 0 | 0 | 0 | 0 | 0 | 0
F4_Residential_Multi-Family Moderate Income_Existing_Space Heating_Natural Gas_Furnace_E2 | F4 | Residential | Multi-Family Moderate Income | Existing | Space Heating | Natural Gas | Furnace | E2 | Utility - Cost of Equipment | 533.5484 | 534.0007 | 535.5471 | 536.6508 | 534.8719 | 534.4483 | 535.128 | 535.3624 | 535.8385 | 536.0143 | 535.927 | 535.5191 | 535.0218 | 534.3547 | 533.3297 | 532.0716 | 530.549 | 528.8682 | 527.0643 | 525.3123 | 523.3671 | 521.3665 | 519.148 | 516.918 | 514.4305 | 511.7892 | 508.9997 | 506.1232 | 502.9596 | 499.6928 | 496.1482 | 492.5186 | 487.3919 | 0 | 0 | 0 | 0 | 0 | 0 | 0 | 0 | 0
F4_Residential_Multi-Family Moderate Income_Existing_Space Heating_Natural Gas_Furnace_E3 | F4 | Residential | Multi-Family Moderate Income | Existing | Space Heating | Natural Gas | Furnace | E3 | Utility - Cost of Equipment | 515.6229 | 516.06 | 517.5544 | 518.621 | 516.9019 | 516.4926 | 517.1494 | 517.3759 | 517.836 | 518.006 | 517.9216 | 517.5273 | 517.0468 | 516.4021 | 515.4115 | 514.1957 | 512.7243 | 511.0999 | 509.3566 | 507.6634 | 505.7836 | 503.8503 | 501.7062 | 499.5512 | 497.1473 | 494.5947 | 491.899 | 489.119 | 486.0617 | 482.9047 | 479.4792 | 475.9715 | 471.0171 | 0 | 0 | 0 | 0 | 0 | 0 | 0 | 0 | 0
F4_Residential_Multi-Family Moderate Income_Existing_Space Heating_Natural Gas_Furnace_E4 | F4 | Residential | Multi-Family Moderate Income | Existing | Space Heating | Natural Gas | Furnace | E4 | Utility - Cost of Equipment | 420.4325 | 420.7794 | 422.2361 | 423.2089 | 421.2046 | 420.5469 | 421.1433 | 421.4247 | 422.1165 | 422.6703 | 423.1553 | 423.5133 | 424.0134 | 424.5768 | 425.0403 | 425.2173 | 425.0695 | 424.6952 | 423.9094 | 422.8536 | 421.2573 | 419.21 | 416.9396 | 414.6576 | 412.112 | 409.409 | 406.5544 | 403.6107 | 400.3732 | 397.0302 | 393.4028 | 389.6884 | 385.5715 | 0 | 0 | 0 | 0 | 0 | 0 | 0 | 0 | 0
F4_Residential_Multi-Family Moderate Income_Existing_Space Heating_Natural Gas_Furnace_E5 | F4 | Residential | Multi-Family Moderate Income | Existing | Space Heating | Natural Gas | Furnace | E5 | Utility - Cost of Equipment | 336.2213 | 336.4907 | 337.5322 | 338.2471 | 336.8968 | 336.501 | 336.9924 | 337.2706 | 337.8377 | 338.3122 | 338.7446 | 338.9375 | 339.051 | 339.0298 | 338.7385 | 338.2609 | 337.5717 | 336.7459 | 335.6581 | 334.4072 | 333.0185 | 331.5902 | 330.0063 | 328.4142 | 326.6383 | 324.7526 | 322.761 | 320.7073 | 318.4487 | 316.1165 | 313.5858 | 310.9944 | 308.1222 | 0 | 0 | 0 | 0 | 0 | 0 | 0 | 0 | 0
F4_Residential_Multi-Family Moderate Income_Existing_Space Heating_Natural Gas_Furnace_E6 | F4 | Residential | Multi-Family Moderate Income | Existing | Space Heating | Natural Gas | Furnace | E6 | Utility - Cost of Equipment | 283.1338 | 283.3606 | 284.2377 | 284.8396 | 283.7025 | 283.3693 | 283.7831 | 284.0173 | 284.4949 | 284.8945 | 285.2586 | 285.421 | 285.5167 | 285.4988 | 285.2535 | 284.8513 | 284.2709 | 283.5755 | 282.6594 | 281.6061 | 280.4367 | 279.2339 | 277.9 | 276.5594 | 275.0638 | 273.4758 | 271.7988 | 270.0693 | 268.1673 | 266.2033 | 264.0722 | 261.8901 | 259.4714 | 0 | 0 | 0 | 0 | 0 | 0 | 0 | 0 | 0
F4_Residential_Multi-Family Moderate Income_Existing_Space Heating_Natural Gas_Furnace_E7 | F4 | Residential | Multi-Family Moderate Income | Existing | Space Heating | Natural Gas | Furnace | E7 | Utility - Cost of Equipment | 0 | 0 | 0 | 0 | 0 | 0 | 0 | 0 | 0 | 0 | 0 | 0 | 0 | 0 | 0 | 0 | 0 | 0 | 0 | 0 | 0 | 0 | 0 | 0 | 0 | 0 | 0 | 0 | 0 | 0 | 0 | 0 | 0 | 0 | 0 | 0 | 0 | 0 | 0 | 0 | 0 | 0
F4_Residential_Multi-Family Moderate Income_Existing_Space Heating_Natural Gas_Furnace_E8 | F4 | Residential | Multi-Family Moderate Income | Existing | Space Heating | Natural Gas | Furnace | E8 | Utility - Cost of Equipment | 0 | 0 | 0 | 0 | 0 | 0 | 0 | 0 | 0 | 0 | 0 | 0 | 0 | 0 | 0 | 0 | 0 | 0 | 0 | 0 | 0 | 0 | 0 | 0 | 0 | 0 | 0 | 0 | 0 | 0 | 0 | 0 | 0 | 0 | 0 | 0 | 0 | 0 | 0 | 0 | 0 | 0
F4_Residential_Multi-Family Moderate Income_Existing_Space Heating_Natural Gas_Furnace_E9 | F4 | Residential | Multi-Family Moderate Income | Existing | Space Heating | Natural Gas | Furnace | E9 | Utility - Cost of Equipment | 0 | 0 | 0 | 0 | 0 | 0 | 0 | 0 | 0 | 0 | 0 | 0 | 0 | 0 | 0 | 0 | 0 | 0 | 0 | 0 | 0 | 0 | 0 | 0 | 0 | 0 | 0 | 0 | 0 | 0 | 0 | 0 | 0 | 0 | 0 | 0 | 0 | 0 | 0 | 0 | 0 | 0
F4_Residential_Multi-Family Moderate Income_Existing_Space Heating_Natural Gas_Furnace_E10 | F4 | Residential | Multi-Family Moderate Income | Existing | Space Heating | Natural Gas | Furnace | E10 | Utility - Cost of Equipment | 0 | 0 | 0 | 0 | 0 | 0 | 0 | 0 | 0 | 0 | 0 | 0 | 0 | 0 | 0 | 0 | 0 | 0 | 0 | 0 | 0 | 0 | 0 | 0 | 0 | 0 | 0 | 0 | 0 | 0 | 0 | 0 | 0 | 0 | 0 | 0 | 0 | 0 | 0 | 0 | 0 | 0
F5_Residential_Multi-Family Moderate Income_Existing_Space Heating_Natural Gas_Furnace_E1 | F5 | Residential | Multi-Family Moderate Income | Existing | Space Heating | Natural Gas | Furnace | E1 | Utility - Cost of Operation | 279.9505 | 279.9505 | 279.9505 | 279.9505 | 279.9505 | 279.9505 | 279.9505 | 279.9505 | 279.9505 | 279.9505 | 279.9505 | 279.9505 | 279.9505 | 279.9505 | 279.9505 | 279.9505 | 279.9505 | 279.9505 | 279.9505 | 279.9505 | 279.9505 | 279.9505 | 279.9505 | 279.9505 | 279.9505 | 279.9505 | 279.9505 | 279.9505 | 279.9505 | 279.9505 | 279.9505 | 279.9505 | 279.9505 | 0 | 0 | 0 | 0 | 0 | 0 | 0 | 0 | 0
F5_Residential_Multi-Family Moderate Income_Existing_Space Heating_Natural Gas_Furnace_E2 | F5 | Residential | Multi-Family Moderate Income | Existing | Space Heating | Natural Gas | Furnace | E2 | Utility - Cost of Operation | 338.3398 | 338.3398 | 338.3398 | 338.3398 | 338.3398 | 338.3398 | 338.3398 | 338.3398 | 338.3398 | 338.3398 | 338.3398 | 338.3398 | 338.3398 | 338.3398 | 338.3398 | 338.3398 | 338.3398 | 338.3398 | 338.3398 | 338.3398 | 338.3398 | 338.3398 | 338.3398 | 338.3398 | 338.3398 | 338.3398 | 338.3398 | 338.3398 | 338.3398 | 338.3398 | 338.3398 | 338.3398 | 338.3398 | 0 | 0 | 0 | 0 | 0 | 0 | 0 | 0 | 0
F5_Residential_Multi-Family Moderate Income_Existing_Space Heating_Natural Gas_Furnace_E3 | F5 | Residential | Multi-Family Moderate Income | Existing | Space Heating | Natural Gas | Furnace | E3 | Utility - Cost of Operation | 353.523 | 353.523 | 353.523 | 353.523 | 353.523 | 353.523 | 353.523 | 353.523 | 353.523 | 353.523 | 353.523 | 353.523 | 353.523 | 353.523 | 353.523 | 353.523 | 353.523 | 353.523 | 353.523 | 353.523 | 353.523 | 353.523 | 353.523 | 353.523 | 353.523 | 353.523 | 353.523 | 353.523 | 353.523 | 353.523 | 353.523 | 353.523 | 353.523 | 0 | 0 | 0 | 0 | 0 | 0 | 0 | 0 | 0
F5_Residential_Multi-Family Moderate Income_Existing_Space Heating_Natural Gas_Furnace_E4 | F5 | Residential | Multi-Family Moderate Income | Existing | Space Heating | Natural Gas | Furnace | E4 | Utility - Cost of Operation | 1317.6459 | 1317.6459 | 1317.6459 | 1317.6459 | 1317.6459 | 1317.6459 | 1317.6459 | 1317.6459 | 1317.6459 | 1317.6459 | 1317.6459 | 1317.6459 | 1317.6459 | 1317.6459 | 1317.6459 | 1317.6459 | 1317.6459 | 1317.6459 | 1317.6459 | 1317.6459 | 1317.6459 | 1317.6459 | 1317.6459 | 1317.6459 | 1317.6459 | 1317.6459 | 1317.6459 | 1317.6459 | 1317.6459 | 1317.6459 | 1317.6459 | 1317.6459 | 1317.6459 | 0 | 0 | 0 | 0 | 0 | 0 | 0 | 0 | 0
F5_Residential_Multi-Family Moderate Income_Existing_Space Heating_Natural Gas_Furnace_E5 | F5 | Residential | Multi-Family Moderate Income | Existing | Space Heating | Natural Gas | Furnace | E5 | Utility - Cost of Operation | 628.795 | 628.795 | 628.795 | 628.795 | 628.795 | 628.795 | 628.795 | 628.795 | 628.795 | 628.795 | 628.795 | 628.795 | 628.795 | 628.795 | 628.795 | 628.795 | 628.795 | 628.795 | 628.795 | 628.795 | 628.795 | 628.795 | 628.795 | 628.795 | 628.795 | 628.795 | 628.795 | 628.795 | 628.795 | 628.795 | 628.795 | 628.795 | 628.795 | 0 | 0 | 0 | 0 | 0 | 0 | 0 | 0 | 0
F5_Residential_Multi-Family Moderate Income_Existing_Space Heating_Natural Gas_Furnace_E6 | F5 | Residential | Multi-Family Moderate Income | Existing | Space Heating | Natural Gas | Furnace | E6 | Utility - Cost of Operation | 666.0585 | 666.0585 | 666.0585 | 666.0585 | 666.0585 | 666.0585 | 666.0585 | 666.0585 | 666.0585 | 666.0585 | 666.0585 | 666.0585 | 666.0585 | 666.0585 | 666.0585 | 666.0585 | 666.0585 | 666.0585 | 666.0585 | 666.0585 | 666.0585 | 666.0585 | 666.0585 | 666.0585 | 666.0585 | 666.0585 | 666.0585 | 666.0585 | 666.0585 | 666.0585 | 666.0585 | 666.0585 | 666.0585 | 0 | 0 | 0 | 0 | 0 | 0 | 0 | 0 | 0
F5_Residential_Multi-Family Moderate Income_Existing_Space Heating_Natural Gas_Furnace_E7 | F5 | Residential | Multi-Family Moderate Income | Existing | Space Heating | Natural Gas | Furnace | E7 | Utility - Cost of Operation | 0 | 0 | 0 | 0 | 0 | 0 | 0 | 0 | 0 | 0 | 0 | 0 | 0 | 0 | 0 | 0 | 0 | 0 | 0 | 0 | 0 | 0 | 0 | 0 | 0 | 0 | 0 | 0 | 0 | 0 | 0 | 0 | 0 | 0 | 0 | 0 | 0 | 0 | 0 | 0 | 0 | 0
F5_Residential_Multi-Family Moderate Income_Existing_Space Heating_Natural Gas_Furnace_E8 | F5 | Residential | Multi-Family Moderate Income | Existing | Space Heating | Natural Gas | Furnace | E8 | Utility - Cost of Operation | 0 | 0 | 0 | 0 | 0 | 0 | 0 | 0 | 0 | 0 | 0 | 0 | 0 | 0 | 0 | 0 | 0 | 0 | 0 | 0 | 0 | 0 | 0 | 0 | 0 | 0 | 0 | 0 | 0 | 0 | 0 | 0 | 0 | 0 | 0 | 0 | 0 | 0 | 0 | 0 | 0 | 0
F5_Residential_Multi-Family Moderate Income_Existing_Space Heating_Natural Gas_Furnace_E9 | F5 | Residential | Multi-Family Moderate Income | Existing | Space Heating | Natural Gas | Furnace | E9 | Utility - Cost of Operation | 0 | 0 | 0 | 0 | 0 | 0 | 0 | 0 | 0 | 0 | 0 | 0 | 0 | 0 | 0 | 0 | 0 | 0 | 0 | 0 | 0 | 0 | 0 | 0 | 0 | 0 | 0 | 0 | 0 | 0 | 0 | 0 | 0 | 0 | 0 | 0 | 0 | 0 | 0 | 0 | 0 | 0
F5_Residential_Multi-Family Moderate Income_Existing_Space Heating_Natural Gas_Furnace_E10 | F5 | Residential | Multi-Family Moderate Income | Existing | Space Heating | Natural Gas | Furnace | E10 | Utility - Cost of Operation | 0 | 0 | 0 | 0 | 0 | 0 | 0 | 0 | 0 | 0 | 0 | 0 | 0 | 0 | 0 | 0 | 0 | 0 | 0 | 0 | 0 | 0 | 0 | 0 | 0 | 0 | 0 | 0 | 0 | 0 | 0 | 0 | 0 | 0 | 0 | 0 | 0 | 0 | 0 | 0 | 0 | 0
F6_Residential_Multi-Family Moderate Income_Existing_Space Heating_Natural Gas_Furnace_E1 | F6 | Residential | Multi-Family Moderate Income | Existing | Space Heating | Natural Gas | Furnace | E1 | Utility - Value of Sales | 313.6572 | 313.1242 | 312.939 | 312.4574 | 310.6867 | 308.9161 | 307.1524 | 305.4025 | 303.6733 | 301.9715 | 300.3041 | 298.6779 | 297.0998 | 295.5767 | 294.1152 | 292.7225 | 291.4053 | 290.1704 | 289.0178 | 287.9476 | 286.9598 | 286.0544 | 285.2311 | 284.4903 | 283.8318 | 283.2556 | 282.7616 | 282.35 | 282.0207 | 281.7737 | 281.6089 | 281.5266 | 281.5266 | 0 | 0 | 0 | 0 | 0 | 0 | 0 | 0 | 0
F6_Residential_Multi-Family Moderate Income_Existing_Space Heating_Natural Gas_Furnace_E2 | F6 | Residential | Multi-Family Moderate Income | Existing | Space Heating | Natural Gas | Furnace | E2 | Utility - Value of Sales | 265.6973 | 265.2458 | 265.0889 | 264.6809 | 263.181 | 261.6812 | 260.1871 | 258.7048 | 257.2399 | 255.7984 | 254.3859 | 253.0084 | 251.6716 | 250.3813 | 249.1434 | 247.9636 | 246.8478 | 245.8017 | 244.8254 | 243.9188 | 243.0821 | 242.3151 | 241.6177 | 240.9902 | 240.4323 | 239.9443 | 239.5257 | 239.1771 | 238.8981 | 238.6889 | 238.5494 | 238.4796 | 238.4796 | 0 | 0 | 0 | 0 | 0 | 0 | 0 | 0 | 0
F6_Residential_Multi-Family Moderate Income_Existing_Space Heating_Natural Gas_Furnace_E3 | F6 | Residential | Multi-Family Moderate Income | Existing | Space Heating | Natural Gas | Furnace | E3 | Utility - Value of Sales | 256.7707 | 256.3344 | 256.1827 | 255.7885 | 254.339 | 252.8895 | 251.4456 | 250.0131 | 248.5975 | 247.2044 | 245.8393 | 244.5081 | 243.2162 | 241.9693 | 240.7729 | 239.6328 | 238.5545 | 237.5436 | 236.6 | 235.7239 | 234.9153 | 234.1741 | 233.5001 | 232.8936 | 232.3546 | 231.8829 | 231.4784 | 231.1415 | 230.8719 | 230.6697 | 230.5349 | 230.4674 | 230.4674 | 0 | 0 | 0 | 0 | 0 | 0 | 0 | 0 | 0
F6_Residential_Multi-Family Moderate Income_Existing_Space Heating_Natural Gas_Furnace_E4 | F6 | Residential | Multi-Family Moderate Income | Existing | Space Heating | Natural Gas | Furnace | E4 | Utility - Value of Sales | 211.9234 | 211.9255 | 212.2599 | 212.311 | 211.1304 | 209.9498 | 208.7692 | 207.5886 | 206.4082 | 205.2278 | 204.0474 | 202.8671 | 201.687 | 200.5068 | 199.3267 | 198.1579 | 197.0116 | 195.8991 | 194.8314 | 193.8201 | 192.8762 | 192.011 | 191.2243 | 190.5164 | 189.8871 | 189.3366 | 188.8645 | 188.4712 | 188.1565 | 187.9205 | 187.7631 | 187.6844 | 187.6844 | 0 | 0 | 0 | 0 | 0 | 0 | 0 | 0 | 0
F6_Residential_Multi-Family Moderate Income_Existing_Space Heating_Natural Gas_Furnace_E5 | F6 | Residential | Multi-Family Moderate Income | Existing | Space Heating | Natural Gas | Furnace | E5 | Utility - Value of Sales | 168.5969 | 168.4409 | 168.5065 | 168.3832 | 167.4388 | 166.4944 | 165.55 | 164.6057 | 163.6614 | 162.7172 | 161.7729 | 160.8346 | 159.908 | 158.9988 | 158.113 | 157.2564 | 156.4348 | 155.6539 | 154.9197 | 154.238 | 153.6087 | 153.0319 | 152.5074 | 152.0355 | 151.616 | 151.249 | 150.9342 | 150.672 | 150.4623 | 150.3049 | 150.2 | 150.1475 | 150.1475 | 0 | 0 | 0 | 0 | 0 | 0 | 0 | 0 | 0
F6_Residential_Multi-Family Moderate Income_Existing_Space Heating_Natural Gas_Furnace_E6 | F6 | Residential | Multi-Family Moderate Income | Existing | Space Heating | Natural Gas | Furnace | E6 | Utility - Value of Sales | 141.9764 | 141.845 | 141.9002 | 141.7964 | 141.0011 | 140.2058 | 139.4105 | 138.6153 | 137.8201 | 137.025 | 136.2298 | 135.4397 | 134.6593 | 133.8938 | 133.1478 | 132.4264 | 131.7345 | 131.077 | 130.4587 | 129.8846 | 129.3547 | 128.869 | 128.4273 | 128.0299 | 127.6766 | 127.3676 | 127.1025 | 126.8817 | 126.7051 | 126.5726 | 126.4842 | 126.44 | 126.44 | 0 | 0 | 0 | 0 | 0 | 0 | 0 | 0 | 0
F6_Residential_Multi-Family Moderate Income_Existing_Space Heating_Natural Gas_Furnace_E7 | F6 | Residential | Multi-Family Moderate Income | Existing | Space Heating | Natural Gas | Furnace | E7 | Utility - Value of Sales | 0 | 0 | 0 | 0 | 0 | 0 | 0 | 0 | 0 | 0 | 0 | 0 | 0 | 0 | 0 | 0 | 0 | 0 | 0 | 0 | 0 | 0 | 0 | 0 | 0 | 0 | 0 | 0 | 0 | 0 | 0 | 0 | 0 | 0 | 0 | 0 | 0 | 0 | 0 | 0 | 0 | 0
F6_Residential_Multi-Family Moderate Income_Existing_Space Heating_Natural Gas_Furnace_E8 | F6 | Residential | Multi-Family Moderate Income | Existing | Space Heating | Natural Gas | Furnace | E8 | Utility - Value of Sales | 0 | 0 | 0 | 0 | 0 | 0 | 0 | 0 | 0 | 0 | 0 | 0 | 0 | 0 | 0 | 0 | 0 | 0 | 0 | 0 | 0 | 0 | 0 | 0 | 0 | 0 | 0 | 0 | 0 | 0 | 0 | 0 | 0 | 0 | 0 | 0 | 0 | 0 | 0 | 0 | 0 | 0
F6_Residential_Multi-Family Moderate Income_Existing_Space Heating_Natural Gas_Furnace_E9 | F6 | Residential | Multi-Family Moderate Income | Existing | Space Heating | Natural Gas | Furnace | E9 | Utility - Value of Sales | 0 | 0 | 0 | 0 | 0 | 0 | 0 | 0 | 0 | 0 | 0 | 0 | 0 | 0 | 0 | 0 | 0 | 0 | 0 | 0 | 0 | 0 | 0 | 0 | 0 | 0 | 0 | 0 | 0 | 0 | 0 | 0 | 0 | 0 | 0 | 0 | 0 | 0 | 0 | 0 | 0 | 0
F6_Residential_Multi-Family Moderate Income_Existing_Space Heating_Natural Gas_Furnace_E10 | F6 | Residential | Multi-Family Moderate Income | Existing | Space Heating | Natural Gas | Furnace | E10 | Utility - Value of Sales | 0 | 0 | 0 | 0 | 0 | 0 | 0 | 0 | 0 | 0 | 0 | 0 | 0 | 0 | 0 | 0 | 0 | 0 | 0 | 0 | 0 | 0 | 0 | 0 | 0 | 0 | 0 | 0 | 0 | 0 | 0 | 0 | 0 | 0 | 0 | 0 | 0 | 0 | 0 | 0 | 0 | 0
F1_Residential_Multi-Family Moderate Income_Existing_Space Heating_Natural Gas_Boiler_E1 | F1 | Residential | Multi-Family Moderate Income | Existing | Space Heating | Natural Gas | Boiler | E1 | RVT - Cost of Equipment | 531.1502 | 531.6437 | 0 | 0 | 0 | 0 | 0 | 0 | 0 | 0 | 0 | 0 | 0 | 0 | 0 | 0 | 0 | 0 | 0 | 0 | 0 | 0 | 0 | 0 | 0 | 0 | 0 | 0 | 0 | 0 | 0 | 0 | 0 | 0 | 0 | 0 | 0 | 0 | 0 | 0 | 0 | 0
F1_Residential_Multi-Family Moderate Income_Existing_Space Heating_Natural Gas_Boiler_E2 | F1 | Residential | Multi-Family Moderate Income | Existing | Space Heating | Natural Gas | Boiler | E2 | RVT - Cost of Equipment | 519.2133 | 519.6957 | 521.1522 | 522.104 | 520.4002 | 519.7425 | 520.0204 | 519.8769 | 519.9109 | 519.6446 | 519.1119 | 518.2558 | 517.2784 | 516.1034 | 514.7392 | 513.312 | 511.8028 | 510.3273 | 508.7436 | 507.2056 | 505.4981 | 503.7419 | 501.7943 | 499.8368 | 497.6531 | 495.3344 | 492.8857 | 490.3605 | 487.5834 | 484.7141 | 481.5993 | 478.408 | 474.8696 | 0 | 0 | 0 | 0 | 0 | 0 | 0 | 0 | 0
F1_Residential_Multi-Family Moderate Income_Existing_Space Heating_Natural Gas_Boiler_E3 | F1 | Residential | Multi-Family Moderate Income | Existing | Space Heating | Natural Gas | Boiler | E3 | RVT - Cost of Equipment | 512.511 | 512.9872 | 514.4249 | 515.3645 | 513.6826 | 513.0334 | 513.3077 | 513.1661 | 513.1996 | 512.9368 | 512.4109 | 511.5659 | 510.6011 | 509.4412 | 508.0947 | 506.6859 | 505.1961 | 503.7397 | 502.1765 | 500.6584 | 498.9729 | 497.2393 | 495.3169 | 493.3846 | 491.2291 | 488.9404 | 486.5233 | 484.0307 | 481.2894 | 478.4572 | 475.3825 | 472.2325 | 468.7397 | 0 | 0 | 0 | 0 | 0 | 0 | 0 | 0 | 0
F1_Residential_Multi-Family Moderate Income_Existing_Space Heating_Natural Gas_Boiler_E4 | F1 | Residential | Multi-Family Moderate Income | Existing | Space Heating | Natural Gas | Boiler | E4 | RVT - Cost of Equipment | 481.0613 | 481.5083 | 482.8578 | 483.7397 | 482.161 | 481.5516 | 481.8091 | 481.6762 | 481.7077 | 481.461 | 480.9674 | 480.1742 | 479.2686 | 478.1799 | 476.916 | 475.5937 | 474.1953 | 472.8283 | 471.361 | 469.936 | 468.3539 | 466.7268 | 464.9223 | 463.1086 | 461.0854 | 458.9371 | 456.6683 | 454.3287 | 451.7556 | 449.0971 | 446.2112 | 443.2544 | 439.976 | 0 | 0 | 0 | 0 | 0 | 0 | 0 | 0 | 0
F1_Residential_Multi-Family Moderate Income_Existing_Space Heating_Natural Gas_Boiler_E5 | F1 | Residential | Multi-Family Moderate Income | Existing | Space Heating | Natural Gas | Boiler | E5 | RVT - Cost of Equipment | 447.8645 | 448.2806 | 449.5369 | 450.358 | 448.8882 | 448.3209 | 448.5607 | 448.4369 | 448.4662 | 448.2365 | 447.777 | 447.0385 | 446.1954 | 445.1819 | 444.0052 | 442.7741 | 441.4722 | 440.1995 | 438.8335 | 437.5069 | 436.034 | 434.5191 | 432.8391 | 431.1506 | 429.267 | 427.2669 | 425.1547 | 422.9765 | 420.581 | 418.106 | 415.4192 | 412.6665 | 409.6143 | 0 | 0 | 0 | 0 | 0 | 0 | 0 | 0 | 0
F1_Residential_Multi-Family Moderate Income_Existing_Space Heating_Natural Gas_Boiler_E6 | F1 | Residential | Multi-Family Moderate Income | Existing | Space Heating | Natural Gas | Boiler | E6 | RVT - Cost of Equipment | 347.2536 | 347.54 | 348.7432 | 349.5466 | 347.8912 | 347.348 | 347.8406 | 348.073 | 348.6444 | 349.1018 | 349.5024 | 349.7981 | 350.2112 | 350.6765 | 351.0593 | 351.2055 | 351.0834 | 350.7743 | 350.1252 | 349.2532 | 347.9347 | 346.2438 | 344.3686 | 342.4838 | 340.3812 | 338.1487 | 335.791 | 333.3596 | 330.6857 | 327.9245 | 324.9285 | 321.8606 | 318.4603 | 0 | 0 | 0 | 0 | 0 | 0 | 0 | 0 | 0
F1_Residential_Multi-Family Moderate Income_Existing_Space Heating_Natural Gas_Boiler_E7 | F1 | Residential | Multi-Family Moderate Income | Existing | Space Heating | Natural Gas | Boiler | E7 | RVT - Cost of Equipment | 277.6999 | 277.9224 | 278.7826 | 279.373 | 278.2577 | 277.9308 | 278.3367 | 278.5665 | 279.0349 | 279.4268 | 279.7839 | 279.9432 | 280.037 | 280.0195 | 279.7789 | 279.3844 | 278.8152 | 278.1331 | 277.2346 | 276.2015 | 275.0545 | 273.8748 | 272.5666 | 271.2516 | 269.7848 | 268.2273 | 266.5824 | 264.8862 | 263.0207 | 261.0944 | 259.0042 | 256.8639 | 254.4916 | 0 | 0 | 0 | 0 | 0 | 0 | 0 | 0 | 0
F1_Residential_Multi-Family Moderate Income_Existing_Space Heating_Natural Gas_Boiler_E8 | F1 | Residential | Multi-Family Moderate Income | Existing | Space Heating | Natural Gas | Boiler | E8 | RVT - Cost of Equipment | 233.8525 | 234.0399 | 234.7643 | 235.2615 | 234.3223 | 234.047 | 234.3888 | 234.5823 | 234.9768 | 235.3068 | 235.6075 | 235.7417 | 235.8206 | 235.8059 | 235.6033 | 235.2711 | 234.7917 | 234.2173 | 233.4607 | 232.5907 | 231.6249 | 230.6314 | 229.5297 | 228.4224 | 227.1872 | 225.8756 | 224.4905 | 223.062 | 221.4911 | 219.8689 | 218.1088 | 216.3064 | 214.3087 | 0 | 0 | 0 | 0 | 0 | 0 | 0 | 0 | 0
F1_Residential_Multi-Family Moderate Income_Existing_Space Heating_Natural Gas_Boiler_E9 | F1 | Residential | Multi-Family Moderate Income | Existing | Space Heating | Natural Gas | Boiler | E9 | RVT - Cost of Equipment | 0 | 0 | 0 | 0 | 0 | 0 | 0 | 0 | 0 | 0 | 0 | 0 | 0 | 0 | 0 | 0 | 0 | 0 | 0 | 0 | 0 | 0 | 0 | 0 | 0 | 0 | 0 | 0 | 0 | 0 | 0 | 0 | 0 | 0 | 0 | 0 | 0 | 0 | 0 | 0 | 0 | 0
F1_Residential_Multi-Family Moderate Income_Existing_Space Heating_Natural Gas_Boiler_E10 | F1 | Residential | Multi-Family Moderate Income | Existing | Space Heating | Natural Gas | Boiler | E10 | RVT - Cost of Equipment | 0 | 0 | 0 | 0 | 0 | 0 | 0 | 0 | 0 | 0 | 0 | 0 | 0 | 0 | 0 | 0 | 0 | 0 | 0 | 0 | 0 | 0 | 0 | 0 | 0 | 0 | 0 | 0 | 0 | 0 | 0 | 0 | 0 | 0 | 0 | 0 | 0 | 0 | 0 | 0 | 0 | 0
F2_Residential_Multi-Family Moderate Income_Existing_Space Heating_Natural Gas_Boiler_E1 | F2 | Residential | Multi-Family Moderate Income | Existing | Space Heating | Natural Gas | Boiler | E1 | RVT - Cost of Operation | 530.2938 | 530.7865 | 0 | 0 | 0 | 0 | 0 | 0 | 0 | 0 | 0 | 0 | 0 | 0 | 0 | 0 | 0 | 0 | 0 | 0 | 0 | 0 | 0 | 0 | 0 | 0 | 0 | 0 | 0 | 0 | 0 | 0 | 0 | 0 | 0 | 0 | 0 | 0 | 0 | 0 | 0 | 0
F2_Residential_Multi-Family Moderate Income_Existing_Space Heating_Natural Gas_Boiler_E2 | F2 | Residential | Multi-Family Moderate Income | Existing | Space Heating | Natural Gas | Boiler | E2 | RVT - Cost of Operation | 518.3761 | 518.8577 | 520.3119 | 521.2622 | 519.5611 | 518.9044 | 519.1819 | 519.0387 | 519.0726 | 518.8067 | 518.2749 | 517.4202 | 516.4443 | 515.2712 | 513.9092 | 512.4844 | 510.9775 | 509.5044 | 507.9234 | 506.3878 | 504.683 | 502.9297 | 500.9852 | 499.0308 | 496.8507 | 494.5357 | 492.091 | 489.5698 | 486.7972 | 482.9793 | 477.8984 | 471.6555 | 463.9089 | 0 | 0 | 0 | 0 | 0 | 0 | 0 | 0 | 0
F2_Residential_Multi-Family Moderate Income_Existing_Space Heating_Natural Gas_Boiler_E3 | F2 | Residential | Multi-Family Moderate Income | Existing | Space Heating | Natural Gas | Boiler | E3 | RVT - Cost of Operation | 511.6847 | 512.1601 | 513.5955 | 514.5335 | 512.8543 | 512.2061 | 512.4801 | 512.3387 | 512.3721 | 512.1097 | 511.5847 | 510.741 | 509.7778 | 508.6198 | 507.2754 | 505.8689 | 504.3816 | 502.9275 | 501.3668 | 499.8511 | 498.1683 | 496.4376 | 494.5182 | 492.5891 | 490.4371 | 488.152 | 485.7388 | 483.2502 | 480.5133 | 476.7448 | 471.7294 | 465.5671 | 457.9205 | 0 | 0 | 0 | 0 | 0 | 0 | 0 | 0 | 0
F2_Residential_Multi-Family Moderate Income_Existing_Space Heating_Natural Gas_Boiler_E4 | F2 | Residential | Multi-Family Moderate Income | Existing | Space Heating | Natural Gas | Boiler | E4 | RVT - Cost of Operation | 480.2857 | 480.7319 | 482.0792 | 482.9597 | 481.3836 | 480.7752 | 481.0323 | 480.8995 | 480.931 | 480.6847 | 480.1919 | 479.4 | 478.4958 | 477.4089 | 476.147 | 474.8268 | 473.4307 | 472.0659 | 470.601 | 469.1783 | 467.5988 | 465.9742 | 464.1727 | 462.3619 | 460.3419 | 458.1971 | 455.932 | 453.5961 | 451.0272 | 447.4898 | 442.7823 | 436.9981 | 429.8207 | 0 | 0 | 0 | 0 | 0 | 0 | 0 | 0 | 0
F2_Residential_Multi-Family Moderate Income_Existing_Space Heating_Natural Gas_Boiler_E5 | F2 | Residential | Multi-Family Moderate Income | Existing | Space Heating | Natural Gas | Boiler | E5 | RVT - Cost of Operation | 447.1423 | 447.5578 | 448.8121 | 449.6318 | 448.1644 | 447.598 | 447.8374 | 447.7138 | 447.7431 | 447.5138 | 447.055 | 446.3177 | 445.476 | 444.4641 | 443.2892 | 442.0602 | 440.7604 | 439.4897 | 438.1259 | 436.8014 | 435.3309 | 433.8185 | 432.1412 | 430.4554 | 428.5748 | 426.578 | 424.4692 | 422.2945 | 419.9029 | 416.6096 | 412.2269 | 406.8419 | 400.1599 | 0 | 0 | 0 | 0 | 0 | 0 | 0 | 0 | 0
F2_Residential_Multi-Family Moderate Income_Existing_Space Heating_Natural Gas_Boiler_E6 | F2 | Residential | Multi-Family Moderate Income | Existing | Space Heating | Natural Gas | Boiler | E6 | RVT - Cost of Operation | 346.6936 | 346.9797 | 348.1809 | 348.983 | 347.3303 | 346.7879 | 347.2798 | 347.5118 | 348.0822 | 348.5389 | 348.9389 | 349.234 | 349.6465 | 350.111 | 350.4932 | 350.6392 | 350.5174 | 350.2087 | 349.5607 | 348.69 | 347.3737 | 345.6855 | 343.8133 | 341.9315 | 339.8324 | 337.6035 | 335.2496 | 332.8221 | 330.1525 | 327.3958 | 324.4046 | 321.3417 | 317.9468 | 0 | 0 | 0 | 0 | 0 | 0 | 0 | 0 | 0
F2_Residential_Multi-Family Moderate Income_Existing_Space Heating_Natural Gas_Boiler_E7 | F2 | Residential | Multi-Family Moderate Income | Existing | Space Heating | Natural Gas | Boiler | E7 | RVT - Cost of Operation | 277.2521 | 277.4742 | 278.3331 | 278.9225 | 277.809 | 277.4827 | 277.8879 | 278.1173 | 278.585 | 278.9763 | 279.3328 | 279.4919 | 279.5855 | 279.568 | 279.3278 | 278.934 | 278.3656 | 277.6846 | 276.7876 | 275.7562 | 274.611 | 273.4332 | 272.1271 | 270.8143 | 269.3498 | 267.7948 | 266.1526 | 264.4591 | 262.5966 | 260.6734 | 258.5866 | 256.4497 | 254.0812 | 0 | 0 | 0 | 0 | 0 | 0 | 0 | 0 | 0
F2_Residential_Multi-Family Moderate Income_Existing_Space Heating_Natural Gas_Boiler_E8 | F2 | Residential | Multi-Family Moderate Income | Existing | Space Heating | Natural Gas | Boiler | E8 | RVT - Cost of Operation | 233.4754 | 233.6625 | 234.3857 | 234.8821 | 233.9445 | 233.6697 | 234.0109 | 234.204 | 234.5979 | 234.9274 | 235.2276 | 235.3616 | 235.4404 | 235.4257 | 235.2234 | 234.8918 | 234.4131 | 233.8397 | 233.0843 | 232.2157 | 231.2514 | 230.2595 | 229.1597 | 228.0541 | 226.8209 | 225.5114 | 224.1285 | 222.7024 | 221.134 | 219.5144 | 217.7571 | 215.9576 | 213.9632 | 0 | 0 | 0 | 0 | 0 | 0 | 0 | 0 | 0
F2_Residential_Multi-Family Moderate Income_Existing_Space Heating_Natural Gas_Boiler_E9 | F2 | Residential | Multi-Family Moderate Income | Existing | Space Heating | Natural Gas | Boiler | E9 | RVT - Cost of Operation | 0 | 0 | 0 | 0 | 0 | 0 | 0 | 0 | 0 | 0 | 0 | 0 | 0 | 0 | 0 | 0 | 0 | 0 | 0 | 0 | 0 | 0 | 0 | 0 | 0 | 0 | 0 | 0 | 0 | 0 | 0 | 0 | 0 | 0 | 0 | 0 | 0 | 0 | 0 | 0 | 0 | 0
F2_Residential_Multi-Family Moderate Income_Existing_Space Heating_Natural Gas_Boiler_E10 | F2 | Residential | Multi-Family Moderate Income | Existing | Space Heating | Natural Gas | Boiler | E10 | RVT - Cost of Operation | 0 | 0 | 0 | 0 | 0 | 0 | 0 | 0 | 0 | 0 | 0 | 0 | 0 | 0 | 0 | 0 | 0 | 0 | 0 | 0 | 0 | 0 | 0 | 0 | 0 | 0 | 0 | 0 | 0 | 0 | 0 | 0 | 0 | 0 | 0 | 0 | 0 | 0 | 0 | 0 | 0 | 0
F3_Residential_Multi-Family Moderate Income_Existing_Space Heating_Natural Gas_Boiler_E1 | F3 | Residential | Multi-Family Moderate Income | Existing | Space Heating | Natural Gas | Boiler | E1 | System - kBTUs of Consumption | 171.371 | 171.371 | 0 | 0 | 0 | 0 | 0 | 0 | 0 | 0 | 0 | 0 | 0 | 0 | 0 | 0 | 0 | 0 | 0 | 0 | 0 | 0 | 0 | 0 | 0 | 0 | 0 | 0 | 0 | 0 | 0 | 0 | 0 | 0 | 0 | 0 | 0 | 0 | 0 | 0 | 0 | 0
F3_Residential_Multi-Family Moderate Income_Existing_Space Heating_Natural Gas_Boiler_E2 | F3 | Residential | Multi-Family Moderate Income | Existing | Space Heating | Natural Gas | Boiler | E2 | System - kBTUs of Consumption | 211.8434 | 211.8434 | 211.8434 | 211.8434 | 211.8434 | 211.8434 | 211.8434 | 211.8434 | 211.8434 | 211.8434 | 211.8434 | 211.8434 | 211.8434 | 211.8434 | 211.8434 | 211.8434 | 211.8434 | 211.8434 | 211.8434 | 211.8434 | 211.8434 | 211.8434 | 211.8434 | 211.8434 | 211.8434 | 211.8434 | 211.8434 | 211.8434 | 211.8434 | 211.8434 | 211.8434 | 211.8434 | 211.8434 | 0 | 0 | 0 | 0 | 0 | 0 | 0 | 0 | 0
F3_Residential_Multi-Family Moderate Income_Existing_Space Heating_Natural Gas_Boiler_E3 | F3 | Residential | Multi-Family Moderate Income | Existing | Space Heating | Natural Gas | Boiler | E3 | System - kBTUs of Consumption | 240.711 | 240.711 | 240.711 | 240.711 | 240.711 | 240.711 | 240.711 | 240.711 | 240.711 | 240.711 | 240.711 | 240.711 | 240.711 | 240.711 | 240.711 | 240.711 | 240.711 | 240.711 | 240.711 | 240.711 | 240.711 | 240.711 | 240.711 | 240.711 | 240.711 | 240.711 | 240.711 | 240.711 | 240.711 | 240.711 | 240.711 | 240.711 | 240.711 | 0 | 0 | 0 | 0 | 0 | 0 | 0 | 0 | 0
F3_Residential_Multi-Family Moderate Income_Existing_Space Heating_Natural Gas_Boiler_E4 | F3 | Residential | Multi-Family Moderate Income | Existing | Space Heating | Natural Gas | Boiler | E4 | System - kBTUs of Consumption | 251.814 | 251.814 | 251.814 | 251.814 | 251.814 | 251.814 | 251.814 | 251.814 | 251.814 | 251.814 | 251.814 | 251.814 | 251.814 | 251.814 | 251.814 | 251.814 | 251.814 | 251.814 | 251.814 | 251.814 | 251.814 | 251.814 | 251.814 | 251.814 | 251.814 | 251.814 | 251.814 | 251.814 | 251.814 | 251.814 | 251.814 | 251.814 | 251.814 | 0 | 0 | 0 | 0 | 0 | 0 | 0 | 0 | 0
F3_Residential_Multi-Family Moderate Income_Existing_Space Heating_Natural Gas_Boiler_E5 | F3 | Residential | Multi-Family Moderate Income | Existing | Space Heating | Natural Gas | Boiler | E5 | System - kBTUs of Consumption | 283.4357 | 283.4357 | 283.4357 | 283.4357 | 283.4357 | 283.4357 | 283.4357 | 283.4357 | 283.4357 | 283.4357 | 283.4357 | 283.4357 | 283.4357 | 283.4357 | 283.4357 | 283.4357 | 283.4357 | 283.4357 | 283.4357 | 283.4357 | 283.4357 | 283.4357 | 283.4357 | 283.4357 | 283.4357 | 283.4357 | 283.4357 | 283.4357 | 283.4357 | 283.4357 | 283.4357 | 283.4357 | 283.4357 | 0 | 0 | 0 | 0 | 0 | 0 | 0 | 0 | 0
F3_Residential_Multi-Family Moderate Income_Existing_Space Heating_Natural Gas_Boiler_E6 | F3 | Residential | Multi-Family Moderate Income | Existing | Space Heating | Natural Gas | Boiler | E6 | System - kBTUs of Consumption | 1317.6459 | 1317.6459 | 1317.6459 | 1317.6459 | 1317.6459 | 1317.6459 | 1317.6459 | 1317.6459 | 1317.6459 | 1317.6459 | 1317.6459 | 1317.6459 | 1317.6459 | 1317.6459 | 1317.6459 | 1317.6459 | 1317.6459 | 1317.6459 | 1317.6459 | 1317.6459 | 1317.6459 | 1317.6459 | 1317.6459 | 1317.6459 | 1317.6459 | 1317.6459 | 1317.6459 | 1317.6459 | 1317.6459 | 1317.6459 | 1317.6459 | 1317.6459 | 1317.6459 | 0 | 0 | 0 | 0 | 0 | 0 | 0 | 0 | 0
F3_Residential_Multi-Family Moderate Income_Existing_Space Heating_Natural Gas_Boiler_E7 | F3 | Residential | Multi-Family Moderate Income | Existing | Space Heating | Natural Gas | Boiler | E7 | System - kBTUs of Consumption | 628.795 | 628.795 | 628.795 | 628.795 | 628.795 | 628.795 | 628.795 | 628.795 | 628.795 | 628.795 | 628.795 | 628.795 | 628.795 | 628.795 | 628.795 | 628.795 | 628.795 | 628.795 | 628.795 | 628.795 | 628.795 | 628.795 | 628.795 | 628.795 | 628.795 | 628.795 | 628.795 | 628.795 | 628.795 | 628.795 | 628.795 | 628.795 | 628.795 | 0 | 0 | 0 | 0 | 0 | 0 | 0 | 0 | 0
F3_Residential_Multi-Family Moderate Income_Existing_Space Heating_Natural Gas_Boiler_E8 | F3 | Residential | Multi-Family Moderate Income | Existing | Space Heating | Natural Gas | Boiler | E8 | System - kBTUs of Consumption | 666.0585 | 666.0585 | 666.0585 | 666.0585 | 666.0585 | 666.0585 | 666.0585 | 666.0585 | 666.0585 | 666.0585 | 666.0585 | 666.0585 | 666.0585 | 666.0585 | 666.0585 | 666.0585 | 666.0585 | 666.0585 | 666.0585 | 666.0585 | 666.0585 | 666.0585 | 666.0585 | 666.0585 | 666.0585 | 666.0585 | 666.0585 | 666.0585 | 666.0585 | 666.0585 | 666.0585 | 666.0585 | 666.0585 | 0 | 0 | 0 | 0 | 0 | 0 | 0 | 0 | 0
F3_Residential_Multi-Family Moderate Income_Existing_Space Heating_Natural Gas_Boiler_E9 | F3 | Residential | Multi-Family Moderate Income | Existing | Space Heating | Natural Gas | Boiler | E9 | System - kBTUs of Consumption | 0 | 0 | 0 | 0 | 0 | 0 | 0 | 0 | 0 | 0 | 0 | 0 | 0 | 0 | 0 | 0 | 0 | 0 | 0 | 0 | 0 | 0 | 0 | 0 | 0 | 0 | 0 | 0 | 0 | 0 | 0 | 0 | 0 | 0 | 0 | 0 | 0 | 0 | 0 | 0 | 0 | 0
F3_Residential_Multi-Family Moderate Income_Existing_Space Heating_Natural Gas_Boiler_E10 | F3 | Residential | Multi-Family Moderate Income | Existing | Space Heating | Natural Gas | Boiler | E10 | System - kBTUs of Consumption | 0 | 0 | 0 | 0 | 0 | 0 | 0 | 0 | 0 | 0 | 0 | 0 | 0 | 0 | 0 | 0 | 0 | 0 | 0 | 0 | 0 | 0 | 0 | 0 | 0 | 0 | 0 | 0 | 0 | 0 | 0 | 0 | 0 | 0 | 0 | 0 | 0 | 0 | 0 | 0 | 0 | 0
F4_Residential_Multi-Family Moderate Income_Existing_Space Heating_Natural Gas_Boiler_E1 | F4 | Residential | Multi-Family Moderate Income | Existing | Space Heating | Natural Gas | Boiler | E1 | Utility - Cost of Equipment | 530.2938 | 530.7865 | 0 | 0 | 0 | 0 | 0 | 0 | 0 | 0 | 0 | 0 | 0 | 0 | 0 | 0 | 0 | 0 | 0 | 0 | 0 | 0 | 0 | 0 | 0 | 0 | 0 | 0 | 0 | 0 | 0 | 0 | 0 | 0 | 0 | 0 | 0 | 0 | 0 | 0 | 0 | 0
F4_Residential_Multi-Family Moderate Income_Existing_Space Heating_Natural Gas_Boiler_E2 | F4 | Residential | Multi-Family Moderate Income | Existing | Space Heating | Natural Gas | Boiler | E2 | Utility - Cost of Equipment | 518.3761 | 518.8577 | 520.3119 | 521.2622 | 519.5611 | 518.9044 | 519.1819 | 519.0387 | 519.0726 | 518.8067 | 518.2749 | 517.4202 | 516.4443 | 515.2712 | 513.9092 | 512.4844 | 510.9775 | 509.5044 | 507.9234 | 506.3878 | 504.683 | 502.9297 | 500.9852 | 499.0308 | 496.8507 | 494.5357 | 492.091 | 489.5698 | 486.7972 | 482.9793 | 477.8984 | 471.6555 | 463.9089 | 0 | 0 | 0 | 0 | 0 | 0 | 0 | 0 | 0
F4_Residential_Multi-Family Moderate Income_Existing_Space Heating_Natural Gas_Boiler_E3 | F4 | Residential | Multi-Family Moderate Income | Existing | Space Heating | Natural Gas | Boiler | E3 | Utility - Cost of Equipment | 511.6847 | 512.1601 | 513.5955 | 514.5335 | 512.8543 | 512.2061 | 512.4801 | 512.3387 | 512.3721 | 512.1097 | 511.5847 | 510.741 | 509.7778 | 508.6198 | 507.2754 | 505.8689 | 504.3816 | 502.9275 | 501.3668 | 499.8511 | 498.1683 | 496.4376 | 494.5182 | 492.5891 | 490.4371 | 488.152 | 485.7388 | 483.2502 | 480.5133 | 476.7448 | 471.7294 | 465.5671 | 457.9205 | 0 | 0 | 0 | 0 | 0 | 0 | 0 | 0 | 0
F4_Residential_Multi-Family Moderate Income_Existing_Space Heating_Natural Gas_Boiler_E4 | F4 | Residential | Multi-Family Moderate Income | Existing | Space Heating | Natural Gas | Boiler | E4 | Utility - Cost of Equipment | 480.2857 | 480.7319 | 482.0792 | 482.9597 | 481.3836 | 480.7752 | 481.0323 | 480.8995 | 480.931 | 480.6847 | 480.1919 | 479.4 | 478.4958 | 477.4089 | 476.147 | 474.8268 | 473.4307 | 472.0659 | 470.601 | 469.1783 | 467.5988 | 465.9742 | 464.1727 | 462.3619 | 460.3419 | 458.1971 | 455.932 | 453.5961 | 451.0272 | 447.4898 | 442.7823 | 436.9981 | 429.8207 | 0 | 0 | 0 | 0 | 0 | 0 | 0 | 0 | 0
F4_Residential_Multi-Family Moderate Income_Existing_Space Heating_Natural Gas_Boiler_E5 | F4 | Residential | Multi-Family Moderate Income | Existing | Space Heating | Natural Gas | Boiler | E5 | Utility - Cost of Equipment | 447.1423 | 447.5578 | 448.8121 | 449.6318 | 448.1644 | 447.598 | 447.8374 | 447.7138 | 447.7431 | 447.5138 | 447.055 | 446.3177 | 445.476 | 444.4641 | 443.2892 | 442.0602 | 440.7604 | 439.4897 | 438.1259 | 436.8014 | 435.3309 | 433.8185 | 432.1412 | 430.4554 | 428.5748 | 426.578 | 424.4692 | 422.2945 | 419.9029 | 416.6096 | 412.2269 | 406.8419 | 400.1599 | 0 | 0 | 0 | 0 | 0 | 0 | 0 | 0 | 0
F4_Residential_Multi-Family Moderate Income_Existing_Space Heating_Natural Gas_Boiler_E6 | F4 | Residential | Multi-Family Moderate Income | Existing | Space Heating | Natural Gas | Boiler | E6 | Utility - Cost of Equipment | 346.6936 | 346.9797 | 348.1809 | 348.983 | 347.3303 | 346.7879 | 347.2798 | 347.5118 | 348.0822 | 348.5389 | 348.9389 | 349.234 | 349.6465 | 350.111 | 350.4932 | 350.6392 | 350.5174 | 350.2087 | 349.5607 | 348.69 | 347.3737 | 345.6855 | 343.8133 | 341.9315 | 339.8324 | 337.6035 | 335.2496 | 332.8221 | 330.1525 | 327.3958 | 324.4046 | 321.3417 | 317.9468 | 0 | 0 | 0 | 0 | 0 | 0 | 0 | 0 | 0
F4_Residential_Multi-Family Moderate Income_Existing_Space Heating_Natural Gas_Boiler_E7 | F4 | Residential | Multi-Family Moderate Income | Existing | Space Heating | Natural Gas | Boiler | E7 | Utility - Cost of Equipment | 277.2521 | 277.4742 | 278.3331 | 278.9225 | 277.809 | 277.4827 | 277.8879 | 278.1173 | 278.585 | 278.9763 | 279.3328 | 279.4919 | 279.5855 | 279.568 | 279.3278 | 278.934 | 278.3656 | 277.6846 | 276.7876 | 275.7562 | 274.611 | 273.4332 | 272.1271 | 270.8143 | 269.3498 | 267.7948 | 266.1526 | 264.4591 | 262.5966 | 260.6734 | 258.5866 | 256.4497 | 254.0812 | 0 | 0 | 0 | 0 | 0 | 0 | 0 | 0 | 0
F4_Residential_Multi-Family Moderate Income_Existing_Space Heating_Natural Gas_Boiler_E8 | F4 | Residential | Multi-Family Moderate Income | Existing | Space Heating | Natural Gas | Boiler | E8 | Utility - Cost of Equipment | 233.4754 | 233.6625 | 234.3857 | 234.8821 | 233.9445 | 233.6697 | 234.0109 | 234.204 | 234.5979 | 234.9274 | 235.2276 | 235.3616 | 235.4404 | 235.4257 | 235.2234 | 234.8918 | 234.4131 | 233.8397 | 233.0843 | 232.2157 | 231.2514 | 230.2595 | 229.1597 | 228.0541 | 226.8209 | 225.5114 | 224.1285 | 222.7024 | 221.134 | 219.5144 | 217.7571 | 215.9576 | 213.9632 | 0 | 0 | 0 | 0 | 0 | 0 | 0 | 0 | 0
F4_Residential_Multi-Family Moderate Income_Existing_Space Heating_Natural Gas_Boiler_E9 | F4 | Residential | Multi-Family Moderate Income | Existing | Space Heating | Natural Gas | Boiler | E9 | Utility - Cost of Equipment | 0 | 0 | 0 | 0 | 0 | 0 | 0 | 0 | 0 | 0 | 0 | 0 | 0 | 0 | 0 | 0 | 0 | 0 | 0 | 0 | 0 | 0 | 0 | 0 | 0 | 0 | 0 | 0 | 0 | 0 | 0 | 0 | 0 | 0 | 0 | 0 | 0 | 0 | 0 | 0 | 0 | 0
F4_Residential_Multi-Family Moderate Income_Existing_Space Heating_Natural Gas_Boiler_E10 | F4 | Residential | Multi-Family Moderate Income | Existing | Space Heating | Natural Gas | Boiler | E10 | Utility - Cost of Equipment | 0 | 0 | 0 | 0 | 0 | 0 | 0 | 0 | 0 | 0 | 0 | 0 | 0 | 0 | 0 | 0 | 0 | 0 | 0 | 0 | 0 | 0 | 0 | 0 | 0 | 0 | 0 | 0 | 0 | 0 | 0 | 0 | 0 | 0 | 0 | 0 | 0 | 0 | 0 | 0 | 0 | 0
F5_Residential_Multi-Family Moderate Income_Existing_Space Heating_Natural Gas_Boiler_E1 | F5 | Residential | Multi-Family Moderate Income | Existing | Space Heating | Natural Gas | Boiler | E1 | Utility - Cost of Operation | 171.371 | 171.371 | 0 | 0 | 0 | 0 | 0 | 0 | 0 | 0 | 0 | 0 | 0 | 0 | 0 | 0 | 0 | 0 | 0 | 0 | 0 | 0 | 0 | 0 | 0 | 0 | 0 | 0 | 0 | 0 | 0 | 0 | 0 | 0 | 0 | 0 | 0 | 0 | 0 | 0 | 0 | 0
F5_Residential_Multi-Family Moderate Income_Existing_Space Heating_Natural Gas_Boiler_E2 | F5 | Residential | Multi-Family Moderate Income | Existing | Space Heating | Natural Gas | Boiler | E2 | Utility - Cost of Operation | 211.8434 | 211.8434 | 211.8434 | 211.8434 | 211.8434 | 211.8434 | 211.8434 | 211.8434 | 211.8434 | 211.8434 | 211.8434 | 211.8434 | 211.8434 | 211.8434 | 211.8434 | 211.8434 | 211.8434 | 211.8434 | 211.8434 | 211.8434 | 211.8434 | 211.8434 | 211.8434 | 211.8434 | 211.8434 | 211.8434 | 211.8434 | 211.8434 | 211.8434 | 211.8434 | 211.8434 | 211.8434 | 211.8434 | 0 | 0 | 0 | 0 | 0 | 0 | 0 | 0 | 0
F5_Residential_Multi-Family Moderate Income_Existing_Space Heating_Natural Gas_Boiler_E3 | F5 | Residential | Multi-Family Moderate Income | Existing | Space Heating | Natural Gas | Boiler | E3 | Utility - Cost of Operation | 240.711 | 240.711 | 240.711 | 240.711 | 240.711 | 240.711 | 240.711 | 240.711 | 240.711 | 240.711 | 240.711 | 240.711 | 240.711 | 240.711 | 240.711 | 240.711 | 240.711 | 240.711 | 240.711 | 240.711 | 240.711 | 240.711 | 240.711 | 240.711 | 240.711 | 240.711 | 240.711 | 240.711 | 240.711 | 240.711 | 240.711 | 240.711 | 240.711 | 0 | 0 | 0 | 0 | 0 | 0 | 0 | 0 | 0
F5_Residential_Multi-Family Moderate Income_Existing_Space Heating_Natural Gas_Boiler_E4 | F5 | Residential | Multi-Family Moderate Income | Existing | Space Heating | Natural Gas | Boiler | E4 | Utility - Cost of Operation | 251.814 | 251.814 | 251.814 | 251.814 | 251.814 | 251.814 | 251.814 | 251.814 | 251.814 | 251.814 | 251.814 | 251.814 | 251.814 | 251.814 | 251.814 | 251.814 | 251.814 | 251.814 | 251.814 | 251.814 | 251.814 | 251.814 | 251.814 | 251.814 | 251.814 | 251.814 | 251.814 | 251.814 | 251.814 | 251.814 | 251.814 | 251.814 | 251.814 | 0 | 0 | 0 | 0 | 0 | 0 | 0 | 0 | 0
F5_Residential_Multi-Family Moderate Income_Existing_Space Heating_Natural Gas_Boiler_E5 | F5 | Residential | Multi-Family Moderate Income | Existing | Space Heating | Natural Gas | Boiler | E5 | Utility - Cost of Operation | 283.4357 | 283.4357 | 283.4357 | 283.4357 | 283.4357 | 283.4357 | 283.4357 | 283.4357 | 283.4357 | 283.4357 | 283.4357 | 283.4357 | 283.4357 | 283.4357 | 283.4357 | 283.4357 | 283.4357 | 283.4357 | 283.4357 | 283.4357 | 283.4357 | 283.4357 | 283.4357 | 283.4357 | 283.4357 | 283.4357 | 283.4357 | 283.4357 | 283.4357 | 283.4357 | 283.4357 | 283.4357 | 283.4357 | 0 | 0 | 0 | 0 | 0 | 0 | 0 | 0 | 0
F5_Residential_Multi-Family Moderate Income_Existing_Space Heating_Natural Gas_Boiler_E6 | F5 | Residential | Multi-Family Moderate Income | Existing | Space Heating | Natural Gas | Boiler | E6 | Utility - Cost of Operation | 1317.6459 | 1317.6459 | 1317.6459 | 1317.6459 | 1317.6459 | 1317.6459 | 1317.6459 | 1317.6459 | 1317.6459 | 1317.6459 | 1317.6459 | 1317.6459 | 1317.6459 | 1317.6459 | 1317.6459 | 1317.6459 | 1317.6459 | 1317.6459 | 1317.6459 | 1317.6459 | 1317.6459 | 1317.6459 | 1317.6459 | 1317.6459 | 1317.6459 | 1317.6459 | 1317.6459 | 1317.6459 | 1317.6459 | 1317.6459 | 1317.6459 | 1317.6459 | 1317.6459 | 0 | 0 | 0 | 0 | 0 | 0 | 0 | 0 | 0
F5_Residential_Multi-Family Moderate Income_Existing_Space Heating_Natural Gas_Boiler_E7 | F5 | Residential | Multi-Family Moderate Income | Existing | Space Heating | Natural Gas | Boiler | E7 | Utility - Cost of Operation | 628.795 | 628.795 | 628.795 | 628.795 | 628.795 | 628.795 | 628.795 | 628.795 | 628.795 | 628.795 | 628.795 | 628.795 | 628.795 | 628.795 | 628.795 | 628.795 | 628.795 | 628.795 | 628.795 | 628.795 | 628.795 | 628.795 | 628.795 | 628.795 | 628.795 | 628.795 | 628.795 | 628.795 | 628.795 | 628.795 | 628.795 | 628.795 | 628.795 | 0 | 0 | 0 | 0 | 0 | 0 | 0 | 0 | 0
F5_Residential_Multi-Family Moderate Income_Existing_Space Heating_Natural Gas_Boiler_E8 | F5 | Residential | Multi-Family Moderate Income | Existing | Space Heating | Natural Gas | Boiler | E8 | Utility - Cost of Operation | 666.0585 | 666.0585 | 666.0585 | 666.0585 | 666.0585 | 666.0585 | 666.0585 | 666.0585 | 666.0585 | 666.0585 | 666.0585 | 666.0585 | 666.0585 | 666.0585 | 666.0585 | 666.0585 | 666.0585 | 666.0585 | 666.0585 | 666.0585 | 666.0585 | 666.0585 | 666.0585 | 666.0585 | 666.0585 | 666.0585 | 666.0585 | 666.0585 | 666.0585 | 666.0585 | 666.0585 | 666.0585 | 666.0585 | 0 | 0 | 0 | 0 | 0 | 0 | 0 | 0 | 0
F5_Residential_Multi-Family Moderate Income_Existing_Space Heating_Natural Gas_Boiler_E9 | F5 | Residential | Multi-Family Moderate Income | Existing | Space Heating | Natural Gas | Boiler | E9 | Utility - Cost of Operation | 0 | 0 | 0 | 0 | 0 | 0 | 0 | 0 | 0 | 0 | 0 | 0 | 0 | 0 | 0 | 0 | 0 | 0 | 0 | 0 | 0 | 0 | 0 | 0 | 0 | 0 | 0 | 0 | 0 | 0 | 0 | 0 | 0 | 0 | 0 | 0 | 0 | 0 | 0 | 0 | 0 | 0
F5_Residential_Multi-Family Moderate Income_Existing_Space Heating_Natural Gas_Boiler_E10 | F5 | Residential | Multi-Family Moderate Income | Existing | Space Heating | Natural Gas | Boiler | E10 | Utility - Cost of Operation | 0 | 0 | 0 | 0 | 0 | 0 | 0 | 0 | 0 | 0 | 0 | 0 | 0 | 0 | 0 | 0 | 0 | 0 | 0 | 0 | 0 | 0 | 0 | 0 | 0 | 0 | 0 | 0 | 0 | 0 | 0 | 0 | 0 | 0 | 0 | 0 | 0 | 0 | 0 | 0 | 0 | 0
F6_Residential_Multi-Family Moderate Income_Existing_Space Heating_Natural Gas_Boiler_E1 | F6 | Residential | Multi-Family Moderate Income | Existing | Space Heating | Natural Gas | Boiler | E1 | Utility - Value of Sales | 261.2601 | 260.6674 | 0 | 0 | 0 | 0 | 0 | 0 | 0 | 0 | 0 | 0 | 0 | 0 | 0 | 0 | 0 | 0 | 0 | 0 | 0 | 0 | 0 | 0 | 0 | 0 | 0 | 0 | 0 | 0 | 0 | 0 | 0 | 0 | 0 | 0 | 0 | 0 | 0 | 0 | 0 | 0
F6_Residential_Multi-Family Moderate Income_Existing_Space Heating_Natural Gas_Boiler_E2 | F6 | Residential | Multi-Family Moderate Income | Existing | Space Heating | Natural Gas | Boiler | E2 | Utility - Value of Sales | 255.3886 | 254.8092 | 254.4753 | 253.9374 | 252.5006 | 251.0797 | 249.6798 | 248.3065 | 246.9649 | 245.6603 | 244.3979 | 243.1831 | 242.0212 | 240.9174 | 239.8717 | 238.8841 | 237.9547 | 237.0833 | 236.27 | 235.5149 | 234.818 | 234.1791 | 233.5982 | 233.0754 | 232.6108 | 232.2042 | 231.8556 | 231.5652 | 231.3329 | 231.1586 | 231.0423 | 230.9842 | 230.9842 | 0 | 0 | 0 | 0 | 0 | 0 | 0 | 0 | 0
F6_Residential_Multi-Family Moderate Income_Existing_Space Heating_Natural Gas_Boiler_E3 | F6 | Residential | Multi-Family Moderate Income | Existing | Space Heating | Natural Gas | Boiler | E3 | Utility - Value of Sales | 252.092 | 251.52 | 251.1904 | 250.6595 | 249.2412 | 247.8386 | 246.4568 | 245.1012 | 243.7769 | 242.4891 | 241.2431 | 240.044 | 238.8971 | 237.8075 | 236.7753 | 235.8005 | 234.883 | 234.0229 | 233.2202 | 232.4748 | 231.7868 | 231.1562 | 230.5828 | 230.0668 | 229.6081 | 229.2068 | 228.8627 | 228.5761 | 228.3467 | 228.1747 | 228.0599 | 228.0026 | 228.0026 | 0 | 0 | 0 | 0 | 0 | 0 | 0 | 0 | 0
F6_Residential_Multi-Family Moderate Income_Existing_Space Heating_Natural Gas_Boiler_E4 | F6 | Residential | Multi-Family Moderate Income | Existing | Space Heating | Natural Gas | Boiler | E4 | Utility - Value of Sales | 236.6226 | 236.0858 | 235.7764 | 235.278 | 233.9468 | 232.6302 | 231.3333 | 230.0608 | 228.8178 | 227.6091 | 226.4394 | 225.3139 | 224.2374 | 223.2147 | 222.2458 | 221.3308 | 220.4697 | 219.6624 | 218.9088 | 218.2092 | 217.5635 | 216.9715 | 216.4333 | 215.949 | 215.5185 | 215.1418 | 214.8188 | 214.5497 | 214.3344 | 214.173 | 214.0653 | 214.0114 | 214.0114 | 0 | 0 | 0 | 0 | 0 | 0 | 0 | 0 | 0
F6_Residential_Multi-Family Moderate Income_Existing_Space Heating_Natural Gas_Boiler_E5 | F6 | Residential | Multi-Family Moderate Income | Existing | Space Heating | Natural Gas | Boiler | E5 | Utility - Value of Sales | 220.2938 | 219.7941 | 219.506 | 219.0421 | 217.8027 | 216.577 | 215.3695 | 214.1849 | 213.0276 | 211.9023 | 210.8134 | 209.7656 | 208.7633 | 207.8112 | 206.9092 | 206.0573 | 205.2556 | 204.504 | 203.8025 | 203.1511 | 202.5499 | 201.9988 | 201.4978 | 201.0469 | 200.6461 | 200.2954 | 199.9947 | 199.7442 | 199.5437 | 199.3934 | 199.2931 | 199.243 | 199.243 | 0 | 0 | 0 | 0 | 0 | 0 | 0 | 0 | 0
F6_Residential_Multi-Family Moderate Income_Existing_Space Heating_Natural Gas_Boiler_E6 | F6 | Residential | Multi-Family Moderate Income | Existing | Space Heating | Natural Gas | Boiler | E6 | Utility - Value of Sales | 174.7545 | 174.7563 | 175.032 | 175.0742 | 174.1006 | 173.1271 | 172.1535 | 171.18 | 170.2066 | 169.2333 | 168.2599 | 167.2866 | 166.3134 | 165.3403 | 164.3671 | 163.4033 | 162.4581 | 161.5407 | 160.6603 | 159.8263 | 159.048 | 158.3345 | 157.6858 | 157.1021 | 156.5832 | 156.1292 | 155.7399 | 155.4156 | 155.1561 | 154.9615 | 154.8316 | 154.7668 | 154.7668 | 0 | 0 | 0 | 0 | 0 | 0 | 0 | 0 | 0
F6_Residential_Multi-Family Moderate Income_Existing_Space Heating_Natural Gas_Boiler_E7 | F6 | Residential | Multi-Family Moderate Income | Existing | Space Heating | Natural Gas | Boiler | E7 | Utility - Value of Sales | 139.027 | 138.8984 | 138.9525 | 138.8508 | 138.072 | 137.2932 | 136.5145 | 135.7358 | 134.9571 | 134.1785 | 133.3999 | 132.6261 | 131.862 | 131.1123 | 130.3819 | 129.6755 | 128.998 | 128.3541 | 127.7486 | 127.1864 | 126.6675 | 126.1919 | 125.7594 | 125.3703 | 125.0244 | 124.7217 | 124.4622 | 124.246 | 124.073 | 123.9432 | 123.8567 | 123.8134 | 123.8134 | 0 | 0 | 0 | 0 | 0 | 0 | 0 | 0 | 0
F6_Residential_Multi-Family Moderate Income_Existing_Space Heating_Natural Gas_Boiler_E8 | F6 | Residential | Multi-Family Moderate Income | Existing | Space Heating | Natural Gas | Boiler | E8 | Utility - Value of Sales | 117.0754 | 116.9671 | 117.0126 | 116.927 | 116.2712 | 115.6154 | 114.9596 | 114.3038 | 113.6481 | 112.9924 | 112.3367 | 111.6851 | 111.0417 | 110.4104 | 109.7953 | 109.2004 | 108.6299 | 108.0876 | 107.5778 | 107.1044 | 106.6674 | 106.2669 | 105.9027 | 105.575 | 105.2837 | 105.0288 | 104.8102 | 104.6282 | 104.4825 | 104.3732 | 104.3004 | 104.2639 | 104.2639 | 0 | 0 | 0 | 0 | 0 | 0 | 0 | 0 | 0
F6_Residential_Multi-Family Moderate Income_Existing_Space Heating_Natural Gas_Boiler_E9 | F6 | Residential | Multi-Family Moderate Income | Existing | Space Heating | Natural Gas | Boiler | E9 | Utility - Value of Sales | 0 | 0 | 0 | 0 | 0 | 0 | 0 | 0 | 0 | 0 | 0 | 0 | 0 | 0 | 0 | 0 | 0 | 0 | 0 | 0 | 0 | 0 | 0 | 0 | 0 | 0 | 0 | 0 | 0 | 0 | 0 | 0 | 0 | 0 | 0 | 0 | 0 | 0 | 0 | 0 | 0 | 0
F6_Residential_Multi-Family Moderate Income_Existing_Space Heating_Natural Gas_Boiler_E10 | F6 | Residential | Multi-Family Moderate Income | Existing | Space Heating | Natural Gas | Boiler | E10 | Utility - Value of Sales | 0 | 0 | 0 | 0 | 0 | 0 | 0 | 0 | 0 | 0 | 0 | 0 | 0 | 0 | 0 | 0 | 0 | 0 | 0 | 0 | 0 | 0 | 0 | 0 | 0 | 0 | 0 | 0 | 0 | 0 | 0 | 0 | 0 | 0 | 0 | 0 | 0 | 0 | 0 | 0 | 0 | 0
F1_Residential_Multi-Family Moderate Income_Existing_Secondary Heating_Natural Gas_Fireplace_E1 | F1 | Residential | Multi-Family Moderate Income | Existing | Secondary Heating | Natural Gas | Fireplace | E1 | RVT - Cost of Equipment | 93.2401 | 93.5588 | 94.1407 | 94.6335 | 94.5137 | 94.759 | 95.3435 | 95.847 | 96.4653 | 97.0521 | 97.6246 | 98.1672 | 98.7537 | 99.3094 | 99.7786 | 100.195 | 100.5476 | 100.8635 | 101.0911 | 101.2696 | 101.3227 | 101.2759 | 101.1484 | 100.9981 | 100.7535 | 100.4432 | 100.0678 | 99.6437 | 99.1116 | 98.5239 | 97.8281 | 97.0794 | 96.1855 | 0 | 0 | 0 | 0 | 0 | 0 | 0 | 0 | 0
F1_Residential_Multi-Family Moderate Income_Existing_Secondary Heating_Natural Gas_Fireplace_E2 | F1 | Residential | Multi-Family Moderate Income | Existing | Secondary Heating | Natural Gas | Fireplace | E2 | RVT - Cost of Equipment | 77.5371 | 77.8021 | 78.286 | 78.6958 | 78.5962 | 78.8002 | 79.2863 | 79.705 | 80.2191 | 80.7071 | 81.1832 | 81.6344 | 82.1221 | 82.5843 | 82.9744 | 83.3208 | 83.6139 | 83.8766 | 84.0659 | 84.2143 | 84.2585 | 84.2196 | 84.1135 | 83.9886 | 83.7852 | 83.5271 | 83.2149 | 82.8622 | 82.4198 | 81.931 | 81.3524 | 80.7298 | 79.9865 | 0 | 0 | 0 | 0 | 0 | 0 | 0 | 0 | 0
F1_Residential_Multi-Family Moderate Income_Existing_Secondary Heating_Natural Gas_Fireplace_E3 | F1 | Residential | Multi-Family Moderate Income | Existing | Secondary Heating | Natural Gas | Fireplace | E3 | RVT - Cost of Equipment | 73.9755 | 74.2283 | 74.69 | 75.081 | 74.9859 | 75.1806 | 75.6443 | 76.0438 | 76.5343 | 76.9999 | 77.4541 | 77.8846 | 78.3499 | 78.7908 | 79.163 | 79.4935 | 79.7732 | 80.0238 | 80.2044 | 80.346 | 80.3882 | 80.351 | 80.2498 | 80.1306 | 79.9365 | 79.6903 | 79.3925 | 79.056 | 78.6339 | 78.1676 | 77.6155 | 77.0215 | 76.3123 | 0 | 0 | 0 | 0 | 0 | 0 | 0 | 0 | 0
F1_Residential_Multi-Family Moderate Income_Existing_Secondary Heating_Natural Gas_Fireplace_E4 | F1 | Residential | Multi-Family Moderate Income | Existing | Secondary Heating | Natural Gas | Fireplace | E4 | RVT - Cost of Equipment | 0 | 0 | 0 | 0 | 0 | 0 | 0 | 0 | 0 | 0 | 0 | 0 | 0 | 0 | 0 | 0 | 0 | 0 | 0 | 0 | 0 | 0 | 0 | 0 | 0 | 0 | 0 | 0 | 0 | 0 | 0 | 0 | 0 | 0 | 0 | 0 | 0 | 0 | 0 | 0 | 0 | 0
F1_Residential_Multi-Family Moderate Income_Existing_Secondary Heating_Natural Gas_Fireplace_E5 | F1 | Residential | Multi-Family Moderate Income | Existing | Secondary Heating | Natural Gas | Fireplace | E5 | RVT - Cost of Equipment | 0 | 0 | 0 | 0 | 0 | 0 | 0 | 0 | 0 | 0 | 0 | 0 | 0 | 0 | 0 | 0 | 0 | 0 | 0 | 0 | 0 | 0 | 0 | 0 | 0 | 0 | 0 | 0 | 0 | 0 | 0 | 0 | 0 | 0 | 0 | 0 | 0 | 0 | 0 | 0 | 0 | 0
F1_Residential_Multi-Family Moderate Income_Existing_Secondary Heating_Natural Gas_Fireplace_E6 | F1 | Residential | Multi-Family Moderate Income | Existing | Secondary Heating | Natural Gas | Fireplace | E6 | RVT - Cost of Equipment | 0 | 0 | 0 | 0 | 0 | 0 | 0 | 0 | 0 | 0 | 0 | 0 | 0 | 0 | 0 | 0 | 0 | 0 | 0 | 0 | 0 | 0 | 0 | 0 | 0 | 0 | 0 | 0 | 0 | 0 | 0 | 0 | 0 | 0 | 0 | 0 | 0 | 0 | 0 | 0 | 0 | 0
F1_Residential_Multi-Family Moderate Income_Existing_Secondary Heating_Natural Gas_Fireplace_E7 | F1 | Residential | Multi-Family Moderate Income | Existing | Secondary Heating | Natural Gas | Fireplace | E7 | RVT - Cost of Equipment | 0 | 0 | 0 | 0 | 0 | 0 | 0 | 0 | 0 | 0 | 0 | 0 | 0 | 0 | 0 | 0 | 0 | 0 | 0 | 0 | 0 | 0 | 0 | 0 | 0 | 0 | 0 | 0 | 0 | 0 | 0 | 0 | 0 | 0 | 0 | 0 | 0 | 0 | 0 | 0 | 0 | 0
F1_Residential_Multi-Family Moderate Income_Existing_Secondary Heating_Natural Gas_Fireplace_E8 | F1 | Residential | Multi-Family Moderate Income | Existing | Secondary Heating | Natural Gas | Fireplace | E8 | RVT - Cost of Equipment | 0 | 0 | 0 | 0 | 0 | 0 | 0 | 0 | 0 | 0 | 0 | 0 | 0 | 0 | 0 | 0 | 0 | 0 | 0 | 0 | 0 | 0 | 0 | 0 | 0 | 0 | 0 | 0 | 0 | 0 | 0 | 0 | 0 | 0 | 0 | 0 | 0 | 0 | 0 | 0 | 0 | 0
F1_Residential_Multi-Family Moderate Income_Existing_Secondary Heating_Natural Gas_Fireplace_E9 | F1 | Residential | Multi-Family Moderate Income | Existing | Secondary Heating | Natural Gas | Fireplace | E9 | RVT - Cost of Equipment | 0 | 0 | 0 | 0 | 0 | 0 | 0 | 0 | 0 | 0 | 0 | 0 | 0 | 0 | 0 | 0 | 0 | 0 | 0 | 0 | 0 | 0 | 0 | 0 | 0 | 0 | 0 | 0 | 0 | 0 | 0 | 0 | 0 | 0 | 0 | 0 | 0 | 0 | 0 | 0 | 0 | 0
F1_Residential_Multi-Family Moderate Income_Existing_Secondary Heating_Natural Gas_Fireplace_E10 | F1 | Residential | Multi-Family Moderate Income | Existing | Secondary Heating | Natural Gas | Fireplace | E10 | RVT - Cost of Equipment | 0 | 0 | 0 | 0 | 0 | 0 | 0 | 0 | 0 | 0 | 0 | 0 | 0 | 0 | 0 | 0 | 0 | 0 | 0 | 0 | 0 | 0 | 0 | 0 | 0 | 0 | 0 | 0 | 0 | 0 | 0 | 0 | 0 | 0 | 0 | 0 | 0 | 0 | 0 | 0 | 0 | 0
F2_Residential_Multi-Family Moderate Income_Existing_Secondary Heating_Natural Gas_Fireplace_E1 | F2 | Residential | Multi-Family Moderate Income | Existing | Secondary Heating | Natural Gas | Fireplace | E1 | RVT - Cost of Operation | 93.0897 | 93.4079 | 93.9889 | 94.4809 | 94.3613 | 94.6062 | 95.1898 | 95.6924 | 96.3097 | 96.8956 | 97.4672 | 98.0089 | 98.5944 | 99.1493 | 99.6177 | 100.0335 | 100.3854 | 100.7009 | 100.9281 | 101.1063 | 101.1594 | 101.1126 | 100.9853 | 100.8353 | 100.591 | 100.2812 | 99.9064 | 99.483 | 98.9518 | 98.365 | 97.6703 | 96.9228 | 96.0304 | 0 | 0 | 0 | 0 | 0 | 0 | 0 | 0 | 0
F2_Residential_Multi-Family Moderate Income_Existing_Secondary Heating_Natural Gas_Fireplace_E2 | F2 | Residential | Multi-Family Moderate Income | Existing | Secondary Heating | Natural Gas | Fireplace | E2 | RVT - Cost of Operation | 77.4121 | 77.6767 | 78.1598 | 78.5689 | 78.4695 | 78.6732 | 79.1585 | 79.5764 | 80.0898 | 80.577 | 81.0523 | 81.5028 | 81.9897 | 82.4511 | 82.8406 | 83.1864 | 83.4791 | 83.7414 | 83.9304 | 84.0785 | 84.1227 | 84.0838 | 83.9779 | 83.8532 | 83.6501 | 83.3924 | 83.0807 | 82.7286 | 82.2869 | 81.7989 | 81.2213 | 80.5996 | 79.8575 | 0 | 0 | 0 | 0 | 0 | 0 | 0 | 0 | 0
F2_Residential_Multi-Family Moderate Income_Existing_Secondary Heating_Natural Gas_Fireplace_E3 | F2 | Residential | Multi-Family Moderate Income | Existing | Secondary Heating | Natural Gas | Fireplace | E3 | RVT - Cost of Operation | 73.8562 | 74.1086 | 74.5696 | 74.9599 | 74.865 | 75.0593 | 75.5224 | 75.9211 | 76.4109 | 76.8757 | 77.3292 | 77.759 | 78.2236 | 78.6638 | 79.0354 | 79.3653 | 79.6445 | 79.8948 | 80.0751 | 80.2164 | 80.2585 | 80.2214 | 80.1204 | 80.0014 | 79.8076 | 79.5618 | 79.2645 | 78.9285 | 78.5071 | 78.0415 | 77.4904 | 76.8973 | 76.1893 | 0 | 0 | 0 | 0 | 0 | 0 | 0 | 0 | 0
F2_Residential_Multi-Family Moderate Income_Existing_Secondary Heating_Natural Gas_Fireplace_E4 | F2 | Residential | Multi-Family Moderate Income | Existing | Secondary Heating | Natural Gas | Fireplace | E4 | RVT - Cost of Operation | 0 | 0 | 0 | 0 | 0 | 0 | 0 | 0 | 0 | 0 | 0 | 0 | 0 | 0 | 0 | 0 | 0 | 0 | 0 | 0 | 0 | 0 | 0 | 0 | 0 | 0 | 0 | 0 | 0 | 0 | 0 | 0 | 0 | 0 | 0 | 0 | 0 | 0 | 0 | 0 | 0 | 0
F2_Residential_Multi-Family Moderate Income_Existing_Secondary Heating_Natural Gas_Fireplace_E5 | F2 | Residential | Multi-Family Moderate Income | Existing | Secondary Heating | Natural Gas | Fireplace | E5 | RVT - Cost of Operation | 0 | 0 | 0 | 0 | 0 | 0 | 0 | 0 | 0 | 0 | 0 | 0 | 0 | 0 | 0 | 0 | 0 | 0 | 0 | 0 | 0 | 0 | 0 | 0 | 0 | 0 | 0 | 0 | 0 | 0 | 0 | 0 | 0 | 0 | 0 | 0 | 0 | 0 | 0 | 0 | 0 | 0
F2_Residential_Multi-Family Moderate Income_Existing_Secondary Heating_Natural Gas_Fireplace_E6 | F2 | Residential | Multi-Family Moderate Income | Existing | Secondary Heating | Natural Gas | Fireplace | E6 | RVT - Cost of Operation | 0 | 0 | 0 | 0 | 0 | 0 | 0 | 0 | 0 | 0 | 0 | 0 | 0 | 0 | 0 | 0 | 0 | 0 | 0 | 0 | 0 | 0 | 0 | 0 | 0 | 0 | 0 | 0 | 0 | 0 | 0 | 0 | 0 | 0 | 0 | 0 | 0 | 0 | 0 | 0 | 0 | 0
F2_Residential_Multi-Family Moderate Income_Existing_Secondary Heating_Natural Gas_Fireplace_E7 | F2 | Residential | Multi-Family Moderate Income | Existing | Secondary Heating | Natural Gas | Fireplace | E7 | RVT - Cost of Operation | 0 | 0 | 0 | 0 | 0 | 0 | 0 | 0 | 0 | 0 | 0 | 0 | 0 | 0 | 0 | 0 | 0 | 0 | 0 | 0 | 0 | 0 | 0 | 0 | 0 | 0 | 0 | 0 | 0 | 0 | 0 | 0 | 0 | 0 | 0 | 0 | 0 | 0 | 0 | 0 | 0 | 0
F2_Residential_Multi-Family Moderate Income_Existing_Secondary Heating_Natural Gas_Fireplace_E8 | F2 | Residential | Multi-Family Moderate Income | Existing | Secondary Heating | Natural Gas | Fireplace | E8 | RVT - Cost of Operation | 0 | 0 | 0 | 0 | 0 | 0 | 0 | 0 | 0 | 0 | 0 | 0 | 0 | 0 | 0 | 0 | 0 | 0 | 0 | 0 | 0 | 0 | 0 | 0 | 0 | 0 | 0 | 0 | 0 | 0 | 0 | 0 | 0 | 0 | 0 | 0 | 0 | 0 | 0 | 0 | 0 | 0
F2_Residential_Multi-Family Moderate Income_Existing_Secondary Heating_Natural Gas_Fireplace_E9 | F2 | Residential | Multi-Family Moderate Income | Existing | Secondary Heating | Natural Gas | Fireplace | E9 | RVT - Cost of Operation | 0 | 0 | 0 | 0 | 0 | 0 | 0 | 0 | 0 | 0 | 0 | 0 | 0 | 0 | 0 | 0 | 0 | 0 | 0 | 0 | 0 | 0 | 0 | 0 | 0 | 0 | 0 | 0 | 0 | 0 | 0 | 0 | 0 | 0 | 0 | 0 | 0 | 0 | 0 | 0 | 0 | 0
F2_Residential_Multi-Family Moderate Income_Existing_Secondary Heating_Natural Gas_Fireplace_E10 | F2 | Residential | Multi-Family Moderate Income | Existing | Secondary Heating | Natural Gas | Fireplace | E10 | RVT - Cost of Operation | 0 | 0 | 0 | 0 | 0 | 0 | 0 | 0 | 0 | 0 | 0 | 0 | 0 | 0 | 0 | 0 | 0 | 0 | 0 | 0 | 0 | 0 | 0 | 0 | 0 | 0 | 0 | 0 | 0 | 0 | 0 | 0 | 0 | 0 | 0 | 0 | 0 | 0 | 0 | 0 | 0 | 0
F3_Residential_Multi-Family Moderate Income_Existing_Secondary Heating_Natural Gas_Fireplace_E1 | F3 | Residential | Multi-Family Moderate Income | Existing | Secondary Heating | Natural Gas | Fireplace | E1 | System - kBTUs of Consumption | 296.7502 | 296.7502 | 296.7502 | 296.7502 | 296.7502 | 296.7502 | 296.7502 | 296.7502 | 296.7502 | 296.7502 | 296.7502 | 296.7502 | 296.7502 | 296.7502 | 296.7502 | 296.7502 | 296.7502 | 296.7502 | 296.7502 | 296.7502 | 296.7502 | 296.7502 | 296.7502 | 296.7502 | 296.7502 | 296.7502 | 296.7502 | 296.7502 | 296.7502 | 296.7502 | 296.7502 | 296.7502 | 296.7502 | 0 | 0 | 0 | 0 | 0 | 0 | 0 | 0 | 0
F3_Residential_Multi-Family Moderate Income_Existing_Secondary Heating_Natural Gas_Fireplace_E2 | F3 | Residential | Multi-Family Moderate Income | Existing | Secondary Heating | Natural Gas | Fireplace | E2 | System - kBTUs of Consumption | 323.4809 | 323.4809 | 323.4809 | 323.4809 | 323.4809 | 323.4809 | 323.4809 | 323.4809 | 323.4809 | 323.4809 | 323.4809 | 323.4809 | 323.4809 | 323.4809 | 323.4809 | 323.4809 | 323.4809 | 323.4809 | 323.4809 | 323.4809 | 323.4809 | 323.4809 | 323.4809 | 323.4809 | 323.4809 | 323.4809 | 323.4809 | 323.4809 | 323.4809 | 323.4809 | 323.4809 | 323.4809 | 323.4809 | 0 | 0 | 0 | 0 | 0 | 0 | 0 | 0 | 0
F3_Residential_Multi-Family Moderate Income_Existing_Secondary Heating_Natural Gas_Fireplace_E3 | F3 | Residential | Multi-Family Moderate Income | Existing | Secondary Heating | Natural Gas | Fireplace | E3 | System - kBTUs of Consumption | 329.7159 | 329.7159 | 329.7159 | 329.7159 | 329.7159 | 329.7159 | 329.7159 | 329.7159 | 329.7159 | 329.7159 | 329.7159 | 329.7159 | 329.7159 | 329.7159 | 329.7159 | 329.7159 | 329.7159 | 329.7159 | 329.7159 | 329.7159 | 329.7159 | 329.7159 | 329.7159 | 329.7159 | 329.7159 | 329.7159 | 329.7159 | 329.7159 | 329.7159 | 329.7159 | 329.7159 | 329.7159 | 329.7159 | 0 | 0 | 0 | 0 | 0 | 0 | 0 | 0 | 0
F3_Residential_Multi-Family Moderate Income_Existing_Secondary Heating_Natural Gas_Fireplace_E4 | F3 | Residential | Multi-Family Moderate Income | Existing | Secondary Heating | Natural Gas | Fireplace | E4 | System - kBTUs of Consumption | 0 | 0 | 0 | 0 | 0 | 0 | 0 | 0 | 0 | 0 | 0 | 0 | 0 | 0 | 0 | 0 | 0 | 0 | 0 | 0 | 0 | 0 | 0 | 0 | 0 | 0 | 0 | 0 | 0 | 0 | 0 | 0 | 0 | 0 | 0 | 0 | 0 | 0 | 0 | 0 | 0 | 0
F3_Residential_Multi-Family Moderate Income_Existing_Secondary Heating_Natural Gas_Fireplace_E5 | F3 | Residential | Multi-Family Moderate Income | Existing | Secondary Heating | Natural Gas | Fireplace | E5 | System - kBTUs of Consumption | 0 | 0 | 0 | 0 | 0 | 0 | 0 | 0 | 0 | 0 | 0 | 0 | 0 | 0 | 0 | 0 | 0 | 0 | 0 | 0 | 0 | 0 | 0 | 0 | 0 | 0 | 0 | 0 | 0 | 0 | 0 | 0 | 0 | 0 | 0 | 0 | 0 | 0 | 0 | 0 | 0 | 0
F3_Residential_Multi-Family Moderate Income_Existing_Secondary Heating_Natural Gas_Fireplace_E6 | F3 | Residential | Multi-Family Moderate Income | Existing | Secondary Heating | Natural Gas | Fireplace | E6 | System - kBTUs of Consumption | 0 | 0 | 0 | 0 | 0 | 0 | 0 | 0 | 0 | 0 | 0 | 0 | 0 | 0 | 0 | 0 | 0 | 0 | 0 | 0 | 0 | 0 | 0 | 0 | 0 | 0 | 0 | 0 | 0 | 0 | 0 | 0 | 0 | 0 | 0 | 0 | 0 | 0 | 0 | 0 | 0 | 0
F3_Residential_Multi-Family Moderate Income_Existing_Secondary Heating_Natural Gas_Fireplace_E7 | F3 | Residential | Multi-Family Moderate Income | Existing | Secondary Heating | Natural Gas | Fireplace | E7 | System - kBTUs of Consumption | 0 | 0 | 0 | 0 | 0 | 0 | 0 | 0 | 0 | 0 | 0 | 0 | 0 | 0 | 0 | 0 | 0 | 0 | 0 | 0 | 0 | 0 | 0 | 0 | 0 | 0 | 0 | 0 | 0 | 0 | 0 | 0 | 0 | 0 | 0 | 0 | 0 | 0 | 0 | 0 | 0 | 0
F3_Residential_Multi-Family Moderate Income_Existing_Secondary Heating_Natural Gas_Fireplace_E8 | F3 | Residential | Multi-Family Moderate Income | Existing | Secondary Heating | Natural Gas | Fireplace | E8 | System - kBTUs of Consumption | 0 | 0 | 0 | 0 | 0 | 0 | 0 | 0 | 0 | 0 | 0 | 0 | 0 | 0 | 0 | 0 | 0 | 0 | 0 | 0 | 0 | 0 | 0 | 0 | 0 | 0 | 0 | 0 | 0 | 0 | 0 | 0 | 0 | 0 | 0 | 0 | 0 | 0 | 0 | 0 | 0 | 0
F3_Residential_Multi-Family Moderate Income_Existing_Secondary Heating_Natural Gas_Fireplace_E9 | F3 | Residential | Multi-Family Moderate Income | Existing | Secondary Heating | Natural Gas | Fireplace | E9 | System - kBTUs of Consumption | 0 | 0 | 0 | 0 | 0 | 0 | 0 | 0 | 0 | 0 | 0 | 0 | 0 | 0 | 0 | 0 | 0 | 0 | 0 | 0 | 0 | 0 | 0 | 0 | 0 | 0 | 0 | 0 | 0 | 0 | 0 | 0 | 0 | 0 | 0 | 0 | 0 | 0 | 0 | 0 | 0 | 0
F3_Residential_Multi-Family Moderate Income_Existing_Secondary Heating_Natural Gas_Fireplace_E10 | F3 | Residential | Multi-Family Moderate Income | Existing | Secondary Heating | Natural Gas | Fireplace | E10 | System - kBTUs of Consumption | 0 | 0 | 0 | 0 | 0 | 0 | 0 | 0 | 0 | 0 | 0 | 0 | 0 | 0 | 0 | 0 | 0 | 0 | 0 | 0 | 0 | 0 | 0 | 0 | 0 | 0 | 0 | 0 | 0 | 0 | 0 | 0 | 0 | 0 | 0 | 0 | 0 | 0 | 0 | 0 | 0 | 0
F4_Residential_Multi-Family Moderate Income_Existing_Secondary Heating_Natural Gas_Fireplace_E1 | F4 | Residential | Multi-Family Moderate Income | Existing | Secondary Heating | Natural Gas | Fireplace | E1 | Utility - Cost of Equipment | 93.0897 | 93.4079 | 93.9889 | 94.4809 | 94.3613 | 94.6062 | 95.1898 | 95.6924 | 96.3097 | 96.8956 | 97.4672 | 98.0089 | 98.5944 | 99.1493 | 99.6177 | 100.0335 | 100.3854 | 100.7009 | 100.9281 | 101.1063 | 101.1594 | 101.1126 | 100.9853 | 100.8353 | 100.591 | 100.2812 | 99.9064 | 99.483 | 98.9518 | 98.365 | 97.6703 | 96.9228 | 96.0304 | 0 | 0 | 0 | 0 | 0 | 0 | 0 | 0 | 0
F4_Residential_Multi-Family Moderate Income_Existing_Secondary Heating_Natural Gas_Fireplace_E2 | F4 | Residential | Multi-Family Moderate Income | Existing | Secondary Heating | Natural Gas | Fireplace | E2 | Utility - Cost of Equipment | 77.4121 | 77.6767 | 78.1598 | 78.5689 | 78.4695 | 78.6732 | 79.1585 | 79.5764 | 80.0898 | 80.577 | 81.0523 | 81.5028 | 81.9897 | 82.4511 | 82.8406 | 83.1864 | 83.4791 | 83.7414 | 83.9304 | 84.0785 | 84.1227 | 84.0838 | 83.9779 | 83.8532 | 83.6501 | 83.3924 | 83.0807 | 82.7286 | 82.2869 | 81.7989 | 81.2213 | 80.5996 | 79.8575 | 0 | 0 | 0 | 0 | 0 | 0 | 0 | 0 | 0
F4_Residential_Multi-Family Moderate Income_Existing_Secondary Heating_Natural Gas_Fireplace_E3 | F4 | Residential | Multi-Family Moderate Income | Existing | Secondary Heating | Natural Gas | Fireplace | E3 | Utility - Cost of Equipment | 73.8562 | 74.1086 | 74.5696 | 74.9599 | 74.865 | 75.0593 | 75.5224 | 75.9211 | 76.4109 | 76.8757 | 77.3292 | 77.759 | 78.2236 | 78.6638 | 79.0354 | 79.3653 | 79.6445 | 79.8948 | 80.0751 | 80.2164 | 80.2585 | 80.2214 | 80.1204 | 80.0014 | 79.8076 | 79.5618 | 79.2645 | 78.9285 | 78.5071 | 78.0415 | 77.4904 | 76.8973 | 76.1893 | 0 | 0 | 0 | 0 | 0 | 0 | 0 | 0 | 0
F4_Residential_Multi-Family Moderate Income_Existing_Secondary Heating_Natural Gas_Fireplace_E4 | F4 | Residential | Multi-Family Moderate Income | Existing | Secondary Heating | Natural Gas | Fireplace | E4 | Utility - Cost of Equipment | 0 | 0 | 0 | 0 | 0 | 0 | 0 | 0 | 0 | 0 | 0 | 0 | 0 | 0 | 0 | 0 | 0 | 0 | 0 | 0 | 0 | 0 | 0 | 0 | 0 | 0 | 0 | 0 | 0 | 0 | 0 | 0 | 0 | 0 | 0 | 0 | 0 | 0 | 0 | 0 | 0 | 0
F4_Residential_Multi-Family Moderate Income_Existing_Secondary Heating_Natural Gas_Fireplace_E5 | F4 | Residential | Multi-Family Moderate Income | Existing | Secondary Heating | Natural Gas | Fireplace | E5 | Utility - Cost of Equipment | 0 | 0 | 0 | 0 | 0 | 0 | 0 | 0 | 0 | 0 | 0 | 0 | 0 | 0 | 0 | 0 | 0 | 0 | 0 | 0 | 0 | 0 | 0 | 0 | 0 | 0 | 0 | 0 | 0 | 0 | 0 | 0 | 0 | 0 | 0 | 0 | 0 | 0 | 0 | 0 | 0 | 0
F4_Residential_Multi-Family Moderate Income_Existing_Secondary Heating_Natural Gas_Fireplace_E6 | F4 | Residential | Multi-Family Moderate Income | Existing | Secondary Heating | Natural Gas | Fireplace | E6 | Utility - Cost of Equipment | 0 | 0 | 0 | 0 | 0 | 0 | 0 | 0 | 0 | 0 | 0 | 0 | 0 | 0 | 0 | 0 | 0 | 0 | 0 | 0 | 0 | 0 | 0 | 0 | 0 | 0 | 0 | 0 | 0 | 0 | 0 | 0 | 0 | 0 | 0 | 0 | 0 | 0 | 0 | 0 | 0 | 0
F4_Residential_Multi-Family Moderate Income_Existing_Secondary Heating_Natural Gas_Fireplace_E7 | F4 | Residential | Multi-Family Moderate Income | Existing | Secondary Heating | Natural Gas | Fireplace | E7 | Utility - Cost of Equipment | 0 | 0 | 0 | 0 | 0 | 0 | 0 | 0 | 0 | 0 | 0 | 0 | 0 | 0 | 0 | 0 | 0 | 0 | 0 | 0 | 0 | 0 | 0 | 0 | 0 | 0 | 0 | 0 | 0 | 0 | 0 | 0 | 0 | 0 | 0 | 0 | 0 | 0 | 0 | 0 | 0 | 0
F4_Residential_Multi-Family Moderate Income_Existing_Secondary Heating_Natural Gas_Fireplace_E8 | F4 | Residential | Multi-Family Moderate Income | Existing | Secondary Heating | Natural Gas | Fireplace | E8 | Utility - Cost of Equipment | 0 | 0 | 0 | 0 | 0 | 0 | 0 | 0 | 0 | 0 | 0 | 0 | 0 | 0 | 0 | 0 | 0 | 0 | 0 | 0 | 0 | 0 | 0 | 0 | 0 | 0 | 0 | 0 | 0 | 0 | 0 | 0 | 0 | 0 | 0 | 0 | 0 | 0 | 0 | 0 | 0 | 0
F4_Residential_Multi-Family Moderate Income_Existing_Secondary Heating_Natural Gas_Fireplace_E9 | F4 | Residential | Multi-Family Moderate Income | Existing | Secondary Heating | Natural Gas | Fireplace | E9 | Utility - Cost of Equipment | 0 | 0 | 0 | 0 | 0 | 0 | 0 | 0 | 0 | 0 | 0 | 0 | 0 | 0 | 0 | 0 | 0 | 0 | 0 | 0 | 0 | 0 | 0 | 0 | 0 | 0 | 0 | 0 | 0 | 0 | 0 | 0 | 0 | 0 | 0 | 0 | 0 | 0 | 0 | 0 | 0 | 0
F4_Residential_Multi-Family Moderate Income_Existing_Secondary Heating_Natural Gas_Fireplace_E10 | F4 | Residential | Multi-Family Moderate Income | Existing | Secondary Heating | Natural Gas | Fireplace | E10 | Utility - Cost of Equipment | 0 | 0 | 0 | 0 | 0 | 0 | 0 | 0 | 0 | 0 | 0 | 0 | 0 | 0 | 0 | 0 | 0 | 0 | 0 | 0 | 0 | 0 | 0 | 0 | 0 | 0 | 0 | 0 | 0 | 0 | 0 | 0 | 0 | 0 | 0 | 0 | 0 | 0 | 0 | 0 | 0 | 0
F5_Residential_Multi-Family Moderate Income_Existing_Secondary Heating_Natural Gas_Fireplace_E1 | F5 | Residential | Multi-Family Moderate Income | Existing | Secondary Heating | Natural Gas | Fireplace | E1 | Utility - Cost of Operation | 296.7502 | 296.7502 | 296.7502 | 296.7502 | 296.7502 | 296.7502 | 296.7502 | 296.7502 | 296.7502 | 296.7502 | 296.7502 | 296.7502 | 296.7502 | 296.7502 | 296.7502 | 296.7502 | 296.7502 | 296.7502 | 296.7502 | 296.7502 | 296.7502 | 296.7502 | 296.7502 | 296.7502 | 296.7502 | 296.7502 | 296.7502 | 296.7502 | 296.7502 | 296.7502 | 296.7502 | 296.7502 | 296.7502 | 0 | 0 | 0 | 0 | 0 | 0 | 0 | 0 | 0
F5_Residential_Multi-Family Moderate Income_Existing_Secondary Heating_Natural Gas_Fireplace_E2 | F5 | Residential | Multi-Family Moderate Income | Existing | Secondary Heating | Natural Gas | Fireplace | E2 | Utility - Cost of Operation | 323.4809 | 323.4809 | 323.4809 | 323.4809 | 323.4809 | 323.4809 | 323.4809 | 323.4809 | 323.4809 | 323.4809 | 323.4809 | 323.4809 | 323.4809 | 323.4809 | 323.4809 | 323.4809 | 323.4809 | 323.4809 | 323.4809 | 323.4809 | 323.4809 | 323.4809 | 323.4809 | 323.4809 | 323.4809 | 323.4809 | 323.4809 | 323.4809 | 323.4809 | 323.4809 | 323.4809 | 323.4809 | 323.4809 | 0 | 0 | 0 | 0 | 0 | 0 | 0 | 0 | 0
F5_Residential_Multi-Family Moderate Income_Existing_Secondary Heating_Natural Gas_Fireplace_E3 | F5 | Residential | Multi-Family Moderate Income | Existing | Secondary Heating | Natural Gas | Fireplace | E3 | Utility - Cost of Operation | 329.7159 | 329.7159 | 329.7159 | 329.7159 | 329.7159 | 329.7159 | 329.7159 | 329.7159 | 329.7159 | 329.7159 | 329.7159 | 329.7159 | 329.7159 | 329.7159 | 329.7159 | 329.7159 | 329.7159 | 329.7159 | 329.7159 | 329.7159 | 329.7159 | 329.7159 | 329.7159 | 329.7159 | 329.7159 | 329.7159 | 329.7159 | 329.7159 | 329.7159 | 329.7159 | 329.7159 | 329.7159 | 329.7159 | 0 | 0 | 0 | 0 | 0 | 0 | 0 | 0 | 0
F5_Residential_Multi-Family Moderate Income_Existing_Secondary Heating_Natural Gas_Fireplace_E4 | F5 | Residential | Multi-Family Moderate Income | Existing | Secondary Heating | Natural Gas | Fireplace | E4 | Utility - Cost of Operation | 0 | 0 | 0 | 0 | 0 | 0 | 0 | 0 | 0 | 0 | 0 | 0 | 0 | 0 | 0 | 0 | 0 | 0 | 0 | 0 | 0 | 0 | 0 | 0 | 0 | 0 | 0 | 0 | 0 | 0 | 0 | 0 | 0 | 0 | 0 | 0 | 0 | 0 | 0 | 0 | 0 | 0
F5_Residential_Multi-Family Moderate Income_Existing_Secondary Heating_Natural Gas_Fireplace_E5 | F5 | Residential | Multi-Family Moderate Income | Existing | Secondary Heating | Natural Gas | Fireplace | E5 | Utility - Cost of Operation | 0 | 0 | 0 | 0 | 0 | 0 | 0 | 0 | 0 | 0 | 0 | 0 | 0 | 0 | 0 | 0 | 0 | 0 | 0 | 0 | 0 | 0 | 0 | 0 | 0 | 0 | 0 | 0 | 0 | 0 | 0 | 0 | 0 | 0 | 0 | 0 | 0 | 0 | 0 | 0 | 0 | 0
F5_Residential_Multi-Family Moderate Income_Existing_Secondary Heating_Natural Gas_Fireplace_E6 | F5 | Residential | Multi-Family Moderate Income | Existing | Secondary Heating | Natural Gas | Fireplace | E6 | Utility - Cost of Operation | 0 | 0 | 0 | 0 | 0 | 0 | 0 | 0 | 0 | 0 | 0 | 0 | 0 | 0 | 0 | 0 | 0 | 0 | 0 | 0 | 0 | 0 | 0 | 0 | 0 | 0 | 0 | 0 | 0 | 0 | 0 | 0 | 0 | 0 | 0 | 0 | 0 | 0 | 0 | 0 | 0 | 0
F5_Residential_Multi-Family Moderate Income_Existing_Secondary Heating_Natural Gas_Fireplace_E7 | F5 | Residential | Multi-Family Moderate Income | Existing | Secondary Heating | Natural Gas | Fireplace | E7 | Utility - Cost of Operation | 0 | 0 | 0 | 0 | 0 | 0 | 0 | 0 | 0 | 0 | 0 | 0 | 0 | 0 | 0 | 0 | 0 | 0 | 0 | 0 | 0 | 0 | 0 | 0 | 0 | 0 | 0 | 0 | 0 | 0 | 0 | 0 | 0 | 0 | 0 | 0 | 0 | 0 | 0 | 0 | 0 | 0
F5_Residential_Multi-Family Moderate Income_Existing_Secondary Heating_Natural Gas_Fireplace_E8 | F5 | Residential | Multi-Family Moderate Income | Existing | Secondary Heating | Natural Gas | Fireplace | E8 | Utility - Cost of Operation | 0 | 0 | 0 | 0 | 0 | 0 | 0 | 0 | 0 | 0 | 0 | 0 | 0 | 0 | 0 | 0 | 0 | 0 | 0 | 0 | 0 | 0 | 0 | 0 | 0 | 0 | 0 | 0 | 0 | 0 | 0 | 0 | 0 | 0 | 0 | 0 | 0 | 0 | 0 | 0 | 0 | 0
F5_Residential_Multi-Family Moderate Income_Existing_Secondary Heating_Natural Gas_Fireplace_E9 | F5 | Residential | Multi-Family Moderate Income | Existing | Secondary Heating | Natural Gas | Fireplace | E9 | Utility - Cost of Operation | 0 | 0 | 0 | 0 | 0 | 0 | 0 | 0 | 0 | 0 | 0 | 0 | 0 | 0 | 0 | 0 | 0 | 0 | 0 | 0 | 0 | 0 | 0 | 0 | 0 | 0 | 0 | 0 | 0 | 0 | 0 | 0 | 0 | 0 | 0 | 0 | 0 | 0 | 0 | 0 | 0 | 0
F5_Residential_Multi-Family Moderate Income_Existing_Secondary Heating_Natural Gas_Fireplace_E10 | F5 | Residential | Multi-Family Moderate Income | Existing | Secondary Heating | Natural Gas | Fireplace | E10 | Utility - Cost of Operation | 0 | 0 | 0 | 0 | 0 | 0 | 0 | 0 | 0 | 0 | 0 | 0 | 0 | 0 | 0 | 0 | 0 | 0 | 0 | 0 | 0 | 0 | 0 | 0 | 0 | 0 | 0 | 0 | 0 | 0 | 0 | 0 | 0 | 0 | 0 | 0 | 0 | 0 | 0 | 0 | 0 | 0
F6_Residential_Multi-Family Moderate Income_Existing_Secondary Heating_Natural Gas_Fireplace_E1 | F6 | Residential | Multi-Family Moderate Income | Existing | Secondary Heating | Natural Gas | Fireplace | E1 | Utility - Value of Sales | 59.7967 | 59.9271 | 60.1538 | 60.3071 | 60.1386 | 59.9696 | 59.8002 | 59.6302 | 59.4598 | 59.289 | 59.1176 | 58.9457 | 58.7734 | 58.6017 | 58.4321 | 58.2657 | 58.1038 | 57.9476 | 57.7983 | 57.6574 | 57.5259 | 57.4052 | 57.2953 | 57.1963 | 57.1081 | 57.0309 | 56.9645 | 56.9091 | 56.8648 | 56.8315 | 56.8092 | 56.7981 | 56.7981 | 0 | 0 | 0 | 0 | 0 | 0 | 0 | 0 | 0
F6_Residential_Multi-Family Moderate Income_Existing_Secondary Heating_Natural Gas_Fireplace_E2 | F6 | Residential | Multi-Family Moderate Income | Existing | Secondary Heating | Natural Gas | Fireplace | E2 | Utility - Value of Sales | 49.7261 | 49.8345 | 50.023 | 50.1505 | 50.0104 | 49.8699 | 49.729 | 49.5877 | 49.4459 | 49.3038 | 49.1613 | 49.0184 | 48.8751 | 48.7324 | 48.5913 | 48.4529 | 48.3183 | 48.1884 | 48.0643 | 47.947 | 47.8377 | 47.7374 | 47.646 | 47.5636 | 47.4903 | 47.426 | 47.3709 | 47.3248 | 47.2879 | 47.2602 | 47.2417 | 47.2324 | 47.2324 | 0 | 0 | 0 | 0 | 0 | 0 | 0 | 0 | 0
F6_Residential_Multi-Family Moderate Income_Existing_Secondary Heating_Natural Gas_Fireplace_E3 | F6 | Residential | Multi-Family Moderate Income | Existing | Secondary Heating | Natural Gas | Fireplace | E3 | Utility - Value of Sales | 47.4419 | 47.5454 | 47.7252 | 47.8469 | 47.7132 | 47.5791 | 47.4447 | 47.3099 | 47.1747 | 47.0391 | 46.9031 | 46.7668 | 46.63 | 46.4939 | 46.3593 | 46.2273 | 46.0988 | 45.9748 | 45.8565 | 45.7446 | 45.6403 | 45.5446 | 45.4574 | 45.3788 | 45.3088 | 45.2475 | 45.1949 | 45.151 | 45.1158 | 45.0894 | 45.0717 | 45.0628 | 45.0628 | 0 | 0 | 0 | 0 | 0 | 0 | 0 | 0 | 0
F6_Residential_Multi-Family Moderate Income_Existing_Secondary Heating_Natural Gas_Fireplace_E4 | F6 | Residential | Multi-Family Moderate Income | Existing | Secondary Heating | Natural Gas | Fireplace | E4 | Utility - Value of Sales | 0 | 0 | 0 | 0 | 0 | 0 | 0 | 0 | 0 | 0 | 0 | 0 | 0 | 0 | 0 | 0 | 0 | 0 | 0 | 0 | 0 | 0 | 0 | 0 | 0 | 0 | 0 | 0 | 0 | 0 | 0 | 0 | 0 | 0 | 0 | 0 | 0 | 0 | 0 | 0 | 0 | 0
F6_Residential_Multi-Family Moderate Income_Existing_Secondary Heating_Natural Gas_Fireplace_E5 | F6 | Residential | Multi-Family Moderate Income | Existing | Secondary Heating | Natural Gas | Fireplace | E5 | Utility - Value of Sales | 0 | 0 | 0 | 0 | 0 | 0 | 0 | 0 | 0 | 0 | 0 | 0 | 0 | 0 | 0 | 0 | 0 | 0 | 0 | 0 | 0 | 0 | 0 | 0 | 0 | 0 | 0 | 0 | 0 | 0 | 0 | 0 | 0 | 0 | 0 | 0 | 0 | 0 | 0 | 0 | 0 | 0
F6_Residential_Multi-Family Moderate Income_Existing_Secondary Heating_Natural Gas_Fireplace_E6 | F6 | Residential | Multi-Family Moderate Income | Existing | Secondary Heating | Natural Gas | Fireplace | E6 | Utility - Value of Sales | 0 | 0 | 0 | 0 | 0 | 0 | 0 | 0 | 0 | 0 | 0 | 0 | 0 | 0 | 0 | 0 | 0 | 0 | 0 | 0 | 0 | 0 | 0 | 0 | 0 | 0 | 0 | 0 | 0 | 0 | 0 | 0 | 0 | 0 | 0 | 0 | 0 | 0 | 0 | 0 | 0 | 0
F6_Residential_Multi-Family Moderate Income_Existing_Secondary Heating_Natural Gas_Fireplace_E7 | F6 | Residential | Multi-Family Moderate Income | Existing | Secondary Heating | Natural Gas | Fireplace | E7 | Utility - Value of Sales | 0 | 0 | 0 | 0 | 0 | 0 | 0 | 0 | 0 | 0 | 0 | 0 | 0 | 0 | 0 | 0 | 0 | 0 | 0 | 0 | 0 | 0 | 0 | 0 | 0 | 0 | 0 | 0 | 0 | 0 | 0 | 0 | 0 | 0 | 0 | 0 | 0 | 0 | 0 | 0 | 0 | 0
F6_Residential_Multi-Family Moderate Income_Existing_Secondary Heating_Natural Gas_Fireplace_E8 | F6 | Residential | Multi-Family Moderate Income | Existing | Secondary Heating | Natural Gas | Fireplace | E8 | Utility - Value of Sales | 0 | 0 | 0 | 0 | 0 | 0 | 0 | 0 | 0 | 0 | 0 | 0 | 0 | 0 | 0 | 0 | 0 | 0 | 0 | 0 | 0 | 0 | 0 | 0 | 0 | 0 | 0 | 0 | 0 | 0 | 0 | 0 | 0 | 0 | 0 | 0 | 0 | 0 | 0 | 0 | 0 | 0
F6_Residential_Multi-Family Moderate Income_Existing_Secondary Heating_Natural Gas_Fireplace_E9 | F6 | Residential | Multi-Family Moderate Income | Existing | Secondary Heating | Natural Gas | Fireplace | E9 | Utility - Value of Sales | 0 | 0 | 0 | 0 | 0 | 0 | 0 | 0 | 0 | 0 | 0 | 0 | 0 | 0 | 0 | 0 | 0 | 0 | 0 | 0 | 0 | 0 | 0 | 0 | 0 | 0 | 0 | 0 | 0 | 0 | 0 | 0 | 0 | 0 | 0 | 0 | 0 | 0 | 0 | 0 | 0 | 0
F6_Residential_Multi-Family Moderate Income_Existing_Secondary Heating_Natural Gas_Fireplace_E10 | F6 | Residential | Multi-Family Moderate Income | Existing | Secondary Heating | Natural Gas | Fireplace | E10 | Utility - Value of Sales | 0 | 0 | 0 | 0 | 0 | 0 | 0 | 0 | 0 | 0 | 0 | 0 | 0 | 0 | 0 | 0 | 0 | 0 | 0 | 0 | 0 | 0 | 0 | 0 | 0 | 0 | 0 | 0 | 0 | 0 | 0 | 0 | 0 | 0 | 0 | 0 | 0 | 0 | 0 | 0 | 0 | 0
F1_Residential_Multi-Family Moderate Income_Existing_Water Heating_Natural Gas_Water Heater (<= 55 gal)_E1 | F1 | Residential | Multi-Family Moderate Income | Existing | Water Heating | Natural Gas | Water Heater (<= 55 gal) | E1 | RVT - Cost of Equipment | 176.2319 | 176.7481 | 177.9056 | 178.8788 | 178.4829 | 179.4376 | 181.5877 | 183.3723 | 185.5177 | 187.6105 | 189.7201 | 191.7173 | 193.8423 | 196.0378 | 198.1777 | 200.3663 | 202.5638 | 204.7939 | 206.9382 | 209.0001 | 210.8052 | 212.4592 | 213.7276 | 214.8331 | 215.634 | 216.1704 | 216.5301 | 216.6695 | 216.5071 | 216.1418 | 215.3933 | 214.461 | 213.1962 | 0 | 0 | 0 | 0 | 0 | 0 | 0 | 0 | 0
F1_Residential_Multi-Family Moderate Income_Existing_Water Heating_Natural Gas_Water Heater (<= 55 gal)_E2 | F1 | Residential | Multi-Family Moderate Income | Existing | Water Heating | Natural Gas | Water Heater (<= 55 gal) | E2 | RVT - Cost of Equipment | 159.7102 | 160.1779 | 161.2269 | 162.1089 | 161.7502 | 162.6153 | 164.5639 | 166.1811 | 168.1255 | 170.022 | 171.9338 | 173.7438 | 175.6696 | 177.6593 | 179.5986 | 181.5819 | 183.5734 | 185.5945 | 187.5378 | 189.4063 | 191.0422 | 192.5411 | 193.6907 | 194.6925 | 195.4183 | 195.9045 | 196.2304 | 196.3568 | 196.2096 | 195.8785 | 195.2002 | 194.3553 | 193.209 | 0 | 0 | 0 | 0 | 0 | 0 | 0 | 0 | 0
F1_Residential_Multi-Family Moderate Income_Existing_Water Heating_Natural Gas_Water Heater (<= 55 gal)_E3 | F1 | Residential | Multi-Family Moderate Income | Existing | Water Heating | Natural Gas | Water Heater (<= 55 gal) | E3 | RVT - Cost of Equipment | 126.1908 | 126.5603 | 127.3892 | 128.0861 | 127.8026 | 128.4862 | 130.0258 | 131.3036 | 132.8399 | 134.3384 | 135.849 | 137.279 | 138.8006 | 140.3728 | 141.905 | 143.4721 | 145.0457 | 146.6425 | 148.178 | 149.6544 | 150.9469 | 152.1313 | 153.0395 | 153.8311 | 154.4046 | 154.7887 | 155.0462 | 155.1461 | 155.0298 | 154.7682 | 154.2322 | 153.5647 | 152.659 | 0 | 0 | 0 | 0 | 0 | 0 | 0 | 0 | 0
F1_Residential_Multi-Family Moderate Income_Existing_Water Heating_Natural Gas_Water Heater (<= 55 gal)_E4 | F1 | Residential | Multi-Family Moderate Income | Existing | Water Heating | Natural Gas | Water Heater (<= 55 gal) | E4 | RVT - Cost of Equipment | 119.908 | 120.5246 | 121.4581 | 122.3142 | 122.5174 | 123.3918 | 124.8545 | 126.1644 | 127.6286 | 129.0412 | 130.4232 | 131.7066 | 132.9927 | 134.2526 | 135.4016 | 136.4894 | 137.4837 | 138.4476 | 139.3245 | 140.1647 | 140.8947 | 141.5852 | 142.134 | 142.6666 | 143.0524 | 143.3109 | 143.4842 | 143.5514 | 143.4731 | 143.2971 | 142.9365 | 142.4873 | 141.8779 | 0 | 0 | 0 | 0 | 0 | 0 | 0 | 0 | 0
F1_Residential_Multi-Family Moderate Income_Existing_Water Heating_Natural Gas_Water Heater (<= 55 gal)_E5 | F1 | Residential | Multi-Family Moderate Income | Existing | Water Heating | Natural Gas | Water Heater (<= 55 gal) | E5 | RVT - Cost of Equipment | 114.6373 | 115.2268 | 116.1193 | 116.9377 | 117.132 | 117.968 | 119.3664 | 120.6187 | 122.0185 | 123.3691 | 124.6904 | 125.9173 | 127.1469 | 128.3514 | 129.4498 | 130.4899 | 131.4405 | 132.362 | 133.2004 | 134.0036 | 134.7015 | 135.3617 | 135.8863 | 136.3955 | 136.7644 | 137.0115 | 137.1772 | 137.2414 | 137.1666 | 136.9983 | 136.6536 | 136.2242 | 135.6415 | 0 | 0 | 0 | 0 | 0 | 0 | 0 | 0 | 0
F1_Residential_Multi-Family Moderate Income_Existing_Water Heating_Natural Gas_Water Heater (<= 55 gal)_E6 | F1 | Residential | Multi-Family Moderate Income | Existing | Water Heating | Natural Gas | Water Heater (<= 55 gal) | E6 | RVT - Cost of Equipment | 96.4288 | 96.7112 | 97.3446 | 97.8771 | 97.6605 | 98.1828 | 99.3593 | 100.3358 | 101.5097 | 102.6548 | 103.8091 | 104.9019 | 106.0646 | 107.266 | 108.4369 | 109.6344 | 110.8368 | 112.057 | 113.2304 | 114.3585 | 115.3462 | 116.2513 | 116.9453 | 117.5502 | 117.9884 | 118.2819 | 118.4787 | 118.555 | 118.4662 | 118.2663 | 117.8567 | 117.3466 | 116.6545 | 0 | 0 | 0 | 0 | 0 | 0 | 0 | 0 | 0
F1_Residential_Multi-Family Moderate Income_Existing_Water Heating_Natural Gas_Water Heater (<= 55 gal)_E7 | F1 | Residential | Multi-Family Moderate Income | Existing | Water Heating | Natural Gas | Water Heater (<= 55 gal) | E7 | RVT - Cost of Equipment | 0 | 0 | 0 | 0 | 78.7351 | 79.156 | 80.1116 | 80.9146 | 81.8814 | 82.8205 | 83.7628 | 84.6518 | 85.592 | 86.5418 | 87.4294 | 88.3019 | 89.1384 | 89.9962 | 90.8324 | 91.6555 | 92.3916 | 93.1022 | 93.6875 | 94.2564 | 94.6826 | 94.9745 | 95.1658 | 95.228 | 95.1555 | 94.9925 | 94.6586 | 94.2427 | 93.6783 | 0 | 0 | 0 | 0 | 0 | 0 | 0 | 0 | 0
F1_Residential_Multi-Family Moderate Income_Existing_Water Heating_Natural Gas_Water Heater (<= 55 gal)_E8 | F1 | Residential | Multi-Family Moderate Income | Existing | Water Heating | Natural Gas | Water Heater (<= 55 gal) | E8 | RVT - Cost of Equipment | 0 | 0 | 0 | 0 | 0 | 0 | 0 | 0 | 0 | 0 | 0 | 0 | 0 | 0 | 0 | 0 | 0 | 0 | 0 | 0 | 0 | 0 | 0 | 0 | 0 | 0 | 0 | 0 | 0 | 0 | 0 | 0 | 0 | 0 | 0 | 0 | 0 | 0 | 0 | 0 | 0 | 0
F1_Residential_Multi-Family Moderate Income_Existing_Water Heating_Natural Gas_Water Heater (<= 55 gal)_E9 | F1 | Residential | Multi-Family Moderate Income | Existing | Water Heating | Natural Gas | Water Heater (<= 55 gal) | E9 | RVT - Cost of Equipment | 0 | 0 | 0 | 0 | 0 | 0 | 0 | 0 | 0 | 0 | 0 | 0 | 0 | 0 | 0 | 0 | 0 | 0 | 0 | 0 | 0 | 0 | 0 | 0 | 0 | 0 | 0 | 0 | 0 | 0 | 0 | 0 | 0 | 0 | 0 | 0 | 0 | 0 | 0 | 0 | 0 | 0
F1_Residential_Multi-Family Moderate Income_Existing_Water Heating_Natural Gas_Water Heater (<= 55 gal)_E10 | F1 | Residential | Multi-Family Moderate Income | Existing | Water Heating | Natural Gas | Water Heater (<= 55 gal) | E10 | RVT - Cost of Equipment | 0 | 0 | 0 | 0 | 0 | 0 | 0 | 0 | 0 | 0 | 0 | 0 | 0 | 0 | 0 | 0 | 0 | 0 | 0 | 0 | 0 | 0 | 0 | 0 | 0 | 0 | 0 | 0 | 0 | 0 | 0 | 0 | 0 | 0 | 0 | 0 | 0 | 0 | 0 | 0 | 0 | 0
F2_Residential_Multi-Family Moderate Income_Existing_Water Heating_Natural Gas_Water Heater (<= 55 gal)_E1 | F2 | Residential | Multi-Family Moderate Income | Existing | Water Heating | Natural Gas | Water Heater (<= 55 gal) | E1 | RVT - Cost of Operation | 175.9478 | 176.4631 | 177.6187 | 178.5904 | 178.1952 | 179.1483 | 181.2949 | 183.0766 | 185.2186 | 187.308 | 189.4142 | 191.4082 | 193.5297 | 195.7217 | 197.8582 | 200.0432 | 202.2372 | 204.4637 | 206.6046 | 208.6631 | 210.4653 | 212.1166 | 213.383 | 214.4868 | 215.2863 | 215.8219 | 216.181 | 216.3202 | 216.158 | 215.7933 | 215.046 | 214.1152 | 212.8524 | 0 | 0 | 0 | 0 | 0 | 0 | 0 | 0 | 0
F2_Residential_Multi-Family Moderate Income_Existing_Water Heating_Natural Gas_Water Heater (<= 55 gal)_E2 | F2 | Residential | Multi-Family Moderate Income | Existing | Water Heating | Natural Gas | Water Heater (<= 55 gal) | E2 | RVT - Cost of Operation | 159.4527 | 159.9197 | 160.967 | 161.8475 | 161.4894 | 162.3531 | 164.2985 | 165.9132 | 167.8544 | 169.7478 | 171.6566 | 173.4636 | 175.3863 | 177.3728 | 179.309 | 181.2891 | 183.2775 | 185.2952 | 187.2354 | 189.1009 | 190.7342 | 192.2307 | 193.3784 | 194.3786 | 195.1032 | 195.5886 | 195.914 | 196.0402 | 195.8932 | 195.5627 | 194.8854 | 194.0419 | 192.8975 | 0 | 0 | 0 | 0 | 0 | 0 | 0 | 0 | 0
F2_Residential_Multi-Family Moderate Income_Existing_Water Heating_Natural Gas_Water Heater (<= 55 gal)_E3 | F2 | Residential | Multi-Family Moderate Income | Existing | Water Heating | Natural Gas | Water Heater (<= 55 gal) | E3 | RVT - Cost of Operation | 125.9873 | 126.3563 | 127.1838 | 127.8795 | 127.5965 | 128.279 | 129.8161 | 131.0919 | 132.6257 | 134.1218 | 135.6299 | 137.0577 | 138.5768 | 140.1464 | 141.6762 | 143.2408 | 144.8118 | 146.4061 | 147.9391 | 149.4131 | 150.7036 | 151.886 | 152.7928 | 153.5831 | 154.1556 | 154.5391 | 154.7962 | 154.8959 | 154.7798 | 154.5187 | 153.9836 | 153.3171 | 152.4128 | 0 | 0 | 0 | 0 | 0 | 0 | 0 | 0 | 0
F2_Residential_Multi-Family Moderate Income_Existing_Water Heating_Natural Gas_Water Heater (<= 55 gal)_E4 | F2 | Residential | Multi-Family Moderate Income | Existing | Water Heating | Natural Gas | Water Heater (<= 55 gal) | E4 | RVT - Cost of Operation | 119.7147 | 120.3303 | 121.2622 | 122.1169 | 122.3199 | 123.1929 | 124.6532 | 125.961 | 127.4228 | 128.8331 | 130.2129 | 131.4943 | 132.7783 | 134.0362 | 135.1832 | 136.2693 | 137.262 | 138.2244 | 139.0999 | 139.9387 | 140.6675 | 141.3569 | 141.9048 | 142.4366 | 142.8218 | 143.0798 | 143.2528 | 143.3199 | 143.2418 | 143.0661 | 142.706 | 142.2576 | 141.6492 | 0 | 0 | 0 | 0 | 0 | 0 | 0 | 0 | 0
F2_Residential_Multi-Family Moderate Income_Existing_Water Heating_Natural Gas_Water Heater (<= 55 gal)_E5 | F2 | Residential | Multi-Family Moderate Income | Existing | Water Heating | Natural Gas | Water Heater (<= 55 gal) | E5 | RVT - Cost of Operation | 114.4525 | 115.041 | 115.932 | 116.7492 | 116.9432 | 117.7778 | 119.1739 | 120.4242 | 121.8218 | 123.1701 | 124.4893 | 125.7143 | 126.9418 | 128.1445 | 129.2411 | 130.2795 | 131.2285 | 132.1486 | 132.9856 | 133.7876 | 134.4843 | 135.1435 | 135.6672 | 136.1756 | 136.5439 | 136.7906 | 136.956 | 137.0201 | 136.9454 | 136.7774 | 136.4332 | 136.0045 | 135.4228 | 0 | 0 | 0 | 0 | 0 | 0 | 0 | 0 | 0
F2_Residential_Multi-Family Moderate Income_Existing_Water Heating_Natural Gas_Water Heater (<= 55 gal)_E6 | F2 | Residential | Multi-Family Moderate Income | Existing | Water Heating | Natural Gas | Water Heater (<= 55 gal) | E6 | RVT - Cost of Operation | 96.2733 | 96.5553 | 97.1876 | 97.7193 | 97.503 | 98.0245 | 99.1991 | 100.174 | 101.346 | 102.4893 | 103.6417 | 104.7328 | 105.8936 | 107.093 | 108.262 | 109.4576 | 110.6581 | 111.8764 | 113.0478 | 114.1741 | 115.1603 | 116.0638 | 116.7568 | 117.3607 | 117.7981 | 118.0912 | 118.2877 | 118.3639 | 118.2751 | 118.0756 | 117.6667 | 117.1574 | 116.4664 | 0 | 0 | 0 | 0 | 0 | 0 | 0 | 0 | 0
F2_Residential_Multi-Family Moderate Income_Existing_Water Heating_Natural Gas_Water Heater (<= 55 gal)_E7 | F2 | Residential | Multi-Family Moderate Income | Existing | Water Heating | Natural Gas | Water Heater (<= 55 gal) | E7 | RVT - Cost of Operation | 0 | 0 | 0 | 0 | 78.6081 | 79.0284 | 79.9825 | 80.7841 | 81.7494 | 82.687 | 83.6277 | 84.5153 | 85.454 | 86.4022 | 87.2884 | 88.1595 | 88.9947 | 89.8511 | 90.6859 | 91.5077 | 92.2426 | 92.9521 | 93.5364 | 94.1044 | 94.53 | 94.8214 | 95.0123 | 95.0744 | 95.0021 | 94.8394 | 94.506 | 94.0907 | 93.5273 | 0 | 0 | 0 | 0 | 0 | 0 | 0 | 0 | 0
F2_Residential_Multi-Family Moderate Income_Existing_Water Heating_Natural Gas_Water Heater (<= 55 gal)_E8 | F2 | Residential | Multi-Family Moderate Income | Existing | Water Heating | Natural Gas | Water Heater (<= 55 gal) | E8 | RVT - Cost of Operation | 0 | 0 | 0 | 0 | 0 | 0 | 0 | 0 | 0 | 0 | 0 | 0 | 0 | 0 | 0 | 0 | 0 | 0 | 0 | 0 | 0 | 0 | 0 | 0 | 0 | 0 | 0 | 0 | 0 | 0 | 0 | 0 | 0 | 0 | 0 | 0 | 0 | 0 | 0 | 0 | 0 | 0
F2_Residential_Multi-Family Moderate Income_Existing_Water Heating_Natural Gas_Water Heater (<= 55 gal)_E9 | F2 | Residential | Multi-Family Moderate Income | Existing | Water Heating | Natural Gas | Water Heater (<= 55 gal) | E9 | RVT - Cost of Operation | 0 | 0 | 0 | 0 | 0 | 0 | 0 | 0 | 0 | 0 | 0 | 0 | 0 | 0 | 0 | 0 | 0 | 0 | 0 | 0 | 0 | 0 | 0 | 0 | 0 | 0 | 0 | 0 | 0 | 0 | 0 | 0 | 0 | 0 | 0 | 0 | 0 | 0 | 0 | 0 | 0 | 0
F2_Residential_Multi-Family Moderate Income_Existing_Water Heating_Natural Gas_Water Heater (<= 55 gal)_E10 | F2 | Residential | Multi-Family Moderate Income | Existing | Water Heating | Natural Gas | Water Heater (<= 55 gal) | E10 | RVT - Cost of Operation | 0 | 0 | 0 | 0 | 0 | 0 | 0 | 0 | 0 | 0 | 0 | 0 | 0 | 0 | 0 | 0 | 0 | 0 | 0 | 0 | 0 | 0 | 0 | 0 | 0 | 0 | 0 | 0 | 0 | 0 | 0 | 0 | 0 | 0 | 0 | 0 | 0 | 0 | 0 | 0 | 0 | 0
F3_Residential_Multi-Family Moderate Income_Existing_Water Heating_Natural Gas_Water Heater (<= 55 gal)_E1 | F3 | Residential | Multi-Family Moderate Income | Existing | Water Heating | Natural Gas | Water Heater (<= 55 gal) | E1 | System - kBTUs of Consumption | 108.75 | 108.75 | 108.75 | 108.75 | 108.75 | 108.75 | 108.75 | 108.75 | 108.75 | 108.75 | 108.75 | 108.75 | 108.75 | 108.75 | 108.75 | 108.75 | 108.75 | 108.75 | 108.75 | 108.75 | 108.75 | 108.75 | 108.75 | 108.75 | 108.75 | 108.75 | 108.75 | 108.75 | 108.75 | 108.75 | 108.75 | 108.75 | 108.75 | 0 | 0 | 0 | 0 | 0 | 0 | 0 | 0 | 0
F3_Residential_Multi-Family Moderate Income_Existing_Water Heating_Natural Gas_Water Heater (<= 55 gal)_E2 | F3 | Residential | Multi-Family Moderate Income | Existing | Water Heating | Natural Gas | Water Heater (<= 55 gal) | E2 | System - kBTUs of Consumption | 122.6873 | 122.6873 | 122.6873 | 122.6873 | 122.6873 | 122.6873 | 122.6873 | 122.6873 | 122.6873 | 122.6873 | 122.6873 | 122.6873 | 122.6873 | 122.6873 | 122.6873 | 122.6873 | 122.6873 | 122.6873 | 122.6873 | 122.6873 | 122.6873 | 122.6873 | 122.6873 | 122.6873 | 122.6873 | 122.6873 | 122.6873 | 122.6873 | 122.6873 | 122.6873 | 122.6873 | 122.6873 | 122.6873 | 0 | 0 | 0 | 0 | 0 | 0 | 0 | 0 | 0
F3_Residential_Multi-Family Moderate Income_Existing_Water Heating_Natural Gas_Water Heater (<= 55 gal)_E3 | F3 | Residential | Multi-Family Moderate Income | Existing | Water Heating | Natural Gas | Water Heater (<= 55 gal) | E3 | System - kBTUs of Consumption | 346.2727 | 346.2727 | 346.2727 | 346.2727 | 346.2727 | 346.2727 | 346.2727 | 346.2727 | 346.2727 | 346.2727 | 346.2727 | 346.2727 | 346.2727 | 346.2727 | 346.2727 | 346.2727 | 346.2727 | 346.2727 | 346.2727 | 346.2727 | 346.2727 | 346.2727 | 346.2727 | 346.2727 | 346.2727 | 346.2727 | 346.2727 | 346.2727 | 346.2727 | 346.2727 | 346.2727 | 346.2727 | 346.2727 | 0 | 0 | 0 | 0 | 0 | 0 | 0 | 0 | 0
F3_Residential_Multi-Family Moderate Income_Existing_Water Heating_Natural Gas_Water Heater (<= 55 gal)_E4 | F3 | Residential | Multi-Family Moderate Income | Existing | Water Heating | Natural Gas | Water Heater (<= 55 gal) | E4 | System - kBTUs of Consumption | 160.3908 | 160.3908 | 160.3908 | 160.3908 | 160.3908 | 160.3908 | 160.3908 | 160.3908 | 160.3908 | 160.3908 | 160.3908 | 160.3908 | 160.3908 | 160.3908 | 160.3908 | 160.3908 | 160.3908 | 160.3908 | 160.3908 | 160.3908 | 160.3908 | 160.3908 | 160.3908 | 160.3908 | 160.3908 | 160.3908 | 160.3908 | 160.3908 | 160.3908 | 160.3908 | 160.3908 | 160.3908 | 160.3908 | 0 | 0 | 0 | 0 | 0 | 0 | 0 | 0 | 0
F3_Residential_Multi-Family Moderate Income_Existing_Water Heating_Natural Gas_Water Heater (<= 55 gal)_E5 | F3 | Residential | Multi-Family Moderate Income | Existing | Water Heating | Natural Gas | Water Heater (<= 55 gal) | E5 | System - kBTUs of Consumption | 181.9005 | 181.9005 | 181.9005 | 181.9005 | 181.9005 | 181.9005 | 181.9005 | 181.9005 | 181.9005 | 181.9005 | 181.9005 | 181.9005 | 181.9005 | 181.9005 | 181.9005 | 181.9005 | 181.9005 | 181.9005 | 181.9005 | 181.9005 | 181.9005 | 181.9005 | 181.9005 | 181.9005 | 181.9005 | 181.9005 | 181.9005 | 181.9005 | 181.9005 | 181.9005 | 181.9005 | 181.9005 | 181.9005 | 0 | 0 | 0 | 0 | 0 | 0 | 0 | 0 | 0
F3_Residential_Multi-Family Moderate Income_Existing_Water Heating_Natural Gas_Water Heater (<= 55 gal)_E6 | F3 | Residential | Multi-Family Moderate Income | Existing | Water Heating | Natural Gas | Water Heater (<= 55 gal) | E6 | System - kBTUs of Consumption | 501.237 | 501.237 | 501.237 | 501.237 | 501.237 | 501.237 | 501.237 | 501.237 | 501.237 | 501.237 | 501.237 | 501.237 | 501.237 | 501.237 | 501.237 | 501.237 | 501.237 | 501.237 | 501.237 | 501.237 | 501.237 | 501.237 | 501.237 | 501.237 | 501.237 | 501.237 | 501.237 | 501.237 | 501.237 | 501.237 | 501.237 | 501.237 | 501.237 | 0 | 0 | 0 | 0 | 0 | 0 | 0 | 0 | 0
F3_Residential_Multi-Family Moderate Income_Existing_Water Heating_Natural Gas_Water Heater (<= 55 gal)_E7 | F3 | Residential | Multi-Family Moderate Income | Existing | Water Heating | Natural Gas | Water Heater (<= 55 gal) | E7 | System - kBTUs of Consumption | 0 | 0 | 0 | 0 | 593.764 | 593.764 | 593.764 | 593.764 | 593.764 | 593.764 | 593.764 | 593.764 | 593.764 | 593.764 | 593.764 | 593.764 | 593.764 | 593.764 | 593.764 | 593.764 | 593.764 | 593.764 | 593.764 | 593.764 | 593.764 | 593.764 | 593.764 | 593.764 | 593.764 | 593.764 | 593.764 | 593.764 | 593.764 | 0 | 0 | 0 | 0 | 0 | 0 | 0 | 0 | 0
F3_Residential_Multi-Family Moderate Income_Existing_Water Heating_Natural Gas_Water Heater (<= 55 gal)_E8 | F3 | Residential | Multi-Family Moderate Income | Existing | Water Heating | Natural Gas | Water Heater (<= 55 gal) | E8 | System - kBTUs of Consumption | 0 | 0 | 0 | 0 | 0 | 0 | 0 | 0 | 0 | 0 | 0 | 0 | 0 | 0 | 0 | 0 | 0 | 0 | 0 | 0 | 0 | 0 | 0 | 0 | 0 | 0 | 0 | 0 | 0 | 0 | 0 | 0 | 0 | 0 | 0 | 0 | 0 | 0 | 0 | 0 | 0 | 0
F3_Residential_Multi-Family Moderate Income_Existing_Water Heating_Natural Gas_Water Heater (<= 55 gal)_E9 | F3 | Residential | Multi-Family Moderate Income | Existing | Water Heating | Natural Gas | Water Heater (<= 55 gal) | E9 | System - kBTUs of Consumption | 0 | 0 | 0 | 0 | 0 | 0 | 0 | 0 | 0 | 0 | 0 | 0 | 0 | 0 | 0 | 0 | 0 | 0 | 0 | 0 | 0 | 0 | 0 | 0 | 0 | 0 | 0 | 0 | 0 | 0 | 0 | 0 | 0 | 0 | 0 | 0 | 0 | 0 | 0 | 0 | 0 | 0
F3_Residential_Multi-Family Moderate Income_Existing_Water Heating_Natural Gas_Water Heater (<= 55 gal)_E10 | F3 | Residential | Multi-Family Moderate Income | Existing | Water Heating | Natural Gas | Water Heater (<= 55 gal) | E10 | System - kBTUs of Consumption | 0 | 0 | 0 | 0 | 0 | 0 | 0 | 0 | 0 | 0 | 0 | 0 | 0 | 0 | 0 | 0 | 0 | 0 | 0 | 0 | 0 | 0 | 0 | 0 | 0 | 0 | 0 | 0 | 0 | 0 | 0 | 0 | 0 | 0 | 0 | 0 | 0 | 0 | 0 | 0 | 0 | 0
F4_Residential_Multi-Family Moderate Income_Existing_Water Heating_Natural Gas_Water Heater (<= 55 gal)_E1 | F4 | Residential | Multi-Family Moderate Income | Existing | Water Heating | Natural Gas | Water Heater (<= 55 gal) | E1 | Utility - Cost of Equipment | 175.9478 | 176.4631 | 177.6187 | 178.5904 | 178.1952 | 179.1483 | 181.2949 | 183.0766 | 185.2186 | 187.308 | 189.4142 | 191.4082 | 193.5297 | 195.7217 | 197.8582 | 200.0432 | 202.2372 | 204.4637 | 206.6046 | 208.6631 | 210.4653 | 212.1166 | 213.383 | 214.4868 | 215.2863 | 215.8219 | 216.181 | 216.3202 | 216.158 | 215.7933 | 215.046 | 214.1152 | 212.8524 | 0 | 0 | 0 | 0 | 0 | 0 | 0 | 0 | 0
F4_Residential_Multi-Family Moderate Income_Existing_Water Heating_Natural Gas_Water Heater (<= 55 gal)_E2 | F4 | Residential | Multi-Family Moderate Income | Existing | Water Heating | Natural Gas | Water Heater (<= 55 gal) | E2 | Utility - Cost of Equipment | 159.4527 | 159.9197 | 160.967 | 161.8475 | 161.4894 | 162.3531 | 164.2985 | 165.9132 | 167.8544 | 169.7478 | 171.6566 | 173.4636 | 175.3863 | 177.3728 | 179.309 | 181.2891 | 183.2775 | 185.2952 | 187.2354 | 189.1009 | 190.7342 | 192.2307 | 193.3784 | 194.3786 | 195.1032 | 195.5886 | 195.914 | 196.0402 | 195.8932 | 195.5627 | 194.8854 | 194.0419 | 192.8975 | 0 | 0 | 0 | 0 | 0 | 0 | 0 | 0 | 0
F4_Residential_Multi-Family Moderate Income_Existing_Water Heating_Natural Gas_Water Heater (<= 55 gal)_E3 | F4 | Residential | Multi-Family Moderate Income | Existing | Water Heating | Natural Gas | Water Heater (<= 55 gal) | E3 | Utility - Cost of Equipment | 125.9873 | 126.3563 | 127.1838 | 127.8795 | 127.5965 | 128.279 | 129.8161 | 131.0919 | 132.6257 | 134.1218 | 135.6299 | 137.0577 | 138.5768 | 140.1464 | 141.6762 | 143.2408 | 144.8118 | 146.4061 | 147.9391 | 149.4131 | 150.7036 | 151.886 | 152.7928 | 153.5831 | 154.1556 | 154.5391 | 154.7962 | 154.8959 | 154.7798 | 154.5187 | 153.9836 | 153.3171 | 152.4128 | 0 | 0 | 0 | 0 | 0 | 0 | 0 | 0 | 0
F4_Residential_Multi-Family Moderate Income_Existing_Water Heating_Natural Gas_Water Heater (<= 55 gal)_E4 | F4 | Residential | Multi-Family Moderate Income | Existing | Water Heating | Natural Gas | Water Heater (<= 55 gal) | E4 | Utility - Cost of Equipment | 119.7147 | 120.3303 | 121.2622 | 122.1169 | 122.3199 | 123.1929 | 124.6532 | 125.961 | 127.4228 | 128.8331 | 130.2129 | 131.4943 | 132.7783 | 134.0362 | 135.1832 | 136.2693 | 137.262 | 138.2244 | 139.0999 | 139.9387 | 140.6675 | 141.3569 | 141.9048 | 142.4366 | 142.8218 | 143.0798 | 143.2528 | 143.3199 | 143.2418 | 143.0661 | 142.706 | 142.2576 | 141.6492 | 0 | 0 | 0 | 0 | 0 | 0 | 0 | 0 | 0
F4_Residential_Multi-Family Moderate Income_Existing_Water Heating_Natural Gas_Water Heater (<= 55 gal)_E5 | F4 | Residential | Multi-Family Moderate Income | Existing | Water Heating | Natural Gas | Water Heater (<= 55 gal) | E5 | Utility - Cost of Equipment | 114.4525 | 115.041 | 115.932 | 116.7492 | 116.9432 | 117.7778 | 119.1739 | 120.4242 | 121.8218 | 123.1701 | 124.4893 | 125.7143 | 126.9418 | 128.1445 | 129.2411 | 130.2795 | 131.2285 | 132.1486 | 132.9856 | 133.7876 | 134.4843 | 135.1435 | 135.6672 | 136.1756 | 136.5439 | 136.7906 | 136.956 | 137.0201 | 136.9454 | 136.7774 | 136.4332 | 136.0045 | 135.4228 | 0 | 0 | 0 | 0 | 0 | 0 | 0 | 0 | 0
F4_Residential_Multi-Family Moderate Income_Existing_Water Heating_Natural Gas_Water Heater (<= 55 gal)_E6 | F4 | Residential | Multi-Family Moderate Income | Existing | Water Heating | Natural Gas | Water Heater (<= 55 gal) | E6 | Utility - Cost of Equipment | 96.2733 | 96.5553 | 97.1876 | 97.7193 | 97.503 | 98.0245 | 99.1991 | 100.174 | 101.346 | 102.4893 | 103.6417 | 104.7328 | 105.8936 | 107.093 | 108.262 | 109.4576 | 110.6581 | 111.8764 | 113.0478 | 114.1741 | 115.1603 | 116.0638 | 116.7568 | 117.3607 | 117.7981 | 118.0912 | 118.2877 | 118.3639 | 118.2751 | 118.0756 | 117.6667 | 117.1574 | 116.4664 | 0 | 0 | 0 | 0 | 0 | 0 | 0 | 0 | 0
F4_Residential_Multi-Family Moderate Income_Existing_Water Heating_Natural Gas_Water Heater (<= 55 gal)_E7 | F4 | Residential | Multi-Family Moderate Income | Existing | Water Heating | Natural Gas | Water Heater (<= 55 gal) | E7 | Utility - Cost of Equipment | 0 | 0 | 0 | 0 | 78.6081 | 79.0284 | 79.9825 | 80.7841 | 81.7494 | 82.687 | 83.6277 | 84.5153 | 85.454 | 86.4022 | 87.2884 | 88.1595 | 88.9947 | 89.8511 | 90.6859 | 91.5077 | 92.2426 | 92.9521 | 93.5364 | 94.1044 | 94.53 | 94.8214 | 95.0123 | 95.0744 | 95.0021 | 94.8394 | 94.506 | 94.0907 | 93.5273 | 0 | 0 | 0 | 0 | 0 | 0 | 0 | 0 | 0
F4_Residential_Multi-Family Moderate Income_Existing_Water Heating_Natural Gas_Water Heater (<= 55 gal)_E8 | F4 | Residential | Multi-Family Moderate Income | Existing | Water Heating | Natural Gas | Water Heater (<= 55 gal) | E8 | Utility - Cost of Equipment | 0 | 0 | 0 | 0 | 0 | 0 | 0 | 0 | 0 | 0 | 0 | 0 | 0 | 0 | 0 | 0 | 0 | 0 | 0 | 0 | 0 | 0 | 0 | 0 | 0 | 0 | 0 | 0 | 0 | 0 | 0 | 0 | 0 | 0 | 0 | 0 | 0 | 0 | 0 | 0 | 0 | 0
F4_Residential_Multi-Family Moderate Income_Existing_Water Heating_Natural Gas_Water Heater (<= 55 gal)_E9 | F4 | Residential | Multi-Family Moderate Income | Existing | Water Heating | Natural Gas | Water Heater (<= 55 gal) | E9 | Utility - Cost of Equipment | 0 | 0 | 0 | 0 | 0 | 0 | 0 | 0 | 0 | 0 | 0 | 0 | 0 | 0 | 0 | 0 | 0 | 0 | 0 | 0 | 0 | 0 | 0 | 0 | 0 | 0 | 0 | 0 | 0 | 0 | 0 | 0 | 0 | 0 | 0 | 0 | 0 | 0 | 0 | 0 | 0 | 0
F4_Residential_Multi-Family Moderate Income_Existing_Water Heating_Natural Gas_Water Heater (<= 55 gal)_E10 | F4 | Residential | Multi-Family Moderate Income | Existing | Water Heating | Natural Gas | Water Heater (<= 55 gal) | E10 | Utility - Cost of Equipment | 0 | 0 | 0 | 0 | 0 | 0 | 0 | 0 | 0 | 0 | 0 | 0 | 0 | 0 | 0 | 0 | 0 | 0 | 0 | 0 | 0 | 0 | 0 | 0 | 0 | 0 | 0 | 0 | 0 | 0 | 0 | 0 | 0 | 0 | 0 | 0 | 0 | 0 | 0 | 0 | 0 | 0
F5_Residential_Multi-Family Moderate Income_Existing_Water Heating_Natural Gas_Water Heater (<= 55 gal)_E1 | F5 | Residential | Multi-Family Moderate Income | Existing | Water Heating | Natural Gas | Water Heater (<= 55 gal) | E1 | Utility - Cost of Operation | 108.75 | 108.75 | 108.75 | 108.75 | 108.75 | 108.75 | 108.75 | 108.75 | 108.75 | 108.75 | 108.75 | 108.75 | 108.75 | 108.75 | 108.75 | 108.75 | 108.75 | 108.75 | 108.75 | 108.75 | 108.75 | 108.75 | 108.75 | 108.75 | 108.75 | 108.75 | 108.75 | 108.75 | 108.75 | 108.75 | 108.75 | 108.75 | 108.75 | 0 | 0 | 0 | 0 | 0 | 0 | 0 | 0 | 0
F5_Residential_Multi-Family Moderate Income_Existing_Water Heating_Natural Gas_Water Heater (<= 55 gal)_E2 | F5 | Residential | Multi-Family Moderate Income | Existing | Water Heating | Natural Gas | Water Heater (<= 55 gal) | E2 | Utility - Cost of Operation | 122.6873 | 122.6873 | 122.6873 | 122.6873 | 122.6873 | 122.6873 | 122.6873 | 122.6873 | 122.6873 | 122.6873 | 122.6873 | 122.6873 | 122.6873 | 122.6873 | 122.6873 | 122.6873 | 122.6873 | 122.6873 | 122.6873 | 122.6873 | 122.6873 | 122.6873 | 122.6873 | 122.6873 | 122.6873 | 122.6873 | 122.6873 | 122.6873 | 122.6873 | 122.6873 | 122.6873 | 122.6873 | 122.6873 | 0 | 0 | 0 | 0 | 0 | 0 | 0 | 0 | 0
F5_Residential_Multi-Family Moderate Income_Existing_Water Heating_Natural Gas_Water Heater (<= 55 gal)_E3 | F5 | Residential | Multi-Family Moderate Income | Existing | Water Heating | Natural Gas | Water Heater (<= 55 gal) | E3 | Utility - Cost of Operation | 346.2727 | 346.2727 | 346.2727 | 346.2727 | 346.2727 | 346.2727 | 346.2727 | 346.2727 | 346.2727 | 346.2727 | 346.2727 | 346.2727 | 346.2727 | 346.2727 | 346.2727 | 346.2727 | 346.2727 | 346.2727 | 346.2727 | 346.2727 | 346.2727 | 346.2727 | 346.2727 | 346.2727 | 346.2727 | 346.2727 | 346.2727 | 346.2727 | 346.2727 | 346.2727 | 346.2727 | 346.2727 | 346.2727 | 0 | 0 | 0 | 0 | 0 | 0 | 0 | 0 | 0
F5_Residential_Multi-Family Moderate Income_Existing_Water Heating_Natural Gas_Water Heater (<= 55 gal)_E4 | F5 | Residential | Multi-Family Moderate Income | Existing | Water Heating | Natural Gas | Water Heater (<= 55 gal) | E4 | Utility - Cost of Operation | 160.3908 | 160.3908 | 160.3908 | 160.3908 | 160.3908 | 160.3908 | 160.3908 | 160.3908 | 160.3908 | 160.3908 | 160.3908 | 160.3908 | 160.3908 | 160.3908 | 160.3908 | 160.3908 | 160.3908 | 160.3908 | 160.3908 | 160.3908 | 160.3908 | 160.3908 | 160.3908 | 160.3908 | 160.3908 | 160.3908 | 160.3908 | 160.3908 | 160.3908 | 160.3908 | 160.3908 | 160.3908 | 160.3908 | 0 | 0 | 0 | 0 | 0 | 0 | 0 | 0 | 0
F5_Residential_Multi-Family Moderate Income_Existing_Water Heating_Natural Gas_Water Heater (<= 55 gal)_E5 | F5 | Residential | Multi-Family Moderate Income | Existing | Water Heating | Natural Gas | Water Heater (<= 55 gal) | E5 | Utility - Cost of Operation | 181.9005 | 181.9005 | 181.9005 | 181.9005 | 181.9005 | 181.9005 | 181.9005 | 181.9005 | 181.9005 | 181.9005 | 181.9005 | 181.9005 | 181.9005 | 181.9005 | 181.9005 | 181.9005 | 181.9005 | 181.9005 | 181.9005 | 181.9005 | 181.9005 | 181.9005 | 181.9005 | 181.9005 | 181.9005 | 181.9005 | 181.9005 | 181.9005 | 181.9005 | 181.9005 | 181.9005 | 181.9005 | 181.9005 | 0 | 0 | 0 | 0 | 0 | 0 | 0 | 0 | 0
F5_Residential_Multi-Family Moderate Income_Existing_Water Heating_Natural Gas_Water Heater (<= 55 gal)_E6 | F5 | Residential | Multi-Family Moderate Income | Existing | Water Heating | Natural Gas | Water Heater (<= 55 gal) | E6 | Utility - Cost of Operation | 501.237 | 501.237 | 501.237 | 501.237 | 501.237 | 501.237 | 501.237 | 501.237 | 501.237 | 501.237 | 501.237 | 501.237 | 501.237 | 501.237 | 501.237 | 501.237 | 501.237 | 501.237 | 501.237 | 501.237 | 501.237 | 501.237 | 501.237 | 501.237 | 501.237 | 501.237 | 501.237 | 501.237 | 501.237 | 501.237 | 501.237 | 501.237 | 501.237 | 0 | 0 | 0 | 0 | 0 | 0 | 0 | 0 | 0
F5_Residential_Multi-Family Moderate Income_Existing_Water Heating_Natural Gas_Water Heater (<= 55 gal)_E7 | F5 | Residential | Multi-Family Moderate Income | Existing | Water Heating | Natural Gas | Water Heater (<= 55 gal) | E7 | Utility - Cost of Operation | 0 | 0 | 0 | 0 | 593.764 | 593.764 | 593.764 | 593.764 | 593.764 | 593.764 | 593.764 | 593.764 | 593.764 | 593.764 | 593.764 | 593.764 | 593.764 | 593.764 | 593.764 | 593.764 | 593.764 | 593.764 | 593.764 | 593.764 | 593.764 | 593.764 | 593.764 | 593.764 | 593.764 | 593.764 | 593.764 | 593.764 | 593.764 | 0 | 0 | 0 | 0 | 0 | 0 | 0 | 0 | 0
F5_Residential_Multi-Family Moderate Income_Existing_Water Heating_Natural Gas_Water Heater (<= 55 gal)_E8 | F5 | Residential | Multi-Family Moderate Income | Existing | Water Heating | Natural Gas | Water Heater (<= 55 gal) | E8 | Utility - Cost of Operation | 0 | 0 | 0 | 0 | 0 | 0 | 0 | 0 | 0 | 0 | 0 | 0 | 0 | 0 | 0 | 0 | 0 | 0 | 0 | 0 | 0 | 0 | 0 | 0 | 0 | 0 | 0 | 0 | 0 | 0 | 0 | 0 | 0 | 0 | 0 | 0 | 0 | 0 | 0 | 0 | 0 | 0
F5_Residential_Multi-Family Moderate Income_Existing_Water Heating_Natural Gas_Water Heater (<= 55 gal)_E9 | F5 | Residential | Multi-Family Moderate Income | Existing | Water Heating | Natural Gas | Water Heater (<= 55 gal) | E9 | Utility - Cost of Operation | 0 | 0 | 0 | 0 | 0 | 0 | 0 | 0 | 0 | 0 | 0 | 0 | 0 | 0 | 0 | 0 | 0 | 0 | 0 | 0 | 0 | 0 | 0 | 0 | 0 | 0 | 0 | 0 | 0 | 0 | 0 | 0 | 0 | 0 | 0 | 0 | 0 | 0 | 0 | 0 | 0 | 0
F5_Residential_Multi-Family Moderate Income_Existing_Water Heating_Natural Gas_Water Heater (<= 55 gal)_E10 | F5 | Residential | Multi-Family Moderate Income | Existing | Water Heating | Natural Gas | Water Heater (<= 55 gal) | E10 | Utility - Cost of Operation | 0 | 0 | 0 | 0 | 0 | 0 | 0 | 0 | 0 | 0 | 0 | 0 | 0 | 0 | 0 | 0 | 0 | 0 | 0 | 0 | 0 | 0 | 0 | 0 | 0 | 0 | 0 | 0 | 0 | 0 | 0 | 0 | 0 | 0 | 0 | 0 | 0 | 0 | 0 | 0 | 0 | 0
F6_Residential_Multi-Family Moderate Income_Existing_Water Heating_Natural Gas_Water Heater (<= 55 gal)_E1 | F6 | Residential | Multi-Family Moderate Income | Existing | Water Heating | Natural Gas | Water Heater (<= 55 gal) | E1 | Utility - Value of Sales | 142.4936 | 143.3239 | 144.4633 | 145.3945 | 145.3945 | 145.3945 | 145.3945 | 145.3945 | 145.3945 | 145.3945 | 145.3945 | 145.3945 | 145.3945 | 145.3945 | 145.3945 | 145.3945 | 145.3945 | 145.3945 | 145.3945 | 145.3945 | 145.3945 | 145.3945 | 145.3945 | 145.3945 | 145.3945 | 145.3945 | 145.3945 | 145.3945 | 145.3945 | 145.3945 | 145.3945 | 145.3945 | 145.3945 | 0 | 0 | 0 | 0 | 0 | 0 | 0 | 0 | 0
F6_Residential_Multi-Family Moderate Income_Existing_Water Heating_Natural Gas_Water Heater (<= 55 gal)_E2 | F6 | Residential | Multi-Family Moderate Income | Existing | Water Heating | Natural Gas | Water Heater (<= 55 gal) | E2 | Utility - Value of Sales | 129.1348 | 129.8873 | 130.9199 | 131.7638 | 131.7638 | 131.7638 | 131.7638 | 131.7638 | 131.7638 | 131.7638 | 131.7638 | 131.7638 | 131.7638 | 131.7638 | 131.7638 | 131.7638 | 131.7638 | 131.7638 | 131.7638 | 131.7638 | 131.7638 | 131.7638 | 131.7638 | 131.7638 | 131.7638 | 131.7638 | 131.7638 | 131.7638 | 131.7638 | 131.7638 | 131.7638 | 131.7638 | 131.7638 | 0 | 0 | 0 | 0 | 0 | 0 | 0 | 0 | 0
F6_Residential_Multi-Family Moderate Income_Existing_Water Heating_Natural Gas_Water Heater (<= 55 gal)_E3 | F6 | Residential | Multi-Family Moderate Income | Existing | Water Heating | Natural Gas | Water Heater (<= 55 gal) | E3 | Utility - Value of Sales | 102.0324 | 102.627 | 103.4429 | 104.1097 | 104.1097 | 104.1097 | 104.1097 | 104.1097 | 104.1097 | 104.1097 | 104.1097 | 104.1097 | 104.1097 | 104.1097 | 104.1097 | 104.1097 | 104.1097 | 104.1097 | 104.1097 | 104.1097 | 104.1097 | 104.1097 | 104.1097 | 104.1097 | 104.1097 | 104.1097 | 104.1097 | 104.1097 | 104.1097 | 104.1097 | 104.1097 | 104.1097 | 104.1097 | 0 | 0 | 0 | 0 | 0 | 0 | 0 | 0 | 0
F6_Residential_Multi-Family Moderate Income_Existing_Water Heating_Natural Gas_Water Heater (<= 55 gal)_E4 | F6 | Residential | Multi-Family Moderate Income | Existing | Water Heating | Natural Gas | Water Heater (<= 55 gal) | E4 | Utility - Value of Sales | 95.6726 | 96.0324 | 96.5262 | 96.9297 | 96.9297 | 96.9297 | 96.9297 | 96.9297 | 96.9297 | 96.9297 | 96.9297 | 96.9297 | 96.9297 | 96.9297 | 96.9297 | 96.9297 | 96.9297 | 96.9297 | 96.9297 | 96.9297 | 96.9297 | 96.9297 | 96.9297 | 96.9297 | 96.9297 | 96.9297 | 96.9297 | 96.9297 | 96.9297 | 96.9297 | 96.9297 | 96.9297 | 96.9297 | 0 | 0 | 0 | 0 | 0 | 0 | 0 | 0 | 0
F6_Residential_Multi-Family Moderate Income_Existing_Water Heating_Natural Gas_Water Heater (<= 55 gal)_E5 | F6 | Residential | Multi-Family Moderate Income | Existing | Water Heating | Natural Gas | Water Heater (<= 55 gal) | E5 | Utility - Value of Sales | 91.4672 | 91.8112 | 92.2832 | 92.669 | 92.669 | 92.669 | 92.669 | 92.669 | 92.669 | 92.669 | 92.669 | 92.669 | 92.669 | 92.669 | 92.669 | 92.669 | 92.669 | 92.669 | 92.669 | 92.669 | 92.669 | 92.669 | 92.669 | 92.669 | 92.669 | 92.669 | 92.669 | 92.669 | 92.669 | 92.669 | 92.669 | 92.669 | 92.669 | 0 | 0 | 0 | 0 | 0 | 0 | 0 | 0 | 0
F6_Residential_Multi-Family Moderate Income_Existing_Water Heating_Natural Gas_Water Heater (<= 55 gal)_E6 | F6 | Residential | Multi-Family Moderate Income | Existing | Water Heating | Natural Gas | Water Heater (<= 55 gal) | E6 | Utility - Value of Sales | 77.9682 | 78.4225 | 79.046 | 79.5555 | 79.5555 | 79.5555 | 79.5555 | 79.5555 | 79.5555 | 79.5555 | 79.5555 | 79.5555 | 79.5555 | 79.5555 | 79.5555 | 79.5555 | 79.5555 | 79.5555 | 79.5555 | 79.5555 | 79.5555 | 79.5555 | 79.5555 | 79.5555 | 79.5555 | 79.5555 | 79.5555 | 79.5555 | 79.5555 | 79.5555 | 79.5555 | 79.5555 | 79.5555 | 0 | 0 | 0 | 0 | 0 | 0 | 0 | 0 | 0
F6_Residential_Multi-Family Moderate Income_Existing_Water Heating_Natural Gas_Water Heater (<= 55 gal)_E7 | F6 | Residential | Multi-Family Moderate Income | Existing | Water Heating | Natural Gas | Water Heater (<= 55 gal) | E7 | Utility - Value of Sales | 0 | 0 | 0 | 0 | 64.8683 | 64.8683 | 64.8683 | 64.8683 | 64.8683 | 64.8683 | 64.8683 | 64.8683 | 64.8683 | 64.8683 | 64.8683 | 64.8683 | 64.8683 | 64.8683 | 64.8683 | 64.8683 | 64.8683 | 64.8683 | 64.8683 | 64.8683 | 64.8683 | 64.8683 | 64.8683 | 64.8683 | 64.8683 | 64.8683 | 64.8683 | 64.8683 | 64.8683 | 0 | 0 | 0 | 0 | 0 | 0 | 0 | 0 | 0
F6_Residential_Multi-Family Moderate Income_Existing_Water Heating_Natural Gas_Water Heater (<= 55 gal)_E8 | F6 | Residential | Multi-Family Moderate Income | Existing | Water Heating | Natural Gas | Water Heater (<= 55 gal) | E8 | Utility - Value of Sales | 0 | 0 | 0 | 0 | 0 | 0 | 0 | 0 | 0 | 0 | 0 | 0 | 0 | 0 | 0 | 0 | 0 | 0 | 0 | 0 | 0 | 0 | 0 | 0 | 0 | 0 | 0 | 0 | 0 | 0 | 0 | 0 | 0 | 0 | 0 | 0 | 0 | 0 | 0 | 0 | 0 | 0
F6_Residential_Multi-Family Moderate Income_Existing_Water Heating_Natural Gas_Water Heater (<= 55 gal)_E9 | F6 | Residential | Multi-Family Moderate Income | Existing | Water Heating | Natural Gas | Water Heater (<= 55 gal) | E9 | Utility - Value of Sales | 0 | 0 | 0 | 0 | 0 | 0 | 0 | 0 | 0 | 0 | 0 | 0 | 0 | 0 | 0 | 0 | 0 | 0 | 0 | 0 | 0 | 0 | 0 | 0 | 0 | 0 | 0 | 0 | 0 | 0 | 0 | 0 | 0 | 0 | 0 | 0 | 0 | 0 | 0 | 0 | 0 | 0
F6_Residential_Multi-Family Moderate Income_Existing_Water Heating_Natural Gas_Water Heater (<= 55 gal)_E10 | F6 | Residential | Multi-Family Moderate Income | Existing | Water Heating | Natural Gas | Water Heater (<= 55 gal) | E10 | Utility - Value of Sales | 0 | 0 | 0 | 0 | 0 | 0 | 0 | 0 | 0 | 0 | 0 | 0 | 0 | 0 | 0 | 0 | 0 | 0 | 0 | 0 | 0 | 0 | 0 | 0 | 0 | 0 | 0 | 0 | 0 | 0 | 0 | 0 | 0 | 0 | 0 | 0 | 0 | 0 | 0 | 0 | 0 | 0
F1_Residential_Multi-Family Moderate Income_Existing_Water Heating_Natural Gas_Water Heater (> 55 gal)_E1 | F1 | Residential | Multi-Family Moderate Income | Existing | Water Heating | Natural Gas | Water Heater (> 55 gal) | E1 | RVT - Cost of Equipment | 176.2319 | 176.7481 | 177.9056 | 178.8788 | 178.4829 | 179.4376 | 181.5877 | 183.3723 | 185.5177 | 187.6105 | 189.7201 | 191.7173 | 193.8423 | 196.0378 | 198.1777 | 200.3663 | 202.5638 | 204.7939 | 206.9382 | 209.0001 | 210.8052 | 212.4592 | 213.7276 | 214.8331 | 215.634 | 216.1704 | 216.5301 | 216.6695 | 216.5071 | 216.1418 | 215.3933 | 214.461 | 213.1962 | 0 | 0 | 0 | 0 | 0 | 0 | 0 | 0 | 0
F1_Residential_Multi-Family Moderate Income_Existing_Water Heating_Natural Gas_Water Heater (> 55 gal)_E2 | F1 | Residential | Multi-Family Moderate Income | Existing | Water Heating | Natural Gas | Water Heater (> 55 gal) | E2 | RVT - Cost of Equipment | 171.7132 | 172.2161 | 173.3439 | 174.2922 | 173.9065 | 174.8366 | 176.9316 | 178.6704 | 180.7609 | 182.7999 | 184.8555 | 186.8015 | 188.872 | 191.0112 | 193.0962 | 195.2287 | 197.3699 | 199.5428 | 201.6321 | 203.6411 | 205.3999 | 207.0115 | 208.2474 | 209.3246 | 210.1049 | 210.6276 | 210.978 | 211.1139 | 210.9556 | 210.5997 | 209.8704 | 208.962 | 207.7296 | 0 | 0 | 0 | 0 | 0 | 0 | 0 | 0 | 0
F1_Residential_Multi-Family Moderate Income_Existing_Water Heating_Natural Gas_Water Heater (> 55 gal)_E3 | F1 | Residential | Multi-Family Moderate Income | Existing | Water Heating | Natural Gas | Water Heater (> 55 gal) | E3 | RVT - Cost of Equipment | 165.3534 | 165.8377 | 166.9237 | 167.8369 | 167.4655 | 168.3612 | 170.3786 | 172.053 | 174.066 | 176.0296 | 178.009 | 179.8829 | 181.8767 | 183.9367 | 185.9445 | 187.998 | 190.0599 | 192.1523 | 194.1643 | 196.0988 | 197.7925 | 199.3444 | 200.5346 | 201.5718 | 202.3232 | 202.8266 | 203.164 | 203.2949 | 203.1425 | 202.7997 | 202.0974 | 201.2227 | 200.0359 | 0 | 0 | 0 | 0 | 0 | 0 | 0 | 0 | 0
F1_Residential_Multi-Family Moderate Income_Existing_Water Heating_Natural Gas_Water Heater (> 55 gal)_E4 | F1 | Residential | Multi-Family Moderate Income | Existing | Water Heating | Natural Gas | Water Heater (> 55 gal) | E4 | RVT - Cost of Equipment | 157.1209 | 157.9288 | 159.152 | 160.2737 | 160.54 | 161.6859 | 163.6024 | 165.3189 | 167.2375 | 169.0885 | 170.8994 | 172.5811 | 174.2663 | 175.9172 | 177.4227 | 178.8482 | 180.1511 | 181.4141 | 182.5632 | 183.6641 | 184.6206 | 185.5255 | 186.2445 | 186.9425 | 187.448 | 187.7867 | 188.0138 | 188.1018 | 187.9992 | 187.7686 | 187.2961 | 186.7075 | 185.909 | 0 | 0 | 0 | 0 | 0 | 0 | 0 | 0 | 0
F1_Residential_Multi-Family Moderate Income_Existing_Water Heating_Natural Gas_Water Heater (> 55 gal)_E5 | F1 | Residential | Multi-Family Moderate Income | Existing | Water Heating | Natural Gas | Water Heater (> 55 gal) | E5 | RVT - Cost of Equipment | 150.2145 | 150.9869 | 152.1563 | 153.2287 | 153.4833 | 154.5788 | 156.4111 | 158.0521 | 159.8864 | 161.656 | 163.3874 | 164.9951 | 166.6062 | 168.1846 | 169.6239 | 170.9867 | 172.2324 | 173.4398 | 174.5384 | 175.591 | 176.5054 | 177.3705 | 178.058 | 178.7252 | 179.2085 | 179.5323 | 179.7494 | 179.8336 | 179.7355 | 179.5151 | 179.0633 | 178.5006 | 177.7372 | 0 | 0 | 0 | 0 | 0 | 0 | 0 | 0 | 0
F1_Residential_Multi-Family Moderate Income_Existing_Water Heating_Natural Gas_Water Heater (> 55 gal)_E6 | F1 | Residential | Multi-Family Moderate Income | Existing | Water Heating | Natural Gas | Water Heater (> 55 gal) | E6 | RVT - Cost of Equipment | 126.355 | 126.725 | 127.5549 | 128.2527 | 127.9689 | 128.6534 | 130.195 | 131.4745 | 133.0127 | 134.5132 | 136.0257 | 137.4577 | 138.9813 | 140.5554 | 142.0897 | 143.6588 | 145.2344 | 146.8334 | 148.3708 | 149.8491 | 151.1434 | 152.3292 | 153.2387 | 154.0313 | 154.6055 | 154.9901 | 155.248 | 155.348 | 155.2315 | 154.9696 | 154.4329 | 153.7645 | 152.8576 | 0 | 0 | 0 | 0 | 0 | 0 | 0 | 0 | 0
F1_Residential_Multi-Family Moderate Income_Existing_Water Heating_Natural Gas_Water Heater (> 55 gal)_E7 | F1 | Residential | Multi-Family Moderate Income | Existing | Water Heating | Natural Gas | Water Heater (> 55 gal) | E7 | RVT - Cost of Equipment | 0 | 0 | 0 | 0 | 0 | 103.7216 | 104.9739 | 106.026 | 107.2929 | 108.5235 | 109.7582 | 110.9231 | 112.155 | 113.3995 | 114.5626 | 115.706 | 116.8021 | 117.9261 | 119.0218 | 120.1003 | 121.0648 | 121.996 | 122.7629 | 123.5083 | 124.0669 | 124.4493 | 124.7 | 124.7815 | 124.6865 | 124.473 | 124.0354 | 123.4904 | 122.7509 | 0 | 0 | 0 | 0 | 0 | 0 | 0 | 0 | 0
F1_Residential_Multi-Family Moderate Income_Existing_Water Heating_Natural Gas_Water Heater (> 55 gal)_E8 | F1 | Residential | Multi-Family Moderate Income | Existing | Water Heating | Natural Gas | Water Heater (> 55 gal) | E8 | RVT - Cost of Equipment | 0 | 0 | 0 | 0 | 0 | 0 | 0 | 0 | 0 | 0 | 0 | 0 | 0 | 0 | 0 | 0 | 0 | 0 | 0 | 0 | 0 | 0 | 0 | 0 | 0 | 0 | 0 | 0 | 0 | 0 | 0 | 0 | 0 | 0 | 0 | 0 | 0 | 0 | 0 | 0 | 0 | 0
F1_Residential_Multi-Family Moderate Income_Existing_Water Heating_Natural Gas_Water Heater (> 55 gal)_E9 | F1 | Residential | Multi-Family Moderate Income | Existing | Water Heating | Natural Gas | Water Heater (> 55 gal) | E9 | RVT - Cost of Equipment | 0 | 0 | 0 | 0 | 0 | 0 | 0 | 0 | 0 | 0 | 0 | 0 | 0 | 0 | 0 | 0 | 0 | 0 | 0 | 0 | 0 | 0 | 0 | 0 | 0 | 0 | 0 | 0 | 0 | 0 | 0 | 0 | 0 | 0 | 0 | 0 | 0 | 0 | 0 | 0 | 0 | 0
F1_Residential_Multi-Family Moderate Income_Existing_Water Heating_Natural Gas_Water Heater (> 55 gal)_E10 | F1 | Residential | Multi-Family Moderate Income | Existing | Water Heating | Natural Gas | Water Heater (> 55 gal) | E10 | RVT - Cost of Equipment | 0 | 0 | 0 | 0 | 0 | 0 | 0 | 0 | 0 | 0 | 0 | 0 | 0 | 0 | 0 | 0 | 0 | 0 | 0 | 0 | 0 | 0 | 0 | 0 | 0 | 0 | 0 | 0 | 0 | 0 | 0 | 0 | 0 | 0 | 0 | 0 | 0 | 0 | 0 | 0 | 0 | 0
F2_Residential_Multi-Family Moderate Income_Existing_Water Heating_Natural Gas_Water Heater (> 55 gal)_E1 | F2 | Residential | Multi-Family Moderate Income | Existing | Water Heating | Natural Gas | Water Heater (> 55 gal) | E1 | RVT - Cost of Operation | 175.9478 | 176.4631 | 177.6187 | 178.5904 | 178.1952 | 179.1483 | 181.2949 | 183.0766 | 185.2186 | 187.308 | 189.4142 | 191.4082 | 193.5297 | 195.7217 | 197.8582 | 200.0432 | 202.2372 | 204.4637 | 206.6046 | 208.6631 | 210.4653 | 212.1166 | 213.383 | 214.4868 | 215.2863 | 215.8219 | 216.181 | 216.3202 | 216.158 | 215.7933 | 215.046 | 214.1152 | 212.8524 | 0 | 0 | 0 | 0 | 0 | 0 | 0 | 0 | 0
F2_Residential_Multi-Family Moderate Income_Existing_Water Heating_Natural Gas_Water Heater (> 55 gal)_E2 | F2 | Residential | Multi-Family Moderate Income | Existing | Water Heating | Natural Gas | Water Heater (> 55 gal) | E2 | RVT - Cost of Operation | 171.4363 | 171.9384 | 173.0644 | 174.0112 | 173.6261 | 174.5547 | 176.6464 | 178.3823 | 180.4694 | 182.5052 | 184.5574 | 186.5003 | 188.5674 | 190.7032 | 192.7849 | 194.9139 | 197.0516 | 199.221 | 201.307 | 203.3127 | 205.0688 | 206.6777 | 207.9117 | 208.9871 | 209.7661 | 210.288 | 210.6378 | 210.7735 | 210.6155 | 210.2601 | 209.532 | 208.6251 | 207.3947 | 0 | 0 | 0 | 0 | 0 | 0 | 0 | 0 | 0
F2_Residential_Multi-Family Moderate Income_Existing_Water Heating_Natural Gas_Water Heater (> 55 gal)_E3 | F2 | Residential | Multi-Family Moderate Income | Existing | Water Heating | Natural Gas | Water Heater (> 55 gal) | E3 | RVT - Cost of Operation | 165.0868 | 165.5703 | 166.6546 | 167.5663 | 167.1955 | 168.0898 | 170.1039 | 171.7756 | 173.7854 | 175.7457 | 177.7219 | 179.5928 | 181.5834 | 183.6401 | 185.6447 | 187.6949 | 189.7534 | 191.8425 | 193.8512 | 195.7826 | 197.4736 | 199.023 | 200.2112 | 201.2468 | 201.997 | 202.4995 | 202.8364 | 202.9671 | 202.8149 | 202.4727 | 201.7716 | 200.8983 | 199.7134 | 0 | 0 | 0 | 0 | 0 | 0 | 0 | 0 | 0
F2_Residential_Multi-Family Moderate Income_Existing_Water Heating_Natural Gas_Water Heater (> 55 gal)_E4 | F2 | Residential | Multi-Family Moderate Income | Existing | Water Heating | Natural Gas | Water Heater (> 55 gal) | E4 | RVT - Cost of Operation | 156.8675 | 157.6742 | 158.8953 | 160.0153 | 160.2812 | 161.4252 | 163.3387 | 165.0523 | 166.9678 | 168.8158 | 170.6239 | 172.3028 | 173.9853 | 175.6336 | 177.1367 | 178.5598 | 179.8606 | 181.1216 | 182.2688 | 183.368 | 184.3229 | 185.2263 | 185.9442 | 186.641 | 187.1458 | 187.4839 | 187.7106 | 187.7985 | 187.6961 | 187.4659 | 186.9941 | 186.4065 | 185.6092 | 0 | 0 | 0 | 0 | 0 | 0 | 0 | 0 | 0
F2_Residential_Multi-Family Moderate Income_Existing_Water Heating_Natural Gas_Water Heater (> 55 gal)_E5 | F2 | Residential | Multi-Family Moderate Income | Existing | Water Heating | Natural Gas | Water Heater (> 55 gal) | E5 | RVT - Cost of Operation | 149.9722 | 150.7434 | 151.9109 | 152.9817 | 153.2359 | 154.3296 | 156.1589 | 157.7973 | 159.6286 | 161.3954 | 163.1239 | 164.7291 | 166.3376 | 167.9134 | 169.3504 | 170.711 | 171.9546 | 173.1602 | 174.257 | 175.3078 | 176.2208 | 177.0845 | 177.7709 | 178.437 | 178.9196 | 179.2429 | 179.4596 | 179.5436 | 179.4457 | 179.2256 | 178.7746 | 178.2128 | 177.4506 | 0 | 0 | 0 | 0 | 0 | 0 | 0 | 0 | 0
F2_Residential_Multi-Family Moderate Income_Existing_Water Heating_Natural Gas_Water Heater (> 55 gal)_E6 | F2 | Residential | Multi-Family Moderate Income | Existing | Water Heating | Natural Gas | Water Heater (> 55 gal) | E6 | RVT - Cost of Operation | 126.1512 | 126.5207 | 127.3493 | 128.0459 | 127.7626 | 128.4459 | 129.9851 | 131.2625 | 132.7982 | 134.2963 | 135.8064 | 137.236 | 138.7572 | 140.3288 | 141.8606 | 143.4272 | 145.0002 | 146.5966 | 148.1316 | 149.6075 | 150.8997 | 152.0836 | 152.9916 | 153.783 | 154.3562 | 154.7402 | 154.9977 | 155.0975 | 154.9812 | 154.7197 | 154.1839 | 153.5166 | 152.6112 | 0 | 0 | 0 | 0 | 0 | 0 | 0 | 0 | 0
F2_Residential_Multi-Family Moderate Income_Existing_Water Heating_Natural Gas_Water Heater (> 55 gal)_E7 | F2 | Residential | Multi-Family Moderate Income | Existing | Water Heating | Natural Gas | Water Heater (> 55 gal) | E7 | RVT - Cost of Operation | 0 | 0 | 0 | 0 | 0 | 103.5544 | 104.8046 | 105.855 | 107.1199 | 108.3485 | 109.5812 | 110.7442 | 111.9742 | 113.2167 | 114.3779 | 115.5194 | 116.6137 | 117.736 | 118.8299 | 119.9067 | 120.8696 | 121.7993 | 122.565 | 123.3092 | 123.8669 | 124.2487 | 124.4989 | 124.5803 | 124.4855 | 124.2723 | 123.8354 | 123.2913 | 122.553 | 0 | 0 | 0 | 0 | 0 | 0 | 0 | 0 | 0
F2_Residential_Multi-Family Moderate Income_Existing_Water Heating_Natural Gas_Water Heater (> 55 gal)_E8 | F2 | Residential | Multi-Family Moderate Income | Existing | Water Heating | Natural Gas | Water Heater (> 55 gal) | E8 | RVT - Cost of Operation | 0 | 0 | 0 | 0 | 0 | 0 | 0 | 0 | 0 | 0 | 0 | 0 | 0 | 0 | 0 | 0 | 0 | 0 | 0 | 0 | 0 | 0 | 0 | 0 | 0 | 0 | 0 | 0 | 0 | 0 | 0 | 0 | 0 | 0 | 0 | 0 | 0 | 0 | 0 | 0 | 0 | 0
F2_Residential_Multi-Family Moderate Income_Existing_Water Heating_Natural Gas_Water Heater (> 55 gal)_E9 | F2 | Residential | Multi-Family Moderate Income | Existing | Water Heating | Natural Gas | Water Heater (> 55 gal) | E9 | RVT - Cost of Operation | 0 | 0 | 0 | 0 | 0 | 0 | 0 | 0 | 0 | 0 | 0 | 0 | 0 | 0 | 0 | 0 | 0 | 0 | 0 | 0 | 0 | 0 | 0 | 0 | 0 | 0 | 0 | 0 | 0 | 0 | 0 | 0 | 0 | 0 | 0 | 0 | 0 | 0 | 0 | 0 | 0 | 0
F2_Residential_Multi-Family Moderate Income_Existing_Water Heating_Natural Gas_Water Heater (> 55 gal)_E10 | F2 | Residential | Multi-Family Moderate Income | Existing | Water Heating | Natural Gas | Water Heater (> 55 gal) | E10 | RVT - Cost of Operation | 0 | 0 | 0 | 0 | 0 | 0 | 0 | 0 | 0 | 0 | 0 | 0 | 0 | 0 | 0 | 0 | 0 | 0 | 0 | 0 | 0 | 0 | 0 | 0 | 0 | 0 | 0 | 0 | 0 | 0 | 0 | 0 | 0 | 0 | 0 | 0 | 0 | 0 | 0 | 0 | 0 | 0
F3_Residential_Multi-Family Moderate Income_Existing_Water Heating_Natural Gas_Water Heater (> 55 gal)_E1 | F3 | Residential | Multi-Family Moderate Income | Existing | Water Heating | Natural Gas | Water Heater (> 55 gal) | E1 | System - kBTUs of Consumption | 125.0625 | 125.0625 | 125.0625 | 125.0625 | 125.0625 | 125.0625 | 125.0625 | 125.0625 | 125.0625 | 125.0625 | 125.0625 | 125.0625 | 125.0625 | 125.0625 | 125.0625 | 125.0625 | 125.0625 | 125.0625 | 125.0625 | 125.0625 | 125.0625 | 125.0625 | 125.0625 | 125.0625 | 125.0625 | 125.0625 | 125.0625 | 125.0625 | 125.0625 | 125.0625 | 125.0625 | 125.0625 | 125.0625 | 0 | 0 | 0 | 0 | 0 | 0 | 0 | 0 | 0
F3_Residential_Multi-Family Moderate Income_Existing_Water Heating_Natural Gas_Water Heater (> 55 gal)_E2 | F3 | Residential | Multi-Family Moderate Income | Existing | Water Heating | Natural Gas | Water Heater (> 55 gal) | E2 | System - kBTUs of Consumption | 141.0904 | 141.0904 | 141.0904 | 141.0904 | 141.0904 | 141.0904 | 141.0904 | 141.0904 | 141.0904 | 141.0904 | 141.0904 | 141.0904 | 141.0904 | 141.0904 | 141.0904 | 141.0904 | 141.0904 | 141.0904 | 141.0904 | 141.0904 | 141.0904 | 141.0904 | 141.0904 | 141.0904 | 141.0904 | 141.0904 | 141.0904 | 141.0904 | 141.0904 | 141.0904 | 141.0904 | 141.0904 | 141.0904 | 0 | 0 | 0 | 0 | 0 | 0 | 0 | 0 | 0
F3_Residential_Multi-Family Moderate Income_Existing_Water Heating_Natural Gas_Water Heater (> 55 gal)_E3 | F3 | Residential | Multi-Family Moderate Income | Existing | Water Heating | Natural Gas | Water Heater (> 55 gal) | E3 | System - kBTUs of Consumption | 398.2136 | 398.2136 | 398.2136 | 398.2136 | 398.2136 | 398.2136 | 398.2136 | 398.2136 | 398.2136 | 398.2136 | 398.2136 | 398.2136 | 398.2136 | 398.2136 | 398.2136 | 398.2136 | 398.2136 | 398.2136 | 398.2136 | 398.2136 | 398.2136 | 398.2136 | 398.2136 | 398.2136 | 398.2136 | 398.2136 | 398.2136 | 398.2136 | 398.2136 | 398.2136 | 398.2136 | 398.2136 | 398.2136 | 0 | 0 | 0 | 0 | 0 | 0 | 0 | 0 | 0
F3_Residential_Multi-Family Moderate Income_Existing_Water Heating_Natural Gas_Water Heater (> 55 gal)_E4 | F3 | Residential | Multi-Family Moderate Income | Existing | Water Heating | Natural Gas | Water Heater (> 55 gal) | E4 | System - kBTUs of Consumption | 184.4494 | 184.4494 | 184.4494 | 184.4494 | 184.4494 | 184.4494 | 184.4494 | 184.4494 | 184.4494 | 184.4494 | 184.4494 | 184.4494 | 184.4494 | 184.4494 | 184.4494 | 184.4494 | 184.4494 | 184.4494 | 184.4494 | 184.4494 | 184.4494 | 184.4494 | 184.4494 | 184.4494 | 184.4494 | 184.4494 | 184.4494 | 184.4494 | 184.4494 | 184.4494 | 184.4494 | 184.4494 | 184.4494 | 0 | 0 | 0 | 0 | 0 | 0 | 0 | 0 | 0
F3_Residential_Multi-Family Moderate Income_Existing_Water Heating_Natural Gas_Water Heater (> 55 gal)_E5 | F3 | Residential | Multi-Family Moderate Income | Existing | Water Heating | Natural Gas | Water Heater (> 55 gal) | E5 | System - kBTUs of Consumption | 209.1856 | 209.1856 | 209.1856 | 209.1856 | 209.1856 | 209.1856 | 209.1856 | 209.1856 | 209.1856 | 209.1856 | 209.1856 | 209.1856 | 209.1856 | 209.1856 | 209.1856 | 209.1856 | 209.1856 | 209.1856 | 209.1856 | 209.1856 | 209.1856 | 209.1856 | 209.1856 | 209.1856 | 209.1856 | 209.1856 | 209.1856 | 209.1856 | 209.1856 | 209.1856 | 209.1856 | 209.1856 | 209.1856 | 0 | 0 | 0 | 0 | 0 | 0 | 0 | 0 | 0
F3_Residential_Multi-Family Moderate Income_Existing_Water Heating_Natural Gas_Water Heater (> 55 gal)_E6 | F3 | Residential | Multi-Family Moderate Income | Existing | Water Heating | Natural Gas | Water Heater (> 55 gal) | E6 | System - kBTUs of Consumption | 576.4226 | 576.4226 | 576.4226 | 576.4226 | 576.4226 | 576.4226 | 576.4226 | 576.4226 | 576.4226 | 576.4226 | 576.4226 | 576.4226 | 576.4226 | 576.4226 | 576.4226 | 576.4226 | 576.4226 | 576.4226 | 576.4226 | 576.4226 | 576.4226 | 576.4226 | 576.4226 | 576.4226 | 576.4226 | 576.4226 | 576.4226 | 576.4226 | 576.4226 | 576.4226 | 576.4226 | 576.4226 | 576.4226 | 0 | 0 | 0 | 0 | 0 | 0 | 0 | 0 | 0
F3_Residential_Multi-Family Moderate Income_Existing_Water Heating_Natural Gas_Water Heater (> 55 gal)_E7 | F3 | Residential | Multi-Family Moderate Income | Existing | Water Heating | Natural Gas | Water Heater (> 55 gal) | E7 | System - kBTUs of Consumption | 0 | 0 | 0 | 0 | 0 | 682.8286 | 682.8286 | 682.8286 | 682.8286 | 682.8286 | 682.8286 | 682.8286 | 682.8286 | 682.8286 | 682.8286 | 682.8286 | 682.8286 | 682.8286 | 682.8286 | 682.8286 | 682.8286 | 682.8286 | 682.8286 | 682.8286 | 682.8286 | 682.8286 | 682.8286 | 682.8286 | 682.8286 | 682.8286 | 682.8286 | 682.8286 | 682.8286 | 0 | 0 | 0 | 0 | 0 | 0 | 0 | 0 | 0
F3_Residential_Multi-Family Moderate Income_Existing_Water Heating_Natural Gas_Water Heater (> 55 gal)_E8 | F3 | Residential | Multi-Family Moderate Income | Existing | Water Heating | Natural Gas | Water Heater (> 55 gal) | E8 | System - kBTUs of Consumption | 0 | 0 | 0 | 0 | 0 | 0 | 0 | 0 | 0 | 0 | 0 | 0 | 0 | 0 | 0 | 0 | 0 | 0 | 0 | 0 | 0 | 0 | 0 | 0 | 0 | 0 | 0 | 0 | 0 | 0 | 0 | 0 | 0 | 0 | 0 | 0 | 0 | 0 | 0 | 0 | 0 | 0
F3_Residential_Multi-Family Moderate Income_Existing_Water Heating_Natural Gas_Water Heater (> 55 gal)_E9 | F3 | Residential | Multi-Family Moderate Income | Existing | Water Heating | Natural Gas | Water Heater (> 55 gal) | E9 | System - kBTUs of Consumption | 0 | 0 | 0 | 0 | 0 | 0 | 0 | 0 | 0 | 0 | 0 | 0 | 0 | 0 | 0 | 0 | 0 | 0 | 0 | 0 | 0 | 0 | 0 | 0 | 0 | 0 | 0 | 0 | 0 | 0 | 0 | 0 | 0 | 0 | 0 | 0 | 0 | 0 | 0 | 0 | 0 | 0
F3_Residential_Multi-Family Moderate Income_Existing_Water Heating_Natural Gas_Water Heater (> 55 gal)_E10 | F3 | Residential | Multi-Family Moderate Income | Existing | Water Heating | Natural Gas | Water Heater (> 55 gal) | E10 | System - kBTUs of Consumption | 0 | 0 | 0 | 0 | 0 | 0 | 0 | 0 | 0 | 0 | 0 | 0 | 0 | 0 | 0 | 0 | 0 | 0 | 0 | 0 | 0 | 0 | 0 | 0 | 0 | 0 | 0 | 0 | 0 | 0 | 0 | 0 | 0 | 0 | 0 | 0 | 0 | 0 | 0 | 0 | 0 | 0
F4_Residential_Multi-Family Moderate Income_Existing_Water Heating_Natural Gas_Water Heater (> 55 gal)_E1 | F4 | Residential | Multi-Family Moderate Income | Existing | Water Heating | Natural Gas | Water Heater (> 55 gal) | E1 | Utility - Cost of Equipment | 175.9478 | 176.4631 | 177.6187 | 178.5904 | 178.1952 | 179.1483 | 181.2949 | 183.0766 | 185.2186 | 187.308 | 189.4142 | 191.4082 | 193.5297 | 195.7217 | 197.8582 | 200.0432 | 202.2372 | 204.4637 | 206.6046 | 208.6631 | 210.4653 | 212.1166 | 213.383 | 214.4868 | 215.2863 | 215.8219 | 216.181 | 216.3202 | 216.158 | 215.7933 | 215.046 | 214.1152 | 212.8524 | 0 | 0 | 0 | 0 | 0 | 0 | 0 | 0 | 0
F4_Residential_Multi-Family Moderate Income_Existing_Water Heating_Natural Gas_Water Heater (> 55 gal)_E2 | F4 | Residential | Multi-Family Moderate Income | Existing | Water Heating | Natural Gas | Water Heater (> 55 gal) | E2 | Utility - Cost of Equipment | 171.4363 | 171.9384 | 173.0644 | 174.0112 | 173.6261 | 174.5547 | 176.6464 | 178.3823 | 180.4694 | 182.5052 | 184.5574 | 186.5003 | 188.5674 | 190.7032 | 192.7849 | 194.9139 | 197.0516 | 199.221 | 201.307 | 203.3127 | 205.0688 | 206.6777 | 207.9117 | 208.9871 | 209.7661 | 210.288 | 210.6378 | 210.7735 | 210.6155 | 210.2601 | 209.532 | 208.6251 | 207.3947 | 0 | 0 | 0 | 0 | 0 | 0 | 0 | 0 | 0
F4_Residential_Multi-Family Moderate Income_Existing_Water Heating_Natural Gas_Water Heater (> 55 gal)_E3 | F4 | Residential | Multi-Family Moderate Income | Existing | Water Heating | Natural Gas | Water Heater (> 55 gal) | E3 | Utility - Cost of Equipment | 165.0868 | 165.5703 | 166.6546 | 167.5663 | 167.1955 | 168.0898 | 170.1039 | 171.7756 | 173.7854 | 175.7457 | 177.7219 | 179.5928 | 181.5834 | 183.6401 | 185.6447 | 187.6949 | 189.7534 | 191.8425 | 193.8512 | 195.7826 | 197.4736 | 199.023 | 200.2112 | 201.2468 | 201.997 | 202.4995 | 202.8364 | 202.9671 | 202.8149 | 202.4727 | 201.7716 | 200.8983 | 199.7134 | 0 | 0 | 0 | 0 | 0 | 0 | 0 | 0 | 0
F4_Residential_Multi-Family Moderate Income_Existing_Water Heating_Natural Gas_Water Heater (> 55 gal)_E4 | F4 | Residential | Multi-Family Moderate Income | Existing | Water Heating | Natural Gas | Water Heater (> 55 gal) | E4 | Utility - Cost of Equipment | 156.8675 | 157.6742 | 158.8953 | 160.0153 | 160.2812 | 161.4252 | 163.3387 | 165.0523 | 166.9678 | 168.8158 | 170.6239 | 172.3028 | 173.9853 | 175.6336 | 177.1367 | 178.5598 | 179.8606 | 181.1216 | 182.2688 | 183.368 | 184.3229 | 185.2263 | 185.9442 | 186.641 | 187.1458 | 187.4839 | 187.7106 | 187.7985 | 187.6961 | 187.4659 | 186.9941 | 186.4065 | 185.6092 | 0 | 0 | 0 | 0 | 0 | 0 | 0 | 0 | 0
F4_Residential_Multi-Family Moderate Income_Existing_Water Heating_Natural Gas_Water Heater (> 55 gal)_E5 | F4 | Residential | Multi-Family Moderate Income | Existing | Water Heating | Natural Gas | Water Heater (> 55 gal) | E5 | Utility - Cost of Equipment | 149.9722 | 150.7434 | 151.9109 | 152.9817 | 153.2359 | 154.3296 | 156.1589 | 157.7973 | 159.6286 | 161.3954 | 163.1239 | 164.7291 | 166.3376 | 167.9134 | 169.3504 | 170.711 | 171.9546 | 173.1602 | 174.257 | 175.3078 | 176.2208 | 177.0845 | 177.7709 | 178.437 | 178.9196 | 179.2429 | 179.4596 | 179.5436 | 179.4457 | 179.2256 | 178.7746 | 178.2128 | 177.4506 | 0 | 0 | 0 | 0 | 0 | 0 | 0 | 0 | 0
F4_Residential_Multi-Family Moderate Income_Existing_Water Heating_Natural Gas_Water Heater (> 55 gal)_E6 | F4 | Residential | Multi-Family Moderate Income | Existing | Water Heating | Natural Gas | Water Heater (> 55 gal) | E6 | Utility - Cost of Equipment | 126.1512 | 126.5207 | 127.3493 | 128.0459 | 127.7626 | 128.4459 | 129.9851 | 131.2625 | 132.7982 | 134.2963 | 135.8064 | 137.236 | 138.7572 | 140.3288 | 141.8606 | 143.4272 | 145.0002 | 146.5966 | 148.1316 | 149.6075 | 150.8997 | 152.0836 | 152.9916 | 153.783 | 154.3562 | 154.7402 | 154.9977 | 155.0975 | 154.9812 | 154.7197 | 154.1839 | 153.5166 | 152.6112 | 0 | 0 | 0 | 0 | 0 | 0 | 0 | 0 | 0
F4_Residential_Multi-Family Moderate Income_Existing_Water Heating_Natural Gas_Water Heater (> 55 gal)_E7 | F4 | Residential | Multi-Family Moderate Income | Existing | Water Heating | Natural Gas | Water Heater (> 55 gal) | E7 | Utility - Cost of Equipment | 0 | 0 | 0 | 0 | 0 | 103.5544 | 104.8046 | 105.855 | 107.1199 | 108.3485 | 109.5812 | 110.7442 | 111.9742 | 113.2167 | 114.3779 | 115.5194 | 116.6137 | 117.736 | 118.8299 | 119.9067 | 120.8696 | 121.7993 | 122.565 | 123.3092 | 123.8669 | 124.2487 | 124.4989 | 124.5803 | 124.4855 | 124.2723 | 123.8354 | 123.2913 | 122.553 | 0 | 0 | 0 | 0 | 0 | 0 | 0 | 0 | 0
F4_Residential_Multi-Family Moderate Income_Existing_Water Heating_Natural Gas_Water Heater (> 55 gal)_E8 | F4 | Residential | Multi-Family Moderate Income | Existing | Water Heating | Natural Gas | Water Heater (> 55 gal) | E8 | Utility - Cost of Equipment | 0 | 0 | 0 | 0 | 0 | 0 | 0 | 0 | 0 | 0 | 0 | 0 | 0 | 0 | 0 | 0 | 0 | 0 | 0 | 0 | 0 | 0 | 0 | 0 | 0 | 0 | 0 | 0 | 0 | 0 | 0 | 0 | 0 | 0 | 0 | 0 | 0 | 0 | 0 | 0 | 0 | 0
F4_Residential_Multi-Family Moderate Income_Existing_Water Heating_Natural Gas_Water Heater (> 55 gal)_E9 | F4 | Residential | Multi-Family Moderate Income | Existing | Water Heating | Natural Gas | Water Heater (> 55 gal) | E9 | Utility - Cost of Equipment | 0 | 0 | 0 | 0 | 0 | 0 | 0 | 0 | 0 | 0 | 0 | 0 | 0 | 0 | 0 | 0 | 0 | 0 | 0 | 0 | 0 | 0 | 0 | 0 | 0 | 0 | 0 | 0 | 0 | 0 | 0 | 0 | 0 | 0 | 0 | 0 | 0 | 0 | 0 | 0 | 0 | 0
F4_Residential_Multi-Family Moderate Income_Existing_Water Heating_Natural Gas_Water Heater (> 55 gal)_E10 | F4 | Residential | Multi-Family Moderate Income | Existing | Water Heating | Natural Gas | Water Heater (> 55 gal) | E10 | Utility - Cost of Equipment | 0 | 0 | 0 | 0 | 0 | 0 | 0 | 0 | 0 | 0 | 0 | 0 | 0 | 0 | 0 | 0 | 0 | 0 | 0 | 0 | 0 | 0 | 0 | 0 | 0 | 0 | 0 | 0 | 0 | 0 | 0 | 0 | 0 | 0 | 0 | 0 | 0 | 0 | 0 | 0 | 0 | 0
F5_Residential_Multi-Family Moderate Income_Existing_Water Heating_Natural Gas_Water Heater (> 55 gal)_E1 | F5 | Residential | Multi-Family Moderate Income | Existing | Water Heating | Natural Gas | Water Heater (> 55 gal) | E1 | Utility - Cost of Operation | 125.0625 | 125.0625 | 125.0625 | 125.0625 | 125.0625 | 125.0625 | 125.0625 | 125.0625 | 125.0625 | 125.0625 | 125.0625 | 125.0625 | 125.0625 | 125.0625 | 125.0625 | 125.0625 | 125.0625 | 125.0625 | 125.0625 | 125.0625 | 125.0625 | 125.0625 | 125.0625 | 125.0625 | 125.0625 | 125.0625 | 125.0625 | 125.0625 | 125.0625 | 125.0625 | 125.0625 | 125.0625 | 125.0625 | 0 | 0 | 0 | 0 | 0 | 0 | 0 | 0 | 0
F5_Residential_Multi-Family Moderate Income_Existing_Water Heating_Natural Gas_Water Heater (> 55 gal)_E2 | F5 | Residential | Multi-Family Moderate Income | Existing | Water Heating | Natural Gas | Water Heater (> 55 gal) | E2 | Utility - Cost of Operation | 141.0904 | 141.0904 | 141.0904 | 141.0904 | 141.0904 | 141.0904 | 141.0904 | 141.0904 | 141.0904 | 141.0904 | 141.0904 | 141.0904 | 141.0904 | 141.0904 | 141.0904 | 141.0904 | 141.0904 | 141.0904 | 141.0904 | 141.0904 | 141.0904 | 141.0904 | 141.0904 | 141.0904 | 141.0904 | 141.0904 | 141.0904 | 141.0904 | 141.0904 | 141.0904 | 141.0904 | 141.0904 | 141.0904 | 0 | 0 | 0 | 0 | 0 | 0 | 0 | 0 | 0
F5_Residential_Multi-Family Moderate Income_Existing_Water Heating_Natural Gas_Water Heater (> 55 gal)_E3 | F5 | Residential | Multi-Family Moderate Income | Existing | Water Heating | Natural Gas | Water Heater (> 55 gal) | E3 | Utility - Cost of Operation | 398.2136 | 398.2136 | 398.2136 | 398.2136 | 398.2136 | 398.2136 | 398.2136 | 398.2136 | 398.2136 | 398.2136 | 398.2136 | 398.2136 | 398.2136 | 398.2136 | 398.2136 | 398.2136 | 398.2136 | 398.2136 | 398.2136 | 398.2136 | 398.2136 | 398.2136 | 398.2136 | 398.2136 | 398.2136 | 398.2136 | 398.2136 | 398.2136 | 398.2136 | 398.2136 | 398.2136 | 398.2136 | 398.2136 | 0 | 0 | 0 | 0 | 0 | 0 | 0 | 0 | 0
F5_Residential_Multi-Family Moderate Income_Existing_Water Heating_Natural Gas_Water Heater (> 55 gal)_E4 | F5 | Residential | Multi-Family Moderate Income | Existing | Water Heating | Natural Gas | Water Heater (> 55 gal) | E4 | Utility - Cost of Operation | 184.4494 | 184.4494 | 184.4494 | 184.4494 | 184.4494 | 184.4494 | 184.4494 | 184.4494 | 184.4494 | 184.4494 | 184.4494 | 184.4494 | 184.4494 | 184.4494 | 184.4494 | 184.4494 | 184.4494 | 184.4494 | 184.4494 | 184.4494 | 184.4494 | 184.4494 | 184.4494 | 184.4494 | 184.4494 | 184.4494 | 184.4494 | 184.4494 | 184.4494 | 184.4494 | 184.4494 | 184.4494 | 184.4494 | 0 | 0 | 0 | 0 | 0 | 0 | 0 | 0 | 0
F5_Residential_Multi-Family Moderate Income_Existing_Water Heating_Natural Gas_Water Heater (> 55 gal)_E5 | F5 | Residential | Multi-Family Moderate Income | Existing | Water Heating | Natural Gas | Water Heater (> 55 gal) | E5 | Utility - Cost of Operation | 209.1856 | 209.1856 | 209.1856 | 209.1856 | 209.1856 | 209.1856 | 209.1856 | 209.1856 | 209.1856 | 209.1856 | 209.1856 | 209.1856 | 209.1856 | 209.1856 | 209.1856 | 209.1856 | 209.1856 | 209.1856 | 209.1856 | 209.1856 | 209.1856 | 209.1856 | 209.1856 | 209.1856 | 209.1856 | 209.1856 | 209.1856 | 209.1856 | 209.1856 | 209.1856 | 209.1856 | 209.1856 | 209.1856 | 0 | 0 | 0 | 0 | 0 | 0 | 0 | 0 | 0
F5_Residential_Multi-Family Moderate Income_Existing_Water Heating_Natural Gas_Water Heater (> 55 gal)_E6 | F5 | Residential | Multi-Family Moderate Income | Existing | Water Heating | Natural Gas | Water Heater (> 55 gal) | E6 | Utility - Cost of Operation | 576.4226 | 576.4226 | 576.4226 | 576.4226 | 576.4226 | 576.4226 | 576.4226 | 576.4226 | 576.4226 | 576.4226 | 576.4226 | 576.4226 | 576.4226 | 576.4226 | 576.4226 | 576.4226 | 576.4226 | 576.4226 | 576.4226 | 576.4226 | 576.4226 | 576.4226 | 576.4226 | 576.4226 | 576.4226 | 576.4226 | 576.4226 | 576.4226 | 576.4226 | 576.4226 | 576.4226 | 576.4226 | 576.4226 | 0 | 0 | 0 | 0 | 0 | 0 | 0 | 0 | 0
F5_Residential_Multi-Family Moderate Income_Existing_Water Heating_Natural Gas_Water Heater (> 55 gal)_E7 | F5 | Residential | Multi-Family Moderate Income | Existing | Water Heating | Natural Gas | Water Heater (> 55 gal) | E7 | Utility - Cost of Operation | 0 | 0 | 0 | 0 | 0 | 682.8286 | 682.8286 | 682.8286 | 682.8286 | 682.8286 | 682.8286 | 682.8286 | 682.8286 | 682.8286 | 682.8286 | 682.8286 | 682.8286 | 682.8286 | 682.8286 | 682.8286 | 682.8286 | 682.8286 | 682.8286 | 682.8286 | 682.8286 | 682.8286 | 682.8286 | 682.8286 | 682.8286 | 682.8286 | 682.8286 | 682.8286 | 682.8286 | 0 | 0 | 0 | 0 | 0 | 0 | 0 | 0 | 0
F5_Residential_Multi-Family Moderate Income_Existing_Water Heating_Natural Gas_Water Heater (> 55 gal)_E8 | F5 | Residential | Multi-Family Moderate Income | Existing | Water Heating | Natural Gas | Water Heater (> 55 gal) | E8 | Utility - Cost of Operation | 0 | 0 | 0 | 0 | 0 | 0 | 0 | 0 | 0 | 0 | 0 | 0 | 0 | 0 | 0 | 0 | 0 | 0 | 0 | 0 | 0 | 0 | 0 | 0 | 0 | 0 | 0 | 0 | 0 | 0 | 0 | 0 | 0 | 0 | 0 | 0 | 0 | 0 | 0 | 0 | 0 | 0
F5_Residential_Multi-Family Moderate Income_Existing_Water Heating_Natural Gas_Water Heater (> 55 gal)_E9 | F5 | Residential | Multi-Family Moderate Income | Existing | Water Heating | Natural Gas | Water Heater (> 55 gal) | E9 | Utility - Cost of Operation | 0 | 0 | 0 | 0 | 0 | 0 | 0 | 0 | 0 | 0 | 0 | 0 | 0 | 0 | 0 | 0 | 0 | 0 | 0 | 0 | 0 | 0 | 0 | 0 | 0 | 0 | 0 | 0 | 0 | 0 | 0 | 0 | 0 | 0 | 0 | 0 | 0 | 0 | 0 | 0 | 0 | 0
F5_Residential_Multi-Family Moderate Income_Existing_Water Heating_Natural Gas_Water Heater (> 55 gal)_E10 | F5 | Residential | Multi-Family Moderate Income | Existing | Water Heating | Natural Gas | Water Heater (> 55 gal) | E10 | Utility - Cost of Operation | 0 | 0 | 0 | 0 | 0 | 0 | 0 | 0 | 0 | 0 | 0 | 0 | 0 | 0 | 0 | 0 | 0 | 0 | 0 | 0 | 0 | 0 | 0 | 0 | 0 | 0 | 0 | 0 | 0 | 0 | 0 | 0 | 0 | 0 | 0 | 0 | 0 | 0 | 0 | 0 | 0 | 0
F6_Residential_Multi-Family Moderate Income_Existing_Water Heating_Natural Gas_Water Heater (> 55 gal)_E1 | F6 | Residential | Multi-Family Moderate Income | Existing | Water Heating | Natural Gas | Water Heater (> 55 gal) | E1 | Utility - Value of Sales | 142.4936 | 143.3239 | 144.4633 | 145.3945 | 145.3945 | 145.3945 | 145.3945 | 145.3945 | 145.3945 | 145.3945 | 145.3945 | 145.3945 | 145.3945 | 145.3945 | 145.3945 | 145.3945 | 145.3945 | 145.3945 | 145.3945 | 145.3945 | 145.3945 | 145.3945 | 145.3945 | 145.3945 | 145.3945 | 145.3945 | 145.3945 | 145.3945 | 145.3945 | 145.3945 | 145.3945 | 145.3945 | 145.3945 | 0 | 0 | 0 | 0 | 0 | 0 | 0 | 0 | 0
F6_Residential_Multi-Family Moderate Income_Existing_Water Heating_Natural Gas_Water Heater (> 55 gal)_E2 | F6 | Residential | Multi-Family Moderate Income | Existing | Water Heating | Natural Gas | Water Heater (> 55 gal) | E2 | Utility - Value of Sales | 138.8399 | 139.6489 | 140.7591 | 141.6665 | 141.6665 | 141.6665 | 141.6665 | 141.6665 | 141.6665 | 141.6665 | 141.6665 | 141.6665 | 141.6665 | 141.6665 | 141.6665 | 141.6665 | 141.6665 | 141.6665 | 141.6665 | 141.6665 | 141.6665 | 141.6665 | 141.6665 | 141.6665 | 141.6665 | 141.6665 | 141.6665 | 141.6665 | 141.6665 | 141.6665 | 141.6665 | 141.6665 | 141.6665 | 0 | 0 | 0 | 0 | 0 | 0 | 0 | 0 | 0
F6_Residential_Multi-Family Moderate Income_Existing_Water Heating_Natural Gas_Water Heater (> 55 gal)_E3 | F6 | Residential | Multi-Family Moderate Income | Existing | Water Heating | Natural Gas | Water Heater (> 55 gal) | E3 | Utility - Value of Sales | 133.6977 | 134.4768 | 135.5458 | 136.4196 | 136.4196 | 136.4196 | 136.4196 | 136.4196 | 136.4196 | 136.4196 | 136.4196 | 136.4196 | 136.4196 | 136.4196 | 136.4196 | 136.4196 | 136.4196 | 136.4196 | 136.4196 | 136.4196 | 136.4196 | 136.4196 | 136.4196 | 136.4196 | 136.4196 | 136.4196 | 136.4196 | 136.4196 | 136.4196 | 136.4196 | 136.4196 | 136.4196 | 136.4196 | 0 | 0 | 0 | 0 | 0 | 0 | 0 | 0 | 0
F6_Residential_Multi-Family Moderate Income_Existing_Water Heating_Natural Gas_Water Heater (> 55 gal)_E4 | F6 | Residential | Multi-Family Moderate Income | Existing | Water Heating | Natural Gas | Water Heater (> 55 gal) | E4 | Utility - Value of Sales | 125.3641 | 125.8356 | 126.4825 | 127.0113 | 127.0113 | 127.0113 | 127.0113 | 127.0113 | 127.0113 | 127.0113 | 127.0113 | 127.0113 | 127.0113 | 127.0113 | 127.0113 | 127.0113 | 127.0113 | 127.0113 | 127.0113 | 127.0113 | 127.0113 | 127.0113 | 127.0113 | 127.0113 | 127.0113 | 127.0113 | 127.0113 | 127.0113 | 127.0113 | 127.0113 | 127.0113 | 127.0113 | 127.0113 | 0 | 0 | 0 | 0 | 0 | 0 | 0 | 0 | 0
F6_Residential_Multi-Family Moderate Income_Existing_Water Heating_Natural Gas_Water Heater (> 55 gal)_E5 | F6 | Residential | Multi-Family Moderate Income | Existing | Water Heating | Natural Gas | Water Heater (> 55 gal) | E5 | Utility - Value of Sales | 119.8536 | 120.3043 | 120.9229 | 121.4284 | 121.4284 | 121.4284 | 121.4284 | 121.4284 | 121.4284 | 121.4284 | 121.4284 | 121.4284 | 121.4284 | 121.4284 | 121.4284 | 121.4284 | 121.4284 | 121.4284 | 121.4284 | 121.4284 | 121.4284 | 121.4284 | 121.4284 | 121.4284 | 121.4284 | 121.4284 | 121.4284 | 121.4284 | 121.4284 | 121.4284 | 121.4284 | 121.4284 | 121.4284 | 0 | 0 | 0 | 0 | 0 | 0 | 0 | 0 | 0
F6_Residential_Multi-Family Moderate Income_Existing_Water Heating_Natural Gas_Water Heater (> 55 gal)_E6 | F6 | Residential | Multi-Family Moderate Income | Existing | Water Heating | Natural Gas | Water Heater (> 55 gal) | E6 | Utility - Value of Sales | 102.1652 | 102.7605 | 103.5775 | 104.2451 | 104.2451 | 104.2451 | 104.2451 | 104.2451 | 104.2451 | 104.2451 | 104.2451 | 104.2451 | 104.2451 | 104.2451 | 104.2451 | 104.2451 | 104.2451 | 104.2451 | 104.2451 | 104.2451 | 104.2451 | 104.2451 | 104.2451 | 104.2451 | 104.2451 | 104.2451 | 104.2451 | 104.2451 | 104.2451 | 104.2451 | 104.2451 | 104.2451 | 104.2451 | 0 | 0 | 0 | 0 | 0 | 0 | 0 | 0 | 0
F6_Residential_Multi-Family Moderate Income_Existing_Water Heating_Natural Gas_Water Heater (> 55 gal)_E7 | F6 | Residential | Multi-Family Moderate Income | Existing | Water Heating | Natural Gas | Water Heater (> 55 gal) | E7 | Utility - Value of Sales | 0 | 0 | 0 | 0 | 0 | 84.9999 | 84.9999 | 84.9999 | 84.9999 | 84.9999 | 84.9999 | 84.9999 | 84.9999 | 84.9999 | 84.9999 | 84.9999 | 84.9999 | 84.9999 | 84.9999 | 84.9999 | 84.9999 | 84.9999 | 84.9999 | 84.9999 | 84.9999 | 84.9999 | 84.9999 | 84.9999 | 84.9999 | 84.9999 | 84.9999 | 84.9999 | 84.9999 | 0 | 0 | 0 | 0 | 0 | 0 | 0 | 0 | 0
F6_Residential_Multi-Family Moderate Income_Existing_Water Heating_Natural Gas_Water Heater (> 55 gal)_E8 | F6 | Residential | Multi-Family Moderate Income | Existing | Water Heating | Natural Gas | Water Heater (> 55 gal) | E8 | Utility - Value of Sales | 0 | 0 | 0 | 0 | 0 | 0 | 0 | 0 | 0 | 0 | 0 | 0 | 0 | 0 | 0 | 0 | 0 | 0 | 0 | 0 | 0 | 0 | 0 | 0 | 0 | 0 | 0 | 0 | 0 | 0 | 0 | 0 | 0 | 0 | 0 | 0 | 0 | 0 | 0 | 0 | 0 | 0
F6_Residential_Multi-Family Moderate Income_Existing_Water Heating_Natural Gas_Water Heater (> 55 gal)_E9 | F6 | Residential | Multi-Family Moderate Income | Existing | Water Heating | Natural Gas | Water Heater (> 55 gal) | E9 | Utility - Value of Sales | 0 | 0 | 0 | 0 | 0 | 0 | 0 | 0 | 0 | 0 | 0 | 0 | 0 | 0 | 0 | 0 | 0 | 0 | 0 | 0 | 0 | 0 | 0 | 0 | 0 | 0 | 0 | 0 | 0 | 0 | 0 | 0 | 0 | 0 | 0 | 0 | 0 | 0 | 0 | 0 | 0 | 0
F6_Residential_Multi-Family Moderate Income_Existing_Water Heating_Natural Gas_Water Heater (> 55 gal)_E10 | F6 | Residential | Multi-Family Moderate Income | Existing | Water Heating | Natural Gas | Water Heater (> 55 gal) | E10 | Utility - Value of Sales | 0 | 0 | 0 | 0 | 0 | 0 | 0 | 0 | 0 | 0 | 0 | 0 | 0 | 0 | 0 | 0 | 0 | 0 | 0 | 0 | 0 | 0 | 0 | 0 | 0 | 0 | 0 | 0 | 0 | 0 | 0 | 0 | 0 | 0 | 0 | 0 | 0 | 0 | 0 | 0 | 0 | 0
F1_Residential_Multi-Family Moderate Income_Existing_Appliances_Natural Gas_Clothes Dryer_E1 | F1 | Residential | Multi-Family Moderate Income | Existing | Appliances | Natural Gas | Clothes Dryer | E1 | RVT - Cost of Equipment | 20.5164 | 20.5803 | 20.7225 | 20.839 | 20.7825 | 20.8655 | 21.0645 | 21.2285 | 21.4258 | 21.6167 | 21.8095 | 21.9916 | 22.1843 | 22.3856 | 22.5781 | 22.7771 | 22.9772 | 23.1919 | 23.3995 | 23.5996 | 23.7744 | 23.9367 | 24.0597 | 24.1684 | 24.2316 | 24.2677 | 24.2864 | 24.2825 | 24.2491 | 24.1949 | 24.1019 | 23.9909 | 23.8477 | 0 | 0 | 0 | 0 | 0 | 0 | 0 | 0 | 0
F1_Residential_Multi-Family Moderate Income_Existing_Appliances_Natural Gas_Clothes Dryer_E2 | F1 | Residential | Multi-Family Moderate Income | Existing | Appliances | Natural Gas | Clothes Dryer | E2 | RVT - Cost of Equipment | 19.3732 | 19.4335 | 19.5678 | 19.6778 | 19.6245 | 19.7028 | 19.8907 | 20.0456 | 20.2319 | 20.4122 | 20.5942 | 20.7662 | 20.9482 | 21.1382 | 21.32 | 21.5079 | 21.6969 | 21.8996 | 22.0957 | 22.2846 | 22.4496 | 22.6029 | 22.7191 | 22.8217 | 22.8814 | 22.9154 | 22.9332 | 22.9295 | 22.8979 | 22.8467 | 22.7589 | 22.6541 | 22.5189 | 0 | 0 | 0 | 0 | 0 | 0 | 0 | 0 | 0
F1_Residential_Multi-Family Moderate Income_Existing_Appliances_Natural Gas_Clothes Dryer_E3 | F1 | Residential | Multi-Family Moderate Income | Existing | Appliances | Natural Gas | Clothes Dryer | E3 | RVT - Cost of Equipment | 0 | 0 | 0 | 0 | 0 | 0 | 0 | 0 | 0 | 0 | 0 | 0 | 0 | 0 | 0 | 0 | 0 | 0 | 0 | 0 | 0 | 0 | 0 | 0 | 0 | 0 | 0 | 0 | 0 | 0 | 0 | 0 | 0 | 0 | 0 | 0 | 0 | 0 | 0 | 0 | 0 | 0
F1_Residential_Multi-Family Moderate Income_Existing_Appliances_Natural Gas_Clothes Dryer_E4 | F1 | Residential | Multi-Family Moderate Income | Existing | Appliances | Natural Gas | Clothes Dryer | E4 | RVT - Cost of Equipment | 0 | 0 | 0 | 0 | 0 | 0 | 0 | 0 | 0 | 0 | 0 | 0 | 0 | 0 | 0 | 0 | 0 | 0 | 0 | 0 | 0 | 0 | 0 | 0 | 0 | 0 | 0 | 0 | 0 | 0 | 0 | 0 | 0 | 0 | 0 | 0 | 0 | 0 | 0 | 0 | 0 | 0
F1_Residential_Multi-Family Moderate Income_Existing_Appliances_Natural Gas_Clothes Dryer_E5 | F1 | Residential | Multi-Family Moderate Income | Existing | Appliances | Natural Gas | Clothes Dryer | E5 | RVT - Cost of Equipment | 0 | 0 | 0 | 0 | 0 | 0 | 0 | 0 | 0 | 0 | 0 | 0 | 0 | 0 | 0 | 0 | 0 | 0 | 0 | 0 | 0 | 0 | 0 | 0 | 0 | 0 | 0 | 0 | 0 | 0 | 0 | 0 | 0 | 0 | 0 | 0 | 0 | 0 | 0 | 0 | 0 | 0
F1_Residential_Multi-Family Moderate Income_Existing_Appliances_Natural Gas_Clothes Dryer_E6 | F1 | Residential | Multi-Family Moderate Income | Existing | Appliances | Natural Gas | Clothes Dryer | E6 | RVT - Cost of Equipment | 0 | 0 | 0 | 0 | 0 | 0 | 0 | 0 | 0 | 0 | 0 | 0 | 0 | 0 | 0 | 0 | 0 | 0 | 0 | 0 | 0 | 0 | 0 | 0 | 0 | 0 | 0 | 0 | 0 | 0 | 0 | 0 | 0 | 0 | 0 | 0 | 0 | 0 | 0 | 0 | 0 | 0
F1_Residential_Multi-Family Moderate Income_Existing_Appliances_Natural Gas_Clothes Dryer_E7 | F1 | Residential | Multi-Family Moderate Income | Existing | Appliances | Natural Gas | Clothes Dryer | E7 | RVT - Cost of Equipment | 0 | 0 | 0 | 0 | 0 | 0 | 0 | 0 | 0 | 0 | 0 | 0 | 0 | 0 | 0 | 0 | 0 | 0 | 0 | 0 | 0 | 0 | 0 | 0 | 0 | 0 | 0 | 0 | 0 | 0 | 0 | 0 | 0 | 0 | 0 | 0 | 0 | 0 | 0 | 0 | 0 | 0
F1_Residential_Multi-Family Moderate Income_Existing_Appliances_Natural Gas_Clothes Dryer_E8 | F1 | Residential | Multi-Family Moderate Income | Existing | Appliances | Natural Gas | Clothes Dryer | E8 | RVT - Cost of Equipment | 0 | 0 | 0 | 0 | 0 | 0 | 0 | 0 | 0 | 0 | 0 | 0 | 0 | 0 | 0 | 0 | 0 | 0 | 0 | 0 | 0 | 0 | 0 | 0 | 0 | 0 | 0 | 0 | 0 | 0 | 0 | 0 | 0 | 0 | 0 | 0 | 0 | 0 | 0 | 0 | 0 | 0
F1_Residential_Multi-Family Moderate Income_Existing_Appliances_Natural Gas_Clothes Dryer_E9 | F1 | Residential | Multi-Family Moderate Income | Existing | Appliances | Natural Gas | Clothes Dryer | E9 | RVT - Cost of Equipment | 0 | 0 | 0 | 0 | 0 | 0 | 0 | 0 | 0 | 0 | 0 | 0 | 0 | 0 | 0 | 0 | 0 | 0 | 0 | 0 | 0 | 0 | 0 | 0 | 0 | 0 | 0 | 0 | 0 | 0 | 0 | 0 | 0 | 0 | 0 | 0 | 0 | 0 | 0 | 0 | 0 | 0
F1_Residential_Multi-Family Moderate Income_Existing_Appliances_Natural Gas_Clothes Dryer_E10 | F1 | Residential | Multi-Family Moderate Income | Existing | Appliances | Natural Gas | Clothes Dryer | E10 | RVT - Cost of Equipment | 0 | 0 | 0 | 0 | 0 | 0 | 0 | 0 | 0 | 0 | 0 | 0 | 0 | 0 | 0 | 0 | 0 | 0 | 0 | 0 | 0 | 0 | 0 | 0 | 0 | 0 | 0 | 0 | 0 | 0 | 0 | 0 | 0 | 0 | 0 | 0 | 0 | 0 | 0 | 0 | 0 | 0
F2_Residential_Multi-Family Moderate Income_Existing_Appliances_Natural Gas_Clothes Dryer_E1 | F2 | Residential | Multi-Family Moderate Income | Existing | Appliances | Natural Gas | Clothes Dryer | E1 | RVT - Cost of Operation | 14.6498 | 14.6728 | 14.7556 | 14.8221 | 14.7657 | 14.8486 | 15.0472 | 15.211 | 15.408 | 15.5986 | 15.791 | 15.9729 | 16.1653 | 16.3662 | 16.5585 | 16.7571 | 16.9569 | 17.1712 | 17.3811 | 17.586 | 17.7686 | 17.9419 | 18.0791 | 18.2055 | 18.2903 | 18.3486 | 18.3905 | 18.4104 | 18.4018 | 18.3731 | 18.3067 | 18.2232 | 18.1084 | 0 | 0 | 0 | 0 | 0 | 0 | 0 | 0 | 0
F2_Residential_Multi-Family Moderate Income_Existing_Appliances_Natural Gas_Clothes Dryer_E2 | F2 | Residential | Multi-Family Moderate Income | Existing | Appliances | Natural Gas | Clothes Dryer | E2 | RVT - Cost of Operation | 13.8335 | 13.8552 | 13.9334 | 13.9962 | 13.9429 | 14.0212 | 14.2088 | 14.3634 | 14.5494 | 14.7294 | 14.9111 | 15.0829 | 15.2645 | 15.4543 | 15.6358 | 15.8234 | 16.012 | 16.2144 | 16.4126 | 16.6061 | 16.7785 | 16.9422 | 17.0717 | 17.1911 | 17.2711 | 17.3262 | 17.3657 | 17.3846 | 17.3764 | 17.3494 | 17.2867 | 17.2078 | 17.0994 | 0 | 0 | 0 | 0 | 0 | 0 | 0 | 0 | 0
F2_Residential_Multi-Family Moderate Income_Existing_Appliances_Natural Gas_Clothes Dryer_E3 | F2 | Residential | Multi-Family Moderate Income | Existing | Appliances | Natural Gas | Clothes Dryer | E3 | RVT - Cost of Operation | 0 | 0 | 0 | 0 | 0 | 0 | 0 | 0 | 0 | 0 | 0 | 0 | 0 | 0 | 0 | 0 | 0 | 0 | 0 | 0 | 0 | 0 | 0 | 0 | 0 | 0 | 0 | 0 | 0 | 0 | 0 | 0 | 0 | 0 | 0 | 0 | 0 | 0 | 0 | 0 | 0 | 0
F2_Residential_Multi-Family Moderate Income_Existing_Appliances_Natural Gas_Clothes Dryer_E4 | F2 | Residential | Multi-Family Moderate Income | Existing | Appliances | Natural Gas | Clothes Dryer | E4 | RVT - Cost of Operation | 0 | 0 | 0 | 0 | 0 | 0 | 0 | 0 | 0 | 0 | 0 | 0 | 0 | 0 | 0 | 0 | 0 | 0 | 0 | 0 | 0 | 0 | 0 | 0 | 0 | 0 | 0 | 0 | 0 | 0 | 0 | 0 | 0 | 0 | 0 | 0 | 0 | 0 | 0 | 0 | 0 | 0
F2_Residential_Multi-Family Moderate Income_Existing_Appliances_Natural Gas_Clothes Dryer_E5 | F2 | Residential | Multi-Family Moderate Income | Existing | Appliances | Natural Gas | Clothes Dryer | E5 | RVT - Cost of Operation | 0 | 0 | 0 | 0 | 0 | 0 | 0 | 0 | 0 | 0 | 0 | 0 | 0 | 0 | 0 | 0 | 0 | 0 | 0 | 0 | 0 | 0 | 0 | 0 | 0 | 0 | 0 | 0 | 0 | 0 | 0 | 0 | 0 | 0 | 0 | 0 | 0 | 0 | 0 | 0 | 0 | 0
F2_Residential_Multi-Family Moderate Income_Existing_Appliances_Natural Gas_Clothes Dryer_E6 | F2 | Residential | Multi-Family Moderate Income | Existing | Appliances | Natural Gas | Clothes Dryer | E6 | RVT - Cost of Operation | 0 | 0 | 0 | 0 | 0 | 0 | 0 | 0 | 0 | 0 | 0 | 0 | 0 | 0 | 0 | 0 | 0 | 0 | 0 | 0 | 0 | 0 | 0 | 0 | 0 | 0 | 0 | 0 | 0 | 0 | 0 | 0 | 0 | 0 | 0 | 0 | 0 | 0 | 0 | 0 | 0 | 0
F2_Residential_Multi-Family Moderate Income_Existing_Appliances_Natural Gas_Clothes Dryer_E7 | F2 | Residential | Multi-Family Moderate Income | Existing | Appliances | Natural Gas | Clothes Dryer | E7 | RVT - Cost of Operation | 0 | 0 | 0 | 0 | 0 | 0 | 0 | 0 | 0 | 0 | 0 | 0 | 0 | 0 | 0 | 0 | 0 | 0 | 0 | 0 | 0 | 0 | 0 | 0 | 0 | 0 | 0 | 0 | 0 | 0 | 0 | 0 | 0 | 0 | 0 | 0 | 0 | 0 | 0 | 0 | 0 | 0
F2_Residential_Multi-Family Moderate Income_Existing_Appliances_Natural Gas_Clothes Dryer_E8 | F2 | Residential | Multi-Family Moderate Income | Existing | Appliances | Natural Gas | Clothes Dryer | E8 | RVT - Cost of Operation | 0 | 0 | 0 | 0 | 0 | 0 | 0 | 0 | 0 | 0 | 0 | 0 | 0 | 0 | 0 | 0 | 0 | 0 | 0 | 0 | 0 | 0 | 0 | 0 | 0 | 0 | 0 | 0 | 0 | 0 | 0 | 0 | 0 | 0 | 0 | 0 | 0 | 0 | 0 | 0 | 0 | 0
F2_Residential_Multi-Family Moderate Income_Existing_Appliances_Natural Gas_Clothes Dryer_E9 | F2 | Residential | Multi-Family Moderate Income | Existing | Appliances | Natural Gas | Clothes Dryer | E9 | RVT - Cost of Operation | 0 | 0 | 0 | 0 | 0 | 0 | 0 | 0 | 0 | 0 | 0 | 0 | 0 | 0 | 0 | 0 | 0 | 0 | 0 | 0 | 0 | 0 | 0 | 0 | 0 | 0 | 0 | 0 | 0 | 0 | 0 | 0 | 0 | 0 | 0 | 0 | 0 | 0 | 0 | 0 | 0 | 0
F2_Residential_Multi-Family Moderate Income_Existing_Appliances_Natural Gas_Clothes Dryer_E10 | F2 | Residential | Multi-Family Moderate Income | Existing | Appliances | Natural Gas | Clothes Dryer | E10 | RVT - Cost of Operation | 0 | 0 | 0 | 0 | 0 | 0 | 0 | 0 | 0 | 0 | 0 | 0 | 0 | 0 | 0 | 0 | 0 | 0 | 0 | 0 | 0 | 0 | 0 | 0 | 0 | 0 | 0 | 0 | 0 | 0 | 0 | 0 | 0 | 0 | 0 | 0 | 0 | 0 | 0 | 0 | 0 | 0
F3_Residential_Multi-Family Moderate Income_Existing_Appliances_Natural Gas_Clothes Dryer_E1 | F3 | Residential | Multi-Family Moderate Income | Existing | Appliances | Natural Gas | Clothes Dryer | E1 | System - kBTUs of Consumption | 71.2482 | 71.2482 | 71.2482 | 71.2482 | 71.2482 | 71.2482 | 71.2482 | 71.2482 | 71.2482 | 71.2482 | 71.2482 | 71.2482 | 71.2482 | 71.2482 | 71.2482 | 71.2482 | 71.2482 | 71.2482 | 71.2482 | 71.2482 | 71.2482 | 71.2482 | 71.2482 | 71.2482 | 71.2482 | 71.2482 | 71.2482 | 71.2482 | 71.2482 | 71.2482 | 71.2482 | 71.2482 | 71.2482 | 0 | 0 | 0 | 0 | 0 | 0 | 0 | 0 | 0
F3_Residential_Multi-Family Moderate Income_Existing_Appliances_Natural Gas_Clothes Dryer_E2 | F3 | Residential | Multi-Family Moderate Income | Existing | Appliances | Natural Gas | Clothes Dryer | E2 | System - kBTUs of Consumption | 76.5063 | 76.5063 | 76.5063 | 76.5063 | 76.5063 | 76.5063 | 76.5063 | 76.5063 | 76.5063 | 76.5063 | 76.5063 | 76.5063 | 76.5063 | 76.5063 | 76.5063 | 76.5063 | 76.5063 | 76.5063 | 76.5063 | 76.5063 | 76.5063 | 76.5063 | 76.5063 | 76.5063 | 76.5063 | 76.5063 | 76.5063 | 76.5063 | 76.5063 | 76.5063 | 76.5063 | 76.5063 | 76.5063 | 0 | 0 | 0 | 0 | 0 | 0 | 0 | 0 | 0
F3_Residential_Multi-Family Moderate Income_Existing_Appliances_Natural Gas_Clothes Dryer_E3 | F3 | Residential | Multi-Family Moderate Income | Existing | Appliances | Natural Gas | Clothes Dryer | E3 | System - kBTUs of Consumption | 0 | 0 | 0 | 0 | 0 | 0 | 0 | 0 | 0 | 0 | 0 | 0 | 0 | 0 | 0 | 0 | 0 | 0 | 0 | 0 | 0 | 0 | 0 | 0 | 0 | 0 | 0 | 0 | 0 | 0 | 0 | 0 | 0 | 0 | 0 | 0 | 0 | 0 | 0 | 0 | 0 | 0
F3_Residential_Multi-Family Moderate Income_Existing_Appliances_Natural Gas_Clothes Dryer_E4 | F3 | Residential | Multi-Family Moderate Income | Existing | Appliances | Natural Gas | Clothes Dryer | E4 | System - kBTUs of Consumption | 0 | 0 | 0 | 0 | 0 | 0 | 0 | 0 | 0 | 0 | 0 | 0 | 0 | 0 | 0 | 0 | 0 | 0 | 0 | 0 | 0 | 0 | 0 | 0 | 0 | 0 | 0 | 0 | 0 | 0 | 0 | 0 | 0 | 0 | 0 | 0 | 0 | 0 | 0 | 0 | 0 | 0
F3_Residential_Multi-Family Moderate Income_Existing_Appliances_Natural Gas_Clothes Dryer_E5 | F3 | Residential | Multi-Family Moderate Income | Existing | Appliances | Natural Gas | Clothes Dryer | E5 | System - kBTUs of Consumption | 0 | 0 | 0 | 0 | 0 | 0 | 0 | 0 | 0 | 0 | 0 | 0 | 0 | 0 | 0 | 0 | 0 | 0 | 0 | 0 | 0 | 0 | 0 | 0 | 0 | 0 | 0 | 0 | 0 | 0 | 0 | 0 | 0 | 0 | 0 | 0 | 0 | 0 | 0 | 0 | 0 | 0
F3_Residential_Multi-Family Moderate Income_Existing_Appliances_Natural Gas_Clothes Dryer_E6 | F3 | Residential | Multi-Family Moderate Income | Existing | Appliances | Natural Gas | Clothes Dryer | E6 | System - kBTUs of Consumption | 0 | 0 | 0 | 0 | 0 | 0 | 0 | 0 | 0 | 0 | 0 | 0 | 0 | 0 | 0 | 0 | 0 | 0 | 0 | 0 | 0 | 0 | 0 | 0 | 0 | 0 | 0 | 0 | 0 | 0 | 0 | 0 | 0 | 0 | 0 | 0 | 0 | 0 | 0 | 0 | 0 | 0
F3_Residential_Multi-Family Moderate Income_Existing_Appliances_Natural Gas_Clothes Dryer_E7 | F3 | Residential | Multi-Family Moderate Income | Existing | Appliances | Natural Gas | Clothes Dryer | E7 | System - kBTUs of Consumption | 0 | 0 | 0 | 0 | 0 | 0 | 0 | 0 | 0 | 0 | 0 | 0 | 0 | 0 | 0 | 0 | 0 | 0 | 0 | 0 | 0 | 0 | 0 | 0 | 0 | 0 | 0 | 0 | 0 | 0 | 0 | 0 | 0 | 0 | 0 | 0 | 0 | 0 | 0 | 0 | 0 | 0
F3_Residential_Multi-Family Moderate Income_Existing_Appliances_Natural Gas_Clothes Dryer_E8 | F3 | Residential | Multi-Family Moderate Income | Existing | Appliances | Natural Gas | Clothes Dryer | E8 | System - kBTUs of Consumption | 0 | 0 | 0 | 0 | 0 | 0 | 0 | 0 | 0 | 0 | 0 | 0 | 0 | 0 | 0 | 0 | 0 | 0 | 0 | 0 | 0 | 0 | 0 | 0 | 0 | 0 | 0 | 0 | 0 | 0 | 0 | 0 | 0 | 0 | 0 | 0 | 0 | 0 | 0 | 0 | 0 | 0
F3_Residential_Multi-Family Moderate Income_Existing_Appliances_Natural Gas_Clothes Dryer_E9 | F3 | Residential | Multi-Family Moderate Income | Existing | Appliances | Natural Gas | Clothes Dryer | E9 | System - kBTUs of Consumption | 0 | 0 | 0 | 0 | 0 | 0 | 0 | 0 | 0 | 0 | 0 | 0 | 0 | 0 | 0 | 0 | 0 | 0 | 0 | 0 | 0 | 0 | 0 | 0 | 0 | 0 | 0 | 0 | 0 | 0 | 0 | 0 | 0 | 0 | 0 | 0 | 0 | 0 | 0 | 0 | 0 | 0
F3_Residential_Multi-Family Moderate Income_Existing_Appliances_Natural Gas_Clothes Dryer_E10 | F3 | Residential | Multi-Family Moderate Income | Existing | Appliances | Natural Gas | Clothes Dryer | E10 | System - kBTUs of Consumption | 0 | 0 | 0 | 0 | 0 | 0 | 0 | 0 | 0 | 0 | 0 | 0 | 0 | 0 | 0 | 0 | 0 | 0 | 0 | 0 | 0 | 0 | 0 | 0 | 0 | 0 | 0 | 0 | 0 | 0 | 0 | 0 | 0 | 0 | 0 | 0 | 0 | 0 | 0 | 0 | 0 | 0
F4_Residential_Multi-Family Moderate Income_Existing_Appliances_Natural Gas_Clothes Dryer_E1 | F4 | Residential | Multi-Family Moderate Income | Existing | Appliances | Natural Gas | Clothes Dryer | E1 | Utility - Cost of Equipment | 14.6498 | 14.6728 | 14.7556 | 14.8221 | 14.7657 | 14.8486 | 15.0472 | 15.211 | 15.408 | 15.5986 | 15.791 | 15.9729 | 16.1653 | 16.3662 | 16.5585 | 16.7571 | 16.9569 | 17.1712 | 17.3811 | 17.586 | 17.7686 | 17.9419 | 18.0791 | 18.2055 | 18.2903 | 18.3486 | 18.3905 | 18.4104 | 18.4018 | 18.3731 | 18.3067 | 18.2232 | 18.1084 | 0 | 0 | 0 | 0 | 0 | 0 | 0 | 0 | 0
F4_Residential_Multi-Family Moderate Income_Existing_Appliances_Natural Gas_Clothes Dryer_E2 | F4 | Residential | Multi-Family Moderate Income | Existing | Appliances | Natural Gas | Clothes Dryer | E2 | Utility - Cost of Equipment | 13.8335 | 13.8552 | 13.9334 | 13.9962 | 13.9429 | 14.0212 | 14.2088 | 14.3634 | 14.5494 | 14.7294 | 14.9111 | 15.0829 | 15.2645 | 15.4543 | 15.6358 | 15.8234 | 16.012 | 16.2144 | 16.4126 | 16.6061 | 16.7785 | 16.9422 | 17.0717 | 17.1911 | 17.2711 | 17.3262 | 17.3657 | 17.3846 | 17.3764 | 17.3494 | 17.2867 | 17.2078 | 17.0994 | 0 | 0 | 0 | 0 | 0 | 0 | 0 | 0 | 0
F4_Residential_Multi-Family Moderate Income_Existing_Appliances_Natural Gas_Clothes Dryer_E3 | F4 | Residential | Multi-Family Moderate Income | Existing | Appliances | Natural Gas | Clothes Dryer | E3 | Utility - Cost of Equipment | 0 | 0 | 0 | 0 | 0 | 0 | 0 | 0 | 0 | 0 | 0 | 0 | 0 | 0 | 0 | 0 | 0 | 0 | 0 | 0 | 0 | 0 | 0 | 0 | 0 | 0 | 0 | 0 | 0 | 0 | 0 | 0 | 0 | 0 | 0 | 0 | 0 | 0 | 0 | 0 | 0 | 0
F4_Residential_Multi-Family Moderate Income_Existing_Appliances_Natural Gas_Clothes Dryer_E4 | F4 | Residential | Multi-Family Moderate Income | Existing | Appliances | Natural Gas | Clothes Dryer | E4 | Utility - Cost of Equipment | 0 | 0 | 0 | 0 | 0 | 0 | 0 | 0 | 0 | 0 | 0 | 0 | 0 | 0 | 0 | 0 | 0 | 0 | 0 | 0 | 0 | 0 | 0 | 0 | 0 | 0 | 0 | 0 | 0 | 0 | 0 | 0 | 0 | 0 | 0 | 0 | 0 | 0 | 0 | 0 | 0 | 0
F4_Residential_Multi-Family Moderate Income_Existing_Appliances_Natural Gas_Clothes Dryer_E5 | F4 | Residential | Multi-Family Moderate Income | Existing | Appliances | Natural Gas | Clothes Dryer | E5 | Utility - Cost of Equipment | 0 | 0 | 0 | 0 | 0 | 0 | 0 | 0 | 0 | 0 | 0 | 0 | 0 | 0 | 0 | 0 | 0 | 0 | 0 | 0 | 0 | 0 | 0 | 0 | 0 | 0 | 0 | 0 | 0 | 0 | 0 | 0 | 0 | 0 | 0 | 0 | 0 | 0 | 0 | 0 | 0 | 0
F4_Residential_Multi-Family Moderate Income_Existing_Appliances_Natural Gas_Clothes Dryer_E6 | F4 | Residential | Multi-Family Moderate Income | Existing | Appliances | Natural Gas | Clothes Dryer | E6 | Utility - Cost of Equipment | 0 | 0 | 0 | 0 | 0 | 0 | 0 | 0 | 0 | 0 | 0 | 0 | 0 | 0 | 0 | 0 | 0 | 0 | 0 | 0 | 0 | 0 | 0 | 0 | 0 | 0 | 0 | 0 | 0 | 0 | 0 | 0 | 0 | 0 | 0 | 0 | 0 | 0 | 0 | 0 | 0 | 0
F4_Residential_Multi-Family Moderate Income_Existing_Appliances_Natural Gas_Clothes Dryer_E7 | F4 | Residential | Multi-Family Moderate Income | Existing | Appliances | Natural Gas | Clothes Dryer | E7 | Utility - Cost of Equipment | 0 | 0 | 0 | 0 | 0 | 0 | 0 | 0 | 0 | 0 | 0 | 0 | 0 | 0 | 0 | 0 | 0 | 0 | 0 | 0 | 0 | 0 | 0 | 0 | 0 | 0 | 0 | 0 | 0 | 0 | 0 | 0 | 0 | 0 | 0 | 0 | 0 | 0 | 0 | 0 | 0 | 0
F4_Residential_Multi-Family Moderate Income_Existing_Appliances_Natural Gas_Clothes Dryer_E8 | F4 | Residential | Multi-Family Moderate Income | Existing | Appliances | Natural Gas | Clothes Dryer | E8 | Utility - Cost of Equipment | 0 | 0 | 0 | 0 | 0 | 0 | 0 | 0 | 0 | 0 | 0 | 0 | 0 | 0 | 0 | 0 | 0 | 0 | 0 | 0 | 0 | 0 | 0 | 0 | 0 | 0 | 0 | 0 | 0 | 0 | 0 | 0 | 0 | 0 | 0 | 0 | 0 | 0 | 0 | 0 | 0 | 0
F4_Residential_Multi-Family Moderate Income_Existing_Appliances_Natural Gas_Clothes Dryer_E9 | F4 | Residential | Multi-Family Moderate Income | Existing | Appliances | Natural Gas | Clothes Dryer | E9 | Utility - Cost of Equipment | 0 | 0 | 0 | 0 | 0 | 0 | 0 | 0 | 0 | 0 | 0 | 0 | 0 | 0 | 0 | 0 | 0 | 0 | 0 | 0 | 0 | 0 | 0 | 0 | 0 | 0 | 0 | 0 | 0 | 0 | 0 | 0 | 0 | 0 | 0 | 0 | 0 | 0 | 0 | 0 | 0 | 0
F4_Residential_Multi-Family Moderate Income_Existing_Appliances_Natural Gas_Clothes Dryer_E10 | F4 | Residential | Multi-Family Moderate Income | Existing | Appliances | Natural Gas | Clothes Dryer | E10 | Utility - Cost of Equipment | 0 | 0 | 0 | 0 | 0 | 0 | 0 | 0 | 0 | 0 | 0 | 0 | 0 | 0 | 0 | 0 | 0 | 0 | 0 | 0 | 0 | 0 | 0 | 0 | 0 | 0 | 0 | 0 | 0 | 0 | 0 | 0 | 0 | 0 | 0 | 0 | 0 | 0 | 0 | 0 | 0 | 0
F5_Residential_Multi-Family Moderate Income_Existing_Appliances_Natural Gas_Clothes Dryer_E1 | F5 | Residential | Multi-Family Moderate Income | Existing | Appliances | Natural Gas | Clothes Dryer | E1 | Utility - Cost of Operation | 71.2482 | 71.2482 | 71.2482 | 71.2482 | 71.2482 | 71.2482 | 71.2482 | 71.2482 | 71.2482 | 71.2482 | 71.2482 | 71.2482 | 71.2482 | 71.2482 | 71.2482 | 71.2482 | 71.2482 | 71.2482 | 71.2482 | 71.2482 | 71.2482 | 71.2482 | 71.2482 | 71.2482 | 71.2482 | 71.2482 | 71.2482 | 71.2482 | 71.2482 | 71.2482 | 71.2482 | 71.2482 | 71.2482 | 0 | 0 | 0 | 0 | 0 | 0 | 0 | 0 | 0
F5_Residential_Multi-Family Moderate Income_Existing_Appliances_Natural Gas_Clothes Dryer_E2 | F5 | Residential | Multi-Family Moderate Income | Existing | Appliances | Natural Gas | Clothes Dryer | E2 | Utility - Cost of Operation | 76.5063 | 76.5063 | 76.5063 | 76.5063 | 76.5063 | 76.5063 | 76.5063 | 76.5063 | 76.5063 | 76.5063 | 76.5063 | 76.5063 | 76.5063 | 76.5063 | 76.5063 | 76.5063 | 76.5063 | 76.5063 | 76.5063 | 76.5063 | 76.5063 | 76.5063 | 76.5063 | 76.5063 | 76.5063 | 76.5063 | 76.5063 | 76.5063 | 76.5063 | 76.5063 | 76.5063 | 76.5063 | 76.5063 | 0 | 0 | 0 | 0 | 0 | 0 | 0 | 0 | 0
F5_Residential_Multi-Family Moderate Income_Existing_Appliances_Natural Gas_Clothes Dryer_E3 | F5 | Residential | Multi-Family Moderate Income | Existing | Appliances | Natural Gas | Clothes Dryer | E3 | Utility - Cost of Operation | 0 | 0 | 0 | 0 | 0 | 0 | 0 | 0 | 0 | 0 | 0 | 0 | 0 | 0 | 0 | 0 | 0 | 0 | 0 | 0 | 0 | 0 | 0 | 0 | 0 | 0 | 0 | 0 | 0 | 0 | 0 | 0 | 0 | 0 | 0 | 0 | 0 | 0 | 0 | 0 | 0 | 0
F5_Residential_Multi-Family Moderate Income_Existing_Appliances_Natural Gas_Clothes Dryer_E4 | F5 | Residential | Multi-Family Moderate Income | Existing | Appliances | Natural Gas | Clothes Dryer | E4 | Utility - Cost of Operation | 0 | 0 | 0 | 0 | 0 | 0 | 0 | 0 | 0 | 0 | 0 | 0 | 0 | 0 | 0 | 0 | 0 | 0 | 0 | 0 | 0 | 0 | 0 | 0 | 0 | 0 | 0 | 0 | 0 | 0 | 0 | 0 | 0 | 0 | 0 | 0 | 0 | 0 | 0 | 0 | 0 | 0
F5_Residential_Multi-Family Moderate Income_Existing_Appliances_Natural Gas_Clothes Dryer_E5 | F5 | Residential | Multi-Family Moderate Income | Existing | Appliances | Natural Gas | Clothes Dryer | E5 | Utility - Cost of Operation | 0 | 0 | 0 | 0 | 0 | 0 | 0 | 0 | 0 | 0 | 0 | 0 | 0 | 0 | 0 | 0 | 0 | 0 | 0 | 0 | 0 | 0 | 0 | 0 | 0 | 0 | 0 | 0 | 0 | 0 | 0 | 0 | 0 | 0 | 0 | 0 | 0 | 0 | 0 | 0 | 0 | 0
F5_Residential_Multi-Family Moderate Income_Existing_Appliances_Natural Gas_Clothes Dryer_E6 | F5 | Residential | Multi-Family Moderate Income | Existing | Appliances | Natural Gas | Clothes Dryer | E6 | Utility - Cost of Operation | 0 | 0 | 0 | 0 | 0 | 0 | 0 | 0 | 0 | 0 | 0 | 0 | 0 | 0 | 0 | 0 | 0 | 0 | 0 | 0 | 0 | 0 | 0 | 0 | 0 | 0 | 0 | 0 | 0 | 0 | 0 | 0 | 0 | 0 | 0 | 0 | 0 | 0 | 0 | 0 | 0 | 0
F5_Residential_Multi-Family Moderate Income_Existing_Appliances_Natural Gas_Clothes Dryer_E7 | F5 | Residential | Multi-Family Moderate Income | Existing | Appliances | Natural Gas | Clothes Dryer | E7 | Utility - Cost of Operation | 0 | 0 | 0 | 0 | 0 | 0 | 0 | 0 | 0 | 0 | 0 | 0 | 0 | 0 | 0 | 0 | 0 | 0 | 0 | 0 | 0 | 0 | 0 | 0 | 0 | 0 | 0 | 0 | 0 | 0 | 0 | 0 | 0 | 0 | 0 | 0 | 0 | 0 | 0 | 0 | 0 | 0
F5_Residential_Multi-Family Moderate Income_Existing_Appliances_Natural Gas_Clothes Dryer_E8 | F5 | Residential | Multi-Family Moderate Income | Existing | Appliances | Natural Gas | Clothes Dryer | E8 | Utility - Cost of Operation | 0 | 0 | 0 | 0 | 0 | 0 | 0 | 0 | 0 | 0 | 0 | 0 | 0 | 0 | 0 | 0 | 0 | 0 | 0 | 0 | 0 | 0 | 0 | 0 | 0 | 0 | 0 | 0 | 0 | 0 | 0 | 0 | 0 | 0 | 0 | 0 | 0 | 0 | 0 | 0 | 0 | 0
F5_Residential_Multi-Family Moderate Income_Existing_Appliances_Natural Gas_Clothes Dryer_E9 | F5 | Residential | Multi-Family Moderate Income | Existing | Appliances | Natural Gas | Clothes Dryer | E9 | Utility - Cost of Operation | 0 | 0 | 0 | 0 | 0 | 0 | 0 | 0 | 0 | 0 | 0 | 0 | 0 | 0 | 0 | 0 | 0 | 0 | 0 | 0 | 0 | 0 | 0 | 0 | 0 | 0 | 0 | 0 | 0 | 0 | 0 | 0 | 0 | 0 | 0 | 0 | 0 | 0 | 0 | 0 | 0 | 0
F5_Residential_Multi-Family Moderate Income_Existing_Appliances_Natural Gas_Clothes Dryer_E10 | F5 | Residential | Multi-Family Moderate Income | Existing | Appliances | Natural Gas | Clothes Dryer | E10 | Utility - Cost of Operation | 0 | 0 | 0 | 0 | 0 | 0 | 0 | 0 | 0 | 0 | 0 | 0 | 0 | 0 | 0 | 0 | 0 | 0 | 0 | 0 | 0 | 0 | 0 | 0 | 0 | 0 | 0 | 0 | 0 | 0 | 0 | 0 | 0 | 0 | 0 | 0 | 0 | 0 | 0 | 0 | 0 | 0
F6_Residential_Multi-Family Moderate Income_Existing_Appliances_Natural Gas_Clothes Dryer_E1 | F6 | Residential | Multi-Family Moderate Income | Existing | Appliances | Natural Gas | Clothes Dryer | E1 | Utility - Value of Sales | 13.0618 | 13.1444 | 13.2578 | 13.3504 | 13.3504 | 13.3504 | 13.3504 | 13.3504 | 13.3504 | 13.3504 | 13.3504 | 13.3504 | 13.3504 | 13.3504 | 13.3504 | 13.3504 | 13.3504 | 13.3504 | 13.3504 | 13.3504 | 13.3504 | 13.3504 | 13.3504 | 13.3504 | 13.3504 | 13.3504 | 13.3504 | 13.3504 | 13.3504 | 13.3504 | 13.3504 | 13.3504 | 13.3504 | 0 | 0 | 0 | 0 | 0 | 0 | 0 | 0 | 0
F6_Residential_Multi-Family Moderate Income_Existing_Appliances_Natural Gas_Clothes Dryer_E2 | F6 | Residential | Multi-Family Moderate Income | Existing | Appliances | Natural Gas | Clothes Dryer | E2 | Utility - Value of Sales | 12.334 | 12.412 | 12.519 | 12.6065 | 12.6065 | 12.6065 | 12.6065 | 12.6065 | 12.6065 | 12.6065 | 12.6065 | 12.6065 | 12.6065 | 12.6065 | 12.6065 | 12.6065 | 12.6065 | 12.6065 | 12.6065 | 12.6065 | 12.6065 | 12.6065 | 12.6065 | 12.6065 | 12.6065 | 12.6065 | 12.6065 | 12.6065 | 12.6065 | 12.6065 | 12.6065 | 12.6065 | 12.6065 | 0 | 0 | 0 | 0 | 0 | 0 | 0 | 0 | 0
F6_Residential_Multi-Family Moderate Income_Existing_Appliances_Natural Gas_Clothes Dryer_E3 | F6 | Residential | Multi-Family Moderate Income | Existing | Appliances | Natural Gas | Clothes Dryer | E3 | Utility - Value of Sales | 0 | 0 | 0 | 0 | 0 | 0 | 0 | 0 | 0 | 0 | 0 | 0 | 0 | 0 | 0 | 0 | 0 | 0 | 0 | 0 | 0 | 0 | 0 | 0 | 0 | 0 | 0 | 0 | 0 | 0 | 0 | 0 | 0 | 0 | 0 | 0 | 0 | 0 | 0 | 0 | 0 | 0
F6_Residential_Multi-Family Moderate Income_Existing_Appliances_Natural Gas_Clothes Dryer_E4 | F6 | Residential | Multi-Family Moderate Income | Existing | Appliances | Natural Gas | Clothes Dryer | E4 | Utility - Value of Sales | 0 | 0 | 0 | 0 | 0 | 0 | 0 | 0 | 0 | 0 | 0 | 0 | 0 | 0 | 0 | 0 | 0 | 0 | 0 | 0 | 0 | 0 | 0 | 0 | 0 | 0 | 0 | 0 | 0 | 0 | 0 | 0 | 0 | 0 | 0 | 0 | 0 | 0 | 0 | 0 | 0 | 0
F6_Residential_Multi-Family Moderate Income_Existing_Appliances_Natural Gas_Clothes Dryer_E5 | F6 | Residential | Multi-Family Moderate Income | Existing | Appliances | Natural Gas | Clothes Dryer | E5 | Utility - Value of Sales | 0 | 0 | 0 | 0 | 0 | 0 | 0 | 0 | 0 | 0 | 0 | 0 | 0 | 0 | 0 | 0 | 0 | 0 | 0 | 0 | 0 | 0 | 0 | 0 | 0 | 0 | 0 | 0 | 0 | 0 | 0 | 0 | 0 | 0 | 0 | 0 | 0 | 0 | 0 | 0 | 0 | 0
F6_Residential_Multi-Family Moderate Income_Existing_Appliances_Natural Gas_Clothes Dryer_E6 | F6 | Residential | Multi-Family Moderate Income | Existing | Appliances | Natural Gas | Clothes Dryer | E6 | Utility - Value of Sales | 0 | 0 | 0 | 0 | 0 | 0 | 0 | 0 | 0 | 0 | 0 | 0 | 0 | 0 | 0 | 0 | 0 | 0 | 0 | 0 | 0 | 0 | 0 | 0 | 0 | 0 | 0 | 0 | 0 | 0 | 0 | 0 | 0 | 0 | 0 | 0 | 0 | 0 | 0 | 0 | 0 | 0
F6_Residential_Multi-Family Moderate Income_Existing_Appliances_Natural Gas_Clothes Dryer_E7 | F6 | Residential | Multi-Family Moderate Income | Existing | Appliances | Natural Gas | Clothes Dryer | E7 | Utility - Value of Sales | 0 | 0 | 0 | 0 | 0 | 0 | 0 | 0 | 0 | 0 | 0 | 0 | 0 | 0 | 0 | 0 | 0 | 0 | 0 | 0 | 0 | 0 | 0 | 0 | 0 | 0 | 0 | 0 | 0 | 0 | 0 | 0 | 0 | 0 | 0 | 0 | 0 | 0 | 0 | 0 | 0 | 0
F6_Residential_Multi-Family Moderate Income_Existing_Appliances_Natural Gas_Clothes Dryer_E8 | F6 | Residential | Multi-Family Moderate Income | Existing | Appliances | Natural Gas | Clothes Dryer | E8 | Utility - Value of Sales | 0 | 0 | 0 | 0 | 0 | 0 | 0 | 0 | 0 | 0 | 0 | 0 | 0 | 0 | 0 | 0 | 0 | 0 | 0 | 0 | 0 | 0 | 0 | 0 | 0 | 0 | 0 | 0 | 0 | 0 | 0 | 0 | 0 | 0 | 0 | 0 | 0 | 0 | 0 | 0 | 0 | 0
F6_Residential_Multi-Family Moderate Income_Existing_Appliances_Natural Gas_Clothes Dryer_E9 | F6 | Residential | Multi-Family Moderate Income | Existing | Appliances | Natural Gas | Clothes Dryer | E9 | Utility - Value of Sales | 0 | 0 | 0 | 0 | 0 | 0 | 0 | 0 | 0 | 0 | 0 | 0 | 0 | 0 | 0 | 0 | 0 | 0 | 0 | 0 | 0 | 0 | 0 | 0 | 0 | 0 | 0 | 0 | 0 | 0 | 0 | 0 | 0 | 0 | 0 | 0 | 0 | 0 | 0 | 0 | 0 | 0
F6_Residential_Multi-Family Moderate Income_Existing_Appliances_Natural Gas_Clothes Dryer_E10 | F6 | Residential | Multi-Family Moderate Income | Existing | Appliances | Natural Gas | Clothes Dryer | E10 | Utility - Value of Sales | 0 | 0 | 0 | 0 | 0 | 0 | 0 | 0 | 0 | 0 | 0 | 0 | 0 | 0 | 0 | 0 | 0 | 0 | 0 | 0 | 0 | 0 | 0 | 0 | 0 | 0 | 0 | 0 | 0 | 0 | 0 | 0 | 0 | 0 | 0 | 0 | 0 | 0 | 0 | 0 | 0 | 0
F1_Residential_Multi-Family Moderate Income_Existing_Appliances_Natural Gas_Stove/Oven_E1 | F1 | Residential | Multi-Family Moderate Income | Existing | Appliances | Natural Gas | Stove/Oven | E1 | RVT - Cost of Equipment | 25.8922 | 25.9728 | 26.1523 | 26.2994 | 26.228 | 26.3328 | 26.5839 | 26.7909 | 27.0399 | 27.2808 | 27.5241 | 27.754 | 27.9971 | 28.2512 | 28.4942 | 28.7453 | 28.9978 | 29.2687 | 29.5308 | 29.7832 | 30.0038 | 30.2088 | 30.3639 | 30.5011 | 30.5809 | 30.6264 | 30.6501 | 30.6452 | 30.603 | 30.5345 | 30.4172 | 30.2771 | 30.0964 | 0 | 0 | 0 | 0 | 0 | 0 | 0 | 0 | 0
F1_Residential_Multi-Family Moderate Income_Existing_Appliances_Natural Gas_Stove/Oven_E2 | F1 | Residential | Multi-Family Moderate Income | Existing | Appliances | Natural Gas | Stove/Oven | E2 | RVT - Cost of Equipment | 19.4476 | 19.5082 | 19.643 | 19.7534 | 19.6999 | 19.7785 | 19.9671 | 20.1227 | 20.3097 | 20.4906 | 20.6733 | 20.846 | 21.0287 | 21.2194 | 21.402 | 21.5906 | 21.7802 | 21.9837 | 22.1806 | 22.3702 | 22.5359 | 22.6898 | 22.8064 | 22.9094 | 22.9693 | 23.0035 | 23.0213 | 23.0176 | 22.9859 | 22.9345 | 22.8464 | 22.7411 | 22.6054 | 0 | 0 | 0 | 0 | 0 | 0 | 0 | 0 | 0
F1_Residential_Multi-Family Moderate Income_Existing_Appliances_Natural Gas_Stove/Oven_E3 | F1 | Residential | Multi-Family Moderate Income | Existing | Appliances | Natural Gas | Stove/Oven | E3 | RVT - Cost of Equipment | 0 | 0 | 0 | 0 | 0 | 0 | 0 | 0 | 0 | 0 | 0 | 0 | 0 | 0 | 0 | 0 | 0 | 0 | 0 | 0 | 0 | 0 | 0 | 0 | 0 | 0 | 0 | 0 | 0 | 0 | 0 | 0 | 0 | 0 | 0 | 0 | 0 | 0 | 0 | 0 | 0 | 0
F1_Residential_Multi-Family Moderate Income_Existing_Appliances_Natural Gas_Stove/Oven_E4 | F1 | Residential | Multi-Family Moderate Income | Existing | Appliances | Natural Gas | Stove/Oven | E4 | RVT - Cost of Equipment | 0 | 0 | 0 | 0 | 0 | 0 | 0 | 0 | 0 | 0 | 0 | 0 | 0 | 0 | 0 | 0 | 0 | 0 | 0 | 0 | 0 | 0 | 0 | 0 | 0 | 0 | 0 | 0 | 0 | 0 | 0 | 0 | 0 | 0 | 0 | 0 | 0 | 0 | 0 | 0 | 0 | 0
F1_Residential_Multi-Family Moderate Income_Existing_Appliances_Natural Gas_Stove/Oven_E5 | F1 | Residential | Multi-Family Moderate Income | Existing | Appliances | Natural Gas | Stove/Oven | E5 | RVT - Cost of Equipment | 0 | 0 | 0 | 0 | 0 | 0 | 0 | 0 | 0 | 0 | 0 | 0 | 0 | 0 | 0 | 0 | 0 | 0 | 0 | 0 | 0 | 0 | 0 | 0 | 0 | 0 | 0 | 0 | 0 | 0 | 0 | 0 | 0 | 0 | 0 | 0 | 0 | 0 | 0 | 0 | 0 | 0
F1_Residential_Multi-Family Moderate Income_Existing_Appliances_Natural Gas_Stove/Oven_E6 | F1 | Residential | Multi-Family Moderate Income | Existing | Appliances | Natural Gas | Stove/Oven | E6 | RVT - Cost of Equipment | 0 | 0 | 0 | 0 | 0 | 0 | 0 | 0 | 0 | 0 | 0 | 0 | 0 | 0 | 0 | 0 | 0 | 0 | 0 | 0 | 0 | 0 | 0 | 0 | 0 | 0 | 0 | 0 | 0 | 0 | 0 | 0 | 0 | 0 | 0 | 0 | 0 | 0 | 0 | 0 | 0 | 0
F1_Residential_Multi-Family Moderate Income_Existing_Appliances_Natural Gas_Stove/Oven_E7 | F1 | Residential | Multi-Family Moderate Income | Existing | Appliances | Natural Gas | Stove/Oven | E7 | RVT - Cost of Equipment | 0 | 0 | 0 | 0 | 0 | 0 | 0 | 0 | 0 | 0 | 0 | 0 | 0 | 0 | 0 | 0 | 0 | 0 | 0 | 0 | 0 | 0 | 0 | 0 | 0 | 0 | 0 | 0 | 0 | 0 | 0 | 0 | 0 | 0 | 0 | 0 | 0 | 0 | 0 | 0 | 0 | 0
F1_Residential_Multi-Family Moderate Income_Existing_Appliances_Natural Gas_Stove/Oven_E8 | F1 | Residential | Multi-Family Moderate Income | Existing | Appliances | Natural Gas | Stove/Oven | E8 | RVT - Cost of Equipment | 0 | 0 | 0 | 0 | 0 | 0 | 0 | 0 | 0 | 0 | 0 | 0 | 0 | 0 | 0 | 0 | 0 | 0 | 0 | 0 | 0 | 0 | 0 | 0 | 0 | 0 | 0 | 0 | 0 | 0 | 0 | 0 | 0 | 0 | 0 | 0 | 0 | 0 | 0 | 0 | 0 | 0
F1_Residential_Multi-Family Moderate Income_Existing_Appliances_Natural Gas_Stove/Oven_E9 | F1 | Residential | Multi-Family Moderate Income | Existing | Appliances | Natural Gas | Stove/Oven | E9 | RVT - Cost of Equipment | 0 | 0 | 0 | 0 | 0 | 0 | 0 | 0 | 0 | 0 | 0 | 0 | 0 | 0 | 0 | 0 | 0 | 0 | 0 | 0 | 0 | 0 | 0 | 0 | 0 | 0 | 0 | 0 | 0 | 0 | 0 | 0 | 0 | 0 | 0 | 0 | 0 | 0 | 0 | 0 | 0 | 0
F1_Residential_Multi-Family Moderate Income_Existing_Appliances_Natural Gas_Stove/Oven_E10 | F1 | Residential | Multi-Family Moderate Income | Existing | Appliances | Natural Gas | Stove/Oven | E10 | RVT - Cost of Equipment | 0 | 0 | 0 | 0 | 0 | 0 | 0 | 0 | 0 | 0 | 0 | 0 | 0 | 0 | 0 | 0 | 0 | 0 | 0 | 0 | 0 | 0 | 0 | 0 | 0 | 0 | 0 | 0 | 0 | 0 | 0 | 0 | 0 | 0 | 0 | 0 | 0 | 0 | 0 | 0 | 0 | 0
F2_Residential_Multi-Family Moderate Income_Existing_Appliances_Natural Gas_Stove/Oven_E1 | F2 | Residential | Multi-Family Moderate Income | Existing | Appliances | Natural Gas | Stove/Oven | E1 | RVT - Cost of Operation | 18.4885 | 18.5175 | 18.6219 | 18.7059 | 18.6347 | 18.7393 | 18.99 | 19.1967 | 19.4452 | 19.6858 | 19.9287 | 20.1582 | 20.401 | 20.6546 | 20.8972 | 21.1479 | 21.4 | 21.6705 | 21.9353 | 22.194 | 22.4244 | 22.6431 | 22.8163 | 22.9758 | 23.0828 | 23.1564 | 23.2092 | 23.2344 | 23.2235 | 23.1874 | 23.1036 | 22.9981 | 22.8533 | 0 | 0 | 0 | 0 | 0 | 0 | 0 | 0 | 0
F2_Residential_Multi-Family Moderate Income_Existing_Appliances_Natural Gas_Stove/Oven_E2 | F2 | Residential | Multi-Family Moderate Income | Existing | Appliances | Natural Gas | Stove/Oven | E2 | RVT - Cost of Operation | 13.8867 | 13.9085 | 13.9869 | 14.05 | 13.9965 | 14.0751 | 14.2634 | 14.4186 | 14.6053 | 14.786 | 14.9684 | 15.1408 | 15.3232 | 15.5136 | 15.6959 | 15.8842 | 16.0735 | 16.2767 | 16.4756 | 16.6699 | 16.843 | 17.0073 | 17.1373 | 17.2572 | 17.3375 | 17.3928 | 17.4324 | 17.4514 | 17.4432 | 17.416 | 17.3531 | 17.2739 | 17.1651 | 0 | 0 | 0 | 0 | 0 | 0 | 0 | 0 | 0
F2_Residential_Multi-Family Moderate Income_Existing_Appliances_Natural Gas_Stove/Oven_E3 | F2 | Residential | Multi-Family Moderate Income | Existing | Appliances | Natural Gas | Stove/Oven | E3 | RVT - Cost of Operation | 0 | 0 | 0 | 0 | 0 | 0 | 0 | 0 | 0 | 0 | 0 | 0 | 0 | 0 | 0 | 0 | 0 | 0 | 0 | 0 | 0 | 0 | 0 | 0 | 0 | 0 | 0 | 0 | 0 | 0 | 0 | 0 | 0 | 0 | 0 | 0 | 0 | 0 | 0 | 0 | 0 | 0
F2_Residential_Multi-Family Moderate Income_Existing_Appliances_Natural Gas_Stove/Oven_E4 | F2 | Residential | Multi-Family Moderate Income | Existing | Appliances | Natural Gas | Stove/Oven | E4 | RVT - Cost of Operation | 0 | 0 | 0 | 0 | 0 | 0 | 0 | 0 | 0 | 0 | 0 | 0 | 0 | 0 | 0 | 0 | 0 | 0 | 0 | 0 | 0 | 0 | 0 | 0 | 0 | 0 | 0 | 0 | 0 | 0 | 0 | 0 | 0 | 0 | 0 | 0 | 0 | 0 | 0 | 0 | 0 | 0
F2_Residential_Multi-Family Moderate Income_Existing_Appliances_Natural Gas_Stove/Oven_E5 | F2 | Residential | Multi-Family Moderate Income | Existing | Appliances | Natural Gas | Stove/Oven | E5 | RVT - Cost of Operation | 0 | 0 | 0 | 0 | 0 | 0 | 0 | 0 | 0 | 0 | 0 | 0 | 0 | 0 | 0 | 0 | 0 | 0 | 0 | 0 | 0 | 0 | 0 | 0 | 0 | 0 | 0 | 0 | 0 | 0 | 0 | 0 | 0 | 0 | 0 | 0 | 0 | 0 | 0 | 0 | 0 | 0
F2_Residential_Multi-Family Moderate Income_Existing_Appliances_Natural Gas_Stove/Oven_E6 | F2 | Residential | Multi-Family Moderate Income | Existing | Appliances | Natural Gas | Stove/Oven | E6 | RVT - Cost of Operation | 0 | 0 | 0 | 0 | 0 | 0 | 0 | 0 | 0 | 0 | 0 | 0 | 0 | 0 | 0 | 0 | 0 | 0 | 0 | 0 | 0 | 0 | 0 | 0 | 0 | 0 | 0 | 0 | 0 | 0 | 0 | 0 | 0 | 0 | 0 | 0 | 0 | 0 | 0 | 0 | 0 | 0
F2_Residential_Multi-Family Moderate Income_Existing_Appliances_Natural Gas_Stove/Oven_E7 | F2 | Residential | Multi-Family Moderate Income | Existing | Appliances | Natural Gas | Stove/Oven | E7 | RVT - Cost of Operation | 0 | 0 | 0 | 0 | 0 | 0 | 0 | 0 | 0 | 0 | 0 | 0 | 0 | 0 | 0 | 0 | 0 | 0 | 0 | 0 | 0 | 0 | 0 | 0 | 0 | 0 | 0 | 0 | 0 | 0 | 0 | 0 | 0 | 0 | 0 | 0 | 0 | 0 | 0 | 0 | 0 | 0
F2_Residential_Multi-Family Moderate Income_Existing_Appliances_Natural Gas_Stove/Oven_E8 | F2 | Residential | Multi-Family Moderate Income | Existing | Appliances | Natural Gas | Stove/Oven | E8 | RVT - Cost of Operation | 0 | 0 | 0 | 0 | 0 | 0 | 0 | 0 | 0 | 0 | 0 | 0 | 0 | 0 | 0 | 0 | 0 | 0 | 0 | 0 | 0 | 0 | 0 | 0 | 0 | 0 | 0 | 0 | 0 | 0 | 0 | 0 | 0 | 0 | 0 | 0 | 0 | 0 | 0 | 0 | 0 | 0
F2_Residential_Multi-Family Moderate Income_Existing_Appliances_Natural Gas_Stove/Oven_E9 | F2 | Residential | Multi-Family Moderate Income | Existing | Appliances | Natural Gas | Stove/Oven | E9 | RVT - Cost of Operation | 0 | 0 | 0 | 0 | 0 | 0 | 0 | 0 | 0 | 0 | 0 | 0 | 0 | 0 | 0 | 0 | 0 | 0 | 0 | 0 | 0 | 0 | 0 | 0 | 0 | 0 | 0 | 0 | 0 | 0 | 0 | 0 | 0 | 0 | 0 | 0 | 0 | 0 | 0 | 0 | 0 | 0
F2_Residential_Multi-Family Moderate Income_Existing_Appliances_Natural Gas_Stove/Oven_E10 | F2 | Residential | Multi-Family Moderate Income | Existing | Appliances | Natural Gas | Stove/Oven | E10 | RVT - Cost of Operation | 0 | 0 | 0 | 0 | 0 | 0 | 0 | 0 | 0 | 0 | 0 | 0 | 0 | 0 | 0 | 0 | 0 | 0 | 0 | 0 | 0 | 0 | 0 | 0 | 0 | 0 | 0 | 0 | 0 | 0 | 0 | 0 | 0 | 0 | 0 | 0 | 0 | 0 | 0 | 0 | 0 | 0
F3_Residential_Multi-Family Moderate Income_Existing_Appliances_Natural Gas_Stove/Oven_E1 | F3 | Residential | Multi-Family Moderate Income | Existing | Appliances | Natural Gas | Stove/Oven | E1 | System - kBTUs of Consumption | 100.3952 | 100.3952 | 100.3952 | 100.3952 | 100.3952 | 100.3952 | 100.3952 | 100.3952 | 100.3952 | 100.3952 | 100.3952 | 100.3952 | 100.3952 | 100.3952 | 100.3952 | 100.3952 | 100.3952 | 100.3952 | 100.3952 | 100.3952 | 100.3952 | 100.3952 | 100.3952 | 100.3952 | 100.3952 | 100.3952 | 100.3952 | 100.3952 | 100.3952 | 100.3952 | 100.3952 | 100.3952 | 100.3952 | 0 | 0 | 0 | 0 | 0 | 0 | 0 | 0 | 0
F3_Residential_Multi-Family Moderate Income_Existing_Appliances_Natural Gas_Stove/Oven_E2 | F3 | Residential | Multi-Family Moderate Income | Existing | Appliances | Natural Gas | Stove/Oven | E2 | System - kBTUs of Consumption | 105.7927 | 105.7927 | 105.7927 | 105.7927 | 105.7927 | 105.7927 | 105.7927 | 105.7927 | 105.7927 | 105.7927 | 105.7927 | 105.7927 | 105.7927 | 105.7927 | 105.7927 | 105.7927 | 105.7927 | 105.7927 | 105.7927 | 105.7927 | 105.7927 | 105.7927 | 105.7927 | 105.7927 | 105.7927 | 105.7927 | 105.7927 | 105.7927 | 105.7927 | 105.7927 | 105.7927 | 105.7927 | 105.7927 | 0 | 0 | 0 | 0 | 0 | 0 | 0 | 0 | 0
F3_Residential_Multi-Family Moderate Income_Existing_Appliances_Natural Gas_Stove/Oven_E3 | F3 | Residential | Multi-Family Moderate Income | Existing | Appliances | Natural Gas | Stove/Oven | E3 | System - kBTUs of Consumption | 0 | 0 | 0 | 0 | 0 | 0 | 0 | 0 | 0 | 0 | 0 | 0 | 0 | 0 | 0 | 0 | 0 | 0 | 0 | 0 | 0 | 0 | 0 | 0 | 0 | 0 | 0 | 0 | 0 | 0 | 0 | 0 | 0 | 0 | 0 | 0 | 0 | 0 | 0 | 0 | 0 | 0
F3_Residential_Multi-Family Moderate Income_Existing_Appliances_Natural Gas_Stove/Oven_E4 | F3 | Residential | Multi-Family Moderate Income | Existing | Appliances | Natural Gas | Stove/Oven | E4 | System - kBTUs of Consumption | 0 | 0 | 0 | 0 | 0 | 0 | 0 | 0 | 0 | 0 | 0 | 0 | 0 | 0 | 0 | 0 | 0 | 0 | 0 | 0 | 0 | 0 | 0 | 0 | 0 | 0 | 0 | 0 | 0 | 0 | 0 | 0 | 0 | 0 | 0 | 0 | 0 | 0 | 0 | 0 | 0 | 0
F3_Residential_Multi-Family Moderate Income_Existing_Appliances_Natural Gas_Stove/Oven_E5 | F3 | Residential | Multi-Family Moderate Income | Existing | Appliances | Natural Gas | Stove/Oven | E5 | System - kBTUs of Consumption | 0 | 0 | 0 | 0 | 0 | 0 | 0 | 0 | 0 | 0 | 0 | 0 | 0 | 0 | 0 | 0 | 0 | 0 | 0 | 0 | 0 | 0 | 0 | 0 | 0 | 0 | 0 | 0 | 0 | 0 | 0 | 0 | 0 | 0 | 0 | 0 | 0 | 0 | 0 | 0 | 0 | 0
F3_Residential_Multi-Family Moderate Income_Existing_Appliances_Natural Gas_Stove/Oven_E6 | F3 | Residential | Multi-Family Moderate Income | Existing | Appliances | Natural Gas | Stove/Oven | E6 | System - kBTUs of Consumption | 0 | 0 | 0 | 0 | 0 | 0 | 0 | 0 | 0 | 0 | 0 | 0 | 0 | 0 | 0 | 0 | 0 | 0 | 0 | 0 | 0 | 0 | 0 | 0 | 0 | 0 | 0 | 0 | 0 | 0 | 0 | 0 | 0 | 0 | 0 | 0 | 0 | 0 | 0 | 0 | 0 | 0
F3_Residential_Multi-Family Moderate Income_Existing_Appliances_Natural Gas_Stove/Oven_E7 | F3 | Residential | Multi-Family Moderate Income | Existing | Appliances | Natural Gas | Stove/Oven | E7 | System - kBTUs of Consumption | 0 | 0 | 0 | 0 | 0 | 0 | 0 | 0 | 0 | 0 | 0 | 0 | 0 | 0 | 0 | 0 | 0 | 0 | 0 | 0 | 0 | 0 | 0 | 0 | 0 | 0 | 0 | 0 | 0 | 0 | 0 | 0 | 0 | 0 | 0 | 0 | 0 | 0 | 0 | 0 | 0 | 0
F3_Residential_Multi-Family Moderate Income_Existing_Appliances_Natural Gas_Stove/Oven_E8 | F3 | Residential | Multi-Family Moderate Income | Existing | Appliances | Natural Gas | Stove/Oven | E8 | System - kBTUs of Consumption | 0 | 0 | 0 | 0 | 0 | 0 | 0 | 0 | 0 | 0 | 0 | 0 | 0 | 0 | 0 | 0 | 0 | 0 | 0 | 0 | 0 | 0 | 0 | 0 | 0 | 0 | 0 | 0 | 0 | 0 | 0 | 0 | 0 | 0 | 0 | 0 | 0 | 0 | 0 | 0 | 0 | 0
F3_Residential_Multi-Family Moderate Income_Existing_Appliances_Natural Gas_Stove/Oven_E9 | F3 | Residential | Multi-Family Moderate Income | Existing | Appliances | Natural Gas | Stove/Oven | E9 | System - kBTUs of Consumption | 0 | 0 | 0 | 0 | 0 | 0 | 0 | 0 | 0 | 0 | 0 | 0 | 0 | 0 | 0 | 0 | 0 | 0 | 0 | 0 | 0 | 0 | 0 | 0 | 0 | 0 | 0 | 0 | 0 | 0 | 0 | 0 | 0 | 0 | 0 | 0 | 0 | 0 | 0 | 0 | 0 | 0
F3_Residential_Multi-Family Moderate Income_Existing_Appliances_Natural Gas_Stove/Oven_E10 | F3 | Residential | Multi-Family Moderate Income | Existing | Appliances | Natural Gas | Stove/Oven | E10 | System - kBTUs of Consumption | 0 | 0 | 0 | 0 | 0 | 0 | 0 | 0 | 0 | 0 | 0 | 0 | 0 | 0 | 0 | 0 | 0 | 0 | 0 | 0 | 0 | 0 | 0 | 0 | 0 | 0 | 0 | 0 | 0 | 0 | 0 | 0 | 0 | 0 | 0 | 0 | 0 | 0 | 0 | 0 | 0 | 0
F4_Residential_Multi-Family Moderate Income_Existing_Appliances_Natural Gas_Stove/Oven_E1 | F4 | Residential | Multi-Family Moderate Income | Existing | Appliances | Natural Gas | Stove/Oven | E1 | Utility - Cost of Equipment | 18.4885 | 18.5175 | 18.6219 | 18.7059 | 18.6347 | 18.7393 | 18.99 | 19.1967 | 19.4452 | 19.6858 | 19.9287 | 20.1582 | 20.401 | 20.6546 | 20.8972 | 21.1479 | 21.4 | 21.6705 | 21.9353 | 22.194 | 22.4244 | 22.6431 | 22.8163 | 22.9758 | 23.0828 | 23.1564 | 23.2092 | 23.2344 | 23.2235 | 23.1874 | 23.1036 | 22.9981 | 22.8533 | 0 | 0 | 0 | 0 | 0 | 0 | 0 | 0 | 0
F4_Residential_Multi-Family Moderate Income_Existing_Appliances_Natural Gas_Stove/Oven_E2 | F4 | Residential | Multi-Family Moderate Income | Existing | Appliances | Natural Gas | Stove/Oven | E2 | Utility - Cost of Equipment | 13.8867 | 13.9085 | 13.9869 | 14.05 | 13.9965 | 14.0751 | 14.2634 | 14.4186 | 14.6053 | 14.786 | 14.9684 | 15.1408 | 15.3232 | 15.5136 | 15.6959 | 15.8842 | 16.0735 | 16.2767 | 16.4756 | 16.6699 | 16.843 | 17.0073 | 17.1373 | 17.2572 | 17.3375 | 17.3928 | 17.4324 | 17.4514 | 17.4432 | 17.416 | 17.3531 | 17.2739 | 17.1651 | 0 | 0 | 0 | 0 | 0 | 0 | 0 | 0 | 0
F4_Residential_Multi-Family Moderate Income_Existing_Appliances_Natural Gas_Stove/Oven_E3 | F4 | Residential | Multi-Family Moderate Income | Existing | Appliances | Natural Gas | Stove/Oven | E3 | Utility - Cost of Equipment | 0 | 0 | 0 | 0 | 0 | 0 | 0 | 0 | 0 | 0 | 0 | 0 | 0 | 0 | 0 | 0 | 0 | 0 | 0 | 0 | 0 | 0 | 0 | 0 | 0 | 0 | 0 | 0 | 0 | 0 | 0 | 0 | 0 | 0 | 0 | 0 | 0 | 0 | 0 | 0 | 0 | 0
F4_Residential_Multi-Family Moderate Income_Existing_Appliances_Natural Gas_Stove/Oven_E4 | F4 | Residential | Multi-Family Moderate Income | Existing | Appliances | Natural Gas | Stove/Oven | E4 | Utility - Cost of Equipment | 0 | 0 | 0 | 0 | 0 | 0 | 0 | 0 | 0 | 0 | 0 | 0 | 0 | 0 | 0 | 0 | 0 | 0 | 0 | 0 | 0 | 0 | 0 | 0 | 0 | 0 | 0 | 0 | 0 | 0 | 0 | 0 | 0 | 0 | 0 | 0 | 0 | 0 | 0 | 0 | 0 | 0
F4_Residential_Multi-Family Moderate Income_Existing_Appliances_Natural Gas_Stove/Oven_E5 | F4 | Residential | Multi-Family Moderate Income | Existing | Appliances | Natural Gas | Stove/Oven | E5 | Utility - Cost of Equipment | 0 | 0 | 0 | 0 | 0 | 0 | 0 | 0 | 0 | 0 | 0 | 0 | 0 | 0 | 0 | 0 | 0 | 0 | 0 | 0 | 0 | 0 | 0 | 0 | 0 | 0 | 0 | 0 | 0 | 0 | 0 | 0 | 0 | 0 | 0 | 0 | 0 | 0 | 0 | 0 | 0 | 0
F4_Residential_Multi-Family Moderate Income_Existing_Appliances_Natural Gas_Stove/Oven_E6 | F4 | Residential | Multi-Family Moderate Income | Existing | Appliances | Natural Gas | Stove/Oven | E6 | Utility - Cost of Equipment | 0 | 0 | 0 | 0 | 0 | 0 | 0 | 0 | 0 | 0 | 0 | 0 | 0 | 0 | 0 | 0 | 0 | 0 | 0 | 0 | 0 | 0 | 0 | 0 | 0 | 0 | 0 | 0 | 0 | 0 | 0 | 0 | 0 | 0 | 0 | 0 | 0 | 0 | 0 | 0 | 0 | 0
F4_Residential_Multi-Family Moderate Income_Existing_Appliances_Natural Gas_Stove/Oven_E7 | F4 | Residential | Multi-Family Moderate Income | Existing | Appliances | Natural Gas | Stove/Oven | E7 | Utility - Cost of Equipment | 0 | 0 | 0 | 0 | 0 | 0 | 0 | 0 | 0 | 0 | 0 | 0 | 0 | 0 | 0 | 0 | 0 | 0 | 0 | 0 | 0 | 0 | 0 | 0 | 0 | 0 | 0 | 0 | 0 | 0 | 0 | 0 | 0 | 0 | 0 | 0 | 0 | 0 | 0 | 0 | 0 | 0
F4_Residential_Multi-Family Moderate Income_Existing_Appliances_Natural Gas_Stove/Oven_E8 | F4 | Residential | Multi-Family Moderate Income | Existing | Appliances | Natural Gas | Stove/Oven | E8 | Utility - Cost of Equipment | 0 | 0 | 0 | 0 | 0 | 0 | 0 | 0 | 0 | 0 | 0 | 0 | 0 | 0 | 0 | 0 | 0 | 0 | 0 | 0 | 0 | 0 | 0 | 0 | 0 | 0 | 0 | 0 | 0 | 0 | 0 | 0 | 0 | 0 | 0 | 0 | 0 | 0 | 0 | 0 | 0 | 0
F4_Residential_Multi-Family Moderate Income_Existing_Appliances_Natural Gas_Stove/Oven_E9 | F4 | Residential | Multi-Family Moderate Income | Existing | Appliances | Natural Gas | Stove/Oven | E9 | Utility - Cost of Equipment | 0 | 0 | 0 | 0 | 0 | 0 | 0 | 0 | 0 | 0 | 0 | 0 | 0 | 0 | 0 | 0 | 0 | 0 | 0 | 0 | 0 | 0 | 0 | 0 | 0 | 0 | 0 | 0 | 0 | 0 | 0 | 0 | 0 | 0 | 0 | 0 | 0 | 0 | 0 | 0 | 0 | 0
F4_Residential_Multi-Family Moderate Income_Existing_Appliances_Natural Gas_Stove/Oven_E10 | F4 | Residential | Multi-Family Moderate Income | Existing | Appliances | Natural Gas | Stove/Oven | E10 | Utility - Cost of Equipment | 0 | 0 | 0 | 0 | 0 | 0 | 0 | 0 | 0 | 0 | 0 | 0 | 0 | 0 | 0 | 0 | 0 | 0 | 0 | 0 | 0 | 0 | 0 | 0 | 0 | 0 | 0 | 0 | 0 | 0 | 0 | 0 | 0 | 0 | 0 | 0 | 0 | 0 | 0 | 0 | 0 | 0
F5_Residential_Multi-Family Moderate Income_Existing_Appliances_Natural Gas_Stove/Oven_E1 | F5 | Residential | Multi-Family Moderate Income | Existing | Appliances | Natural Gas | Stove/Oven | E1 | Utility - Cost of Operation | 100.3952 | 100.3952 | 100.3952 | 100.3952 | 100.3952 | 100.3952 | 100.3952 | 100.3952 | 100.3952 | 100.3952 | 100.3952 | 100.3952 | 100.3952 | 100.3952 | 100.3952 | 100.3952 | 100.3952 | 100.3952 | 100.3952 | 100.3952 | 100.3952 | 100.3952 | 100.3952 | 100.3952 | 100.3952 | 100.3952 | 100.3952 | 100.3952 | 100.3952 | 100.3952 | 100.3952 | 100.3952 | 100.3952 | 0 | 0 | 0 | 0 | 0 | 0 | 0 | 0 | 0