F5_Residential_Multi-Family Moderate Income_Existing_Appliances_Natural Gas_Stove/Oven_E2 | F5 | Residential | Multi-Family Moderate Income | Existing | Appliances | Natural Gas | Stove/Oven | E2 | Utility - Cost of Operation | 105.7927 | 105.7927 | 105.7927 | 105.7927 | 105.7927 | 105.7927 | 105.7927 | 105.7927 | 105.7927 | 105.7927 | 105.7927 | 105.7927 | 105.7927 | 105.7927 | 105.7927 | 105.7927 | 105.7927 | 105.7927 | 105.7927 | 105.7927 | 105.7927 | 105.7927 | 105.7927 | 105.7927 | 105.7927 | 105.7927 | 105.7927 | 105.7927 | 105.7927 | 105.7927 | 105.7927 | 105.7927 | 105.7927 | 0 | 0 | 0 | 0 | 0 | 0 | 0 | 0 | 0
F5_Residential_Multi-Family Moderate Income_Existing_Appliances_Natural Gas_Stove/Oven_E3 | F5 | Residential | Multi-Family Moderate Income | Existing | Appliances | Natural Gas | Stove/Oven | E3 | Utility - Cost of Operation | 0 | 0 | 0 | 0 | 0 | 0 | 0 | 0 | 0 | 0 | 0 | 0 | 0 | 0 | 0 | 0 | 0 | 0 | 0 | 0 | 0 | 0 | 0 | 0 | 0 | 0 | 0 | 0 | 0 | 0 | 0 | 0 | 0 | 0 | 0 | 0 | 0 | 0 | 0 | 0 | 0 | 0
F5_Residential_Multi-Family Moderate Income_Existing_Appliances_Natural Gas_Stove/Oven_E4 | F5 | Residential | Multi-Family Moderate Income | Existing | Appliances | Natural Gas | Stove/Oven | E4 | Utility - Cost of Operation | 0 | 0 | 0 | 0 | 0 | 0 | 0 | 0 | 0 | 0 | 0 | 0 | 0 | 0 | 0 | 0 | 0 | 0 | 0 | 0 | 0 | 0 | 0 | 0 | 0 | 0 | 0 | 0 | 0 | 0 | 0 | 0 | 0 | 0 | 0 | 0 | 0 | 0 | 0 | 0 | 0 | 0
F5_Residential_Multi-Family Moderate Income_Existing_Appliances_Natural Gas_Stove/Oven_E5 | F5 | Residential | Multi-Family Moderate Income | Existing | Appliances | Natural Gas | Stove/Oven | E5 | Utility - Cost of Operation | 0 | 0 | 0 | 0 | 0 | 0 | 0 | 0 | 0 | 0 | 0 | 0 | 0 | 0 | 0 | 0 | 0 | 0 | 0 | 0 | 0 | 0 | 0 | 0 | 0 | 0 | 0 | 0 | 0 | 0 | 0 | 0 | 0 | 0 | 0 | 0 | 0 | 0 | 0 | 0 | 0 | 0
F5_Residential_Multi-Family Moderate Income_Existing_Appliances_Natural Gas_Stove/Oven_E6 | F5 | Residential | Multi-Family Moderate Income | Existing | Appliances | Natural Gas | Stove/Oven | E6 | Utility - Cost of Operation | 0 | 0 | 0 | 0 | 0 | 0 | 0 | 0 | 0 | 0 | 0 | 0 | 0 | 0 | 0 | 0 | 0 | 0 | 0 | 0 | 0 | 0 | 0 | 0 | 0 | 0 | 0 | 0 | 0 | 0 | 0 | 0 | 0 | 0 | 0 | 0 | 0 | 0 | 0 | 0 | 0 | 0
F5_Residential_Multi-Family Moderate Income_Existing_Appliances_Natural Gas_Stove/Oven_E7 | F5 | Residential | Multi-Family Moderate Income | Existing | Appliances | Natural Gas | Stove/Oven | E7 | Utility - Cost of Operation | 0 | 0 | 0 | 0 | 0 | 0 | 0 | 0 | 0 | 0 | 0 | 0 | 0 | 0 | 0 | 0 | 0 | 0 | 0 | 0 | 0 | 0 | 0 | 0 | 0 | 0 | 0 | 0 | 0 | 0 | 0 | 0 | 0 | 0 | 0 | 0 | 0 | 0 | 0 | 0 | 0 | 0
F5_Residential_Multi-Family Moderate Income_Existing_Appliances_Natural Gas_Stove/Oven_E8 | F5 | Residential | Multi-Family Moderate Income | Existing | Appliances | Natural Gas | Stove/Oven | E8 | Utility - Cost of Operation | 0 | 0 | 0 | 0 | 0 | 0 | 0 | 0 | 0 | 0 | 0 | 0 | 0 | 0 | 0 | 0 | 0 | 0 | 0 | 0 | 0 | 0 | 0 | 0 | 0 | 0 | 0 | 0 | 0 | 0 | 0 | 0 | 0 | 0 | 0 | 0 | 0 | 0 | 0 | 0 | 0 | 0
F5_Residential_Multi-Family Moderate Income_Existing_Appliances_Natural Gas_Stove/Oven_E9 | F5 | Residential | Multi-Family Moderate Income | Existing | Appliances | Natural Gas | Stove/Oven | E9 | Utility - Cost of Operation | 0 | 0 | 0 | 0 | 0 | 0 | 0 | 0 | 0 | 0 | 0 | 0 | 0 | 0 | 0 | 0 | 0 | 0 | 0 | 0 | 0 | 0 | 0 | 0 | 0 | 0 | 0 | 0 | 0 | 0 | 0 | 0 | 0 | 0 | 0 | 0 | 0 | 0 | 0 | 0 | 0 | 0
F5_Residential_Multi-Family Moderate Income_Existing_Appliances_Natural Gas_Stove/Oven_E10 | F5 | Residential | Multi-Family Moderate Income | Existing | Appliances | Natural Gas | Stove/Oven | E10 | Utility - Cost of Operation | 0 | 0 | 0 | 0 | 0 | 0 | 0 | 0 | 0 | 0 | 0 | 0 | 0 | 0 | 0 | 0 | 0 | 0 | 0 | 0 | 0 | 0 | 0 | 0 | 0 | 0 | 0 | 0 | 0 | 0 | 0 | 0 | 0 | 0 | 0 | 0 | 0 | 0 | 0 | 0 | 0 | 0
F6_Residential_Multi-Family Moderate Income_Existing_Appliances_Natural Gas_Stove/Oven_E1 | F6 | Residential | Multi-Family Moderate Income | Existing | Appliances | Natural Gas | Stove/Oven | E1 | Utility - Value of Sales | 16.4844 | 16.5886 | 16.7316 | 16.8485 | 16.8485 | 16.8485 | 16.8485 | 16.8485 | 16.8485 | 16.8485 | 16.8485 | 16.8485 | 16.8485 | 16.8485 | 16.8485 | 16.8485 | 16.8485 | 16.8485 | 16.8485 | 16.8485 | 16.8485 | 16.8485 | 16.8485 | 16.8485 | 16.8485 | 16.8485 | 16.8485 | 16.8485 | 16.8485 | 16.8485 | 16.8485 | 16.8485 | 16.8485 | 0 | 0 | 0 | 0 | 0 | 0 | 0 | 0 | 0
F6_Residential_Multi-Family Moderate Income_Existing_Appliances_Natural Gas_Stove/Oven_E2 | F6 | Residential | Multi-Family Moderate Income | Existing | Appliances | Natural Gas | Stove/Oven | E2 | Utility - Value of Sales | 12.3814 | 12.4597 | 12.5671 | 12.6549 | 12.6549 | 12.6549 | 12.6549 | 12.6549 | 12.6549 | 12.6549 | 12.6549 | 12.6549 | 12.6549 | 12.6549 | 12.6549 | 12.6549 | 12.6549 | 12.6549 | 12.6549 | 12.6549 | 12.6549 | 12.6549 | 12.6549 | 12.6549 | 12.6549 | 12.6549 | 12.6549 | 12.6549 | 12.6549 | 12.6549 | 12.6549 | 12.6549 | 12.6549 | 0 | 0 | 0 | 0 | 0 | 0 | 0 | 0 | 0
F6_Residential_Multi-Family Moderate Income_Existing_Appliances_Natural Gas_Stove/Oven_E3 | F6 | Residential | Multi-Family Moderate Income | Existing | Appliances | Natural Gas | Stove/Oven | E3 | Utility - Value of Sales | 0 | 0 | 0 | 0 | 0 | 0 | 0 | 0 | 0 | 0 | 0 | 0 | 0 | 0 | 0 | 0 | 0 | 0 | 0 | 0 | 0 | 0 | 0 | 0 | 0 | 0 | 0 | 0 | 0 | 0 | 0 | 0 | 0 | 0 | 0 | 0 | 0 | 0 | 0 | 0 | 0 | 0
F6_Residential_Multi-Family Moderate Income_Existing_Appliances_Natural Gas_Stove/Oven_E4 | F6 | Residential | Multi-Family Moderate Income | Existing | Appliances | Natural Gas | Stove/Oven | E4 | Utility - Value of Sales | 0 | 0 | 0 | 0 | 0 | 0 | 0 | 0 | 0 | 0 | 0 | 0 | 0 | 0 | 0 | 0 | 0 | 0 | 0 | 0 | 0 | 0 | 0 | 0 | 0 | 0 | 0 | 0 | 0 | 0 | 0 | 0 | 0 | 0 | 0 | 0 | 0 | 0 | 0 | 0 | 0 | 0
F6_Residential_Multi-Family Moderate Income_Existing_Appliances_Natural Gas_Stove/Oven_E5 | F6 | Residential | Multi-Family Moderate Income | Existing | Appliances | Natural Gas | Stove/Oven | E5 | Utility - Value of Sales | 0 | 0 | 0 | 0 | 0 | 0 | 0 | 0 | 0 | 0 | 0 | 0 | 0 | 0 | 0 | 0 | 0 | 0 | 0 | 0 | 0 | 0 | 0 | 0 | 0 | 0 | 0 | 0 | 0 | 0 | 0 | 0 | 0 | 0 | 0 | 0 | 0 | 0 | 0 | 0 | 0 | 0
F6_Residential_Multi-Family Moderate Income_Existing_Appliances_Natural Gas_Stove/Oven_E6 | F6 | Residential | Multi-Family Moderate Income | Existing | Appliances | Natural Gas | Stove/Oven | E6 | Utility - Value of Sales | 0 | 0 | 0 | 0 | 0 | 0 | 0 | 0 | 0 | 0 | 0 | 0 | 0 | 0 | 0 | 0 | 0 | 0 | 0 | 0 | 0 | 0 | 0 | 0 | 0 | 0 | 0 | 0 | 0 | 0 | 0 | 0 | 0 | 0 | 0 | 0 | 0 | 0 | 0 | 0 | 0 | 0
F6_Residential_Multi-Family Moderate Income_Existing_Appliances_Natural Gas_Stove/Oven_E7 | F6 | Residential | Multi-Family Moderate Income | Existing | Appliances | Natural Gas | Stove/Oven | E7 | Utility - Value of Sales | 0 | 0 | 0 | 0 | 0 | 0 | 0 | 0 | 0 | 0 | 0 | 0 | 0 | 0 | 0 | 0 | 0 | 0 | 0 | 0 | 0 | 0 | 0 | 0 | 0 | 0 | 0 | 0 | 0 | 0 | 0 | 0 | 0 | 0 | 0 | 0 | 0 | 0 | 0 | 0 | 0 | 0
F6_Residential_Multi-Family Moderate Income_Existing_Appliances_Natural Gas_Stove/Oven_E8 | F6 | Residential | Multi-Family Moderate Income | Existing | Appliances | Natural Gas | Stove/Oven | E8 | Utility - Value of Sales | 0 | 0 | 0 | 0 | 0 | 0 | 0 | 0 | 0 | 0 | 0 | 0 | 0 | 0 | 0 | 0 | 0 | 0 | 0 | 0 | 0 | 0 | 0 | 0 | 0 | 0 | 0 | 0 | 0 | 0 | 0 | 0 | 0 | 0 | 0 | 0 | 0 | 0 | 0 | 0 | 0 | 0
F6_Residential_Multi-Family Moderate Income_Existing_Appliances_Natural Gas_Stove/Oven_E9 | F6 | Residential | Multi-Family Moderate Income | Existing | Appliances | Natural Gas | Stove/Oven | E9 | Utility - Value of Sales | 0 | 0 | 0 | 0 | 0 | 0 | 0 | 0 | 0 | 0 | 0 | 0 | 0 | 0 | 0 | 0 | 0 | 0 | 0 | 0 | 0 | 0 | 0 | 0 | 0 | 0 | 0 | 0 | 0 | 0 | 0 | 0 | 0 | 0 | 0 | 0 | 0 | 0 | 0 | 0 | 0 | 0
F6_Residential_Multi-Family Moderate Income_Existing_Appliances_Natural Gas_Stove/Oven_E10 | F6 | Residential | Multi-Family Moderate Income | Existing | Appliances | Natural Gas | Stove/Oven | E10 | Utility - Value of Sales | 0 | 0 | 0 | 0 | 0 | 0 | 0 | 0 | 0 | 0 | 0 | 0 | 0 | 0 | 0 | 0 | 0 | 0 | 0 | 0 | 0 | 0 | 0 | 0 | 0 | 0 | 0 | 0 | 0 | 0 | 0 | 0 | 0 | 0 | 0 | 0 | 0 | 0 | 0 | 0 | 0 | 0
F1_Residential_Multi-Family Moderate Income_Existing_Miscellaneous_Natural Gas_Pool Heater_E1 | F1 | Residential | Multi-Family Moderate Income | Existing | Miscellaneous | Natural Gas | Pool Heater | E1 | RVT - Cost of Equipment | 0 | 0 | 0 | 0 | 0 | 0 | 0 | 0 | 0 | 0 | 0 | 0 | 0 | 0 | 0 | 0 | 0 | 0 | 0 | 0 | 0 | 0 | 0 | 0 | 0 | 0 | 0 | 0 | 0 | 0 | 0 | 0 | 0 | 0 | 0 | 0 | 0 | 0 | 0 | 0 | 0 | 0
F1_Residential_Multi-Family Moderate Income_Existing_Miscellaneous_Natural Gas_Pool Heater_E2 | F1 | Residential | Multi-Family Moderate Income | Existing | Miscellaneous | Natural Gas | Pool Heater | E2 | RVT - Cost of Equipment | 0 | 0 | 0 | 0 | 0 | 0 | 0 | 0 | 0 | 0 | 0 | 0 | 0 | 0 | 0 | 0 | 0 | 0 | 0 | 0 | 0 | 0 | 0 | 0 | 0 | 0 | 0 | 0 | 0 | 0 | 0 | 0 | 0 | 0 | 0 | 0 | 0 | 0 | 0 | 0 | 0 | 0
F1_Residential_Multi-Family Moderate Income_Existing_Miscellaneous_Natural Gas_Pool Heater_E3 | F1 | Residential | Multi-Family Moderate Income | Existing | Miscellaneous | Natural Gas | Pool Heater | E3 | RVT - Cost of Equipment | 0 | 0 | 0 | 0 | 0 | 0 | 0 | 0 | 0 | 0 | 0 | 0 | 0 | 0 | 0 | 0 | 0 | 0 | 0 | 0 | 0 | 0 | 0 | 0 | 0 | 0 | 0 | 0 | 0 | 0 | 0 | 0 | 0 | 0 | 0 | 0 | 0 | 0 | 0 | 0 | 0 | 0
F1_Residential_Multi-Family Moderate Income_Existing_Miscellaneous_Natural Gas_Pool Heater_E4 | F1 | Residential | Multi-Family Moderate Income | Existing | Miscellaneous | Natural Gas | Pool Heater | E4 | RVT - Cost of Equipment | 0 | 0 | 0 | 0 | 0 | 0 | 0 | 0 | 0 | 0 | 0 | 0 | 0 | 0 | 0 | 0 | 0 | 0 | 0 | 0 | 0 | 0 | 0 | 0 | 0 | 0 | 0 | 0 | 0 | 0 | 0 | 0 | 0 | 0 | 0 | 0 | 0 | 0 | 0 | 0 | 0 | 0
F1_Residential_Multi-Family Moderate Income_Existing_Miscellaneous_Natural Gas_Pool Heater_E5 | F1 | Residential | Multi-Family Moderate Income | Existing | Miscellaneous | Natural Gas | Pool Heater | E5 | RVT - Cost of Equipment | 0 | 0 | 0 | 0 | 0 | 0 | 0 | 0 | 0 | 0 | 0 | 0 | 0 | 0 | 0 | 0 | 0 | 0 | 0 | 0 | 0 | 0 | 0 | 0 | 0 | 0 | 0 | 0 | 0 | 0 | 0 | 0 | 0 | 0 | 0 | 0 | 0 | 0 | 0 | 0 | 0 | 0
F1_Residential_Multi-Family Moderate Income_Existing_Miscellaneous_Natural Gas_Pool Heater_E6 | F1 | Residential | Multi-Family Moderate Income | Existing | Miscellaneous | Natural Gas | Pool Heater | E6 | RVT - Cost of Equipment | 0 | 0 | 0 | 0 | 0 | 0 | 0 | 0 | 0 | 0 | 0 | 0 | 0 | 0 | 0 | 0 | 0 | 0 | 0 | 0 | 0 | 0 | 0 | 0 | 0 | 0 | 0 | 0 | 0 | 0 | 0 | 0 | 0 | 0 | 0 | 0 | 0 | 0 | 0 | 0 | 0 | 0
F1_Residential_Multi-Family Moderate Income_Existing_Miscellaneous_Natural Gas_Pool Heater_E7 | F1 | Residential | Multi-Family Moderate Income | Existing | Miscellaneous | Natural Gas | Pool Heater | E7 | RVT - Cost of Equipment | 0 | 0 | 0 | 0 | 0 | 0 | 0 | 0 | 0 | 0 | 0 | 0 | 0 | 0 | 0 | 0 | 0 | 0 | 0 | 0 | 0 | 0 | 0 | 0 | 0 | 0 | 0 | 0 | 0 | 0 | 0 | 0 | 0 | 0 | 0 | 0 | 0 | 0 | 0 | 0 | 0 | 0
F1_Residential_Multi-Family Moderate Income_Existing_Miscellaneous_Natural Gas_Pool Heater_E8 | F1 | Residential | Multi-Family Moderate Income | Existing | Miscellaneous | Natural Gas | Pool Heater | E8 | RVT - Cost of Equipment | 0 | 0 | 0 | 0 | 0 | 0 | 0 | 0 | 0 | 0 | 0 | 0 | 0 | 0 | 0 | 0 | 0 | 0 | 0 | 0 | 0 | 0 | 0 | 0 | 0 | 0 | 0 | 0 | 0 | 0 | 0 | 0 | 0 | 0 | 0 | 0 | 0 | 0 | 0 | 0 | 0 | 0
F1_Residential_Multi-Family Moderate Income_Existing_Miscellaneous_Natural Gas_Pool Heater_E9 | F1 | Residential | Multi-Family Moderate Income | Existing | Miscellaneous | Natural Gas | Pool Heater | E9 | RVT - Cost of Equipment | 0 | 0 | 0 | 0 | 0 | 0 | 0 | 0 | 0 | 0 | 0 | 0 | 0 | 0 | 0 | 0 | 0 | 0 | 0 | 0 | 0 | 0 | 0 | 0 | 0 | 0 | 0 | 0 | 0 | 0 | 0 | 0 | 0 | 0 | 0 | 0 | 0 | 0 | 0 | 0 | 0 | 0
F1_Residential_Multi-Family Moderate Income_Existing_Miscellaneous_Natural Gas_Pool Heater_E10 | F1 | Residential | Multi-Family Moderate Income | Existing | Miscellaneous | Natural Gas | Pool Heater | E10 | RVT - Cost of Equipment | 0 | 0 | 0 | 0 | 0 | 0 | 0 | 0 | 0 | 0 | 0 | 0 | 0 | 0 | 0 | 0 | 0 | 0 | 0 | 0 | 0 | 0 | 0 | 0 | 0 | 0 | 0 | 0 | 0 | 0 | 0 | 0 | 0 | 0 | 0 | 0 | 0 | 0 | 0 | 0 | 0 | 0
F2_Residential_Multi-Family Moderate Income_Existing_Miscellaneous_Natural Gas_Pool Heater_E1 | F2 | Residential | Multi-Family Moderate Income | Existing | Miscellaneous | Natural Gas | Pool Heater | E1 | RVT - Cost of Operation | 0 | 0 | 0 | 0 | 0 | 0 | 0 | 0 | 0 | 0 | 0 | 0 | 0 | 0 | 0 | 0 | 0 | 0 | 0 | 0 | 0 | 0 | 0 | 0 | 0 | 0 | 0 | 0 | 0 | 0 | 0 | 0 | 0 | 0 | 0 | 0 | 0 | 0 | 0 | 0 | 0 | 0
F2_Residential_Multi-Family Moderate Income_Existing_Miscellaneous_Natural Gas_Pool Heater_E2 | F2 | Residential | Multi-Family Moderate Income | Existing | Miscellaneous | Natural Gas | Pool Heater | E2 | RVT - Cost of Operation | 0 | 0 | 0 | 0 | 0 | 0 | 0 | 0 | 0 | 0 | 0 | 0 | 0 | 0 | 0 | 0 | 0 | 0 | 0 | 0 | 0 | 0 | 0 | 0 | 0 | 0 | 0 | 0 | 0 | 0 | 0 | 0 | 0 | 0 | 0 | 0 | 0 | 0 | 0 | 0 | 0 | 0
F2_Residential_Multi-Family Moderate Income_Existing_Miscellaneous_Natural Gas_Pool Heater_E3 | F2 | Residential | Multi-Family Moderate Income | Existing | Miscellaneous | Natural Gas | Pool Heater | E3 | RVT - Cost of Operation | 0 | 0 | 0 | 0 | 0 | 0 | 0 | 0 | 0 | 0 | 0 | 0 | 0 | 0 | 0 | 0 | 0 | 0 | 0 | 0 | 0 | 0 | 0 | 0 | 0 | 0 | 0 | 0 | 0 | 0 | 0 | 0 | 0 | 0 | 0 | 0 | 0 | 0 | 0 | 0 | 0 | 0
F2_Residential_Multi-Family Moderate Income_Existing_Miscellaneous_Natural Gas_Pool Heater_E4 | F2 | Residential | Multi-Family Moderate Income | Existing | Miscellaneous | Natural Gas | Pool Heater | E4 | RVT - Cost of Operation | 0 | 0 | 0 | 0 | 0 | 0 | 0 | 0 | 0 | 0 | 0 | 0 | 0 | 0 | 0 | 0 | 0 | 0 | 0 | 0 | 0 | 0 | 0 | 0 | 0 | 0 | 0 | 0 | 0 | 0 | 0 | 0 | 0 | 0 | 0 | 0 | 0 | 0 | 0 | 0 | 0 | 0
F2_Residential_Multi-Family Moderate Income_Existing_Miscellaneous_Natural Gas_Pool Heater_E5 | F2 | Residential | Multi-Family Moderate Income | Existing | Miscellaneous | Natural Gas | Pool Heater | E5 | RVT - Cost of Operation | 0 | 0 | 0 | 0 | 0 | 0 | 0 | 0 | 0 | 0 | 0 | 0 | 0 | 0 | 0 | 0 | 0 | 0 | 0 | 0 | 0 | 0 | 0 | 0 | 0 | 0 | 0 | 0 | 0 | 0 | 0 | 0 | 0 | 0 | 0 | 0 | 0 | 0 | 0 | 0 | 0 | 0
F2_Residential_Multi-Family Moderate Income_Existing_Miscellaneous_Natural Gas_Pool Heater_E6 | F2 | Residential | Multi-Family Moderate Income | Existing | Miscellaneous | Natural Gas | Pool Heater | E6 | RVT - Cost of Operation | 0 | 0 | 0 | 0 | 0 | 0 | 0 | 0 | 0 | 0 | 0 | 0 | 0 | 0 | 0 | 0 | 0 | 0 | 0 | 0 | 0 | 0 | 0 | 0 | 0 | 0 | 0 | 0 | 0 | 0 | 0 | 0 | 0 | 0 | 0 | 0 | 0 | 0 | 0 | 0 | 0 | 0
F2_Residential_Multi-Family Moderate Income_Existing_Miscellaneous_Natural Gas_Pool Heater_E7 | F2 | Residential | Multi-Family Moderate Income | Existing | Miscellaneous | Natural Gas | Pool Heater | E7 | RVT - Cost of Operation | 0 | 0 | 0 | 0 | 0 | 0 | 0 | 0 | 0 | 0 | 0 | 0 | 0 | 0 | 0 | 0 | 0 | 0 | 0 | 0 | 0 | 0 | 0 | 0 | 0 | 0 | 0 | 0 | 0 | 0 | 0 | 0 | 0 | 0 | 0 | 0 | 0 | 0 | 0 | 0 | 0 | 0
F2_Residential_Multi-Family Moderate Income_Existing_Miscellaneous_Natural Gas_Pool Heater_E8 | F2 | Residential | Multi-Family Moderate Income | Existing | Miscellaneous | Natural Gas | Pool Heater | E8 | RVT - Cost of Operation | 0 | 0 | 0 | 0 | 0 | 0 | 0 | 0 | 0 | 0 | 0 | 0 | 0 | 0 | 0 | 0 | 0 | 0 | 0 | 0 | 0 | 0 | 0 | 0 | 0 | 0 | 0 | 0 | 0 | 0 | 0 | 0 | 0 | 0 | 0 | 0 | 0 | 0 | 0 | 0 | 0 | 0
F2_Residential_Multi-Family Moderate Income_Existing_Miscellaneous_Natural Gas_Pool Heater_E9 | F2 | Residential | Multi-Family Moderate Income | Existing | Miscellaneous | Natural Gas | Pool Heater | E9 | RVT - Cost of Operation | 0 | 0 | 0 | 0 | 0 | 0 | 0 | 0 | 0 | 0 | 0 | 0 | 0 | 0 | 0 | 0 | 0 | 0 | 0 | 0 | 0 | 0 | 0 | 0 | 0 | 0 | 0 | 0 | 0 | 0 | 0 | 0 | 0 | 0 | 0 | 0 | 0 | 0 | 0 | 0 | 0 | 0
F2_Residential_Multi-Family Moderate Income_Existing_Miscellaneous_Natural Gas_Pool Heater_E10 | F2 | Residential | Multi-Family Moderate Income | Existing | Miscellaneous | Natural Gas | Pool Heater | E10 | RVT - Cost of Operation | 0 | 0 | 0 | 0 | 0 | 0 | 0 | 0 | 0 | 0 | 0 | 0 | 0 | 0 | 0 | 0 | 0 | 0 | 0 | 0 | 0 | 0 | 0 | 0 | 0 | 0 | 0 | 0 | 0 | 0 | 0 | 0 | 0 | 0 | 0 | 0 | 0 | 0 | 0 | 0 | 0 | 0
F3_Residential_Multi-Family Moderate Income_Existing_Miscellaneous_Natural Gas_Pool Heater_E1 | F3 | Residential | Multi-Family Moderate Income | Existing | Miscellaneous | Natural Gas | Pool Heater | E1 | System - kBTUs of Consumption | 351.766 | 351.766 | 351.766 | 351.766 | 351.766 | 351.766 | 351.766 | 351.766 | 351.766 | 351.766 | 351.766 | 351.766 | 351.766 | 351.766 | 351.766 | 351.766 | 351.766 | 351.766 | 351.766 | 351.766 | 351.766 | 351.766 | 351.766 | 351.766 | 351.766 | 351.766 | 351.766 | 351.766 | 351.766 | 351.766 | 351.766 | 351.766 | 351.766 | 0 | 0 | 0 | 0 | 0 | 0 | 0 | 0 | 0
F3_Residential_Multi-Family Moderate Income_Existing_Miscellaneous_Natural Gas_Pool Heater_E2 | F3 | Residential | Multi-Family Moderate Income | Existing | Miscellaneous | Natural Gas | Pool Heater | E2 | System - kBTUs of Consumption | 427.2575 | 427.2575 | 427.2575 | 427.2575 | 427.2575 | 427.2575 | 427.2575 | 427.2575 | 427.2575 | 427.2575 | 427.2575 | 427.2575 | 427.2575 | 427.2575 | 427.2575 | 427.2575 | 427.2575 | 427.2575 | 427.2575 | 427.2575 | 427.2575 | 427.2575 | 427.2575 | 427.2575 | 427.2575 | 427.2575 | 427.2575 | 427.2575 | 427.2575 | 427.2575 | 427.2575 | 427.2575 | 427.2575 | 0 | 0 | 0 | 0 | 0 | 0 | 0 | 0 | 0
F3_Residential_Multi-Family Moderate Income_Existing_Miscellaneous_Natural Gas_Pool Heater_E3 | F3 | Residential | Multi-Family Moderate Income | Existing | Miscellaneous | Natural Gas | Pool Heater | E3 | System - kBTUs of Consumption | 710.8377 | 710.8377 | 710.8377 | 710.8377 | 710.8377 | 710.8377 | 710.8377 | 710.8377 | 710.8377 | 710.8377 | 710.8377 | 710.8377 | 710.8377 | 710.8377 | 710.8377 | 710.8377 | 710.8377 | 710.8377 | 710.8377 | 710.8377 | 710.8377 | 710.8377 | 710.8377 | 710.8377 | 710.8377 | 710.8377 | 710.8377 | 710.8377 | 710.8377 | 710.8377 | 710.8377 | 710.8377 | 710.8377 | 0 | 0 | 0 | 0 | 0 | 0 | 0 | 0 | 0
F3_Residential_Multi-Family Moderate Income_Existing_Miscellaneous_Natural Gas_Pool Heater_E4 | F3 | Residential | Multi-Family Moderate Income | Existing | Miscellaneous | Natural Gas | Pool Heater | E4 | System - kBTUs of Consumption | 717.234 | 717.234 | 717.234 | 717.234 | 717.234 | 717.234 | 717.234 | 717.234 | 717.234 | 717.234 | 717.234 | 717.234 | 717.234 | 717.234 | 717.234 | 717.234 | 717.234 | 717.234 | 717.234 | 717.234 | 717.234 | 717.234 | 717.234 | 717.234 | 717.234 | 717.234 | 717.234 | 717.234 | 717.234 | 717.234 | 717.234 | 717.234 | 717.234 | 0 | 0 | 0 | 0 | 0 | 0 | 0 | 0 | 0
F3_Residential_Multi-Family Moderate Income_Existing_Miscellaneous_Natural Gas_Pool Heater_E5 | F3 | Residential | Multi-Family Moderate Income | Existing | Miscellaneous | Natural Gas | Pool Heater | E5 | System - kBTUs of Consumption | 0 | 0 | 0 | 0 | 0 | 0 | 0 | 0 | 0 | 0 | 0 | 0 | 0 | 0 | 0 | 0 | 0 | 0 | 0 | 0 | 0 | 0 | 0 | 0 | 0 | 0 | 0 | 0 | 0 | 0 | 0 | 0 | 0 | 0 | 0 | 0 | 0 | 0 | 0 | 0 | 0 | 0
F3_Residential_Multi-Family Moderate Income_Existing_Miscellaneous_Natural Gas_Pool Heater_E6 | F3 | Residential | Multi-Family Moderate Income | Existing | Miscellaneous | Natural Gas | Pool Heater | E6 | System - kBTUs of Consumption | 0 | 0 | 0 | 0 | 0 | 0 | 0 | 0 | 0 | 0 | 0 | 0 | 0 | 0 | 0 | 0 | 0 | 0 | 0 | 0 | 0 | 0 | 0 | 0 | 0 | 0 | 0 | 0 | 0 | 0 | 0 | 0 | 0 | 0 | 0 | 0 | 0 | 0 | 0 | 0 | 0 | 0
F3_Residential_Multi-Family Moderate Income_Existing_Miscellaneous_Natural Gas_Pool Heater_E7 | F3 | Residential | Multi-Family Moderate Income | Existing | Miscellaneous | Natural Gas | Pool Heater | E7 | System - kBTUs of Consumption | 0 | 0 | 0 | 0 | 0 | 0 | 0 | 0 | 0 | 0 | 0 | 0 | 0 | 0 | 0 | 0 | 0 | 0 | 0 | 0 | 0 | 0 | 0 | 0 | 0 | 0 | 0 | 0 | 0 | 0 | 0 | 0 | 0 | 0 | 0 | 0 | 0 | 0 | 0 | 0 | 0 | 0
F3_Residential_Multi-Family Moderate Income_Existing_Miscellaneous_Natural Gas_Pool Heater_E8 | F3 | Residential | Multi-Family Moderate Income | Existing | Miscellaneous | Natural Gas | Pool Heater | E8 | System - kBTUs of Consumption | 0 | 0 | 0 | 0 | 0 | 0 | 0 | 0 | 0 | 0 | 0 | 0 | 0 | 0 | 0 | 0 | 0 | 0 | 0 | 0 | 0 | 0 | 0 | 0 | 0 | 0 | 0 | 0 | 0 | 0 | 0 | 0 | 0 | 0 | 0 | 0 | 0 | 0 | 0 | 0 | 0 | 0
F3_Residential_Multi-Family Moderate Income_Existing_Miscellaneous_Natural Gas_Pool Heater_E9 | F3 | Residential | Multi-Family Moderate Income | Existing | Miscellaneous | Natural Gas | Pool Heater | E9 | System - kBTUs of Consumption | 0 | 0 | 0 | 0 | 0 | 0 | 0 | 0 | 0 | 0 | 0 | 0 | 0 | 0 | 0 | 0 | 0 | 0 | 0 | 0 | 0 | 0 | 0 | 0 | 0 | 0 | 0 | 0 | 0 | 0 | 0 | 0 | 0 | 0 | 0 | 0 | 0 | 0 | 0 | 0 | 0 | 0
F3_Residential_Multi-Family Moderate Income_Existing_Miscellaneous_Natural Gas_Pool Heater_E10 | F3 | Residential | Multi-Family Moderate Income | Existing | Miscellaneous | Natural Gas | Pool Heater | E10 | System - kBTUs of Consumption | 0 | 0 | 0 | 0 | 0 | 0 | 0 | 0 | 0 | 0 | 0 | 0 | 0 | 0 | 0 | 0 | 0 | 0 | 0 | 0 | 0 | 0 | 0 | 0 | 0 | 0 | 0 | 0 | 0 | 0 | 0 | 0 | 0 | 0 | 0 | 0 | 0 | 0 | 0 | 0 | 0 | 0
F4_Residential_Multi-Family Moderate Income_Existing_Miscellaneous_Natural Gas_Pool Heater_E1 | F4 | Residential | Multi-Family Moderate Income | Existing | Miscellaneous | Natural Gas | Pool Heater | E1 | Utility - Cost of Equipment | 0 | 0 | 0 | 0 | 0 | 0 | 0 | 0 | 0 | 0 | 0 | 0 | 0 | 0 | 0 | 0 | 0 | 0 | 0 | 0 | 0 | 0 | 0 | 0 | 0 | 0 | 0 | 0 | 0 | 0 | 0 | 0 | 0 | 0 | 0 | 0 | 0 | 0 | 0 | 0 | 0 | 0
F4_Residential_Multi-Family Moderate Income_Existing_Miscellaneous_Natural Gas_Pool Heater_E2 | F4 | Residential | Multi-Family Moderate Income | Existing | Miscellaneous | Natural Gas | Pool Heater | E2 | Utility - Cost of Equipment | 0 | 0 | 0 | 0 | 0 | 0 | 0 | 0 | 0 | 0 | 0 | 0 | 0 | 0 | 0 | 0 | 0 | 0 | 0 | 0 | 0 | 0 | 0 | 0 | 0 | 0 | 0 | 0 | 0 | 0 | 0 | 0 | 0 | 0 | 0 | 0 | 0 | 0 | 0 | 0 | 0 | 0
F4_Residential_Multi-Family Moderate Income_Existing_Miscellaneous_Natural Gas_Pool Heater_E3 | F4 | Residential | Multi-Family Moderate Income | Existing | Miscellaneous | Natural Gas | Pool Heater | E3 | Utility - Cost of Equipment | 0 | 0 | 0 | 0 | 0 | 0 | 0 | 0 | 0 | 0 | 0 | 0 | 0 | 0 | 0 | 0 | 0 | 0 | 0 | 0 | 0 | 0 | 0 | 0 | 0 | 0 | 0 | 0 | 0 | 0 | 0 | 0 | 0 | 0 | 0 | 0 | 0 | 0 | 0 | 0 | 0 | 0
F4_Residential_Multi-Family Moderate Income_Existing_Miscellaneous_Natural Gas_Pool Heater_E4 | F4 | Residential | Multi-Family Moderate Income | Existing | Miscellaneous | Natural Gas | Pool Heater | E4 | Utility - Cost of Equipment | 0 | 0 | 0 | 0 | 0 | 0 | 0 | 0 | 0 | 0 | 0 | 0 | 0 | 0 | 0 | 0 | 0 | 0 | 0 | 0 | 0 | 0 | 0 | 0 | 0 | 0 | 0 | 0 | 0 | 0 | 0 | 0 | 0 | 0 | 0 | 0 | 0 | 0 | 0 | 0 | 0 | 0
F4_Residential_Multi-Family Moderate Income_Existing_Miscellaneous_Natural Gas_Pool Heater_E5 | F4 | Residential | Multi-Family Moderate Income | Existing | Miscellaneous | Natural Gas | Pool Heater | E5 | Utility - Cost of Equipment | 0 | 0 | 0 | 0 | 0 | 0 | 0 | 0 | 0 | 0 | 0 | 0 | 0 | 0 | 0 | 0 | 0 | 0 | 0 | 0 | 0 | 0 | 0 | 0 | 0 | 0 | 0 | 0 | 0 | 0 | 0 | 0 | 0 | 0 | 0 | 0 | 0 | 0 | 0 | 0 | 0 | 0
F4_Residential_Multi-Family Moderate Income_Existing_Miscellaneous_Natural Gas_Pool Heater_E6 | F4 | Residential | Multi-Family Moderate Income | Existing | Miscellaneous | Natural Gas | Pool Heater | E6 | Utility - Cost of Equipment | 0 | 0 | 0 | 0 | 0 | 0 | 0 | 0 | 0 | 0 | 0 | 0 | 0 | 0 | 0 | 0 | 0 | 0 | 0 | 0 | 0 | 0 | 0 | 0 | 0 | 0 | 0 | 0 | 0 | 0 | 0 | 0 | 0 | 0 | 0 | 0 | 0 | 0 | 0 | 0 | 0 | 0
F4_Residential_Multi-Family Moderate Income_Existing_Miscellaneous_Natural Gas_Pool Heater_E7 | F4 | Residential | Multi-Family Moderate Income | Existing | Miscellaneous | Natural Gas | Pool Heater | E7 | Utility - Cost of Equipment | 0 | 0 | 0 | 0 | 0 | 0 | 0 | 0 | 0 | 0 | 0 | 0 | 0 | 0 | 0 | 0 | 0 | 0 | 0 | 0 | 0 | 0 | 0 | 0 | 0 | 0 | 0 | 0 | 0 | 0 | 0 | 0 | 0 | 0 | 0 | 0 | 0 | 0 | 0 | 0 | 0 | 0
F4_Residential_Multi-Family Moderate Income_Existing_Miscellaneous_Natural Gas_Pool Heater_E8 | F4 | Residential | Multi-Family Moderate Income | Existing | Miscellaneous | Natural Gas | Pool Heater | E8 | Utility - Cost of Equipment | 0 | 0 | 0 | 0 | 0 | 0 | 0 | 0 | 0 | 0 | 0 | 0 | 0 | 0 | 0 | 0 | 0 | 0 | 0 | 0 | 0 | 0 | 0 | 0 | 0 | 0 | 0 | 0 | 0 | 0 | 0 | 0 | 0 | 0 | 0 | 0 | 0 | 0 | 0 | 0 | 0 | 0
F4_Residential_Multi-Family Moderate Income_Existing_Miscellaneous_Natural Gas_Pool Heater_E9 | F4 | Residential | Multi-Family Moderate Income | Existing | Miscellaneous | Natural Gas | Pool Heater | E9 | Utility - Cost of Equipment | 0 | 0 | 0 | 0 | 0 | 0 | 0 | 0 | 0 | 0 | 0 | 0 | 0 | 0 | 0 | 0 | 0 | 0 | 0 | 0 | 0 | 0 | 0 | 0 | 0 | 0 | 0 | 0 | 0 | 0 | 0 | 0 | 0 | 0 | 0 | 0 | 0 | 0 | 0 | 0 | 0 | 0
F4_Residential_Multi-Family Moderate Income_Existing_Miscellaneous_Natural Gas_Pool Heater_E10 | F4 | Residential | Multi-Family Moderate Income | Existing | Miscellaneous | Natural Gas | Pool Heater | E10 | Utility - Cost of Equipment | 0 | 0 | 0 | 0 | 0 | 0 | 0 | 0 | 0 | 0 | 0 | 0 | 0 | 0 | 0 | 0 | 0 | 0 | 0 | 0 | 0 | 0 | 0 | 0 | 0 | 0 | 0 | 0 | 0 | 0 | 0 | 0 | 0 | 0 | 0 | 0 | 0 | 0 | 0 | 0 | 0 | 0
F5_Residential_Multi-Family Moderate Income_Existing_Miscellaneous_Natural Gas_Pool Heater_E1 | F5 | Residential | Multi-Family Moderate Income | Existing | Miscellaneous | Natural Gas | Pool Heater | E1 | Utility - Cost of Operation | 351.766 | 351.766 | 351.766 | 351.766 | 351.766 | 351.766 | 351.766 | 351.766 | 351.766 | 351.766 | 351.766 | 351.766 | 351.766 | 351.766 | 351.766 | 351.766 | 351.766 | 351.766 | 351.766 | 351.766 | 351.766 | 351.766 | 351.766 | 351.766 | 351.766 | 351.766 | 351.766 | 351.766 | 351.766 | 351.766 | 351.766 | 351.766 | 351.766 | 0 | 0 | 0 | 0 | 0 | 0 | 0 | 0 | 0
F5_Residential_Multi-Family Moderate Income_Existing_Miscellaneous_Natural Gas_Pool Heater_E2 | F5 | Residential | Multi-Family Moderate Income | Existing | Miscellaneous | Natural Gas | Pool Heater | E2 | Utility - Cost of Operation | 427.2575 | 427.2575 | 427.2575 | 427.2575 | 427.2575 | 427.2575 | 427.2575 | 427.2575 | 427.2575 | 427.2575 | 427.2575 | 427.2575 | 427.2575 | 427.2575 | 427.2575 | 427.2575 | 427.2575 | 427.2575 | 427.2575 | 427.2575 | 427.2575 | 427.2575 | 427.2575 | 427.2575 | 427.2575 | 427.2575 | 427.2575 | 427.2575 | 427.2575 | 427.2575 | 427.2575 | 427.2575 | 427.2575 | 0 | 0 | 0 | 0 | 0 | 0 | 0 | 0 | 0
F5_Residential_Multi-Family Moderate Income_Existing_Miscellaneous_Natural Gas_Pool Heater_E3 | F5 | Residential | Multi-Family Moderate Income | Existing | Miscellaneous | Natural Gas | Pool Heater | E3 | Utility - Cost of Operation | 710.8377 | 710.8377 | 710.8377 | 710.8377 | 710.8377 | 710.8377 | 710.8377 | 710.8377 | 710.8377 | 710.8377 | 710.8377 | 710.8377 | 710.8377 | 710.8377 | 710.8377 | 710.8377 | 710.8377 | 710.8377 | 710.8377 | 710.8377 | 710.8377 | 710.8377 | 710.8377 | 710.8377 | 710.8377 | 710.8377 | 710.8377 | 710.8377 | 710.8377 | 710.8377 | 710.8377 | 710.8377 | 710.8377 | 0 | 0 | 0 | 0 | 0 | 0 | 0 | 0 | 0
F5_Residential_Multi-Family Moderate Income_Existing_Miscellaneous_Natural Gas_Pool Heater_E4 | F5 | Residential | Multi-Family Moderate Income | Existing | Miscellaneous | Natural Gas | Pool Heater | E4 | Utility - Cost of Operation | 717.234 | 717.234 | 717.234 | 717.234 | 717.234 | 717.234 | 717.234 | 717.234 | 717.234 | 717.234 | 717.234 | 717.234 | 717.234 | 717.234 | 717.234 | 717.234 | 717.234 | 717.234 | 717.234 | 717.234 | 717.234 | 717.234 | 717.234 | 717.234 | 717.234 | 717.234 | 717.234 | 717.234 | 717.234 | 717.234 | 717.234 | 717.234 | 717.234 | 0 | 0 | 0 | 0 | 0 | 0 | 0 | 0 | 0
F5_Residential_Multi-Family Moderate Income_Existing_Miscellaneous_Natural Gas_Pool Heater_E5 | F5 | Residential | Multi-Family Moderate Income | Existing | Miscellaneous | Natural Gas | Pool Heater | E5 | Utility - Cost of Operation | 0 | 0 | 0 | 0 | 0 | 0 | 0 | 0 | 0 | 0 | 0 | 0 | 0 | 0 | 0 | 0 | 0 | 0 | 0 | 0 | 0 | 0 | 0 | 0 | 0 | 0 | 0 | 0 | 0 | 0 | 0 | 0 | 0 | 0 | 0 | 0 | 0 | 0 | 0 | 0 | 0 | 0
F5_Residential_Multi-Family Moderate Income_Existing_Miscellaneous_Natural Gas_Pool Heater_E6 | F5 | Residential | Multi-Family Moderate Income | Existing | Miscellaneous | Natural Gas | Pool Heater | E6 | Utility - Cost of Operation | 0 | 0 | 0 | 0 | 0 | 0 | 0 | 0 | 0 | 0 | 0 | 0 | 0 | 0 | 0 | 0 | 0 | 0 | 0 | 0 | 0 | 0 | 0 | 0 | 0 | 0 | 0 | 0 | 0 | 0 | 0 | 0 | 0 | 0 | 0 | 0 | 0 | 0 | 0 | 0 | 0 | 0
F5_Residential_Multi-Family Moderate Income_Existing_Miscellaneous_Natural Gas_Pool Heater_E7 | F5 | Residential | Multi-Family Moderate Income | Existing | Miscellaneous | Natural Gas | Pool Heater | E7 | Utility - Cost of Operation | 0 | 0 | 0 | 0 | 0 | 0 | 0 | 0 | 0 | 0 | 0 | 0 | 0 | 0 | 0 | 0 | 0 | 0 | 0 | 0 | 0 | 0 | 0 | 0 | 0 | 0 | 0 | 0 | 0 | 0 | 0 | 0 | 0 | 0 | 0 | 0 | 0 | 0 | 0 | 0 | 0 | 0
F5_Residential_Multi-Family Moderate Income_Existing_Miscellaneous_Natural Gas_Pool Heater_E8 | F5 | Residential | Multi-Family Moderate Income | Existing | Miscellaneous | Natural Gas | Pool Heater | E8 | Utility - Cost of Operation | 0 | 0 | 0 | 0 | 0 | 0 | 0 | 0 | 0 | 0 | 0 | 0 | 0 | 0 | 0 | 0 | 0 | 0 | 0 | 0 | 0 | 0 | 0 | 0 | 0 | 0 | 0 | 0 | 0 | 0 | 0 | 0 | 0 | 0 | 0 | 0 | 0 | 0 | 0 | 0 | 0 | 0
F5_Residential_Multi-Family Moderate Income_Existing_Miscellaneous_Natural Gas_Pool Heater_E9 | F5 | Residential | Multi-Family Moderate Income | Existing | Miscellaneous | Natural Gas | Pool Heater | E9 | Utility - Cost of Operation | 0 | 0 | 0 | 0 | 0 | 0 | 0 | 0 | 0 | 0 | 0 | 0 | 0 | 0 | 0 | 0 | 0 | 0 | 0 | 0 | 0 | 0 | 0 | 0 | 0 | 0 | 0 | 0 | 0 | 0 | 0 | 0 | 0 | 0 | 0 | 0 | 0 | 0 | 0 | 0 | 0 | 0
F5_Residential_Multi-Family Moderate Income_Existing_Miscellaneous_Natural Gas_Pool Heater_E10 | F5 | Residential | Multi-Family Moderate Income | Existing | Miscellaneous | Natural Gas | Pool Heater | E10 | Utility - Cost of Operation | 0 | 0 | 0 | 0 | 0 | 0 | 0 | 0 | 0 | 0 | 0 | 0 | 0 | 0 | 0 | 0 | 0 | 0 | 0 | 0 | 0 | 0 | 0 | 0 | 0 | 0 | 0 | 0 | 0 | 0 | 0 | 0 | 0 | 0 | 0 | 0 | 0 | 0 | 0 | 0 | 0 | 0
F6_Residential_Multi-Family Moderate Income_Existing_Miscellaneous_Natural Gas_Pool Heater_E1 | F6 | Residential | Multi-Family Moderate Income | Existing | Miscellaneous | Natural Gas | Pool Heater | E1 | Utility - Value of Sales | 62.9037 | 63.3831 | 64.041 | 64.5787 | 64.5787 | 64.5787 | 64.5787 | 64.5787 | 64.5787 | 64.5787 | 64.5787 | 64.5787 | 64.5787 | 64.5787 | 64.5787 | 64.5787 | 64.5787 | 64.5787 | 64.5787 | 64.5787 | 64.5787 | 64.5787 | 64.5787 | 64.5787 | 64.5787 | 64.5787 | 64.5787 | 64.5787 | 64.5787 | 64.5787 | 64.5787 | 64.5787 | 64.5787 | 0 | 0 | 0 | 0 | 0 | 0 | 0 | 0 | 0
F6_Residential_Multi-Family Moderate Income_Existing_Miscellaneous_Natural Gas_Pool Heater_E2 | F6 | Residential | Multi-Family Moderate Income | Existing | Miscellaneous | Natural Gas | Pool Heater | E2 | Utility - Value of Sales | 60.6482 | 61.1104 | 61.7447 | 62.2631 | 62.2631 | 62.2631 | 62.2631 | 62.2631 | 62.2631 | 62.2631 | 62.2631 | 62.2631 | 62.2631 | 62.2631 | 62.2631 | 62.2631 | 62.2631 | 62.2631 | 62.2631 | 62.2631 | 62.2631 | 62.2631 | 62.2631 | 62.2631 | 62.2631 | 62.2631 | 62.2631 | 62.2631 | 62.2631 | 62.2631 | 62.2631 | 62.2631 | 62.2631 | 0 | 0 | 0 | 0 | 0 | 0 | 0 | 0 | 0
F6_Residential_Multi-Family Moderate Income_Existing_Miscellaneous_Natural Gas_Pool Heater_E3 | F6 | Residential | Multi-Family Moderate Income | Existing | Miscellaneous | Natural Gas | Pool Heater | E3 | Utility - Value of Sales | 53.7563 | 54.166 | 54.7283 | 55.1878 | 55.1878 | 55.1878 | 55.1878 | 55.1878 | 55.1878 | 55.1878 | 55.1878 | 55.1878 | 55.1878 | 55.1878 | 55.1878 | 55.1878 | 55.1878 | 55.1878 | 55.1878 | 55.1878 | 55.1878 | 55.1878 | 55.1878 | 55.1878 | 55.1878 | 55.1878 | 55.1878 | 55.1878 | 55.1878 | 55.1878 | 55.1878 | 55.1878 | 55.1878 | 0 | 0 | 0 | 0 | 0 | 0 | 0 | 0 | 0
F6_Residential_Multi-Family Moderate Income_Existing_Miscellaneous_Natural Gas_Pool Heater_E4 | F6 | Residential | Multi-Family Moderate Income | Existing | Miscellaneous | Natural Gas | Pool Heater | E4 | Utility - Value of Sales | 53.2188 | 53.6244 | 54.181 | 54.6359 | 54.6359 | 54.6359 | 54.6359 | 54.6359 | 54.6359 | 54.6359 | 54.6359 | 54.6359 | 54.6359 | 54.6359 | 54.6359 | 54.6359 | 54.6359 | 54.6359 | 54.6359 | 54.6359 | 54.6359 | 54.6359 | 54.6359 | 54.6359 | 54.6359 | 54.6359 | 54.6359 | 54.6359 | 54.6359 | 54.6359 | 54.6359 | 54.6359 | 54.6359 | 0 | 0 | 0 | 0 | 0 | 0 | 0 | 0 | 0
F6_Residential_Multi-Family Moderate Income_Existing_Miscellaneous_Natural Gas_Pool Heater_E5 | F6 | Residential | Multi-Family Moderate Income | Existing | Miscellaneous | Natural Gas | Pool Heater | E5 | Utility - Value of Sales | 0 | 0 | 0 | 0 | 0 | 0 | 0 | 0 | 0 | 0 | 0 | 0 | 0 | 0 | 0 | 0 | 0 | 0 | 0 | 0 | 0 | 0 | 0 | 0 | 0 | 0 | 0 | 0 | 0 | 0 | 0 | 0 | 0 | 0 | 0 | 0 | 0 | 0 | 0 | 0 | 0 | 0
F6_Residential_Multi-Family Moderate Income_Existing_Miscellaneous_Natural Gas_Pool Heater_E6 | F6 | Residential | Multi-Family Moderate Income | Existing | Miscellaneous | Natural Gas | Pool Heater | E6 | Utility - Value of Sales | 0 | 0 | 0 | 0 | 0 | 0 | 0 | 0 | 0 | 0 | 0 | 0 | 0 | 0 | 0 | 0 | 0 | 0 | 0 | 0 | 0 | 0 | 0 | 0 | 0 | 0 | 0 | 0 | 0 | 0 | 0 | 0 | 0 | 0 | 0 | 0 | 0 | 0 | 0 | 0 | 0 | 0
F6_Residential_Multi-Family Moderate Income_Existing_Miscellaneous_Natural Gas_Pool Heater_E7 | F6 | Residential | Multi-Family Moderate Income | Existing | Miscellaneous | Natural Gas | Pool Heater | E7 | Utility - Value of Sales | 0 | 0 | 0 | 0 | 0 | 0 | 0 | 0 | 0 | 0 | 0 | 0 | 0 | 0 | 0 | 0 | 0 | 0 | 0 | 0 | 0 | 0 | 0 | 0 | 0 | 0 | 0 | 0 | 0 | 0 | 0 | 0 | 0 | 0 | 0 | 0 | 0 | 0 | 0 | 0 | 0 | 0
F6_Residential_Multi-Family Moderate Income_Existing_Miscellaneous_Natural Gas_Pool Heater_E8 | F6 | Residential | Multi-Family Moderate Income | Existing | Miscellaneous | Natural Gas | Pool Heater | E8 | Utility - Value of Sales | 0 | 0 | 0 | 0 | 0 | 0 | 0 | 0 | 0 | 0 | 0 | 0 | 0 | 0 | 0 | 0 | 0 | 0 | 0 | 0 | 0 | 0 | 0 | 0 | 0 | 0 | 0 | 0 | 0 | 0 | 0 | 0 | 0 | 0 | 0 | 0 | 0 | 0 | 0 | 0 | 0 | 0
F6_Residential_Multi-Family Moderate Income_Existing_Miscellaneous_Natural Gas_Pool Heater_E9 | F6 | Residential | Multi-Family Moderate Income | Existing | Miscellaneous | Natural Gas | Pool Heater | E9 | Utility - Value of Sales | 0 | 0 | 0 | 0 | 0 | 0 | 0 | 0 | 0 | 0 | 0 | 0 | 0 | 0 | 0 | 0 | 0 | 0 | 0 | 0 | 0 | 0 | 0 | 0 | 0 | 0 | 0 | 0 | 0 | 0 | 0 | 0 | 0 | 0 | 0 | 0 | 0 | 0 | 0 | 0 | 0 | 0
F6_Residential_Multi-Family Moderate Income_Existing_Miscellaneous_Natural Gas_Pool Heater_E10 | F6 | Residential | Multi-Family Moderate Income | Existing | Miscellaneous | Natural Gas | Pool Heater | E10 | Utility - Value of Sales | 0 | 0 | 0 | 0 | 0 | 0 | 0 | 0 | 0 | 0 | 0 | 0 | 0 | 0 | 0 | 0 | 0 | 0 | 0 | 0 | 0 | 0 | 0 | 0 | 0 | 0 | 0 | 0 | 0 | 0 | 0 | 0 | 0 | 0 | 0 | 0 | 0 | 0 | 0 | 0 | 0 | 0
F1_Residential_Multi-Family Moderate Income_Existing_Miscellaneous_Natural Gas_Miscellaneous_E1 | F1 | Residential | Multi-Family Moderate Income | Existing | Miscellaneous | Natural Gas | Miscellaneous | E1 | RVT - Cost of Equipment | 0 | 0 | 0 | 0 | 0 | 0 | 0 | 0 | 0 | 0 | 0 | 0 | 0 | 0 | 0 | 0 | 0 | 0 | 0 | 0 | 0 | 0 | 0 | 0 | 0 | 0 | 0 | 0 | 0 | 0 | 0 | 0 | 0 | 0 | 0 | 0 | 0 | 0 | 0 | 0 | 0 | 0
F1_Residential_Multi-Family Moderate Income_Existing_Miscellaneous_Natural Gas_Miscellaneous_E2 | F1 | Residential | Multi-Family Moderate Income | Existing | Miscellaneous | Natural Gas | Miscellaneous | E2 | RVT - Cost of Equipment | 0 | 0 | 0 | 0 | 0 | 0 | 0 | 0 | 0 | 0 | 0 | 0 | 0 | 0 | 0 | 0 | 0 | 0 | 0 | 0 | 0 | 0 | 0 | 0 | 0 | 0 | 0 | 0 | 0 | 0 | 0 | 0 | 0 | 0 | 0 | 0 | 0 | 0 | 0 | 0 | 0 | 0
F1_Residential_Multi-Family Moderate Income_Existing_Miscellaneous_Natural Gas_Miscellaneous_E3 | F1 | Residential | Multi-Family Moderate Income | Existing | Miscellaneous | Natural Gas | Miscellaneous | E3 | RVT - Cost of Equipment | 0 | 0 | 0 | 0 | 0 | 0 | 0 | 0 | 0 | 0 | 0 | 0 | 0 | 0 | 0 | 0 | 0 | 0 | 0 | 0 | 0 | 0 | 0 | 0 | 0 | 0 | 0 | 0 | 0 | 0 | 0 | 0 | 0 | 0 | 0 | 0 | 0 | 0 | 0 | 0 | 0 | 0
F1_Residential_Multi-Family Moderate Income_Existing_Miscellaneous_Natural Gas_Miscellaneous_E4 | F1 | Residential | Multi-Family Moderate Income | Existing | Miscellaneous | Natural Gas | Miscellaneous | E4 | RVT - Cost of Equipment | 0 | 0 | 0 | 0 | 0 | 0 | 0 | 0 | 0 | 0 | 0 | 0 | 0 | 0 | 0 | 0 | 0 | 0 | 0 | 0 | 0 | 0 | 0 | 0 | 0 | 0 | 0 | 0 | 0 | 0 | 0 | 0 | 0 | 0 | 0 | 0 | 0 | 0 | 0 | 0 | 0 | 0
F1_Residential_Multi-Family Moderate Income_Existing_Miscellaneous_Natural Gas_Miscellaneous_E5 | F1 | Residential | Multi-Family Moderate Income | Existing | Miscellaneous | Natural Gas | Miscellaneous | E5 | RVT - Cost of Equipment | 0 | 0 | 0 | 0 | 0 | 0 | 0 | 0 | 0 | 0 | 0 | 0 | 0 | 0 | 0 | 0 | 0 | 0 | 0 | 0 | 0 | 0 | 0 | 0 | 0 | 0 | 0 | 0 | 0 | 0 | 0 | 0 | 0 | 0 | 0 | 0 | 0 | 0 | 0 | 0 | 0 | 0
F1_Residential_Multi-Family Moderate Income_Existing_Miscellaneous_Natural Gas_Miscellaneous_E6 | F1 | Residential | Multi-Family Moderate Income | Existing | Miscellaneous | Natural Gas | Miscellaneous | E6 | RVT - Cost of Equipment | 0 | 0 | 0 | 0 | 0 | 0 | 0 | 0 | 0 | 0 | 0 | 0 | 0 | 0 | 0 | 0 | 0 | 0 | 0 | 0 | 0 | 0 | 0 | 0 | 0 | 0 | 0 | 0 | 0 | 0 | 0 | 0 | 0 | 0 | 0 | 0 | 0 | 0 | 0 | 0 | 0 | 0
F1_Residential_Multi-Family Moderate Income_Existing_Miscellaneous_Natural Gas_Miscellaneous_E7 | F1 | Residential | Multi-Family Moderate Income | Existing | Miscellaneous | Natural Gas | Miscellaneous | E7 | RVT - Cost of Equipment | 0 | 0 | 0 | 0 | 0 | 0 | 0 | 0 | 0 | 0 | 0 | 0 | 0 | 0 | 0 | 0 | 0 | 0 | 0 | 0 | 0 | 0 | 0 | 0 | 0 | 0 | 0 | 0 | 0 | 0 | 0 | 0 | 0 | 0 | 0 | 0 | 0 | 0 | 0 | 0 | 0 | 0
F1_Residential_Multi-Family Moderate Income_Existing_Miscellaneous_Natural Gas_Miscellaneous_E8 | F1 | Residential | Multi-Family Moderate Income | Existing | Miscellaneous | Natural Gas | Miscellaneous | E8 | RVT - Cost of Equipment | 0 | 0 | 0 | 0 | 0 | 0 | 0 | 0 | 0 | 0 | 0 | 0 | 0 | 0 | 0 | 0 | 0 | 0 | 0 | 0 | 0 | 0 | 0 | 0 | 0 | 0 | 0 | 0 | 0 | 0 | 0 | 0 | 0 | 0 | 0 | 0 | 0 | 0 | 0 | 0 | 0 | 0
F1_Residential_Multi-Family Moderate Income_Existing_Miscellaneous_Natural Gas_Miscellaneous_E9 | F1 | Residential | Multi-Family Moderate Income | Existing | Miscellaneous | Natural Gas | Miscellaneous | E9 | RVT - Cost of Equipment | 0 | 0 | 0 | 0 | 0 | 0 | 0 | 0 | 0 | 0 | 0 | 0 | 0 | 0 | 0 | 0 | 0 | 0 | 0 | 0 | 0 | 0 | 0 | 0 | 0 | 0 | 0 | 0 | 0 | 0 | 0 | 0 | 0 | 0 | 0 | 0 | 0 | 0 | 0 | 0 | 0 | 0
F1_Residential_Multi-Family Moderate Income_Existing_Miscellaneous_Natural Gas_Miscellaneous_E10 | F1 | Residential | Multi-Family Moderate Income | Existing | Miscellaneous | Natural Gas | Miscellaneous | E10 | RVT - Cost of Equipment | 0 | 0 | 0 | 0 | 0 | 0 | 0 | 0 | 0 | 0 | 0 | 0 | 0 | 0 | 0 | 0 | 0 | 0 | 0 | 0 | 0 | 0 | 0 | 0 | 0 | 0 | 0 | 0 | 0 | 0 | 0 | 0 | 0 | 0 | 0 | 0 | 0 | 0 | 0 | 0 | 0 | 0
F2_Residential_Multi-Family Moderate Income_Existing_Miscellaneous_Natural Gas_Miscellaneous_E1 | F2 | Residential | Multi-Family Moderate Income | Existing | Miscellaneous | Natural Gas | Miscellaneous | E1 | RVT - Cost of Operation | 0 | 0 | 0 | 0 | 0 | 0 | 0 | 0 | 0 | 0 | 0 | 0 | 0 | 0 | 0 | 0 | 0 | 0 | 0 | 0 | 0 | 0 | 0 | 0 | 0 | 0 | 0 | 0 | 0 | 0 | 0 | 0 | 0 | 0 | 0 | 0 | 0 | 0 | 0 | 0 | 0 | 0
F2_Residential_Multi-Family Moderate Income_Existing_Miscellaneous_Natural Gas_Miscellaneous_E2 | F2 | Residential | Multi-Family Moderate Income | Existing | Miscellaneous | Natural Gas | Miscellaneous | E2 | RVT - Cost of Operation | 0 | 0 | 0 | 0 | 0 | 0 | 0 | 0 | 0 | 0 | 0 | 0 | 0 | 0 | 0 | 0 | 0 | 0 | 0 | 0 | 0 | 0 | 0 | 0 | 0 | 0 | 0 | 0 | 0 | 0 | 0 | 0 | 0 | 0 | 0 | 0 | 0 | 0 | 0 | 0 | 0 | 0
F2_Residential_Multi-Family Moderate Income_Existing_Miscellaneous_Natural Gas_Miscellaneous_E3 | F2 | Residential | Multi-Family Moderate Income | Existing | Miscellaneous | Natural Gas | Miscellaneous | E3 | RVT - Cost of Operation | 0 | 0 | 0 | 0 | 0 | 0 | 0 | 0 | 0 | 0 | 0 | 0 | 0 | 0 | 0 | 0 | 0 | 0 | 0 | 0 | 0 | 0 | 0 | 0 | 0 | 0 | 0 | 0 | 0 | 0 | 0 | 0 | 0 | 0 | 0 | 0 | 0 | 0 | 0 | 0 | 0 | 0
F2_Residential_Multi-Family Moderate Income_Existing_Miscellaneous_Natural Gas_Miscellaneous_E4 | F2 | Residential | Multi-Family Moderate Income | Existing | Miscellaneous | Natural Gas | Miscellaneous | E4 | RVT - Cost of Operation | 0 | 0 | 0 | 0 | 0 | 0 | 0 | 0 | 0 | 0 | 0 | 0 | 0 | 0 | 0 | 0 | 0 | 0 | 0 | 0 | 0 | 0 | 0 | 0 | 0 | 0 | 0 | 0 | 0 | 0 | 0 | 0 | 0 | 0 | 0 | 0 | 0 | 0 | 0 | 0 | 0 | 0
F2_Residential_Multi-Family Moderate Income_Existing_Miscellaneous_Natural Gas_Miscellaneous_E5 | F2 | Residential | Multi-Family Moderate Income | Existing | Miscellaneous | Natural Gas | Miscellaneous | E5 | RVT - Cost of Operation | 0 | 0 | 0 | 0 | 0 | 0 | 0 | 0 | 0 | 0 | 0 | 0 | 0 | 0 | 0 | 0 | 0 | 0 | 0 | 0 | 0 | 0 | 0 | 0 | 0 | 0 | 0 | 0 | 0 | 0 | 0 | 0 | 0 | 0 | 0 | 0 | 0 | 0 | 0 | 0 | 0 | 0
F2_Residential_Multi-Family Moderate Income_Existing_Miscellaneous_Natural Gas_Miscellaneous_E6 | F2 | Residential | Multi-Family Moderate Income | Existing | Miscellaneous | Natural Gas | Miscellaneous | E6 | RVT - Cost of Operation | 0 | 0 | 0 | 0 | 0 | 0 | 0 | 0 | 0 | 0 | 0 | 0 | 0 | 0 | 0 | 0 | 0 | 0 | 0 | 0 | 0 | 0 | 0 | 0 | 0 | 0 | 0 | 0 | 0 | 0 | 0 | 0 | 0 | 0 | 0 | 0 | 0 | 0 | 0 | 0 | 0 | 0
F2_Residential_Multi-Family Moderate Income_Existing_Miscellaneous_Natural Gas_Miscellaneous_E7 | F2 | Residential | Multi-Family Moderate Income | Existing | Miscellaneous | Natural Gas | Miscellaneous | E7 | RVT - Cost of Operation | 0 | 0 | 0 | 0 | 0 | 0 | 0 | 0 | 0 | 0 | 0 | 0 | 0 | 0 | 0 | 0 | 0 | 0 | 0 | 0 | 0 | 0 | 0 | 0 | 0 | 0 | 0 | 0 | 0 | 0 | 0 | 0 | 0 | 0 | 0 | 0 | 0 | 0 | 0 | 0 | 0 | 0
F2_Residential_Multi-Family Moderate Income_Existing_Miscellaneous_Natural Gas_Miscellaneous_E8 | F2 | Residential | Multi-Family Moderate Income | Existing | Miscellaneous | Natural Gas | Miscellaneous | E8 | RVT - Cost of Operation | 0 | 0 | 0 | 0 | 0 | 0 | 0 | 0 | 0 | 0 | 0 | 0 | 0 | 0 | 0 | 0 | 0 | 0 | 0 | 0 | 0 | 0 | 0 | 0 | 0 | 0 | 0 | 0 | 0 | 0 | 0 | 0 | 0 | 0 | 0 | 0 | 0 | 0 | 0 | 0 | 0 | 0
F2_Residential_Multi-Family Moderate Income_Existing_Miscellaneous_Natural Gas_Miscellaneous_E9 | F2 | Residential | Multi-Family Moderate Income | Existing | Miscellaneous | Natural Gas | Miscellaneous | E9 | RVT - Cost of Operation | 0 | 0 | 0 | 0 | 0 | 0 | 0 | 0 | 0 | 0 | 0 | 0 | 0 | 0 | 0 | 0 | 0 | 0 | 0 | 0 | 0 | 0 | 0 | 0 | 0 | 0 | 0 | 0 | 0 | 0 | 0 | 0 | 0 | 0 | 0 | 0 | 0 | 0 | 0 | 0 | 0 | 0
F2_Residential_Multi-Family Moderate Income_Existing_Miscellaneous_Natural Gas_Miscellaneous_E10 | F2 | Residential | Multi-Family Moderate Income | Existing | Miscellaneous | Natural Gas | Miscellaneous | E10 | RVT - Cost of Operation | 0 | 0 | 0 | 0 | 0 | 0 | 0 | 0 | 0 | 0 | 0 | 0 | 0 | 0 | 0 | 0 | 0 | 0 | 0 | 0 | 0 | 0 | 0 | 0 | 0 | 0 | 0 | 0 | 0 | 0 | 0 | 0 | 0 | 0 | 0 | 0 | 0 | 0 | 0 | 0 | 0 | 0
F3_Residential_Multi-Family Moderate Income_Existing_Miscellaneous_Natural Gas_Miscellaneous_E1 | F3 | Residential | Multi-Family Moderate Income | Existing | Miscellaneous | Natural Gas | Miscellaneous | E1 | System - kBTUs of Consumption | 16.4611 | 16.4611 | 16.4611 | 16.4611 | 16.4611 | 16.4611 | 16.4611 | 16.4611 | 16.4611 | 16.4611 | 16.4611 | 16.4611 | 16.4611 | 16.4611 | 16.4611 | 16.4611 | 16.4611 | 16.4611 | 16.4611 | 16.4611 | 16.4611 | 16.4611 | 16.4611 | 16.4611 | 16.4611 | 16.4611 | 16.4611 | 16.4611 | 16.4611 | 16.4611 | 16.4611 | 16.4611 | 16.4611 | 0 | 0 | 0 | 0 | 0 | 0 | 0 | 0 | 0
F3_Residential_Multi-Family Moderate Income_Existing_Miscellaneous_Natural Gas_Miscellaneous_E2 | F3 | Residential | Multi-Family Moderate Income | Existing | Miscellaneous | Natural Gas | Miscellaneous | E2 | System - kBTUs of Consumption | 0 | 0 | 0 | 0 | 0 | 0 | 0 | 0 | 0 | 0 | 0 | 0 | 0 | 0 | 0 | 0 | 0 | 0 | 0 | 0 | 0 | 0 | 0 | 0 | 0 | 0 | 0 | 0 | 0 | 0 | 0 | 0 | 0 | 0 | 0 | 0 | 0 | 0 | 0 | 0 | 0 | 0
F3_Residential_Multi-Family Moderate Income_Existing_Miscellaneous_Natural Gas_Miscellaneous_E3 | F3 | Residential | Multi-Family Moderate Income | Existing | Miscellaneous | Natural Gas | Miscellaneous | E3 | System - kBTUs of Consumption | 0 | 0 | 0 | 0 | 0 | 0 | 0 | 0 | 0 | 0 | 0 | 0 | 0 | 0 | 0 | 0 | 0 | 0 | 0 | 0 | 0 | 0 | 0 | 0 | 0 | 0 | 0 | 0 | 0 | 0 | 0 | 0 | 0 | 0 | 0 | 0 | 0 | 0 | 0 | 0 | 0 | 0
F3_Residential_Multi-Family Moderate Income_Existing_Miscellaneous_Natural Gas_Miscellaneous_E4 | F3 | Residential | Multi-Family Moderate Income | Existing | Miscellaneous | Natural Gas | Miscellaneous | E4 | System - kBTUs of Consumption | 0 | 0 | 0 | 0 | 0 | 0 | 0 | 0 | 0 | 0 | 0 | 0 | 0 | 0 | 0 | 0 | 0 | 0 | 0 | 0 | 0 | 0 | 0 | 0 | 0 | 0 | 0 | 0 | 0 | 0 | 0 | 0 | 0 | 0 | 0 | 0 | 0 | 0 | 0 | 0 | 0 | 0
F3_Residential_Multi-Family Moderate Income_Existing_Miscellaneous_Natural Gas_Miscellaneous_E5 | F3 | Residential | Multi-Family Moderate Income | Existing | Miscellaneous | Natural Gas | Miscellaneous | E5 | System - kBTUs of Consumption | 0 | 0 | 0 | 0 | 0 | 0 | 0 | 0 | 0 | 0 | 0 | 0 | 0 | 0 | 0 | 0 | 0 | 0 | 0 | 0 | 0 | 0 | 0 | 0 | 0 | 0 | 0 | 0 | 0 | 0 | 0 | 0 | 0 | 0 | 0 | 0 | 0 | 0 | 0 | 0 | 0 | 0
F3_Residential_Multi-Family Moderate Income_Existing_Miscellaneous_Natural Gas_Miscellaneous_E6 | F3 | Residential | Multi-Family Moderate Income | Existing | Miscellaneous | Natural Gas | Miscellaneous | E6 | System - kBTUs of Consumption | 0 | 0 | 0 | 0 | 0 | 0 | 0 | 0 | 0 | 0 | 0 | 0 | 0 | 0 | 0 | 0 | 0 | 0 | 0 | 0 | 0 | 0 | 0 | 0 | 0 | 0 | 0 | 0 | 0 | 0 | 0 | 0 | 0 | 0 | 0 | 0 | 0 | 0 | 0 | 0 | 0 | 0
F3_Residential_Multi-Family Moderate Income_Existing_Miscellaneous_Natural Gas_Miscellaneous_E7 | F3 | Residential | Multi-Family Moderate Income | Existing | Miscellaneous | Natural Gas | Miscellaneous | E7 | System - kBTUs of Consumption | 0 | 0 | 0 | 0 | 0 | 0 | 0 | 0 | 0 | 0 | 0 | 0 | 0 | 0 | 0 | 0 | 0 | 0 | 0 | 0 | 0 | 0 | 0 | 0 | 0 | 0 | 0 | 0 | 0 | 0 | 0 | 0 | 0 | 0 | 0 | 0 | 0 | 0 | 0 | 0 | 0 | 0
F3_Residential_Multi-Family Moderate Income_Existing_Miscellaneous_Natural Gas_Miscellaneous_E8 | F3 | Residential | Multi-Family Moderate Income | Existing | Miscellaneous | Natural Gas | Miscellaneous | E8 | System - kBTUs of Consumption | 0 | 0 | 0 | 0 | 0 | 0 | 0 | 0 | 0 | 0 | 0 | 0 | 0 | 0 | 0 | 0 | 0 | 0 | 0 | 0 | 0 | 0 | 0 | 0 | 0 | 0 | 0 | 0 | 0 | 0 | 0 | 0 | 0 | 0 | 0 | 0 | 0 | 0 | 0 | 0 | 0 | 0
F3_Residential_Multi-Family Moderate Income_Existing_Miscellaneous_Natural Gas_Miscellaneous_E9 | F3 | Residential | Multi-Family Moderate Income | Existing | Miscellaneous | Natural Gas | Miscellaneous | E9 | System - kBTUs of Consumption | 0 | 0 | 0 | 0 | 0 | 0 | 0 | 0 | 0 | 0 | 0 | 0 | 0 | 0 | 0 | 0 | 0 | 0 | 0 | 0 | 0 | 0 | 0 | 0 | 0 | 0 | 0 | 0 | 0 | 0 | 0 | 0 | 0 | 0 | 0 | 0 | 0 | 0 | 0 | 0 | 0 | 0
F3_Residential_Multi-Family Moderate Income_Existing_Miscellaneous_Natural Gas_Miscellaneous_E10 | F3 | Residential | Multi-Family Moderate Income | Existing | Miscellaneous | Natural Gas | Miscellaneous | E10 | System - kBTUs of Consumption | 0 | 0 | 0 | 0 | 0 | 0 | 0 | 0 | 0 | 0 | 0 | 0 | 0 | 0 | 0 | 0 | 0 | 0 | 0 | 0 | 0 | 0 | 0 | 0 | 0 | 0 | 0 | 0 | 0 | 0 | 0 | 0 | 0 | 0 | 0 | 0 | 0 | 0 | 0 | 0 | 0 | 0
F4_Residential_Multi-Family Moderate Income_Existing_Miscellaneous_Natural Gas_Miscellaneous_E1 | F4 | Residential | Multi-Family Moderate Income | Existing | Miscellaneous | Natural Gas | Miscellaneous | E1 | Utility - Cost of Equipment | 0 | 0 | 0 | 0 | 0 | 0 | 0 | 0 | 0 | 0 | 0 | 0 | 0 | 0 | 0 | 0 | 0 | 0 | 0 | 0 | 0 | 0 | 0 | 0 | 0 | 0 | 0 | 0 | 0 | 0 | 0 | 0 | 0 | 0 | 0 | 0 | 0 | 0 | 0 | 0 | 0 | 0
F4_Residential_Multi-Family Moderate Income_Existing_Miscellaneous_Natural Gas_Miscellaneous_E2 | F4 | Residential | Multi-Family Moderate Income | Existing | Miscellaneous | Natural Gas | Miscellaneous | E2 | Utility - Cost of Equipment | 0 | 0 | 0 | 0 | 0 | 0 | 0 | 0 | 0 | 0 | 0 | 0 | 0 | 0 | 0 | 0 | 0 | 0 | 0 | 0 | 0 | 0 | 0 | 0 | 0 | 0 | 0 | 0 | 0 | 0 | 0 | 0 | 0 | 0 | 0 | 0 | 0 | 0 | 0 | 0 | 0 | 0
F4_Residential_Multi-Family Moderate Income_Existing_Miscellaneous_Natural Gas_Miscellaneous_E3 | F4 | Residential | Multi-Family Moderate Income | Existing | Miscellaneous | Natural Gas | Miscellaneous | E3 | Utility - Cost of Equipment | 0 | 0 | 0 | 0 | 0 | 0 | 0 | 0 | 0 | 0 | 0 | 0 | 0 | 0 | 0 | 0 | 0 | 0 | 0 | 0 | 0 | 0 | 0 | 0 | 0 | 0 | 0 | 0 | 0 | 0 | 0 | 0 | 0 | 0 | 0 | 0 | 0 | 0 | 0 | 0 | 0 | 0
F4_Residential_Multi-Family Moderate Income_Existing_Miscellaneous_Natural Gas_Miscellaneous_E4 | F4 | Residential | Multi-Family Moderate Income | Existing | Miscellaneous | Natural Gas | Miscellaneous | E4 | Utility - Cost of Equipment | 0 | 0 | 0 | 0 | 0 | 0 | 0 | 0 | 0 | 0 | 0 | 0 | 0 | 0 | 0 | 0 | 0 | 0 | 0 | 0 | 0 | 0 | 0 | 0 | 0 | 0 | 0 | 0 | 0 | 0 | 0 | 0 | 0 | 0 | 0 | 0 | 0 | 0 | 0 | 0 | 0 | 0
F4_Residential_Multi-Family Moderate Income_Existing_Miscellaneous_Natural Gas_Miscellaneous_E5 | F4 | Residential | Multi-Family Moderate Income | Existing | Miscellaneous | Natural Gas | Miscellaneous | E5 | Utility - Cost of Equipment | 0 | 0 | 0 | 0 | 0 | 0 | 0 | 0 | 0 | 0 | 0 | 0 | 0 | 0 | 0 | 0 | 0 | 0 | 0 | 0 | 0 | 0 | 0 | 0 | 0 | 0 | 0 | 0 | 0 | 0 | 0 | 0 | 0 | 0 | 0 | 0 | 0 | 0 | 0 | 0 | 0 | 0
F4_Residential_Multi-Family Moderate Income_Existing_Miscellaneous_Natural Gas_Miscellaneous_E6 | F4 | Residential | Multi-Family Moderate Income | Existing | Miscellaneous | Natural Gas | Miscellaneous | E6 | Utility - Cost of Equipment | 0 | 0 | 0 | 0 | 0 | 0 | 0 | 0 | 0 | 0 | 0 | 0 | 0 | 0 | 0 | 0 | 0 | 0 | 0 | 0 | 0 | 0 | 0 | 0 | 0 | 0 | 0 | 0 | 0 | 0 | 0 | 0 | 0 | 0 | 0 | 0 | 0 | 0 | 0 | 0 | 0 | 0
F4_Residential_Multi-Family Moderate Income_Existing_Miscellaneous_Natural Gas_Miscellaneous_E7 | F4 | Residential | Multi-Family Moderate Income | Existing | Miscellaneous | Natural Gas | Miscellaneous | E7 | Utility - Cost of Equipment | 0 | 0 | 0 | 0 | 0 | 0 | 0 | 0 | 0 | 0 | 0 | 0 | 0 | 0 | 0 | 0 | 0 | 0 | 0 | 0 | 0 | 0 | 0 | 0 | 0 | 0 | 0 | 0 | 0 | 0 | 0 | 0 | 0 | 0 | 0 | 0 | 0 | 0 | 0 | 0 | 0 | 0
F4_Residential_Multi-Family Moderate Income_Existing_Miscellaneous_Natural Gas_Miscellaneous_E8 | F4 | Residential | Multi-Family Moderate Income | Existing | Miscellaneous | Natural Gas | Miscellaneous | E8 | Utility - Cost of Equipment | 0 | 0 | 0 | 0 | 0 | 0 | 0 | 0 | 0 | 0 | 0 | 0 | 0 | 0 | 0 | 0 | 0 | 0 | 0 | 0 | 0 | 0 | 0 | 0 | 0 | 0 | 0 | 0 | 0 | 0 | 0 | 0 | 0 | 0 | 0 | 0 | 0 | 0 | 0 | 0 | 0 | 0
F4_Residential_Multi-Family Moderate Income_Existing_Miscellaneous_Natural Gas_Miscellaneous_E9 | F4 | Residential | Multi-Family Moderate Income | Existing | Miscellaneous | Natural Gas | Miscellaneous | E9 | Utility - Cost of Equipment | 0 | 0 | 0 | 0 | 0 | 0 | 0 | 0 | 0 | 0 | 0 | 0 | 0 | 0 | 0 | 0 | 0 | 0 | 0 | 0 | 0 | 0 | 0 | 0 | 0 | 0 | 0 | 0 | 0 | 0 | 0 | 0 | 0 | 0 | 0 | 0 | 0 | 0 | 0 | 0 | 0 | 0
F4_Residential_Multi-Family Moderate Income_Existing_Miscellaneous_Natural Gas_Miscellaneous_E10 | F4 | Residential | Multi-Family Moderate Income | Existing | Miscellaneous | Natural Gas | Miscellaneous | E10 | Utility - Cost of Equipment | 0 | 0 | 0 | 0 | 0 | 0 | 0 | 0 | 0 | 0 | 0 | 0 | 0 | 0 | 0 | 0 | 0 | 0 | 0 | 0 | 0 | 0 | 0 | 0 | 0 | 0 | 0 | 0 | 0 | 0 | 0 | 0 | 0 | 0 | 0 | 0 | 0 | 0 | 0 | 0 | 0 | 0
F5_Residential_Multi-Family Moderate Income_Existing_Miscellaneous_Natural Gas_Miscellaneous_E1 | F5 | Residential | Multi-Family Moderate Income | Existing | Miscellaneous | Natural Gas | Miscellaneous | E1 | Utility - Cost of Operation | 16.4611 | 16.4611 | 16.4611 | 16.4611 | 16.4611 | 16.4611 | 16.4611 | 16.4611 | 16.4611 | 16.4611 | 16.4611 | 16.4611 | 16.4611 | 16.4611 | 16.4611 | 16.4611 | 16.4611 | 16.4611 | 16.4611 | 16.4611 | 16.4611 | 16.4611 | 16.4611 | 16.4611 | 16.4611 | 16.4611 | 16.4611 | 16.4611 | 16.4611 | 16.4611 | 16.4611 | 16.4611 | 16.4611 | 0 | 0 | 0 | 0 | 0 | 0 | 0 | 0 | 0
F5_Residential_Multi-Family Moderate Income_Existing_Miscellaneous_Natural Gas_Miscellaneous_E2 | F5 | Residential | Multi-Family Moderate Income | Existing | Miscellaneous | Natural Gas | Miscellaneous | E2 | Utility - Cost of Operation | 0 | 0 | 0 | 0 | 0 | 0 | 0 | 0 | 0 | 0 | 0 | 0 | 0 | 0 | 0 | 0 | 0 | 0 | 0 | 0 | 0 | 0 | 0 | 0 | 0 | 0 | 0 | 0 | 0 | 0 | 0 | 0 | 0 | 0 | 0 | 0 | 0 | 0 | 0 | 0 | 0 | 0
F5_Residential_Multi-Family Moderate Income_Existing_Miscellaneous_Natural Gas_Miscellaneous_E3 | F5 | Residential | Multi-Family Moderate Income | Existing | Miscellaneous | Natural Gas | Miscellaneous | E3 | Utility - Cost of Operation | 0 | 0 | 0 | 0 | 0 | 0 | 0 | 0 | 0 | 0 | 0 | 0 | 0 | 0 | 0 | 0 | 0 | 0 | 0 | 0 | 0 | 0 | 0 | 0 | 0 | 0 | 0 | 0 | 0 | 0 | 0 | 0 | 0 | 0 | 0 | 0 | 0 | 0 | 0 | 0 | 0 | 0
F5_Residential_Multi-Family Moderate Income_Existing_Miscellaneous_Natural Gas_Miscellaneous_E4 | F5 | Residential | Multi-Family Moderate Income | Existing | Miscellaneous | Natural Gas | Miscellaneous | E4 | Utility - Cost of Operation | 0 | 0 | 0 | 0 | 0 | 0 | 0 | 0 | 0 | 0 | 0 | 0 | 0 | 0 | 0 | 0 | 0 | 0 | 0 | 0 | 0 | 0 | 0 | 0 | 0 | 0 | 0 | 0 | 0 | 0 | 0 | 0 | 0 | 0 | 0 | 0 | 0 | 0 | 0 | 0 | 0 | 0
F5_Residential_Multi-Family Moderate Income_Existing_Miscellaneous_Natural Gas_Miscellaneous_E5 | F5 | Residential | Multi-Family Moderate Income | Existing | Miscellaneous | Natural Gas | Miscellaneous | E5 | Utility - Cost of Operation | 0 | 0 | 0 | 0 | 0 | 0 | 0 | 0 | 0 | 0 | 0 | 0 | 0 | 0 | 0 | 0 | 0 | 0 | 0 | 0 | 0 | 0 | 0 | 0 | 0 | 0 | 0 | 0 | 0 | 0 | 0 | 0 | 0 | 0 | 0 | 0 | 0 | 0 | 0 | 0 | 0 | 0
F5_Residential_Multi-Family Moderate Income_Existing_Miscellaneous_Natural Gas_Miscellaneous_E6 | F5 | Residential | Multi-Family Moderate Income | Existing | Miscellaneous | Natural Gas | Miscellaneous | E6 | Utility - Cost of Operation | 0 | 0 | 0 | 0 | 0 | 0 | 0 | 0 | 0 | 0 | 0 | 0 | 0 | 0 | 0 | 0 | 0 | 0 | 0 | 0 | 0 | 0 | 0 | 0 | 0 | 0 | 0 | 0 | 0 | 0 | 0 | 0 | 0 | 0 | 0 | 0 | 0 | 0 | 0 | 0 | 0 | 0
F5_Residential_Multi-Family Moderate Income_Existing_Miscellaneous_Natural Gas_Miscellaneous_E7 | F5 | Residential | Multi-Family Moderate Income | Existing | Miscellaneous | Natural Gas | Miscellaneous | E7 | Utility - Cost of Operation | 0 | 0 | 0 | 0 | 0 | 0 | 0 | 0 | 0 | 0 | 0 | 0 | 0 | 0 | 0 | 0 | 0 | 0 | 0 | 0 | 0 | 0 | 0 | 0 | 0 | 0 | 0 | 0 | 0 | 0 | 0 | 0 | 0 | 0 | 0 | 0 | 0 | 0 | 0 | 0 | 0 | 0
F5_Residential_Multi-Family Moderate Income_Existing_Miscellaneous_Natural Gas_Miscellaneous_E8 | F5 | Residential | Multi-Family Moderate Income | Existing | Miscellaneous | Natural Gas | Miscellaneous | E8 | Utility - Cost of Operation | 0 | 0 | 0 | 0 | 0 | 0 | 0 | 0 | 0 | 0 | 0 | 0 | 0 | 0 | 0 | 0 | 0 | 0 | 0 | 0 | 0 | 0 | 0 | 0 | 0 | 0 | 0 | 0 | 0 | 0 | 0 | 0 | 0 | 0 | 0 | 0 | 0 | 0 | 0 | 0 | 0 | 0
F5_Residential_Multi-Family Moderate Income_Existing_Miscellaneous_Natural Gas_Miscellaneous_E9 | F5 | Residential | Multi-Family Moderate Income | Existing | Miscellaneous | Natural Gas | Miscellaneous | E9 | Utility - Cost of Operation | 0 | 0 | 0 | 0 | 0 | 0 | 0 | 0 | 0 | 0 | 0 | 0 | 0 | 0 | 0 | 0 | 0 | 0 | 0 | 0 | 0 | 0 | 0 | 0 | 0 | 0 | 0 | 0 | 0 | 0 | 0 | 0 | 0 | 0 | 0 | 0 | 0 | 0 | 0 | 0 | 0 | 0
F5_Residential_Multi-Family Moderate Income_Existing_Miscellaneous_Natural Gas_Miscellaneous_E10 | F5 | Residential | Multi-Family Moderate Income | Existing | Miscellaneous | Natural Gas | Miscellaneous | E10 | Utility - Cost of Operation | 0 | 0 | 0 | 0 | 0 | 0 | 0 | 0 | 0 | 0 | 0 | 0 | 0 | 0 | 0 | 0 | 0 | 0 | 0 | 0 | 0 | 0 | 0 | 0 | 0 | 0 | 0 | 0 | 0 | 0 | 0 | 0 | 0 | 0 | 0 | 0 | 0 | 0 | 0 | 0 | 0 | 0
F6_Residential_Multi-Family Moderate Income_Existing_Miscellaneous_Natural Gas_Miscellaneous_E1 | F6 | Residential | Multi-Family Moderate Income | Existing | Miscellaneous | Natural Gas | Miscellaneous | E1 | Utility - Value of Sales | 5.9083 | 5.9689 | 6.052 | 6.1199 | 6.1199 | 6.1199 | 6.1199 | 6.1199 | 6.1199 | 6.1199 | 6.1199 | 6.1199 | 6.1199 | 6.1199 | 6.1199 | 6.1199 | 6.1199 | 6.1199 | 6.1199 | 6.1199 | 6.1199 | 6.1199 | 6.1199 | 6.1199 | 6.1199 | 6.1199 | 6.1199 | 6.1199 | 6.1199 | 6.1199 | 6.1199 | 6.1199 | 6.1199 | 0 | 0 | 0 | 0 | 0 | 0 | 0 | 0 | 0
F6_Residential_Multi-Family Moderate Income_Existing_Miscellaneous_Natural Gas_Miscellaneous_E2 | F6 | Residential | Multi-Family Moderate Income | Existing | Miscellaneous | Natural Gas | Miscellaneous | E2 | Utility - Value of Sales | 0 | 0 | 0 | 0 | 0 | 0 | 0 | 0 | 0 | 0 | 0 | 0 | 0 | 0 | 0 | 0 | 0 | 0 | 0 | 0 | 0 | 0 | 0 | 0 | 0 | 0 | 0 | 0 | 0 | 0 | 0 | 0 | 0 | 0 | 0 | 0 | 0 | 0 | 0 | 0 | 0 | 0
F6_Residential_Multi-Family Moderate Income_Existing_Miscellaneous_Natural Gas_Miscellaneous_E3 | F6 | Residential | Multi-Family Moderate Income | Existing | Miscellaneous | Natural Gas | Miscellaneous | E3 | Utility - Value of Sales | 0 | 0 | 0 | 0 | 0 | 0 | 0 | 0 | 0 | 0 | 0 | 0 | 0 | 0 | 0 | 0 | 0 | 0 | 0 | 0 | 0 | 0 | 0 | 0 | 0 | 0 | 0 | 0 | 0 | 0 | 0 | 0 | 0 | 0 | 0 | 0 | 0 | 0 | 0 | 0 | 0 | 0
F6_Residential_Multi-Family Moderate Income_Existing_Miscellaneous_Natural Gas_Miscellaneous_E4 | F6 | Residential | Multi-Family Moderate Income | Existing | Miscellaneous | Natural Gas | Miscellaneous | E4 | Utility - Value of Sales | 0 | 0 | 0 | 0 | 0 | 0 | 0 | 0 | 0 | 0 | 0 | 0 | 0 | 0 | 0 | 0 | 0 | 0 | 0 | 0 | 0 | 0 | 0 | 0 | 0 | 0 | 0 | 0 | 0 | 0 | 0 | 0 | 0 | 0 | 0 | 0 | 0 | 0 | 0 | 0 | 0 | 0
F6_Residential_Multi-Family Moderate Income_Existing_Miscellaneous_Natural Gas_Miscellaneous_E5 | F6 | Residential | Multi-Family Moderate Income | Existing | Miscellaneous | Natural Gas | Miscellaneous | E5 | Utility - Value of Sales | 0 | 0 | 0 | 0 | 0 | 0 | 0 | 0 | 0 | 0 | 0 | 0 | 0 | 0 | 0 | 0 | 0 | 0 | 0 | 0 | 0 | 0 | 0 | 0 | 0 | 0 | 0 | 0 | 0 | 0 | 0 | 0 | 0 | 0 | 0 | 0 | 0 | 0 | 0 | 0 | 0 | 0
F6_Residential_Multi-Family Moderate Income_Existing_Miscellaneous_Natural Gas_Miscellaneous_E6 | F6 | Residential | Multi-Family Moderate Income | Existing | Miscellaneous | Natural Gas | Miscellaneous | E6 | Utility - Value of Sales | 0 | 0 | 0 | 0 | 0 | 0 | 0 | 0 | 0 | 0 | 0 | 0 | 0 | 0 | 0 | 0 | 0 | 0 | 0 | 0 | 0 | 0 | 0 | 0 | 0 | 0 | 0 | 0 | 0 | 0 | 0 | 0 | 0 | 0 | 0 | 0 | 0 | 0 | 0 | 0 | 0 | 0
F6_Residential_Multi-Family Moderate Income_Existing_Miscellaneous_Natural Gas_Miscellaneous_E7 | F6 | Residential | Multi-Family Moderate Income | Existing | Miscellaneous | Natural Gas | Miscellaneous | E7 | Utility - Value of Sales | 0 | 0 | 0 | 0 | 0 | 0 | 0 | 0 | 0 | 0 | 0 | 0 | 0 | 0 | 0 | 0 | 0 | 0 | 0 | 0 | 0 | 0 | 0 | 0 | 0 | 0 | 0 | 0 | 0 | 0 | 0 | 0 | 0 | 0 | 0 | 0 | 0 | 0 | 0 | 0 | 0 | 0
F6_Residential_Multi-Family Moderate Income_Existing_Miscellaneous_Natural Gas_Miscellaneous_E8 | F6 | Residential | Multi-Family Moderate Income | Existing | Miscellaneous | Natural Gas | Miscellaneous | E8 | Utility - Value of Sales | 0 | 0 | 0 | 0 | 0 | 0 | 0 | 0 | 0 | 0 | 0 | 0 | 0 | 0 | 0 | 0 | 0 | 0 | 0 | 0 | 0 | 0 | 0 | 0 | 0 | 0 | 0 | 0 | 0 | 0 | 0 | 0 | 0 | 0 | 0 | 0 | 0 | 0 | 0 | 0 | 0 | 0
F6_Residential_Multi-Family Moderate Income_Existing_Miscellaneous_Natural Gas_Miscellaneous_E9 | F6 | Residential | Multi-Family Moderate Income | Existing | Miscellaneous | Natural Gas | Miscellaneous | E9 | Utility - Value of Sales | 0 | 0 | 0 | 0 | 0 | 0 | 0 | 0 | 0 | 0 | 0 | 0 | 0 | 0 | 0 | 0 | 0 | 0 | 0 | 0 | 0 | 0 | 0 | 0 | 0 | 0 | 0 | 0 | 0 | 0 | 0 | 0 | 0 | 0 | 0 | 0 | 0 | 0 | 0 | 0 | 0 | 0
F6_Residential_Multi-Family Moderate Income_Existing_Miscellaneous_Natural Gas_Miscellaneous_E10 | F6 | Residential | Multi-Family Moderate Income | Existing | Miscellaneous | Natural Gas | Miscellaneous | E10 | Utility - Value of Sales | 0 | 0 | 0 | 0 | 0 | 0 | 0 | 0 | 0 | 0 | 0 | 0 | 0 | 0 | 0 | 0 | 0 | 0 | 0 | 0 | 0 | 0 | 0 | 0 | 0 | 0 | 0 | 0 | 0 | 0 | 0 | 0 | 0 | 0 | 0 | 0 | 0 | 0 | 0 | 0 | 0 | 0
F1_Residential_Multi-Family Moderate Income_New_Space Heating_Natural Gas_Furnace_E1 | F1 | Residential | Multi-Family Moderate Income | New | Space Heating | Natural Gas | Furnace | E1 | RVT - Cost of Equipment | 635.4453 | 635.984 | 637.8257 | 639.1401 | 637.0215 | 0 | 0 | 0 | 0 | 0 | 0 | 0 | 0 | 0 | 0 | 0 | 0 | 0 | 0 | 0 | 0 | 0 | 0 | 0 | 0 | 0 | 0 | 0 | 0 | 0 | 0 | 0 | 0 | 0 | 0 | 0 | 0 | 0 | 0 | 0 | 0 | 0
F1_Residential_Multi-Family Moderate Income_New_Space Heating_Natural Gas_Furnace_E2 | F1 | Residential | Multi-Family Moderate Income | New | Space Heating | Natural Gas | Furnace | E2 | RVT - Cost of Equipment | 538.2463 | 538.7026 | 540.2626 | 541.376 | 539.5814 | 0 | 0 | 0 | 0 | 0 | 0 | 0 | 0 | 0 | 0 | 0 | 0 | 0 | 0 | 0 | 0 | 0 | 0 | 0 | 0 | 0 | 0 | 0 | 0 | 0 | 0 | 0 | 0 | 0 | 0 | 0 | 0 | 0 | 0 | 0 | 0 | 0
F1_Residential_Multi-Family Moderate Income_New_Space Heating_Natural Gas_Furnace_E3 | F1 | Residential | Multi-Family Moderate Income | New | Space Heating | Natural Gas | Furnace | E3 | RVT - Cost of Equipment | 520.1482 | 520.5891 | 522.0967 | 523.1726 | 521.4384 | 0 | 0 | 0 | 0 | 0 | 0 | 0 | 0 | 0 | 0 | 0 | 0 | 0 | 0 | 0 | 0 | 0 | 0 | 0 | 0 | 0 | 0 | 0 | 0 | 0 | 0 | 0 | 0 | 0 | 0 | 0 | 0 | 0 | 0 | 0 | 0 | 0
F1_Residential_Multi-Family Moderate Income_New_Space Heating_Natural Gas_Furnace_E4 | F1 | Residential | Multi-Family Moderate Income | New | Space Heating | Natural Gas | Furnace | E4 | RVT - Cost of Equipment | 424.1627 | 424.5126 | 425.9823 | 426.9637 | 424.9416 | 424.2781 | 424.8798 | 425.1636 | 425.8616 | 426.4203 | 426.9096 | 427.2708 | 427.7754 | 428.3437 | 428.8113 | 428.9899 | 428.8408 | 428.4632 | 427.6704 | 426.6052 | 424.9948 | 422.9293 | 420.6388 | 418.3365 | 415.7683 | 413.0414 | 410.1615 | 407.1916 | 403.9254 | 400.5527 | 396.8932 | 393.1458 | 388.9923 | 0 | 0 | 0 | 0 | 0 | 0 | 0 | 0 | 0
F1_Residential_Multi-Family Moderate Income_New_Space Heating_Natural Gas_Furnace_E5 | F1 | Residential | Multi-Family Moderate Income | New | Space Heating | Natural Gas | Furnace | E5 | RVT - Cost of Equipment | 339.2044 | 339.4761 | 340.5269 | 341.2481 | 339.8858 | 339.4865 | 339.9823 | 340.2629 | 340.8351 | 341.3138 | 341.75 | 341.9446 | 342.0592 | 342.0378 | 341.7438 | 341.262 | 340.5667 | 339.7335 | 338.6361 | 337.3742 | 335.9731 | 334.5322 | 332.9342 | 331.328 | 329.5363 | 327.6338 | 325.6246 | 323.5527 | 321.2741 | 318.9211 | 316.368 | 313.7536 | 310.856 | 0 | 0 | 0 | 0 | 0 | 0 | 0 | 0 | 0
F1_Residential_Multi-Family Moderate Income_New_Space Heating_Natural Gas_Furnace_E6 | F1 | Residential | Multi-Family Moderate Income | New | Space Heating | Natural Gas | Furnace | E6 | RVT - Cost of Equipment | 285.6458 | 285.8746 | 286.7595 | 287.3668 | 286.2196 | 285.8834 | 286.3009 | 286.5372 | 287.019 | 287.4221 | 287.7895 | 287.9533 | 288.0498 | 288.0318 | 287.7843 | 287.3786 | 286.793 | 286.0914 | 285.1672 | 284.1046 | 282.9247 | 281.7113 | 280.3656 | 279.013 | 277.5042 | 275.9022 | 274.2102 | 272.4654 | 270.5466 | 268.5651 | 266.4152 | 264.2136 | 261.7734 | 0 | 0 | 0 | 0 | 0 | 0 | 0 | 0 | 0
F1_Residential_Multi-Family Moderate Income_New_Space Heating_Natural Gas_Furnace_E7 | F1 | Residential | Multi-Family Moderate Income | New | Space Heating | Natural Gas | Furnace | E7 | RVT - Cost of Equipment | 0 | 0 | 0 | 0 | 0 | 0 | 0 | 0 | 0 | 0 | 0 | 0 | 0 | 0 | 0 | 0 | 0 | 0 | 0 | 0 | 0 | 0 | 0 | 0 | 0 | 0 | 0 | 0 | 0 | 0 | 0 | 0 | 0 | 0 | 0 | 0 | 0 | 0 | 0 | 0 | 0 | 0
F1_Residential_Multi-Family Moderate Income_New_Space Heating_Natural Gas_Furnace_E8 | F1 | Residential | Multi-Family Moderate Income | New | Space Heating | Natural Gas | Furnace | E8 | RVT - Cost of Equipment | 0 | 0 | 0 | 0 | 0 | 0 | 0 | 0 | 0 | 0 | 0 | 0 | 0 | 0 | 0 | 0 | 0 | 0 | 0 | 0 | 0 | 0 | 0 | 0 | 0 | 0 | 0 | 0 | 0 | 0 | 0 | 0 | 0 | 0 | 0 | 0 | 0 | 0 | 0 | 0 | 0 | 0
F1_Residential_Multi-Family Moderate Income_New_Space Heating_Natural Gas_Furnace_E9 | F1 | Residential | Multi-Family Moderate Income | New | Space Heating | Natural Gas | Furnace | E9 | RVT - Cost of Equipment | 0 | 0 | 0 | 0 | 0 | 0 | 0 | 0 | 0 | 0 | 0 | 0 | 0 | 0 | 0 | 0 | 0 | 0 | 0 | 0 | 0 | 0 | 0 | 0 | 0 | 0 | 0 | 0 | 0 | 0 | 0 | 0 | 0 | 0 | 0 | 0 | 0 | 0 | 0 | 0 | 0 | 0
F1_Residential_Multi-Family Moderate Income_New_Space Heating_Natural Gas_Furnace_E10 | F1 | Residential | Multi-Family Moderate Income | New | Space Heating | Natural Gas | Furnace | E10 | RVT - Cost of Equipment | 0 | 0 | 0 | 0 | 0 | 0 | 0 | 0 | 0 | 0 | 0 | 0 | 0 | 0 | 0 | 0 | 0 | 0 | 0 | 0 | 0 | 0 | 0 | 0 | 0 | 0 | 0 | 0 | 0 | 0 | 0 | 0 | 0 | 0 | 0 | 0 | 0 | 0 | 0 | 0 | 0 | 0
F2_Residential_Multi-Family Moderate Income_New_Space Heating_Natural Gas_Furnace_E1 | F2 | Residential | Multi-Family Moderate Income | New | Space Heating | Natural Gas | Furnace | E1 | RVT - Cost of Operation | 634.4207 | 634.9585 | 636.7973 | 638.1096 | 635.9944 | 0 | 0 | 0 | 0 | 0 | 0 | 0 | 0 | 0 | 0 | 0 | 0 | 0 | 0 | 0 | 0 | 0 | 0 | 0 | 0 | 0 | 0 | 0 | 0 | 0 | 0 | 0 | 0 | 0 | 0 | 0 | 0 | 0 | 0 | 0 | 0 | 0
F2_Residential_Multi-Family Moderate Income_New_Space Heating_Natural Gas_Furnace_E2 | F2 | Residential | Multi-Family Moderate Income | New | Space Heating | Natural Gas | Furnace | E2 | RVT - Cost of Operation | 537.3784 | 537.834 | 539.3915 | 540.503 | 538.7114 | 0 | 0 | 0 | 0 | 0 | 0 | 0 | 0 | 0 | 0 | 0 | 0 | 0 | 0 | 0 | 0 | 0 | 0 | 0 | 0 | 0 | 0 | 0 | 0 | 0 | 0 | 0 | 0 | 0 | 0 | 0 | 0 | 0 | 0 | 0 | 0 | 0
F2_Residential_Multi-Family Moderate Income_New_Space Heating_Natural Gas_Furnace_E3 | F2 | Residential | Multi-Family Moderate Income | New | Space Heating | Natural Gas | Furnace | E3 | RVT - Cost of Operation | 519.3095 | 519.7497 | 521.2549 | 522.329 | 520.5977 | 0 | 0 | 0 | 0 | 0 | 0 | 0 | 0 | 0 | 0 | 0 | 0 | 0 | 0 | 0 | 0 | 0 | 0 | 0 | 0 | 0 | 0 | 0 | 0 | 0 | 0 | 0 | 0 | 0 | 0 | 0 | 0 | 0 | 0 | 0 | 0 | 0
F2_Residential_Multi-Family Moderate Income_New_Space Heating_Natural Gas_Furnace_E4 | F2 | Residential | Multi-Family Moderate Income | New | Space Heating | Natural Gas | Furnace | E4 | RVT - Cost of Operation | 423.4788 | 423.8282 | 425.2954 | 426.2752 | 424.2564 | 423.594 | 424.1947 | 424.4781 | 425.1749 | 425.7328 | 426.2213 | 426.5818 | 427.0856 | 427.6531 | 428.1199 | 428.2982 | 428.1494 | 427.7723 | 426.9808 | 425.9173 | 424.3095 | 422.2473 | 419.9605 | 417.662 | 415.0979 | 412.3754 | 409.5001 | 406.535 | 403.2741 | 399.9069 | 396.2532 | 392.5119 | 388.3651 | 0 | 0 | 0 | 0 | 0 | 0 | 0 | 0 | 0
F2_Residential_Multi-Family Moderate Income_New_Space Heating_Natural Gas_Furnace_E5 | F2 | Residential | Multi-Family Moderate Income | New | Space Heating | Natural Gas | Furnace | E5 | RVT - Cost of Operation | 338.6574 | 338.9288 | 339.9778 | 340.6978 | 339.3377 | 338.9391 | 339.4341 | 339.7143 | 340.2855 | 340.7635 | 341.199 | 341.3932 | 341.5076 | 341.4863 | 341.1928 | 340.7118 | 340.0176 | 339.1858 | 338.0901 | 336.8302 | 335.4314 | 333.9928 | 332.3973 | 330.7938 | 329.005 | 327.1055 | 325.0996 | 323.031 | 320.756 | 318.4069 | 315.8579 | 313.2477 | 310.3547 | 0 | 0 | 0 | 0 | 0 | 0 | 0 | 0 | 0
F2_Residential_Multi-Family Moderate Income_New_Space Heating_Natural Gas_Furnace_E6 | F2 | Residential | Multi-Family Moderate Income | New | Space Heating | Natural Gas | Furnace | E6 | RVT - Cost of Operation | 285.1852 | 285.4137 | 286.2971 | 286.9034 | 285.7581 | 285.4224 | 285.8392 | 286.0752 | 286.5563 | 286.9587 | 287.3254 | 287.4891 | 287.5854 | 287.5674 | 287.3203 | 286.9152 | 286.3306 | 285.6301 | 284.7074 | 283.6465 | 282.4686 | 281.2571 | 279.9136 | 278.5632 | 277.0568 | 275.4573 | 273.7681 | 272.0261 | 270.1104 | 268.1321 | 265.9856 | 263.7876 | 261.3514 | 0 | 0 | 0 | 0 | 0 | 0 | 0 | 0 | 0
F2_Residential_Multi-Family Moderate Income_New_Space Heating_Natural Gas_Furnace_E7 | F2 | Residential | Multi-Family Moderate Income | New | Space Heating | Natural Gas | Furnace | E7 | RVT - Cost of Operation | 0 | 0 | 0 | 0 | 0 | 0 | 0 | 0 | 0 | 0 | 0 | 0 | 0 | 0 | 0 | 0 | 0 | 0 | 0 | 0 | 0 | 0 | 0 | 0 | 0 | 0 | 0 | 0 | 0 | 0 | 0 | 0 | 0 | 0 | 0 | 0 | 0 | 0 | 0 | 0 | 0 | 0
F2_Residential_Multi-Family Moderate Income_New_Space Heating_Natural Gas_Furnace_E8 | F2 | Residential | Multi-Family Moderate Income | New | Space Heating | Natural Gas | Furnace | E8 | RVT - Cost of Operation | 0 | 0 | 0 | 0 | 0 | 0 | 0 | 0 | 0 | 0 | 0 | 0 | 0 | 0 | 0 | 0 | 0 | 0 | 0 | 0 | 0 | 0 | 0 | 0 | 0 | 0 | 0 | 0 | 0 | 0 | 0 | 0 | 0 | 0 | 0 | 0 | 0 | 0 | 0 | 0 | 0 | 0
F2_Residential_Multi-Family Moderate Income_New_Space Heating_Natural Gas_Furnace_E9 | F2 | Residential | Multi-Family Moderate Income | New | Space Heating | Natural Gas | Furnace | E9 | RVT - Cost of Operation | 0 | 0 | 0 | 0 | 0 | 0 | 0 | 0 | 0 | 0 | 0 | 0 | 0 | 0 | 0 | 0 | 0 | 0 | 0 | 0 | 0 | 0 | 0 | 0 | 0 | 0 | 0 | 0 | 0 | 0 | 0 | 0 | 0 | 0 | 0 | 0 | 0 | 0 | 0 | 0 | 0 | 0
F2_Residential_Multi-Family Moderate Income_New_Space Heating_Natural Gas_Furnace_E10 | F2 | Residential | Multi-Family Moderate Income | New | Space Heating | Natural Gas | Furnace | E10 | RVT - Cost of Operation | 0 | 0 | 0 | 0 | 0 | 0 | 0 | 0 | 0 | 0 | 0 | 0 | 0 | 0 | 0 | 0 | 0 | 0 | 0 | 0 | 0 | 0 | 0 | 0 | 0 | 0 | 0 | 0 | 0 | 0 | 0 | 0 | 0 | 0 | 0 | 0 | 0 | 0 | 0 | 0 | 0 | 0
F3_Residential_Multi-Family Moderate Income_New_Space Heating_Natural Gas_Furnace_E1 | F3 | Residential | Multi-Family Moderate Income | New | Space Heating | Natural Gas | Furnace | E1 | System - kBTUs of Consumption | 279.9505 | 279.9505 | 279.9505 | 279.9505 | 279.9505 | 0 | 0 | 0 | 0 | 0 | 0 | 0 | 0 | 0 | 0 | 0 | 0 | 0 | 0 | 0 | 0 | 0 | 0 | 0 | 0 | 0 | 0 | 0 | 0 | 0 | 0 | 0 | 0 | 0 | 0 | 0 | 0 | 0 | 0 | 0 | 0 | 0
F3_Residential_Multi-Family Moderate Income_New_Space Heating_Natural Gas_Furnace_E2 | F3 | Residential | Multi-Family Moderate Income | New | Space Heating | Natural Gas | Furnace | E2 | System - kBTUs of Consumption | 338.3398 | 338.3398 | 338.3398 | 338.3398 | 338.3398 | 0 | 0 | 0 | 0 | 0 | 0 | 0 | 0 | 0 | 0 | 0 | 0 | 0 | 0 | 0 | 0 | 0 | 0 | 0 | 0 | 0 | 0 | 0 | 0 | 0 | 0 | 0 | 0 | 0 | 0 | 0 | 0 | 0 | 0 | 0 | 0 | 0
F3_Residential_Multi-Family Moderate Income_New_Space Heating_Natural Gas_Furnace_E3 | F3 | Residential | Multi-Family Moderate Income | New | Space Heating | Natural Gas | Furnace | E3 | System - kBTUs of Consumption | 353.523 | 353.523 | 353.523 | 353.523 | 353.523 | 0 | 0 | 0 | 0 | 0 | 0 | 0 | 0 | 0 | 0 | 0 | 0 | 0 | 0 | 0 | 0 | 0 | 0 | 0 | 0 | 0 | 0 | 0 | 0 | 0 | 0 | 0 | 0 | 0 | 0 | 0 | 0 | 0 | 0 | 0 | 0 | 0
F3_Residential_Multi-Family Moderate Income_New_Space Heating_Natural Gas_Furnace_E4 | F3 | Residential | Multi-Family Moderate Income | New | Space Heating | Natural Gas | Furnace | E4 | System - kBTUs of Consumption | 1317.6459 | 1317.6459 | 1317.6459 | 1317.6459 | 1317.6459 | 1317.6459 | 1317.6459 | 1317.6459 | 1317.6459 | 1317.6459 | 1317.6459 | 1317.6459 | 1317.6459 | 1317.6459 | 1317.6459 | 1317.6459 | 1317.6459 | 1317.6459 | 1317.6459 | 1317.6459 | 1317.6459 | 1317.6459 | 1317.6459 | 1317.6459 | 1317.6459 | 1317.6459 | 1317.6459 | 1317.6459 | 1317.6459 | 1317.6459 | 1317.6459 | 1317.6459 | 1317.6459 | 0 | 0 | 0 | 0 | 0 | 0 | 0 | 0 | 0
F3_Residential_Multi-Family Moderate Income_New_Space Heating_Natural Gas_Furnace_E5 | F3 | Residential | Multi-Family Moderate Income | New | Space Heating | Natural Gas | Furnace | E5 | System - kBTUs of Consumption | 628.795 | 628.795 | 628.795 | 628.795 | 628.795 | 628.795 | 628.795 | 628.795 | 628.795 | 628.795 | 628.795 | 628.795 | 628.795 | 628.795 | 628.795 | 628.795 | 628.795 | 628.795 | 628.795 | 628.795 | 628.795 | 628.795 | 628.795 | 628.795 | 628.795 | 628.795 | 628.795 | 628.795 | 628.795 | 628.795 | 628.795 | 628.795 | 628.795 | 0 | 0 | 0 | 0 | 0 | 0 | 0 | 0 | 0
F3_Residential_Multi-Family Moderate Income_New_Space Heating_Natural Gas_Furnace_E6 | F3 | Residential | Multi-Family Moderate Income | New | Space Heating | Natural Gas | Furnace | E6 | System - kBTUs of Consumption | 666.0585 | 666.0585 | 666.0585 | 666.0585 | 666.0585 | 666.0585 | 666.0585 | 666.0585 | 666.0585 | 666.0585 | 666.0585 | 666.0585 | 666.0585 | 666.0585 | 666.0585 | 666.0585 | 666.0585 | 666.0585 | 666.0585 | 666.0585 | 666.0585 | 666.0585 | 666.0585 | 666.0585 | 666.0585 | 666.0585 | 666.0585 | 666.0585 | 666.0585 | 666.0585 | 666.0585 | 666.0585 | 666.0585 | 0 | 0 | 0 | 0 | 0 | 0 | 0 | 0 | 0
F3_Residential_Multi-Family Moderate Income_New_Space Heating_Natural Gas_Furnace_E7 | F3 | Residential | Multi-Family Moderate Income | New | Space Heating | Natural Gas | Furnace | E7 | System - kBTUs of Consumption | 0 | 0 | 0 | 0 | 0 | 0 | 0 | 0 | 0 | 0 | 0 | 0 | 0 | 0 | 0 | 0 | 0 | 0 | 0 | 0 | 0 | 0 | 0 | 0 | 0 | 0 | 0 | 0 | 0 | 0 | 0 | 0 | 0 | 0 | 0 | 0 | 0 | 0 | 0 | 0 | 0 | 0
F3_Residential_Multi-Family Moderate Income_New_Space Heating_Natural Gas_Furnace_E8 | F3 | Residential | Multi-Family Moderate Income | New | Space Heating | Natural Gas | Furnace | E8 | System - kBTUs of Consumption | 0 | 0 | 0 | 0 | 0 | 0 | 0 | 0 | 0 | 0 | 0 | 0 | 0 | 0 | 0 | 0 | 0 | 0 | 0 | 0 | 0 | 0 | 0 | 0 | 0 | 0 | 0 | 0 | 0 | 0 | 0 | 0 | 0 | 0 | 0 | 0 | 0 | 0 | 0 | 0 | 0 | 0
F3_Residential_Multi-Family Moderate Income_New_Space Heating_Natural Gas_Furnace_E9 | F3 | Residential | Multi-Family Moderate Income | New | Space Heating | Natural Gas | Furnace | E9 | System - kBTUs of Consumption | 0 | 0 | 0 | 0 | 0 | 0 | 0 | 0 | 0 | 0 | 0 | 0 | 0 | 0 | 0 | 0 | 0 | 0 | 0 | 0 | 0 | 0 | 0 | 0 | 0 | 0 | 0 | 0 | 0 | 0 | 0 | 0 | 0 | 0 | 0 | 0 | 0 | 0 | 0 | 0 | 0 | 0
F3_Residential_Multi-Family Moderate Income_New_Space Heating_Natural Gas_Furnace_E10 | F3 | Residential | Multi-Family Moderate Income | New | Space Heating | Natural Gas | Furnace | E10 | System - kBTUs of Consumption | 0 | 0 | 0 | 0 | 0 | 0 | 0 | 0 | 0 | 0 | 0 | 0 | 0 | 0 | 0 | 0 | 0 | 0 | 0 | 0 | 0 | 0 | 0 | 0 | 0 | 0 | 0 | 0 | 0 | 0 | 0 | 0 | 0 | 0 | 0 | 0 | 0 | 0 | 0 | 0 | 0 | 0
F4_Residential_Multi-Family Moderate Income_New_Space Heating_Natural Gas_Furnace_E1 | F4 | Residential | Multi-Family Moderate Income | New | Space Heating | Natural Gas | Furnace | E1 | Utility - Cost of Equipment | 634.4207 | 634.9585 | 636.7973 | 638.1096 | 635.9944 | 0 | 0 | 0 | 0 | 0 | 0 | 0 | 0 | 0 | 0 | 0 | 0 | 0 | 0 | 0 | 0 | 0 | 0 | 0 | 0 | 0 | 0 | 0 | 0 | 0 | 0 | 0 | 0 | 0 | 0 | 0 | 0 | 0 | 0 | 0 | 0 | 0
F4_Residential_Multi-Family Moderate Income_New_Space Heating_Natural Gas_Furnace_E2 | F4 | Residential | Multi-Family Moderate Income | New | Space Heating | Natural Gas | Furnace | E2 | Utility - Cost of Equipment | 537.3784 | 537.834 | 539.3915 | 540.503 | 538.7114 | 0 | 0 | 0 | 0 | 0 | 0 | 0 | 0 | 0 | 0 | 0 | 0 | 0 | 0 | 0 | 0 | 0 | 0 | 0 | 0 | 0 | 0 | 0 | 0 | 0 | 0 | 0 | 0 | 0 | 0 | 0 | 0 | 0 | 0 | 0 | 0 | 0
F4_Residential_Multi-Family Moderate Income_New_Space Heating_Natural Gas_Furnace_E3 | F4 | Residential | Multi-Family Moderate Income | New | Space Heating | Natural Gas | Furnace | E3 | Utility - Cost of Equipment | 519.3095 | 519.7497 | 521.2549 | 522.329 | 520.5977 | 0 | 0 | 0 | 0 | 0 | 0 | 0 | 0 | 0 | 0 | 0 | 0 | 0 | 0 | 0 | 0 | 0 | 0 | 0 | 0 | 0 | 0 | 0 | 0 | 0 | 0 | 0 | 0 | 0 | 0 | 0 | 0 | 0 | 0 | 0 | 0 | 0
F4_Residential_Multi-Family Moderate Income_New_Space Heating_Natural Gas_Furnace_E4 | F4 | Residential | Multi-Family Moderate Income | New | Space Heating | Natural Gas | Furnace | E4 | Utility - Cost of Equipment | 423.4788 | 423.8282 | 425.2954 | 426.2752 | 424.2564 | 423.594 | 424.1947 | 424.4781 | 425.1749 | 425.7328 | 426.2213 | 426.5818 | 427.0856 | 427.6531 | 428.1199 | 428.2982 | 428.1494 | 427.7723 | 426.9808 | 425.9173 | 424.3095 | 422.2473 | 419.9605 | 417.662 | 415.0979 | 412.3754 | 409.5001 | 406.535 | 403.2741 | 399.9069 | 396.2532 | 392.5119 | 388.3651 | 0 | 0 | 0 | 0 | 0 | 0 | 0 | 0 | 0
F4_Residential_Multi-Family Moderate Income_New_Space Heating_Natural Gas_Furnace_E5 | F4 | Residential | Multi-Family Moderate Income | New | Space Heating | Natural Gas | Furnace | E5 | Utility - Cost of Equipment | 338.6574 | 338.9288 | 339.9778 | 340.6978 | 339.3377 | 338.9391 | 339.4341 | 339.7143 | 340.2855 | 340.7635 | 341.199 | 341.3932 | 341.5076 | 341.4863 | 341.1928 | 340.7118 | 340.0176 | 339.1858 | 338.0901 | 336.8302 | 335.4314 | 333.9928 | 332.3973 | 330.7938 | 329.005 | 327.1055 | 325.0996 | 323.031 | 320.756 | 318.4069 | 315.8579 | 313.2477 | 310.3547 | 0 | 0 | 0 | 0 | 0 | 0 | 0 | 0 | 0
F4_Residential_Multi-Family Moderate Income_New_Space Heating_Natural Gas_Furnace_E6 | F4 | Residential | Multi-Family Moderate Income | New | Space Heating | Natural Gas | Furnace | E6 | Utility - Cost of Equipment | 285.1852 | 285.4137 | 286.2971 | 286.9034 | 285.7581 | 285.4224 | 285.8392 | 286.0752 | 286.5563 | 286.9587 | 287.3254 | 287.4891 | 287.5854 | 287.5674 | 287.3203 | 286.9152 | 286.3306 | 285.6301 | 284.7074 | 283.6465 | 282.4686 | 281.2571 | 279.9136 | 278.5632 | 277.0568 | 275.4573 | 273.7681 | 272.0261 | 270.1104 | 268.1321 | 265.9856 | 263.7876 | 261.3514 | 0 | 0 | 0 | 0 | 0 | 0 | 0 | 0 | 0
F4_Residential_Multi-Family Moderate Income_New_Space Heating_Natural Gas_Furnace_E7 | F4 | Residential | Multi-Family Moderate Income | New | Space Heating | Natural Gas | Furnace | E7 | Utility - Cost of Equipment | 0 | 0 | 0 | 0 | 0 | 0 | 0 | 0 | 0 | 0 | 0 | 0 | 0 | 0 | 0 | 0 | 0 | 0 | 0 | 0 | 0 | 0 | 0 | 0 | 0 | 0 | 0 | 0 | 0 | 0 | 0 | 0 | 0 | 0 | 0 | 0 | 0 | 0 | 0 | 0 | 0 | 0
F4_Residential_Multi-Family Moderate Income_New_Space Heating_Natural Gas_Furnace_E8 | F4 | Residential | Multi-Family Moderate Income | New | Space Heating | Natural Gas | Furnace | E8 | Utility - Cost of Equipment | 0 | 0 | 0 | 0 | 0 | 0 | 0 | 0 | 0 | 0 | 0 | 0 | 0 | 0 | 0 | 0 | 0 | 0 | 0 | 0 | 0 | 0 | 0 | 0 | 0 | 0 | 0 | 0 | 0 | 0 | 0 | 0 | 0 | 0 | 0 | 0 | 0 | 0 | 0 | 0 | 0 | 0
F4_Residential_Multi-Family Moderate Income_New_Space Heating_Natural Gas_Furnace_E9 | F4 | Residential | Multi-Family Moderate Income | New | Space Heating | Natural Gas | Furnace | E9 | Utility - Cost of Equipment | 0 | 0 | 0 | 0 | 0 | 0 | 0 | 0 | 0 | 0 | 0 | 0 | 0 | 0 | 0 | 0 | 0 | 0 | 0 | 0 | 0 | 0 | 0 | 0 | 0 | 0 | 0 | 0 | 0 | 0 | 0 | 0 | 0 | 0 | 0 | 0 | 0 | 0 | 0 | 0 | 0 | 0
F4_Residential_Multi-Family Moderate Income_New_Space Heating_Natural Gas_Furnace_E10 | F4 | Residential | Multi-Family Moderate Income | New | Space Heating | Natural Gas | Furnace | E10 | Utility - Cost of Equipment | 0 | 0 | 0 | 0 | 0 | 0 | 0 | 0 | 0 | 0 | 0 | 0 | 0 | 0 | 0 | 0 | 0 | 0 | 0 | 0 | 0 | 0 | 0 | 0 | 0 | 0 | 0 | 0 | 0 | 0 | 0 | 0 | 0 | 0 | 0 | 0 | 0 | 0 | 0 | 0 | 0 | 0
F5_Residential_Multi-Family Moderate Income_New_Space Heating_Natural Gas_Furnace_E1 | F5 | Residential | Multi-Family Moderate Income | New | Space Heating | Natural Gas | Furnace | E1 | Utility - Cost of Operation | 279.9505 | 279.9505 | 279.9505 | 279.9505 | 279.9505 | 0 | 0 | 0 | 0 | 0 | 0 | 0 | 0 | 0 | 0 | 0 | 0 | 0 | 0 | 0 | 0 | 0 | 0 | 0 | 0 | 0 | 0 | 0 | 0 | 0 | 0 | 0 | 0 | 0 | 0 | 0 | 0 | 0 | 0 | 0 | 0 | 0
F5_Residential_Multi-Family Moderate Income_New_Space Heating_Natural Gas_Furnace_E2 | F5 | Residential | Multi-Family Moderate Income | New | Space Heating | Natural Gas | Furnace | E2 | Utility - Cost of Operation | 338.3398 | 338.3398 | 338.3398 | 338.3398 | 338.3398 | 0 | 0 | 0 | 0 | 0 | 0 | 0 | 0 | 0 | 0 | 0 | 0 | 0 | 0 | 0 | 0 | 0 | 0 | 0 | 0 | 0 | 0 | 0 | 0 | 0 | 0 | 0 | 0 | 0 | 0 | 0 | 0 | 0 | 0 | 0 | 0 | 0
F5_Residential_Multi-Family Moderate Income_New_Space Heating_Natural Gas_Furnace_E3 | F5 | Residential | Multi-Family Moderate Income | New | Space Heating | Natural Gas | Furnace | E3 | Utility - Cost of Operation | 353.523 | 353.523 | 353.523 | 353.523 | 353.523 | 0 | 0 | 0 | 0 | 0 | 0 | 0 | 0 | 0 | 0 | 0 | 0 | 0 | 0 | 0 | 0 | 0 | 0 | 0 | 0 | 0 | 0 | 0 | 0 | 0 | 0 | 0 | 0 | 0 | 0 | 0 | 0 | 0 | 0 | 0 | 0 | 0
F5_Residential_Multi-Family Moderate Income_New_Space Heating_Natural Gas_Furnace_E4 | F5 | Residential | Multi-Family Moderate Income | New | Space Heating | Natural Gas | Furnace | E4 | Utility - Cost of Operation | 1317.6459 | 1317.6459 | 1317.6459 | 1317.6459 | 1317.6459 | 1317.6459 | 1317.6459 | 1317.6459 | 1317.6459 | 1317.6459 | 1317.6459 | 1317.6459 | 1317.6459 | 1317.6459 | 1317.6459 | 1317.6459 | 1317.6459 | 1317.6459 | 1317.6459 | 1317.6459 | 1317.6459 | 1317.6459 | 1317.6459 | 1317.6459 | 1317.6459 | 1317.6459 | 1317.6459 | 1317.6459 | 1317.6459 | 1317.6459 | 1317.6459 | 1317.6459 | 1317.6459 | 0 | 0 | 0 | 0 | 0 | 0 | 0 | 0 | 0
F5_Residential_Multi-Family Moderate Income_New_Space Heating_Natural Gas_Furnace_E5 | F5 | Residential | Multi-Family Moderate Income | New | Space Heating | Natural Gas | Furnace | E5 | Utility - Cost of Operation | 628.795 | 628.795 | 628.795 | 628.795 | 628.795 | 628.795 | 628.795 | 628.795 | 628.795 | 628.795 | 628.795 | 628.795 | 628.795 | 628.795 | 628.795 | 628.795 | 628.795 | 628.795 | 628.795 | 628.795 | 628.795 | 628.795 | 628.795 | 628.795 | 628.795 | 628.795 | 628.795 | 628.795 | 628.795 | 628.795 | 628.795 | 628.795 | 628.795 | 0 | 0 | 0 | 0 | 0 | 0 | 0 | 0 | 0
F5_Residential_Multi-Family Moderate Income_New_Space Heating_Natural Gas_Furnace_E6 | F5 | Residential | Multi-Family Moderate Income | New | Space Heating | Natural Gas | Furnace | E6 | Utility - Cost of Operation | 666.0585 | 666.0585 | 666.0585 | 666.0585 | 666.0585 | 666.0585 | 666.0585 | 666.0585 | 666.0585 | 666.0585 | 666.0585 | 666.0585 | 666.0585 | 666.0585 | 666.0585 | 666.0585 | 666.0585 | 666.0585 | 666.0585 | 666.0585 | 666.0585 | 666.0585 | 666.0585 | 666.0585 | 666.0585 | 666.0585 | 666.0585 | 666.0585 | 666.0585 | 666.0585 | 666.0585 | 666.0585 | 666.0585 | 0 | 0 | 0 | 0 | 0 | 0 | 0 | 0 | 0
F5_Residential_Multi-Family Moderate Income_New_Space Heating_Natural Gas_Furnace_E7 | F5 | Residential | Multi-Family Moderate Income | New | Space Heating | Natural Gas | Furnace | E7 | Utility - Cost of Operation | 0 | 0 | 0 | 0 | 0 | 0 | 0 | 0 | 0 | 0 | 0 | 0 | 0 | 0 | 0 | 0 | 0 | 0 | 0 | 0 | 0 | 0 | 0 | 0 | 0 | 0 | 0 | 0 | 0 | 0 | 0 | 0 | 0 | 0 | 0 | 0 | 0 | 0 | 0 | 0 | 0 | 0
F5_Residential_Multi-Family Moderate Income_New_Space Heating_Natural Gas_Furnace_E8 | F5 | Residential | Multi-Family Moderate Income | New | Space Heating | Natural Gas | Furnace | E8 | Utility - Cost of Operation | 0 | 0 | 0 | 0 | 0 | 0 | 0 | 0 | 0 | 0 | 0 | 0 | 0 | 0 | 0 | 0 | 0 | 0 | 0 | 0 | 0 | 0 | 0 | 0 | 0 | 0 | 0 | 0 | 0 | 0 | 0 | 0 | 0 | 0 | 0 | 0 | 0 | 0 | 0 | 0 | 0 | 0
F5_Residential_Multi-Family Moderate Income_New_Space Heating_Natural Gas_Furnace_E9 | F5 | Residential | Multi-Family Moderate Income | New | Space Heating | Natural Gas | Furnace | E9 | Utility - Cost of Operation | 0 | 0 | 0 | 0 | 0 | 0 | 0 | 0 | 0 | 0 | 0 | 0 | 0 | 0 | 0 | 0 | 0 | 0 | 0 | 0 | 0 | 0 | 0 | 0 | 0 | 0 | 0 | 0 | 0 | 0 | 0 | 0 | 0 | 0 | 0 | 0 | 0 | 0 | 0 | 0 | 0 | 0
F5_Residential_Multi-Family Moderate Income_New_Space Heating_Natural Gas_Furnace_E10 | F5 | Residential | Multi-Family Moderate Income | New | Space Heating | Natural Gas | Furnace | E10 | Utility - Cost of Operation | 0 | 0 | 0 | 0 | 0 | 0 | 0 | 0 | 0 | 0 | 0 | 0 | 0 | 0 | 0 | 0 | 0 | 0 | 0 | 0 | 0 | 0 | 0 | 0 | 0 | 0 | 0 | 0 | 0 | 0 | 0 | 0 | 0 | 0 | 0 | 0 | 0 | 0 | 0 | 0 | 0 | 0
F6_Residential_Multi-Family Moderate Income_New_Space Heating_Natural Gas_Furnace_E1 | F6 | Residential | Multi-Family Moderate Income | New | Space Heating | Natural Gas | Furnace | E1 | Utility - Value of Sales | 315.9298 | 315.393 | 315.2064 | 314.7213 | 312.9378 | 0 | 0 | 0 | 0 | 0 | 0 | 0 | 0 | 0 | 0 | 0 | 0 | 0 | 0 | 0 | 0 | 0 | 0 | 0 | 0 | 0 | 0 | 0 | 0 | 0 | 0 | 0 | 0 | 0 | 0 | 0 | 0 | 0 | 0 | 0 | 0 | 0
F6_Residential_Multi-Family Moderate Income_New_Space Heating_Natural Gas_Furnace_E2 | F6 | Residential | Multi-Family Moderate Income | New | Space Heating | Natural Gas | Furnace | E2 | Utility - Value of Sales | 267.6046 | 267.1498 | 266.9918 | 266.5809 | 265.0702 | 0 | 0 | 0 | 0 | 0 | 0 | 0 | 0 | 0 | 0 | 0 | 0 | 0 | 0 | 0 | 0 | 0 | 0 | 0 | 0 | 0 | 0 | 0 | 0 | 0 | 0 | 0 | 0 | 0 | 0 | 0 | 0 | 0 | 0 | 0 | 0 | 0
F6_Residential_Multi-Family Moderate Income_New_Space Heating_Natural Gas_Furnace_E3 | F6 | Residential | Multi-Family Moderate Income | New | Space Heating | Natural Gas | Furnace | E3 | Utility - Value of Sales | 258.6066 | 258.1671 | 258.0144 | 257.6173 | 256.1574 | 0 | 0 | 0 | 0 | 0 | 0 | 0 | 0 | 0 | 0 | 0 | 0 | 0 | 0 | 0 | 0 | 0 | 0 | 0 | 0 | 0 | 0 | 0 | 0 | 0 | 0 | 0 | 0 | 0 | 0 | 0 | 0 | 0 | 0 | 0 | 0 | 0
F6_Residential_Multi-Family Moderate Income_New_Space Heating_Natural Gas_Furnace_E4 | F6 | Residential | Multi-Family Moderate Income | New | Space Heating | Natural Gas | Furnace | E4 | Utility - Value of Sales | 213.4589 | 213.461 | 213.7978 | 213.8493 | 212.6601 | 211.471 | 210.2818 | 209.0927 | 207.9037 | 206.7148 | 205.5258 | 204.337 | 203.1483 | 201.9596 | 200.7709 | 199.5936 | 198.439 | 197.3184 | 196.2431 | 195.2244 | 194.2736 | 193.4022 | 192.6098 | 191.8968 | 191.263 | 190.7084 | 190.2329 | 189.8368 | 189.5198 | 189.2821 | 189.1235 | 189.0443 | 189.0443 | 0 | 0 | 0 | 0 | 0 | 0 | 0 | 0 | 0
F6_Residential_Multi-Family Moderate Income_New_Space Heating_Natural Gas_Furnace_E5 | F6 | Residential | Multi-Family Moderate Income | New | Space Heating | Natural Gas | Furnace | E5 | Utility - Value of Sales | 169.8185 | 169.6614 | 169.7274 | 169.6033 | 168.652 | 167.7007 | 166.7495 | 165.7983 | 164.8472 | 163.8961 | 162.945 | 161.9999 | 161.0666 | 160.1509 | 159.2586 | 158.3958 | 157.5682 | 156.7817 | 156.0422 | 155.3555 | 154.7217 | 154.1407 | 153.6124 | 153.1371 | 152.7145 | 152.3448 | 152.0278 | 151.7637 | 151.5524 | 151.394 | 151.2882 | 151.2354 | 151.2354 | 0 | 0 | 0 | 0 | 0 | 0 | 0 | 0 | 0
F6_Residential_Multi-Family Moderate Income_New_Space Heating_Natural Gas_Furnace_E6 | F6 | Residential | Multi-Family Moderate Income | New | Space Heating | Natural Gas | Furnace | E6 | Utility - Value of Sales | 143.005 | 142.8727 | 142.9284 | 142.8238 | 142.0227 | 141.2217 | 140.4206 | 139.6196 | 138.8187 | 138.0178 | 137.2169 | 136.421 | 135.635 | 134.8639 | 134.1125 | 133.3859 | 132.689 | 132.0267 | 131.4039 | 130.8257 | 130.2919 | 129.8027 | 129.3578 | 128.9575 | 128.6017 | 128.2904 | 128.0234 | 127.801 | 127.6231 | 127.4897 | 127.4006 | 127.3561 | 127.3561 | 0 | 0 | 0 | 0 | 0 | 0 | 0 | 0 | 0
F6_Residential_Multi-Family Moderate Income_New_Space Heating_Natural Gas_Furnace_E7 | F6 | Residential | Multi-Family Moderate Income | New | Space Heating | Natural Gas | Furnace | E7 | Utility - Value of Sales | 0 | 0 | 0 | 0 | 0 | 0 | 0 | 0 | 0 | 0 | 0 | 0 | 0 | 0 | 0 | 0 | 0 | 0 | 0 | 0 | 0 | 0 | 0 | 0 | 0 | 0 | 0 | 0 | 0 | 0 | 0 | 0 | 0 | 0 | 0 | 0 | 0 | 0 | 0 | 0 | 0 | 0
F6_Residential_Multi-Family Moderate Income_New_Space Heating_Natural Gas_Furnace_E8 | F6 | Residential | Multi-Family Moderate Income | New | Space Heating | Natural Gas | Furnace | E8 | Utility - Value of Sales | 0 | 0 | 0 | 0 | 0 | 0 | 0 | 0 | 0 | 0 | 0 | 0 | 0 | 0 | 0 | 0 | 0 | 0 | 0 | 0 | 0 | 0 | 0 | 0 | 0 | 0 | 0 | 0 | 0 | 0 | 0 | 0 | 0 | 0 | 0 | 0 | 0 | 0 | 0 | 0 | 0 | 0
F6_Residential_Multi-Family Moderate Income_New_Space Heating_Natural Gas_Furnace_E9 | F6 | Residential | Multi-Family Moderate Income | New | Space Heating | Natural Gas | Furnace | E9 | Utility - Value of Sales | 0 | 0 | 0 | 0 | 0 | 0 | 0 | 0 | 0 | 0 | 0 | 0 | 0 | 0 | 0 | 0 | 0 | 0 | 0 | 0 | 0 | 0 | 0 | 0 | 0 | 0 | 0 | 0 | 0 | 0 | 0 | 0 | 0 | 0 | 0 | 0 | 0 | 0 | 0 | 0 | 0 | 0
F6_Residential_Multi-Family Moderate Income_New_Space Heating_Natural Gas_Furnace_E10 | F6 | Residential | Multi-Family Moderate Income | New | Space Heating | Natural Gas | Furnace | E10 | Utility - Value of Sales | 0 | 0 | 0 | 0 | 0 | 0 | 0 | 0 | 0 | 0 | 0 | 0 | 0 | 0 | 0 | 0 | 0 | 0 | 0 | 0 | 0 | 0 | 0 | 0 | 0 | 0 | 0 | 0 | 0 | 0 | 0 | 0 | 0 | 0 | 0 | 0 | 0 | 0 | 0 | 0 | 0 | 0
F1_Residential_Multi-Family Moderate Income_New_Space Heating_Natural Gas_Boiler_E1 | F1 | Residential | Multi-Family Moderate Income | New | Space Heating | Natural Gas | Boiler | E1 | RVT - Cost of Equipment | 329.1734 | 329.4792 | 0 | 0 | 0 | 0 | 0 | 0 | 0 | 0 | 0 | 0 | 0 | 0 | 0 | 0 | 0 | 0 | 0 | 0 | 0 | 0 | 0 | 0 | 0 | 0 | 0 | 0 | 0 | 0 | 0 | 0 | 0 | 0 | 0 | 0 | 0 | 0 | 0 | 0 | 0 | 0
F1_Residential_Multi-Family Moderate Income_New_Space Heating_Natural Gas_Boiler_E2 | F1 | Residential | Multi-Family Moderate Income | New | Space Heating | Natural Gas | Boiler | E2 | RVT - Cost of Equipment | 321.8351 | 322.1341 | 323.0369 | 323.6269 | 322.5708 | 0 | 0 | 0 | 0 | 0 | 0 | 0 | 0 | 0 | 0 | 0 | 0 | 0 | 0 | 0 | 0 | 0 | 0 | 0 | 0 | 0 | 0 | 0 | 0 | 0 | 0 | 0 | 0 | 0 | 0 | 0 | 0 | 0 | 0 | 0 | 0 | 0
F1_Residential_Multi-Family Moderate Income_New_Space Heating_Natural Gas_Boiler_E3 | F1 | Residential | Multi-Family Moderate Income | New | Space Heating | Natural Gas | Boiler | E3 | RVT - Cost of Equipment | 317.6418 | 317.9369 | 318.828 | 319.4103 | 318.3679 | 0 | 0 | 0 | 0 | 0 | 0 | 0 | 0 | 0 | 0 | 0 | 0 | 0 | 0 | 0 | 0 | 0 | 0 | 0 | 0 | 0 | 0 | 0 | 0 | 0 | 0 | 0 | 0 | 0 | 0 | 0 | 0 | 0 | 0 | 0 | 0 | 0
F1_Residential_Multi-Family Moderate Income_New_Space Heating_Natural Gas_Boiler_E4 | F1 | Residential | Multi-Family Moderate Income | New | Space Heating | Natural Gas | Boiler | E4 | RVT - Cost of Equipment | 298.0759 | 298.3528 | 299.189 | 299.7355 | 298.7573 | 0 | 0 | 0 | 0 | 0 | 0 | 0 | 0 | 0 | 0 | 0 | 0 | 0 | 0 | 0 | 0 | 0 | 0 | 0 | 0 | 0 | 0 | 0 | 0 | 0 | 0 | 0 | 0 | 0 | 0 | 0 | 0 | 0 | 0 | 0 | 0 | 0
F1_Residential_Multi-Family Moderate Income_New_Space Heating_Natural Gas_Boiler_E5 | F1 | Residential | Multi-Family Moderate Income | New | Space Heating | Natural Gas | Boiler | E5 | RVT - Cost of Equipment | 277.4533 | 277.7111 | 278.4894 | 278.998 | 278.0875 | 0 | 0 | 0 | 0 | 0 | 0 | 0 | 0 | 0 | 0 | 0 | 0 | 0 | 0 | 0 | 0 | 0 | 0 | 0 | 0 | 0 | 0 | 0 | 0 | 0 | 0 | 0 | 0 | 0 | 0 | 0 | 0 | 0 | 0 | 0 | 0 | 0
F1_Residential_Multi-Family Moderate Income_New_Space Heating_Natural Gas_Boiler_E6 | F1 | Residential | Multi-Family Moderate Income | New | Space Heating | Natural Gas | Boiler | E6 | RVT - Cost of Equipment | 220.443 | 220.6249 | 221.3887 | 221.8987 | 220.8478 | 220.503 | 220.8157 | 220.9632 | 221.3259 | 221.6163 | 221.8706 | 222.0583 | 222.3206 | 222.6159 | 222.859 | 222.9518 | 222.8743 | 222.678 | 222.266 | 221.7124 | 220.8754 | 219.802 | 218.6116 | 217.4151 | 216.0803 | 214.6631 | 213.1664 | 211.6229 | 209.9254 | 208.1726 | 206.2707 | 204.3231 | 202.1645 | 0 | 0 | 0 | 0 | 0 | 0 | 0 | 0 | 0
F1_Residential_Multi-Family Moderate Income_New_Space Heating_Natural Gas_Boiler_E7 | F1 | Residential | Multi-Family Moderate Income | New | Space Heating | Natural Gas | Boiler | E7 | RVT - Cost of Equipment | 176.289 | 176.4303 | 176.9764 | 177.3512 | 176.6432 | 176.4357 | 176.6933 | 176.8392 | 177.1366 | 177.3853 | 177.612 | 177.7132 | 177.7727 | 177.7616 | 177.6088 | 177.3584 | 176.9971 | 176.5641 | 175.9937 | 175.3379 | 174.6097 | 173.8608 | 173.0303 | 172.1956 | 171.2644 | 170.2757 | 169.2315 | 168.1547 | 166.9704 | 165.7476 | 164.4207 | 163.062 | 161.556 | 0 | 0 | 0 | 0 | 0 | 0 | 0 | 0 | 0
F1_Residential_Multi-Family Moderate Income_New_Space Heating_Natural Gas_Boiler_E8 | F1 | Residential | Multi-Family Moderate Income | New | Space Heating | Natural Gas | Boiler | E8 | RVT - Cost of Equipment | 148.4539 | 148.5729 | 149.0327 | 149.3484 | 148.7521 | 148.5774 | 148.7944 | 148.9172 | 149.1676 | 149.3771 | 149.568 | 149.6532 | 149.7033 | 149.694 | 149.5653 | 149.3545 | 149.0502 | 148.6855 | 148.2052 | 147.6529 | 147.0398 | 146.4091 | 145.7097 | 145.0068 | 144.2227 | 143.39 | 142.5107 | 141.6039 | 140.6067 | 139.5769 | 138.4595 | 137.3153 | 136.0471 | 0 | 0 | 0 | 0 | 0 | 0 | 0 | 0 | 0
F1_Residential_Multi-Family Moderate Income_New_Space Heating_Natural Gas_Boiler_E9 | F1 | Residential | Multi-Family Moderate Income | New | Space Heating | Natural Gas | Boiler | E9 | RVT - Cost of Equipment | 0 | 0 | 0 | 0 | 0 | 0 | 0 | 0 | 0 | 0 | 0 | 0 | 0 | 0 | 0 | 0 | 0 | 0 | 0 | 0 | 0 | 0 | 0 | 0 | 0 | 0 | 0 | 0 | 0 | 0 | 0 | 0 | 0 | 0 | 0 | 0 | 0 | 0 | 0 | 0 | 0 | 0
F1_Residential_Multi-Family Moderate Income_New_Space Heating_Natural Gas_Boiler_E10 | F1 | Residential | Multi-Family Moderate Income | New | Space Heating | Natural Gas | Boiler | E10 | RVT - Cost of Equipment | 0 | 0 | 0 | 0 | 0 | 0 | 0 | 0 | 0 | 0 | 0 | 0 | 0 | 0 | 0 | 0 | 0 | 0 | 0 | 0 | 0 | 0 | 0 | 0 | 0 | 0 | 0 | 0 | 0 | 0 | 0 | 0 | 0 | 0 | 0 | 0 | 0 | 0 | 0 | 0 | 0 | 0
F2_Residential_Multi-Family Moderate Income_New_Space Heating_Natural Gas_Boiler_E1 | F2 | Residential | Multi-Family Moderate Income | New | Space Heating | Natural Gas | Boiler | E1 | RVT - Cost of Operation | 328.6426 | 328.9479 | 0 | 0 | 0 | 0 | 0 | 0 | 0 | 0 | 0 | 0 | 0 | 0 | 0 | 0 | 0 | 0 | 0 | 0 | 0 | 0 | 0 | 0 | 0 | 0 | 0 | 0 | 0 | 0 | 0 | 0 | 0 | 0 | 0 | 0 | 0 | 0 | 0 | 0 | 0 | 0
F2_Residential_Multi-Family Moderate Income_New_Space Heating_Natural Gas_Boiler_E2 | F2 | Residential | Multi-Family Moderate Income | New | Space Heating | Natural Gas | Boiler | E2 | RVT - Cost of Operation | 321.3162 | 321.6147 | 322.5161 | 323.1051 | 322.0507 | 0 | 0 | 0 | 0 | 0 | 0 | 0 | 0 | 0 | 0 | 0 | 0 | 0 | 0 | 0 | 0 | 0 | 0 | 0 | 0 | 0 | 0 | 0 | 0 | 0 | 0 | 0 | 0 | 0 | 0 | 0 | 0 | 0 | 0 | 0 | 0 | 0
F2_Residential_Multi-Family Moderate Income_New_Space Heating_Natural Gas_Boiler_E3 | F2 | Residential | Multi-Family Moderate Income | New | Space Heating | Natural Gas | Boiler | E3 | RVT - Cost of Operation | 317.1296 | 317.4243 | 318.3139 | 318.8953 | 317.8546 | 0 | 0 | 0 | 0 | 0 | 0 | 0 | 0 | 0 | 0 | 0 | 0 | 0 | 0 | 0 | 0 | 0 | 0 | 0 | 0 | 0 | 0 | 0 | 0 | 0 | 0 | 0 | 0 | 0 | 0 | 0 | 0 | 0 | 0 | 0 | 0 | 0
F2_Residential_Multi-Family Moderate Income_New_Space Heating_Natural Gas_Boiler_E4 | F2 | Residential | Multi-Family Moderate Income | New | Space Heating | Natural Gas | Boiler | E4 | RVT - Cost of Operation | 297.5953 | 297.8718 | 298.7066 | 299.2522 | 298.2756 | 0 | 0 | 0 | 0 | 0 | 0 | 0 | 0 | 0 | 0 | 0 | 0 | 0 | 0 | 0 | 0 | 0 | 0 | 0 | 0 | 0 | 0 | 0 | 0 | 0 | 0 | 0 | 0 | 0 | 0 | 0 | 0 | 0 | 0 | 0 | 0 | 0
F2_Residential_Multi-Family Moderate Income_New_Space Heating_Natural Gas_Boiler_E5 | F2 | Residential | Multi-Family Moderate Income | New | Space Heating | Natural Gas | Boiler | E5 | RVT - Cost of Operation | 277.0059 | 277.2633 | 278.0404 | 278.5482 | 277.6391 | 0 | 0 | 0 | 0 | 0 | 0 | 0 | 0 | 0 | 0 | 0 | 0 | 0 | 0 | 0 | 0 | 0 | 0 | 0 | 0 | 0 | 0 | 0 | 0 | 0 | 0 | 0 | 0 | 0 | 0 | 0 | 0 | 0 | 0 | 0 | 0 | 0
F2_Residential_Multi-Family Moderate Income_New_Space Heating_Natural Gas_Boiler_E6 | F2 | Residential | Multi-Family Moderate Income | New | Space Heating | Natural Gas | Boiler | E6 | RVT - Cost of Operation | 220.0876 | 220.2691 | 221.0317 | 221.5409 | 220.4917 | 220.1474 | 220.4597 | 220.6069 | 220.9691 | 221.259 | 221.5129 | 221.7003 | 221.9621 | 222.257 | 222.4996 | 222.5923 | 222.5149 | 222.319 | 221.9076 | 221.3549 | 220.5193 | 219.4476 | 218.2591 | 217.0645 | 215.7319 | 214.317 | 212.8227 | 211.2817 | 209.5869 | 207.8369 | 205.9381 | 203.9937 | 201.8385 | 0 | 0 | 0 | 0 | 0 | 0 | 0 | 0 | 0
F2_Residential_Multi-Family Moderate Income_New_Space Heating_Natural Gas_Boiler_E7 | F2 | Residential | Multi-Family Moderate Income | New | Space Heating | Natural Gas | Boiler | E7 | RVT - Cost of Operation | 176.0048 | 176.1458 | 176.691 | 177.0652 | 176.3583 | 176.1512 | 176.4084 | 176.554 | 176.8509 | 177.0993 | 177.3256 | 177.4266 | 177.4861 | 177.475 | 177.3225 | 177.0725 | 176.7117 | 176.2794 | 175.7099 | 175.0551 | 174.3282 | 173.5805 | 172.7513 | 171.9179 | 170.9883 | 170.0011 | 168.9586 | 167.8835 | 166.7012 | 165.4803 | 164.1556 | 162.799 | 161.2955 | 0 | 0 | 0 | 0 | 0 | 0 | 0 | 0 | 0
F2_Residential_Multi-Family Moderate Income_New_Space Heating_Natural Gas_Boiler_E8 | F2 | Residential | Multi-Family Moderate Income | New | Space Heating | Natural Gas | Boiler | E8 | RVT - Cost of Operation | 148.2146 | 148.3333 | 148.7924 | 149.1075 | 148.5123 | 148.3378 | 148.5545 | 148.6771 | 148.9271 | 149.1363 | 149.3269 | 149.4119 | 149.4619 | 149.4526 | 149.3242 | 149.1137 | 148.8098 | 148.4458 | 147.9663 | 147.4149 | 146.8027 | 146.173 | 145.4748 | 144.773 | 143.9901 | 143.1588 | 142.2809 | 141.3756 | 140.38 | 139.3518 | 138.2363 | 137.0939 | 135.8278 | 0 | 0 | 0 | 0 | 0 | 0 | 0 | 0 | 0
F2_Residential_Multi-Family Moderate Income_New_Space Heating_Natural Gas_Boiler_E9 | F2 | Residential | Multi-Family Moderate Income | New | Space Heating | Natural Gas | Boiler | E9 | RVT - Cost of Operation | 0 | 0 | 0 | 0 | 0 | 0 | 0 | 0 | 0 | 0 | 0 | 0 | 0 | 0 | 0 | 0 | 0 | 0 | 0 | 0 | 0 | 0 | 0 | 0 | 0 | 0 | 0 | 0 | 0 | 0 | 0 | 0 | 0 | 0 | 0 | 0 | 0 | 0 | 0 | 0 | 0 | 0
F2_Residential_Multi-Family Moderate Income_New_Space Heating_Natural Gas_Boiler_E10 | F2 | Residential | Multi-Family Moderate Income | New | Space Heating | Natural Gas | Boiler | E10 | RVT - Cost of Operation | 0 | 0 | 0 | 0 | 0 | 0 | 0 | 0 | 0 | 0 | 0 | 0 | 0 | 0 | 0 | 0 | 0 | 0 | 0 | 0 | 0 | 0 | 0 | 0 | 0 | 0 | 0 | 0 | 0 | 0 | 0 | 0 | 0 | 0 | 0 | 0 | 0 | 0 | 0 | 0 | 0 | 0
F3_Residential_Multi-Family Moderate Income_New_Space Heating_Natural Gas_Boiler_E1 | F3 | Residential | Multi-Family Moderate Income | New | Space Heating | Natural Gas | Boiler | E1 | System - kBTUs of Consumption | 171.371 | 171.371 | 0 | 0 | 0 | 0 | 0 | 0 | 0 | 0 | 0 | 0 | 0 | 0 | 0 | 0 | 0 | 0 | 0 | 0 | 0 | 0 | 0 | 0 | 0 | 0 | 0 | 0 | 0 | 0 | 0 | 0 | 0 | 0 | 0 | 0 | 0 | 0 | 0 | 0 | 0 | 0
F3_Residential_Multi-Family Moderate Income_New_Space Heating_Natural Gas_Boiler_E2 | F3 | Residential | Multi-Family Moderate Income | New | Space Heating | Natural Gas | Boiler | E2 | System - kBTUs of Consumption | 211.8434 | 211.8434 | 211.8434 | 211.8434 | 211.8434 | 0 | 0 | 0 | 0 | 0 | 0 | 0 | 0 | 0 | 0 | 0 | 0 | 0 | 0 | 0 | 0 | 0 | 0 | 0 | 0 | 0 | 0 | 0 | 0 | 0 | 0 | 0 | 0 | 0 | 0 | 0 | 0 | 0 | 0 | 0 | 0 | 0
F3_Residential_Multi-Family Moderate Income_New_Space Heating_Natural Gas_Boiler_E3 | F3 | Residential | Multi-Family Moderate Income | New | Space Heating | Natural Gas | Boiler | E3 | System - kBTUs of Consumption | 240.711 | 240.711 | 240.711 | 240.711 | 240.711 | 0 | 0 | 0 | 0 | 0 | 0 | 0 | 0 | 0 | 0 | 0 | 0 | 0 | 0 | 0 | 0 | 0 | 0 | 0 | 0 | 0 | 0 | 0 | 0 | 0 | 0 | 0 | 0 | 0 | 0 | 0 | 0 | 0 | 0 | 0 | 0 | 0
F3_Residential_Multi-Family Moderate Income_New_Space Heating_Natural Gas_Boiler_E4 | F3 | Residential | Multi-Family Moderate Income | New | Space Heating | Natural Gas | Boiler | E4 | System - kBTUs of Consumption | 251.814 | 251.814 | 251.814 | 251.814 | 251.814 | 0 | 0 | 0 | 0 | 0 | 0 | 0 | 0 | 0 | 0 | 0 | 0 | 0 | 0 | 0 | 0 | 0 | 0 | 0 | 0 | 0 | 0 | 0 | 0 | 0 | 0 | 0 | 0 | 0 | 0 | 0 | 0 | 0 | 0 | 0 | 0 | 0
F3_Residential_Multi-Family Moderate Income_New_Space Heating_Natural Gas_Boiler_E5 | F3 | Residential | Multi-Family Moderate Income | New | Space Heating | Natural Gas | Boiler | E5 | System - kBTUs of Consumption | 283.4357 | 283.4357 | 283.4357 | 283.4357 | 283.4357 | 0 | 0 | 0 | 0 | 0 | 0 | 0 | 0 | 0 | 0 | 0 | 0 | 0 | 0 | 0 | 0 | 0 | 0 | 0 | 0 | 0 | 0 | 0 | 0 | 0 | 0 | 0 | 0 | 0 | 0 | 0 | 0 | 0 | 0 | 0 | 0 | 0
F3_Residential_Multi-Family Moderate Income_New_Space Heating_Natural Gas_Boiler_E6 | F3 | Residential | Multi-Family Moderate Income | New | Space Heating | Natural Gas | Boiler | E6 | System - kBTUs of Consumption | 1317.6459 | 1317.6459 | 1317.6459 | 1317.6459 | 1317.6459 | 1317.6459 | 1317.6459 | 1317.6459 | 1317.6459 | 1317.6459 | 1317.6459 | 1317.6459 | 1317.6459 | 1317.6459 | 1317.6459 | 1317.6459 | 1317.6459 | 1317.6459 | 1317.6459 | 1317.6459 | 1317.6459 | 1317.6459 | 1317.6459 | 1317.6459 | 1317.6459 | 1317.6459 | 1317.6459 | 1317.6459 | 1317.6459 | 1317.6459 | 1317.6459 | 1317.6459 | 1317.6459 | 0 | 0 | 0 | 0 | 0 | 0 | 0 | 0 | 0
F3_Residential_Multi-Family Moderate Income_New_Space Heating_Natural Gas_Boiler_E7 | F3 | Residential | Multi-Family Moderate Income | New | Space Heating | Natural Gas | Boiler | E7 | System - kBTUs of Consumption | 628.795 | 628.795 | 628.795 | 628.795 | 628.795 | 628.795 | 628.795 | 628.795 | 628.795 | 628.795 | 628.795 | 628.795 | 628.795 | 628.795 | 628.795 | 628.795 | 628.795 | 628.795 | 628.795 | 628.795 | 628.795 | 628.795 | 628.795 | 628.795 | 628.795 | 628.795 | 628.795 | 628.795 | 628.795 | 628.795 | 628.795 | 628.795 | 628.795 | 0 | 0 | 0 | 0 | 0 | 0 | 0 | 0 | 0
F3_Residential_Multi-Family Moderate Income_New_Space Heating_Natural Gas_Boiler_E8 | F3 | Residential | Multi-Family Moderate Income | New | Space Heating | Natural Gas | Boiler | E8 | System - kBTUs of Consumption | 666.0585 | 666.0585 | 666.0585 | 666.0585 | 666.0585 | 666.0585 | 666.0585 | 666.0585 | 666.0585 | 666.0585 | 666.0585 | 666.0585 | 666.0585 | 666.0585 | 666.0585 | 666.0585 | 666.0585 | 666.0585 | 666.0585 | 666.0585 | 666.0585 | 666.0585 | 666.0585 | 666.0585 | 666.0585 | 666.0585 | 666.0585 | 666.0585 | 666.0585 | 666.0585 | 666.0585 | 666.0585 | 666.0585 | 0 | 0 | 0 | 0 | 0 | 0 | 0 | 0 | 0
F3_Residential_Multi-Family Moderate Income_New_Space Heating_Natural Gas_Boiler_E9 | F3 | Residential | Multi-Family Moderate Income | New | Space Heating | Natural Gas | Boiler | E9 | System - kBTUs of Consumption | 0 | 0 | 0 | 0 | 0 | 0 | 0 | 0 | 0 | 0 | 0 | 0 | 0 | 0 | 0 | 0 | 0 | 0 | 0 | 0 | 0 | 0 | 0 | 0 | 0 | 0 | 0 | 0 | 0 | 0 | 0 | 0 | 0 | 0 | 0 | 0 | 0 | 0 | 0 | 0 | 0 | 0
F3_Residential_Multi-Family Moderate Income_New_Space Heating_Natural Gas_Boiler_E10 | F3 | Residential | Multi-Family Moderate Income | New | Space Heating | Natural Gas | Boiler | E10 | System - kBTUs of Consumption | 0 | 0 | 0 | 0 | 0 | 0 | 0 | 0 | 0 | 0 | 0 | 0 | 0 | 0 | 0 | 0 | 0 | 0 | 0 | 0 | 0 | 0 | 0 | 0 | 0 | 0 | 0 | 0 | 0 | 0 | 0 | 0 | 0 | 0 | 0 | 0 | 0 | 0 | 0 | 0 | 0 | 0
F4_Residential_Multi-Family Moderate Income_New_Space Heating_Natural Gas_Boiler_E1 | F4 | Residential | Multi-Family Moderate Income | New | Space Heating | Natural Gas | Boiler | E1 | Utility - Cost of Equipment | 328.6426 | 328.9479 | 0 | 0 | 0 | 0 | 0 | 0 | 0 | 0 | 0 | 0 | 0 | 0 | 0 | 0 | 0 | 0 | 0 | 0 | 0 | 0 | 0 | 0 | 0 | 0 | 0 | 0 | 0 | 0 | 0 | 0 | 0 | 0 | 0 | 0 | 0 | 0 | 0 | 0 | 0 | 0
F4_Residential_Multi-Family Moderate Income_New_Space Heating_Natural Gas_Boiler_E2 | F4 | Residential | Multi-Family Moderate Income | New | Space Heating | Natural Gas | Boiler | E2 | Utility - Cost of Equipment | 321.3162 | 321.6147 | 322.5161 | 323.1051 | 322.0507 | 0 | 0 | 0 | 0 | 0 | 0 | 0 | 0 | 0 | 0 | 0 | 0 | 0 | 0 | 0 | 0 | 0 | 0 | 0 | 0 | 0 | 0 | 0 | 0 | 0 | 0 | 0 | 0 | 0 | 0 | 0 | 0 | 0 | 0 | 0 | 0 | 0
F4_Residential_Multi-Family Moderate Income_New_Space Heating_Natural Gas_Boiler_E3 | F4 | Residential | Multi-Family Moderate Income | New | Space Heating | Natural Gas | Boiler | E3 | Utility - Cost of Equipment | 317.1296 | 317.4243 | 318.3139 | 318.8953 | 317.8546 | 0 | 0 | 0 | 0 | 0 | 0 | 0 | 0 | 0 | 0 | 0 | 0 | 0 | 0 | 0 | 0 | 0 | 0 | 0 | 0 | 0 | 0 | 0 | 0 | 0 | 0 | 0 | 0 | 0 | 0 | 0 | 0 | 0 | 0 | 0 | 0 | 0
F4_Residential_Multi-Family Moderate Income_New_Space Heating_Natural Gas_Boiler_E4 | F4 | Residential | Multi-Family Moderate Income | New | Space Heating | Natural Gas | Boiler | E4 | Utility - Cost of Equipment | 297.5953 | 297.8718 | 298.7066 | 299.2522 | 298.2756 | 0 | 0 | 0 | 0 | 0 | 0 | 0 | 0 | 0 | 0 | 0 | 0 | 0 | 0 | 0 | 0 | 0 | 0 | 0 | 0 | 0 | 0 | 0 | 0 | 0 | 0 | 0 | 0 | 0 | 0 | 0 | 0 | 0 | 0 | 0 | 0 | 0
F4_Residential_Multi-Family Moderate Income_New_Space Heating_Natural Gas_Boiler_E5 | F4 | Residential | Multi-Family Moderate Income | New | Space Heating | Natural Gas | Boiler | E5 | Utility - Cost of Equipment | 277.0059 | 277.2633 | 278.0404 | 278.5482 | 277.6391 | 0 | 0 | 0 | 0 | 0 | 0 | 0 | 0 | 0 | 0 | 0 | 0 | 0 | 0 | 0 | 0 | 0 | 0 | 0 | 0 | 0 | 0 | 0 | 0 | 0 | 0 | 0 | 0 | 0 | 0 | 0 | 0 | 0 | 0 | 0 | 0 | 0
F4_Residential_Multi-Family Moderate Income_New_Space Heating_Natural Gas_Boiler_E6 | F4 | Residential | Multi-Family Moderate Income | New | Space Heating | Natural Gas | Boiler | E6 | Utility - Cost of Equipment | 220.0876 | 220.2691 | 221.0317 | 221.5409 | 220.4917 | 220.1474 | 220.4597 | 220.6069 | 220.9691 | 221.259 | 221.5129 | 221.7003 | 221.9621 | 222.257 | 222.4996 | 222.5923 | 222.5149 | 222.319 | 221.9076 | 221.3549 | 220.5193 | 219.4476 | 218.2591 | 217.0645 | 215.7319 | 214.317 | 212.8227 | 211.2817 | 209.5869 | 207.8369 | 205.9381 | 203.9937 | 201.8385 | 0 | 0 | 0 | 0 | 0 | 0 | 0 | 0 | 0
F4_Residential_Multi-Family Moderate Income_New_Space Heating_Natural Gas_Boiler_E7 | F4 | Residential | Multi-Family Moderate Income | New | Space Heating | Natural Gas | Boiler | E7 | Utility - Cost of Equipment | 176.0048 | 176.1458 | 176.691 | 177.0652 | 176.3583 | 176.1512 | 176.4084 | 176.554 | 176.8509 | 177.0993 | 177.3256 | 177.4266 | 177.4861 | 177.475 | 177.3225 | 177.0725 | 176.7117 | 176.2794 | 175.7099 | 175.0551 | 174.3282 | 173.5805 | 172.7513 | 171.9179 | 170.9883 | 170.0011 | 168.9586 | 167.8835 | 166.7012 | 165.4803 | 164.1556 | 162.799 | 161.2955 | 0 | 0 | 0 | 0 | 0 | 0 | 0 | 0 | 0
F4_Residential_Multi-Family Moderate Income_New_Space Heating_Natural Gas_Boiler_E8 | F4 | Residential | Multi-Family Moderate Income | New | Space Heating | Natural Gas | Boiler | E8 | Utility - Cost of Equipment | 148.2146 | 148.3333 | 148.7924 | 149.1075 | 148.5123 | 148.3378 | 148.5545 | 148.6771 | 148.9271 | 149.1363 | 149.3269 | 149.4119 | 149.4619 | 149.4526 | 149.3242 | 149.1137 | 148.8098 | 148.4458 | 147.9663 | 147.4149 | 146.8027 | 146.173 | 145.4748 | 144.773 | 143.9901 | 143.1588 | 142.2809 | 141.3756 | 140.38 | 139.3518 | 138.2363 | 137.0939 | 135.8278 | 0 | 0 | 0 | 0 | 0 | 0 | 0 | 0 | 0
F4_Residential_Multi-Family Moderate Income_New_Space Heating_Natural Gas_Boiler_E9 | F4 | Residential | Multi-Family Moderate Income | New | Space Heating | Natural Gas | Boiler | E9 | Utility - Cost of Equipment | 0 | 0 | 0 | 0 | 0 | 0 | 0 | 0 | 0 | 0 | 0 | 0 | 0 | 0 | 0 | 0 | 0 | 0 | 0 | 0 | 0 | 0 | 0 | 0 | 0 | 0 | 0 | 0 | 0 | 0 | 0 | 0 | 0 | 0 | 0 | 0 | 0 | 0 | 0 | 0 | 0 | 0
F4_Residential_Multi-Family Moderate Income_New_Space Heating_Natural Gas_Boiler_E10 | F4 | Residential | Multi-Family Moderate Income | New | Space Heating | Natural Gas | Boiler | E10 | Utility - Cost of Equipment | 0 | 0 | 0 | 0 | 0 | 0 | 0 | 0 | 0 | 0 | 0 | 0 | 0 | 0 | 0 | 0 | 0 | 0 | 0 | 0 | 0 | 0 | 0 | 0 | 0 | 0 | 0 | 0 | 0 | 0 | 0 | 0 | 0 | 0 | 0 | 0 | 0 | 0 | 0 | 0 | 0 | 0
F5_Residential_Multi-Family Moderate Income_New_Space Heating_Natural Gas_Boiler_E1 | F5 | Residential | Multi-Family Moderate Income | New | Space Heating | Natural Gas | Boiler | E1 | Utility - Cost of Operation | 171.371 | 171.371 | 0 | 0 | 0 | 0 | 0 | 0 | 0 | 0 | 0 | 0 | 0 | 0 | 0 | 0 | 0 | 0 | 0 | 0 | 0 | 0 | 0 | 0 | 0 | 0 | 0 | 0 | 0 | 0 | 0 | 0 | 0 | 0 | 0 | 0 | 0 | 0 | 0 | 0 | 0 | 0
F5_Residential_Multi-Family Moderate Income_New_Space Heating_Natural Gas_Boiler_E2 | F5 | Residential | Multi-Family Moderate Income | New | Space Heating | Natural Gas | Boiler | E2 | Utility - Cost of Operation | 211.8434 | 211.8434 | 211.8434 | 211.8434 | 211.8434 | 0 | 0 | 0 | 0 | 0 | 0 | 0 | 0 | 0 | 0 | 0 | 0 | 0 | 0 | 0 | 0 | 0 | 0 | 0 | 0 | 0 | 0 | 0 | 0 | 0 | 0 | 0 | 0 | 0 | 0 | 0 | 0 | 0 | 0 | 0 | 0 | 0
F5_Residential_Multi-Family Moderate Income_New_Space Heating_Natural Gas_Boiler_E3 | F5 | Residential | Multi-Family Moderate Income | New | Space Heating | Natural Gas | Boiler | E3 | Utility - Cost of Operation | 240.711 | 240.711 | 240.711 | 240.711 | 240.711 | 0 | 0 | 0 | 0 | 0 | 0 | 0 | 0 | 0 | 0 | 0 | 0 | 0 | 0 | 0 | 0 | 0 | 0 | 0 | 0 | 0 | 0 | 0 | 0 | 0 | 0 | 0 | 0 | 0 | 0 | 0 | 0 | 0 | 0 | 0 | 0 | 0
F5_Residential_Multi-Family Moderate Income_New_Space Heating_Natural Gas_Boiler_E4 | F5 | Residential | Multi-Family Moderate Income | New | Space Heating | Natural Gas | Boiler | E4 | Utility - Cost of Operation | 251.814 | 251.814 | 251.814 | 251.814 | 251.814 | 0 | 0 | 0 | 0 | 0 | 0 | 0 | 0 | 0 | 0 | 0 | 0 | 0 | 0 | 0 | 0 | 0 | 0 | 0 | 0 | 0 | 0 | 0 | 0 | 0 | 0 | 0 | 0 | 0 | 0 | 0 | 0 | 0 | 0 | 0 | 0 | 0
F5_Residential_Multi-Family Moderate Income_New_Space Heating_Natural Gas_Boiler_E5 | F5 | Residential | Multi-Family Moderate Income | New | Space Heating | Natural Gas | Boiler | E5 | Utility - Cost of Operation | 283.4357 | 283.4357 | 283.4357 | 283.4357 | 283.4357 | 0 | 0 | 0 | 0 | 0 | 0 | 0 | 0 | 0 | 0 | 0 | 0 | 0 | 0 | 0 | 0 | 0 | 0 | 0 | 0 | 0 | 0 | 0 | 0 | 0 | 0 | 0 | 0 | 0 | 0 | 0 | 0 | 0 | 0 | 0 | 0 | 0
F5_Residential_Multi-Family Moderate Income_New_Space Heating_Natural Gas_Boiler_E6 | F5 | Residential | Multi-Family Moderate Income | New | Space Heating | Natural Gas | Boiler | E6 | Utility - Cost of Operation | 1317.6459 | 1317.6459 | 1317.6459 | 1317.6459 | 1317.6459 | 1317.6459 | 1317.6459 | 1317.6459 | 1317.6459 | 1317.6459 | 1317.6459 | 1317.6459 | 1317.6459 | 1317.6459 | 1317.6459 | 1317.6459 | 1317.6459 | 1317.6459 | 1317.6459 | 1317.6459 | 1317.6459 | 1317.6459 | 1317.6459 | 1317.6459 | 1317.6459 | 1317.6459 | 1317.6459 | 1317.6459 | 1317.6459 | 1317.6459 | 1317.6459 | 1317.6459 | 1317.6459 | 0 | 0 | 0 | 0 | 0 | 0 | 0 | 0 | 0
F5_Residential_Multi-Family Moderate Income_New_Space Heating_Natural Gas_Boiler_E7 | F5 | Residential | Multi-Family Moderate Income | New | Space Heating | Natural Gas | Boiler | E7 | Utility - Cost of Operation | 628.795 | 628.795 | 628.795 | 628.795 | 628.795 | 628.795 | 628.795 | 628.795 | 628.795 | 628.795 | 628.795 | 628.795 | 628.795 | 628.795 | 628.795 | 628.795 | 628.795 | 628.795 | 628.795 | 628.795 | 628.795 | 628.795 | 628.795 | 628.795 | 628.795 | 628.795 | 628.795 | 628.795 | 628.795 | 628.795 | 628.795 | 628.795 | 628.795 | 0 | 0 | 0 | 0 | 0 | 0 | 0 | 0 | 0
F5_Residential_Multi-Family Moderate Income_New_Space Heating_Natural Gas_Boiler_E8 | F5 | Residential | Multi-Family Moderate Income | New | Space Heating | Natural Gas | Boiler | E8 | Utility - Cost of Operation | 666.0585 | 666.0585 | 666.0585 | 666.0585 | 666.0585 | 666.0585 | 666.0585 | 666.0585 | 666.0585 | 666.0585 | 666.0585 | 666.0585 | 666.0585 | 666.0585 | 666.0585 | 666.0585 | 666.0585 | 666.0585 | 666.0585 | 666.0585 | 666.0585 | 666.0585 | 666.0585 | 666.0585 | 666.0585 | 666.0585 | 666.0585 | 666.0585 | 666.0585 | 666.0585 | 666.0585 | 666.0585 | 666.0585 | 0 | 0 | 0 | 0 | 0 | 0 | 0 | 0 | 0
F5_Residential_Multi-Family Moderate Income_New_Space Heating_Natural Gas_Boiler_E9 | F5 | Residential | Multi-Family Moderate Income | New | Space Heating | Natural Gas | Boiler | E9 | Utility - Cost of Operation | 0 | 0 | 0 | 0 | 0 | 0 | 0 | 0 | 0 | 0 | 0 | 0 | 0 | 0 | 0 | 0 | 0 | 0 | 0 | 0 | 0 | 0 | 0 | 0 | 0 | 0 | 0 | 0 | 0 | 0 | 0 | 0 | 0 | 0 | 0 | 0 | 0 | 0 | 0 | 0 | 0 | 0
F5_Residential_Multi-Family Moderate Income_New_Space Heating_Natural Gas_Boiler_E10 | F5 | Residential | Multi-Family Moderate Income | New | Space Heating | Natural Gas | Boiler | E10 | Utility - Cost of Operation | 0 | 0 | 0 | 0 | 0 | 0 | 0 | 0 | 0 | 0 | 0 | 0 | 0 | 0 | 0 | 0 | 0 | 0 | 0 | 0 | 0 | 0 | 0 | 0 | 0 | 0 | 0 | 0 | 0 | 0 | 0 | 0 | 0 | 0 | 0 | 0 | 0 | 0 | 0 | 0 | 0 | 0
F6_Residential_Multi-Family Moderate Income_New_Space Heating_Natural Gas_Boiler_E1 | F6 | Residential | Multi-Family Moderate Income | New | Space Heating | Natural Gas | Boiler | E1 | Utility - Value of Sales | 161.9125 | 161.5452 | 0 | 0 | 0 | 0 | 0 | 0 | 0 | 0 | 0 | 0 | 0 | 0 | 0 | 0 | 0 | 0 | 0 | 0 | 0 | 0 | 0 | 0 | 0 | 0 | 0 | 0 | 0 | 0 | 0 | 0 | 0 | 0 | 0 | 0 | 0 | 0 | 0 | 0 | 0 | 0
F6_Residential_Multi-Family Moderate Income_New_Space Heating_Natural Gas_Boiler_E2 | F6 | Residential | Multi-Family Moderate Income | New | Space Heating | Natural Gas | Boiler | E2 | Utility - Value of Sales | 158.303 | 157.9439 | 157.7369 | 157.4035 | 156.5129 | 0 | 0 | 0 | 0 | 0 | 0 | 0 | 0 | 0 | 0 | 0 | 0 | 0 | 0 | 0 | 0 | 0 | 0 | 0 | 0 | 0 | 0 | 0 | 0 | 0 | 0 | 0 | 0 | 0 | 0 | 0 | 0 | 0 | 0 | 0 | 0 | 0
F6_Residential_Multi-Family Moderate Income_New_Space Heating_Natural Gas_Boiler_E3 | F6 | Residential | Multi-Family Moderate Income | New | Space Heating | Natural Gas | Boiler | E3 | Utility - Value of Sales | 156.2404 | 155.886 | 155.6817 | 155.3526 | 154.4736 | 0 | 0 | 0 | 0 | 0 | 0 | 0 | 0 | 0 | 0 | 0 | 0 | 0 | 0 | 0 | 0 | 0 | 0 | 0 | 0 | 0 | 0 | 0 | 0 | 0 | 0 | 0 | 0 | 0 | 0 | 0 | 0 | 0 | 0 | 0 | 0 | 0
F6_Residential_Multi-Family Moderate Income_New_Space Heating_Natural Gas_Boiler_E4 | F6 | Residential | Multi-Family Moderate Income | New | Space Heating | Natural Gas | Boiler | E4 | Utility - Value of Sales | 146.6164 | 146.2838 | 146.0921 | 145.7833 | 144.9584 | 0 | 0 | 0 | 0 | 0 | 0 | 0 | 0 | 0 | 0 | 0 | 0 | 0 | 0 | 0 | 0 | 0 | 0 | 0 | 0 | 0 | 0 | 0 | 0 | 0 | 0 | 0 | 0 | 0 | 0 | 0 | 0 | 0 | 0 | 0 | 0 | 0
F6_Residential_Multi-Family Moderate Income_New_Space Heating_Natural Gas_Boiler_E5 | F6 | Residential | Multi-Family Moderate Income | New | Space Heating | Natural Gas | Boiler | E5 | Utility - Value of Sales | 136.4727 | 136.163 | 135.9846 | 135.6972 | 134.9294 | 0 | 0 | 0 | 0 | 0 | 0 | 0 | 0 | 0 | 0 | 0 | 0 | 0 | 0 | 0 | 0 | 0 | 0 | 0 | 0 | 0 | 0 | 0 | 0 | 0 | 0 | 0 | 0 | 0 | 0 | 0 | 0 | 0 | 0 | 0 | 0 | 0
F6_Residential_Multi-Family Moderate Income_New_Space Heating_Natural Gas_Boiler_E6 | F6 | Residential | Multi-Family Moderate Income | New | Space Heating | Natural Gas | Boiler | E6 | Utility - Value of Sales | 110.9374 | 110.9385 | 111.1136 | 111.1404 | 110.5223 | 109.9043 | 109.2863 | 108.6683 | 108.0503 | 107.4324 | 106.8145 | 106.1967 | 105.5789 | 104.9611 | 104.3433 | 103.7315 | 103.1314 | 102.549 | 101.9901 | 101.4607 | 100.9666 | 100.5137 | 100.1019 | 99.7313 | 99.4019 | 99.1137 | 98.8666 | 98.6607 | 98.496 | 98.3724 | 98.29 | 98.2488 | 98.2488 | 0 | 0 | 0 | 0 | 0 | 0 | 0 | 0 | 0
F6_Residential_Multi-Family Moderate Income_New_Space Heating_Natural Gas_Boiler_E7 | F6 | Residential | Multi-Family Moderate Income | New | Space Heating | Natural Gas | Boiler | E7 | Utility - Value of Sales | 88.2569 | 88.1753 | 88.2096 | 88.1451 | 87.6507 | 87.1563 | 86.6619 | 86.1676 | 85.6733 | 85.179 | 84.6847 | 84.1935 | 83.7085 | 83.2325 | 82.7688 | 82.3204 | 81.8903 | 81.4816 | 81.0972 | 80.7403 | 80.4109 | 80.109 | 79.8344 | 79.5874 | 79.3678 | 79.1756 | 79.0109 | 78.8736 | 78.7638 | 78.6815 | 78.6265 | 78.5991 | 78.5991 | 0 | 0 | 0 | 0 | 0 | 0 | 0 | 0 | 0
F6_Residential_Multi-Family Moderate Income_New_Space Heating_Natural Gas_Boiler_E8 | F6 | Residential | Multi-Family Moderate Income | New | Space Heating | Natural Gas | Boiler | E8 | Utility - Value of Sales | 74.3216 | 74.2529 | 74.2818 | 74.2274 | 73.8111 | 73.3948 | 72.9785 | 72.5622 | 72.1459 | 71.7297 | 71.3134 | 70.8998 | 70.4913 | 70.0906 | 69.7001 | 69.3225 | 68.9603 | 68.616 | 68.2924 | 67.9918 | 67.7145 | 67.4602 | 67.229 | 67.021 | 66.836 | 66.6742 | 66.5355 | 66.4199 | 66.3274 | 66.2581 | 66.2118 | 66.1887 | 66.1887 | 0 | 0 | 0 | 0 | 0 | 0 | 0 | 0 | 0
F6_Residential_Multi-Family Moderate Income_New_Space Heating_Natural Gas_Boiler_E9 | F6 | Residential | Multi-Family Moderate Income | New | Space Heating | Natural Gas | Boiler | E9 | Utility - Value of Sales | 0 | 0 | 0 | 0 | 0 | 0 | 0 | 0 | 0 | 0 | 0 | 0 | 0 | 0 | 0 | 0 | 0 | 0 | 0 | 0 | 0 | 0 | 0 | 0 | 0 | 0 | 0 | 0 | 0 | 0 | 0 | 0 | 0 | 0 | 0 | 0 | 0 | 0 | 0 | 0 | 0 | 0
F6_Residential_Multi-Family Moderate Income_New_Space Heating_Natural Gas_Boiler_E10 | F6 | Residential | Multi-Family Moderate Income | New | Space Heating | Natural Gas | Boiler | E10 | Utility - Value of Sales | 0 | 0 | 0 | 0 | 0 | 0 | 0 | 0 | 0 | 0 | 0 | 0 | 0 | 0 | 0 | 0 | 0 | 0 | 0 | 0 | 0 | 0 | 0 | 0 | 0 | 0 | 0 | 0 | 0 | 0 | 0 | 0 | 0 | 0 | 0 | 0 | 0 | 0 | 0 | 0 | 0 | 0
F1_Residential_Multi-Family Moderate Income_New_Secondary Heating_Natural Gas_Fireplace_E1 | F1 | Residential | Multi-Family Moderate Income | New | Secondary Heating | Natural Gas | Fireplace | E1 | RVT - Cost of Equipment | 93.2401 | 93.5588 | 94.1407 | 94.6335 | 94.5137 | 94.759 | 95.3435 | 95.847 | 96.4653 | 97.0521 | 97.6246 | 98.1672 | 98.7537 | 99.3094 | 99.7786 | 100.195 | 100.5476 | 100.8635 | 101.0911 | 101.2696 | 101.3227 | 101.2759 | 101.1484 | 100.9981 | 100.7535 | 100.4432 | 100.0678 | 99.6437 | 99.1116 | 98.5239 | 97.8281 | 97.0794 | 96.1855 | 0 | 0 | 0 | 0 | 0 | 0 | 0 | 0 | 0
F1_Residential_Multi-Family Moderate Income_New_Secondary Heating_Natural Gas_Fireplace_E2 | F1 | Residential | Multi-Family Moderate Income | New | Secondary Heating | Natural Gas | Fireplace | E2 | RVT - Cost of Equipment | 77.5371 | 77.8021 | 78.286 | 78.6958 | 78.5962 | 78.8002 | 79.2863 | 79.705 | 80.2191 | 80.7071 | 81.1832 | 81.6344 | 82.1221 | 82.5843 | 82.9744 | 83.3208 | 83.6139 | 83.8766 | 84.0659 | 84.2143 | 84.2585 | 84.2196 | 84.1135 | 83.9886 | 83.7852 | 83.5271 | 83.2149 | 82.8622 | 82.4198 | 81.931 | 81.3524 | 80.7298 | 79.9865 | 0 | 0 | 0 | 0 | 0 | 0 | 0 | 0 | 0
F1_Residential_Multi-Family Moderate Income_New_Secondary Heating_Natural Gas_Fireplace_E3 | F1 | Residential | Multi-Family Moderate Income | New | Secondary Heating | Natural Gas | Fireplace | E3 | RVT - Cost of Equipment | 73.9755 | 74.2283 | 74.69 | 75.081 | 74.9859 | 75.1806 | 75.6443 | 76.0438 | 76.5343 | 76.9999 | 77.4541 | 77.8846 | 78.3499 | 78.7908 | 79.163 | 79.4935 | 79.7732 | 80.0238 | 80.2044 | 80.346 | 80.3882 | 80.351 | 80.2498 | 80.1306 | 79.9365 | 79.6903 | 79.3925 | 79.056 | 78.6339 | 78.1676 | 77.6155 | 77.0215 | 76.3123 | 0 | 0 | 0 | 0 | 0 | 0 | 0 | 0 | 0
F1_Residential_Multi-Family Moderate Income_New_Secondary Heating_Natural Gas_Fireplace_E4 | F1 | Residential | Multi-Family Moderate Income | New | Secondary Heating | Natural Gas | Fireplace | E4 | RVT - Cost of Equipment | 0 | 0 | 0 | 0 | 0 | 0 | 0 | 0 | 0 | 0 | 0 | 0 | 0 | 0 | 0 | 0 | 0 | 0 | 0 | 0 | 0 | 0 | 0 | 0 | 0 | 0 | 0 | 0 | 0 | 0 | 0 | 0 | 0 | 0 | 0 | 0 | 0 | 0 | 0 | 0 | 0 | 0
F1_Residential_Multi-Family Moderate Income_New_Secondary Heating_Natural Gas_Fireplace_E5 | F1 | Residential | Multi-Family Moderate Income | New | Secondary Heating | Natural Gas | Fireplace | E5 | RVT - Cost of Equipment | 0 | 0 | 0 | 0 | 0 | 0 | 0 | 0 | 0 | 0 | 0 | 0 | 0 | 0 | 0 | 0 | 0 | 0 | 0 | 0 | 0 | 0 | 0 | 0 | 0 | 0 | 0 | 0 | 0 | 0 | 0 | 0 | 0 | 0 | 0 | 0 | 0 | 0 | 0 | 0 | 0 | 0
F1_Residential_Multi-Family Moderate Income_New_Secondary Heating_Natural Gas_Fireplace_E6 | F1 | Residential | Multi-Family Moderate Income | New | Secondary Heating | Natural Gas | Fireplace | E6 | RVT - Cost of Equipment | 0 | 0 | 0 | 0 | 0 | 0 | 0 | 0 | 0 | 0 | 0 | 0 | 0 | 0 | 0 | 0 | 0 | 0 | 0 | 0 | 0 | 0 | 0 | 0 | 0 | 0 | 0 | 0 | 0 | 0 | 0 | 0 | 0 | 0 | 0 | 0 | 0 | 0 | 0 | 0 | 0 | 0
F1_Residential_Multi-Family Moderate Income_New_Secondary Heating_Natural Gas_Fireplace_E7 | F1 | Residential | Multi-Family Moderate Income | New | Secondary Heating | Natural Gas | Fireplace | E7 | RVT - Cost of Equipment | 0 | 0 | 0 | 0 | 0 | 0 | 0 | 0 | 0 | 0 | 0 | 0 | 0 | 0 | 0 | 0 | 0 | 0 | 0 | 0 | 0 | 0 | 0 | 0 | 0 | 0 | 0 | 0 | 0 | 0 | 0 | 0 | 0 | 0 | 0 | 0 | 0 | 0 | 0 | 0 | 0 | 0
F1_Residential_Multi-Family Moderate Income_New_Secondary Heating_Natural Gas_Fireplace_E8 | F1 | Residential | Multi-Family Moderate Income | New | Secondary Heating | Natural Gas | Fireplace | E8 | RVT - Cost of Equipment | 0 | 0 | 0 | 0 | 0 | 0 | 0 | 0 | 0 | 0 | 0 | 0 | 0 | 0 | 0 | 0 | 0 | 0 | 0 | 0 | 0 | 0 | 0 | 0 | 0 | 0 | 0 | 0 | 0 | 0 | 0 | 0 | 0 | 0 | 0 | 0 | 0 | 0 | 0 | 0 | 0 | 0
F1_Residential_Multi-Family Moderate Income_New_Secondary Heating_Natural Gas_Fireplace_E9 | F1 | Residential | Multi-Family Moderate Income | New | Secondary Heating | Natural Gas | Fireplace | E9 | RVT - Cost of Equipment | 0 | 0 | 0 | 0 | 0 | 0 | 0 | 0 | 0 | 0 | 0 | 0 | 0 | 0 | 0 | 0 | 0 | 0 | 0 | 0 | 0 | 0 | 0 | 0 | 0 | 0 | 0 | 0 | 0 | 0 | 0 | 0 | 0 | 0 | 0 | 0 | 0 | 0 | 0 | 0 | 0 | 0
F1_Residential_Multi-Family Moderate Income_New_Secondary Heating_Natural Gas_Fireplace_E10 | F1 | Residential | Multi-Family Moderate Income | New | Secondary Heating | Natural Gas | Fireplace | E10 | RVT - Cost of Equipment | 0 | 0 | 0 | 0 | 0 | 0 | 0 | 0 | 0 | 0 | 0 | 0 | 0 | 0 | 0 | 0 | 0 | 0 | 0 | 0 | 0 | 0 | 0 | 0 | 0 | 0 | 0 | 0 | 0 | 0 | 0 | 0 | 0 | 0 | 0 | 0 | 0 | 0 | 0 | 0 | 0 | 0
F2_Residential_Multi-Family Moderate Income_New_Secondary Heating_Natural Gas_Fireplace_E1 | F2 | Residential | Multi-Family Moderate Income | New | Secondary Heating | Natural Gas | Fireplace | E1 | RVT - Cost of Operation | 93.0897 | 93.4079 | 93.9889 | 94.4809 | 94.3613 | 94.6062 | 95.1898 | 95.6924 | 96.3097 | 96.8956 | 97.4672 | 98.0089 | 98.5944 | 99.1493 | 99.6177 | 100.0335 | 100.3854 | 100.7009 | 100.9281 | 101.1063 | 101.1594 | 101.1126 | 100.9853 | 100.8353 | 100.591 | 100.2812 | 99.9064 | 99.483 | 98.9518 | 98.365 | 97.6703 | 96.9228 | 96.0304 | 0 | 0 | 0 | 0 | 0 | 0 | 0 | 0 | 0
F2_Residential_Multi-Family Moderate Income_New_Secondary Heating_Natural Gas_Fireplace_E2 | F2 | Residential | Multi-Family Moderate Income | New | Secondary Heating | Natural Gas | Fireplace | E2 | RVT - Cost of Operation | 77.4121 | 77.6767 | 78.1598 | 78.5689 | 78.4695 | 78.6732 | 79.1585 | 79.5764 | 80.0898 | 80.577 | 81.0523 | 81.5028 | 81.9897 | 82.4511 | 82.8406 | 83.1864 | 83.4791 | 83.7414 | 83.9304 | 84.0785 | 84.1227 | 84.0838 | 83.9779 | 83.8532 | 83.6501 | 83.3924 | 83.0807 | 82.7286 | 82.2869 | 81.7989 | 81.2213 | 80.5996 | 79.8575 | 0 | 0 | 0 | 0 | 0 | 0 | 0 | 0 | 0
F2_Residential_Multi-Family Moderate Income_New_Secondary Heating_Natural Gas_Fireplace_E3 | F2 | Residential | Multi-Family Moderate Income | New | Secondary Heating | Natural Gas | Fireplace | E3 | RVT - Cost of Operation | 73.8562 | 74.1086 | 74.5696 | 74.9599 | 74.865 | 75.0593 | 75.5224 | 75.9211 | 76.4109 | 76.8757 | 77.3292 | 77.759 | 78.2236 | 78.6638 | 79.0354 | 79.3653 | 79.6445 | 79.8948 | 80.0751 | 80.2164 | 80.2585 | 80.2214 | 80.1204 | 80.0014 | 79.8076 | 79.5618 | 79.2645 | 78.9285 | 78.5071 | 78.0415 | 77.4904 | 76.8973 | 76.1893 | 0 | 0 | 0 | 0 | 0 | 0 | 0 | 0 | 0
F2_Residential_Multi-Family Moderate Income_New_Secondary Heating_Natural Gas_Fireplace_E4 | F2 | Residential | Multi-Family Moderate Income | New | Secondary Heating | Natural Gas | Fireplace | E4 | RVT - Cost of Operation | 0 | 0 | 0 | 0 | 0 | 0 | 0 | 0 | 0 | 0 | 0 | 0 | 0 | 0 | 0 | 0 | 0 | 0 | 0 | 0 | 0 | 0 | 0 | 0 | 0 | 0 | 0 | 0 | 0 | 0 | 0 | 0 | 0 | 0 | 0 | 0 | 0 | 0 | 0 | 0 | 0 | 0
F2_Residential_Multi-Family Moderate Income_New_Secondary Heating_Natural Gas_Fireplace_E5 | F2 | Residential | Multi-Family Moderate Income | New | Secondary Heating | Natural Gas | Fireplace | E5 | RVT - Cost of Operation | 0 | 0 | 0 | 0 | 0 | 0 | 0 | 0 | 0 | 0 | 0 | 0 | 0 | 0 | 0 | 0 | 0 | 0 | 0 | 0 | 0 | 0 | 0 | 0 | 0 | 0 | 0 | 0 | 0 | 0 | 0 | 0 | 0 | 0 | 0 | 0 | 0 | 0 | 0 | 0 | 0 | 0
F2_Residential_Multi-Family Moderate Income_New_Secondary Heating_Natural Gas_Fireplace_E6 | F2 | Residential | Multi-Family Moderate Income | New | Secondary Heating | Natural Gas | Fireplace | E6 | RVT - Cost of Operation | 0 | 0 | 0 | 0 | 0 | 0 | 0 | 0 | 0 | 0 | 0 | 0 | 0 | 0 | 0 | 0 | 0 | 0 | 0 | 0 | 0 | 0 | 0 | 0 | 0 | 0 | 0 | 0 | 0 | 0 | 0 | 0 | 0 | 0 | 0 | 0 | 0 | 0 | 0 | 0 | 0 | 0
F2_Residential_Multi-Family Moderate Income_New_Secondary Heating_Natural Gas_Fireplace_E7 | F2 | Residential | Multi-Family Moderate Income | New | Secondary Heating | Natural Gas | Fireplace | E7 | RVT - Cost of Operation | 0 | 0 | 0 | 0 | 0 | 0 | 0 | 0 | 0 | 0 | 0 | 0 | 0 | 0 | 0 | 0 | 0 | 0 | 0 | 0 | 0 | 0 | 0 | 0 | 0 | 0 | 0 | 0 | 0 | 0 | 0 | 0 | 0 | 0 | 0 | 0 | 0 | 0 | 0 | 0 | 0 | 0
F2_Residential_Multi-Family Moderate Income_New_Secondary Heating_Natural Gas_Fireplace_E8 | F2 | Residential | Multi-Family Moderate Income | New | Secondary Heating | Natural Gas | Fireplace | E8 | RVT - Cost of Operation | 0 | 0 | 0 | 0 | 0 | 0 | 0 | 0 | 0 | 0 | 0 | 0 | 0 | 0 | 0 | 0 | 0 | 0 | 0 | 0 | 0 | 0 | 0 | 0 | 0 | 0 | 0 | 0 | 0 | 0 | 0 | 0 | 0 | 0 | 0 | 0 | 0 | 0 | 0 | 0 | 0 | 0
F2_Residential_Multi-Family Moderate Income_New_Secondary Heating_Natural Gas_Fireplace_E9 | F2 | Residential | Multi-Family Moderate Income | New | Secondary Heating | Natural Gas | Fireplace | E9 | RVT - Cost of Operation | 0 | 0 | 0 | 0 | 0 | 0 | 0 | 0 | 0 | 0 | 0 | 0 | 0 | 0 | 0 | 0 | 0 | 0 | 0 | 0 | 0 | 0 | 0 | 0 | 0 | 0 | 0 | 0 | 0 | 0 | 0 | 0 | 0 | 0 | 0 | 0 | 0 | 0 | 0 | 0 | 0 | 0
F2_Residential_Multi-Family Moderate Income_New_Secondary Heating_Natural Gas_Fireplace_E10 | F2 | Residential | Multi-Family Moderate Income | New | Secondary Heating | Natural Gas | Fireplace | E10 | RVT - Cost of Operation | 0 | 0 | 0 | 0 | 0 | 0 | 0 | 0 | 0 | 0 | 0 | 0 | 0 | 0 | 0 | 0 | 0 | 0 | 0 | 0 | 0 | 0 | 0 | 0 | 0 | 0 | 0 | 0 | 0 | 0 | 0 | 0 | 0 | 0 | 0 | 0 | 0 | 0 | 0 | 0 | 0 | 0
F3_Residential_Multi-Family Moderate Income_New_Secondary Heating_Natural Gas_Fireplace_E1 | F3 | Residential | Multi-Family Moderate Income | New | Secondary Heating | Natural Gas | Fireplace | E1 | System - kBTUs of Consumption | 296.7502 | 296.7502 | 296.7502 | 296.7502 | 296.7502 | 296.7502 | 296.7502 | 296.7502 | 296.7502 | 296.7502 | 296.7502 | 296.7502 | 296.7502 | 296.7502 | 296.7502 | 296.7502 | 296.7502 | 296.7502 | 296.7502 | 296.7502 | 296.7502 | 296.7502 | 296.7502 | 296.7502 | 296.7502 | 296.7502 | 296.7502 | 296.7502 | 296.7502 | 296.7502 | 296.7502 | 296.7502 | 296.7502 | 0 | 0 | 0 | 0 | 0 | 0 | 0 | 0 | 0
F3_Residential_Multi-Family Moderate Income_New_Secondary Heating_Natural Gas_Fireplace_E2 | F3 | Residential | Multi-Family Moderate Income | New | Secondary Heating | Natural Gas | Fireplace | E2 | System - kBTUs of Consumption | 323.4809 | 323.4809 | 323.4809 | 323.4809 | 323.4809 | 323.4809 | 323.4809 | 323.4809 | 323.4809 | 323.4809 | 323.4809 | 323.4809 | 323.4809 | 323.4809 | 323.4809 | 323.4809 | 323.4809 | 323.4809 | 323.4809 | 323.4809 | 323.4809 | 323.4809 | 323.4809 | 323.4809 | 323.4809 | 323.4809 | 323.4809 | 323.4809 | 323.4809 | 323.4809 | 323.4809 | 323.4809 | 323.4809 | 0 | 0 | 0 | 0 | 0 | 0 | 0 | 0 | 0
F3_Residential_Multi-Family Moderate Income_New_Secondary Heating_Natural Gas_Fireplace_E3 | F3 | Residential | Multi-Family Moderate Income | New | Secondary Heating | Natural Gas | Fireplace | E3 | System - kBTUs of Consumption | 329.7159 | 329.7159 | 329.7159 | 329.7159 | 329.7159 | 329.7159 | 329.7159 | 329.7159 | 329.7159 | 329.7159 | 329.7159 | 329.7159 | 329.7159 | 329.7159 | 329.7159 | 329.7159 | 329.7159 | 329.7159 | 329.7159 | 329.7159 | 329.7159 | 329.7159 | 329.7159 | 329.7159 | 329.7159 | 329.7159 | 329.7159 | 329.7159 | 329.7159 | 329.7159 | 329.7159 | 329.7159 | 329.7159 | 0 | 0 | 0 | 0 | 0 | 0 | 0 | 0 | 0
F3_Residential_Multi-Family Moderate Income_New_Secondary Heating_Natural Gas_Fireplace_E4 | F3 | Residential | Multi-Family Moderate Income | New | Secondary Heating | Natural Gas | Fireplace | E4 | System - kBTUs of Consumption | 0 | 0 | 0 | 0 | 0 | 0 | 0 | 0 | 0 | 0 | 0 | 0 | 0 | 0 | 0 | 0 | 0 | 0 | 0 | 0 | 0 | 0 | 0 | 0 | 0 | 0 | 0 | 0 | 0 | 0 | 0 | 0 | 0 | 0 | 0 | 0 | 0 | 0 | 0 | 0 | 0 | 0
F3_Residential_Multi-Family Moderate Income_New_Secondary Heating_Natural Gas_Fireplace_E5 | F3 | Residential | Multi-Family Moderate Income | New | Secondary Heating | Natural Gas | Fireplace | E5 | System - kBTUs of Consumption | 0 | 0 | 0 | 0 | 0 | 0 | 0 | 0 | 0 | 0 | 0 | 0 | 0 | 0 | 0 | 0 | 0 | 0 | 0 | 0 | 0 | 0 | 0 | 0 | 0 | 0 | 0 | 0 | 0 | 0 | 0 | 0 | 0 | 0 | 0 | 0 | 0 | 0 | 0 | 0 | 0 | 0
F3_Residential_Multi-Family Moderate Income_New_Secondary Heating_Natural Gas_Fireplace_E6 | F3 | Residential | Multi-Family Moderate Income | New | Secondary Heating | Natural Gas | Fireplace | E6 | System - kBTUs of Consumption | 0 | 0 | 0 | 0 | 0 | 0 | 0 | 0 | 0 | 0 | 0 | 0 | 0 | 0 | 0 | 0 | 0 | 0 | 0 | 0 | 0 | 0 | 0 | 0 | 0 | 0 | 0 | 0 | 0 | 0 | 0 | 0 | 0 | 0 | 0 | 0 | 0 | 0 | 0 | 0 | 0 | 0
F3_Residential_Multi-Family Moderate Income_New_Secondary Heating_Natural Gas_Fireplace_E7 | F3 | Residential | Multi-Family Moderate Income | New | Secondary Heating | Natural Gas | Fireplace | E7 | System - kBTUs of Consumption | 0 | 0 | 0 | 0 | 0 | 0 | 0 | 0 | 0 | 0 | 0 | 0 | 0 | 0 | 0 | 0 | 0 | 0 | 0 | 0 | 0 | 0 | 0 | 0 | 0 | 0 | 0 | 0 | 0 | 0 | 0 | 0 | 0 | 0 | 0 | 0 | 0 | 0 | 0 | 0 | 0 | 0
F3_Residential_Multi-Family Moderate Income_New_Secondary Heating_Natural Gas_Fireplace_E8 | F3 | Residential | Multi-Family Moderate Income | New | Secondary Heating | Natural Gas | Fireplace | E8 | System - kBTUs of Consumption | 0 | 0 | 0 | 0 | 0 | 0 | 0 | 0 | 0 | 0 | 0 | 0 | 0 | 0 | 0 | 0 | 0 | 0 | 0 | 0 | 0 | 0 | 0 | 0 | 0 | 0 | 0 | 0 | 0 | 0 | 0 | 0 | 0 | 0 | 0 | 0 | 0 | 0 | 0 | 0 | 0 | 0
F3_Residential_Multi-Family Moderate Income_New_Secondary Heating_Natural Gas_Fireplace_E9 | F3 | Residential | Multi-Family Moderate Income | New | Secondary Heating | Natural Gas | Fireplace | E9 | System - kBTUs of Consumption | 0 | 0 | 0 | 0 | 0 | 0 | 0 | 0 | 0 | 0 | 0 | 0 | 0 | 0 | 0 | 0 | 0 | 0 | 0 | 0 | 0 | 0 | 0 | 0 | 0 | 0 | 0 | 0 | 0 | 0 | 0 | 0 | 0 | 0 | 0 | 0 | 0 | 0 | 0 | 0 | 0 | 0
F3_Residential_Multi-Family Moderate Income_New_Secondary Heating_Natural Gas_Fireplace_E10 | F3 | Residential | Multi-Family Moderate Income | New | Secondary Heating | Natural Gas | Fireplace | E10 | System - kBTUs of Consumption | 0 | 0 | 0 | 0 | 0 | 0 | 0 | 0 | 0 | 0 | 0 | 0 | 0 | 0 | 0 | 0 | 0 | 0 | 0 | 0 | 0 | 0 | 0 | 0 | 0 | 0 | 0 | 0 | 0 | 0 | 0 | 0 | 0 | 0 | 0 | 0 | 0 | 0 | 0 | 0 | 0 | 0
F4_Residential_Multi-Family Moderate Income_New_Secondary Heating_Natural Gas_Fireplace_E1 | F4 | Residential | Multi-Family Moderate Income | New | Secondary Heating | Natural Gas | Fireplace | E1 | Utility - Cost of Equipment | 93.0897 | 93.4079 | 93.9889 | 94.4809 | 94.3613 | 94.6062 | 95.1898 | 95.6924 | 96.3097 | 96.8956 | 97.4672 | 98.0089 | 98.5944 | 99.1493 | 99.6177 | 100.0335 | 100.3854 | 100.7009 | 100.9281 | 101.1063 | 101.1594 | 101.1126 | 100.9853 | 100.8353 | 100.591 | 100.2812 | 99.9064 | 99.483 | 98.9518 | 98.365 | 97.6703 | 96.9228 | 96.0304 | 0 | 0 | 0 | 0 | 0 | 0 | 0 | 0 | 0
F4_Residential_Multi-Family Moderate Income_New_Secondary Heating_Natural Gas_Fireplace_E2 | F4 | Residential | Multi-Family Moderate Income | New | Secondary Heating | Natural Gas | Fireplace | E2 | Utility - Cost of Equipment | 77.4121 | 77.6767 | 78.1598 | 78.5689 | 78.4695 | 78.6732 | 79.1585 | 79.5764 | 80.0898 | 80.577 | 81.0523 | 81.5028 | 81.9897 | 82.4511 | 82.8406 | 83.1864 | 83.4791 | 83.7414 | 83.9304 | 84.0785 | 84.1227 | 84.0838 | 83.9779 | 83.8532 | 83.6501 | 83.3924 | 83.0807 | 82.7286 | 82.2869 | 81.7989 | 81.2213 | 80.5996 | 79.8575 | 0 | 0 | 0 | 0 | 0 | 0 | 0 | 0 | 0
F4_Residential_Multi-Family Moderate Income_New_Secondary Heating_Natural Gas_Fireplace_E3 | F4 | Residential | Multi-Family Moderate Income | New | Secondary Heating | Natural Gas | Fireplace | E3 | Utility - Cost of Equipment | 73.8562 | 74.1086 | 74.5696 | 74.9599 | 74.865 | 75.0593 | 75.5224 | 75.9211 | 76.4109 | 76.8757 | 77.3292 | 77.759 | 78.2236 | 78.6638 | 79.0354 | 79.3653 | 79.6445 | 79.8948 | 80.0751 | 80.2164 | 80.2585 | 80.2214 | 80.1204 | 80.0014 | 79.8076 | 79.5618 | 79.2645 | 78.9285 | 78.5071 | 78.0415 | 77.4904 | 76.8973 | 76.1893 | 0 | 0 | 0 | 0 | 0 | 0 | 0 | 0 | 0
F4_Residential_Multi-Family Moderate Income_New_Secondary Heating_Natural Gas_Fireplace_E4 | F4 | Residential | Multi-Family Moderate Income | New | Secondary Heating | Natural Gas | Fireplace | E4 | Utility - Cost of Equipment | 0 | 0 | 0 | 0 | 0 | 0 | 0 | 0 | 0 | 0 | 0 | 0 | 0 | 0 | 0 | 0 | 0 | 0 | 0 | 0 | 0 | 0 | 0 | 0 | 0 | 0 | 0 | 0 | 0 | 0 | 0 | 0 | 0 | 0 | 0 | 0 | 0 | 0 | 0 | 0 | 0 | 0
F4_Residential_Multi-Family Moderate Income_New_Secondary Heating_Natural Gas_Fireplace_E5 | F4 | Residential | Multi-Family Moderate Income | New | Secondary Heating | Natural Gas | Fireplace | E5 | Utility - Cost of Equipment | 0 | 0 | 0 | 0 | 0 | 0 | 0 | 0 | 0 | 0 | 0 | 0 | 0 | 0 | 0 | 0 | 0 | 0 | 0 | 0 | 0 | 0 | 0 | 0 | 0 | 0 | 0 | 0 | 0 | 0 | 0 | 0 | 0 | 0 | 0 | 0 | 0 | 0 | 0 | 0 | 0 | 0
F4_Residential_Multi-Family Moderate Income_New_Secondary Heating_Natural Gas_Fireplace_E6 | F4 | Residential | Multi-Family Moderate Income | New | Secondary Heating | Natural Gas | Fireplace | E6 | Utility - Cost of Equipment | 0 | 0 | 0 | 0 | 0 | 0 | 0 | 0 | 0 | 0 | 0 | 0 | 0 | 0 | 0 | 0 | 0 | 0 | 0 | 0 | 0 | 0 | 0 | 0 | 0 | 0 | 0 | 0 | 0 | 0 | 0 | 0 | 0 | 0 | 0 | 0 | 0 | 0 | 0 | 0 | 0 | 0
F4_Residential_Multi-Family Moderate Income_New_Secondary Heating_Natural Gas_Fireplace_E7 | F4 | Residential | Multi-Family Moderate Income | New | Secondary Heating | Natural Gas | Fireplace | E7 | Utility - Cost of Equipment | 0 | 0 | 0 | 0 | 0 | 0 | 0 | 0 | 0 | 0 | 0 | 0 | 0 | 0 | 0 | 0 | 0 | 0 | 0 | 0 | 0 | 0 | 0 | 0 | 0 | 0 | 0 | 0 | 0 | 0 | 0 | 0 | 0 | 0 | 0 | 0 | 0 | 0 | 0 | 0 | 0 | 0
F4_Residential_Multi-Family Moderate Income_New_Secondary Heating_Natural Gas_Fireplace_E8 | F4 | Residential | Multi-Family Moderate Income | New | Secondary Heating | Natural Gas | Fireplace | E8 | Utility - Cost of Equipment | 0 | 0 | 0 | 0 | 0 | 0 | 0 | 0 | 0 | 0 | 0 | 0 | 0 | 0 | 0 | 0 | 0 | 0 | 0 | 0 | 0 | 0 | 0 | 0 | 0 | 0 | 0 | 0 | 0 | 0 | 0 | 0 | 0 | 0 | 0 | 0 | 0 | 0 | 0 | 0 | 0 | 0
F4_Residential_Multi-Family Moderate Income_New_Secondary Heating_Natural Gas_Fireplace_E9 | F4 | Residential | Multi-Family Moderate Income | New | Secondary Heating | Natural Gas | Fireplace | E9 | Utility - Cost of Equipment | 0 | 0 | 0 | 0 | 0 | 0 | 0 | 0 | 0 | 0 | 0 | 0 | 0 | 0 | 0 | 0 | 0 | 0 | 0 | 0 | 0 | 0 | 0 | 0 | 0 | 0 | 0 | 0 | 0 | 0 | 0 | 0 | 0 | 0 | 0 | 0 | 0 | 0 | 0 | 0 | 0 | 0
F4_Residential_Multi-Family Moderate Income_New_Secondary Heating_Natural Gas_Fireplace_E10 | F4 | Residential | Multi-Family Moderate Income | New | Secondary Heating | Natural Gas | Fireplace | E10 | Utility - Cost of Equipment | 0 | 0 | 0 | 0 | 0 | 0 | 0 | 0 | 0 | 0 | 0 | 0 | 0 | 0 | 0 | 0 | 0 | 0 | 0 | 0 | 0 | 0 | 0 | 0 | 0 | 0 | 0 | 0 | 0 | 0 | 0 | 0 | 0 | 0 | 0 | 0 | 0 | 0 | 0 | 0 | 0 | 0
F5_Residential_Multi-Family Moderate Income_New_Secondary Heating_Natural Gas_Fireplace_E1 | F5 | Residential | Multi-Family Moderate Income | New | Secondary Heating | Natural Gas | Fireplace | E1 | Utility - Cost of Operation | 296.7502 | 296.7502 | 296.7502 | 296.7502 | 296.7502 | 296.7502 | 296.7502 | 296.7502 | 296.7502 | 296.7502 | 296.7502 | 296.7502 | 296.7502 | 296.7502 | 296.7502 | 296.7502 | 296.7502 | 296.7502 | 296.7502 | 296.7502 | 296.7502 | 296.7502 | 296.7502 | 296.7502 | 296.7502 | 296.7502 | 296.7502 | 296.7502 | 296.7502 | 296.7502 | 296.7502 | 296.7502 | 296.7502 | 0 | 0 | 0 | 0 | 0 | 0 | 0 | 0 | 0
F5_Residential_Multi-Family Moderate Income_New_Secondary Heating_Natural Gas_Fireplace_E2 | F5 | Residential | Multi-Family Moderate Income | New | Secondary Heating | Natural Gas | Fireplace | E2 | Utility - Cost of Operation | 323.4809 | 323.4809 | 323.4809 | 323.4809 | 323.4809 | 323.4809 | 323.4809 | 323.4809 | 323.4809 | 323.4809 | 323.4809 | 323.4809 | 323.4809 | 323.4809 | 323.4809 | 323.4809 | 323.4809 | 323.4809 | 323.4809 | 323.4809 | 323.4809 | 323.4809 | 323.4809 | 323.4809 | 323.4809 | 323.4809 | 323.4809 | 323.4809 | 323.4809 | 323.4809 | 323.4809 | 323.4809 | 323.4809 | 0 | 0 | 0 | 0 | 0 | 0 | 0 | 0 | 0
F5_Residential_Multi-Family Moderate Income_New_Secondary Heating_Natural Gas_Fireplace_E3 | F5 | Residential | Multi-Family Moderate Income | New | Secondary Heating | Natural Gas | Fireplace | E3 | Utility - Cost of Operation | 329.7159 | 329.7159 | 329.7159 | 329.7159 | 329.7159 | 329.7159 | 329.7159 | 329.7159 | 329.7159 | 329.7159 | 329.7159 | 329.7159 | 329.7159 | 329.7159 | 329.7159 | 329.7159 | 329.7159 | 329.7159 | 329.7159 | 329.7159 | 329.7159 | 329.7159 | 329.7159 | 329.7159 | 329.7159 | 329.7159 | 329.7159 | 329.7159 | 329.7159 | 329.7159 | 329.7159 | 329.7159 | 329.7159 | 0 | 0 | 0 | 0 | 0 | 0 | 0 | 0 | 0
F5_Residential_Multi-Family Moderate Income_New_Secondary Heating_Natural Gas_Fireplace_E4 | F5 | Residential | Multi-Family Moderate Income | New | Secondary Heating | Natural Gas | Fireplace | E4 | Utility - Cost of Operation | 0 | 0 | 0 | 0 | 0 | 0 | 0 | 0 | 0 | 0 | 0 | 0 | 0 | 0 | 0 | 0 | 0 | 0 | 0 | 0 | 0 | 0 | 0 | 0 | 0 | 0 | 0 | 0 | 0 | 0 | 0 | 0 | 0 | 0 | 0 | 0 | 0 | 0 | 0 | 0 | 0 | 0
F5_Residential_Multi-Family Moderate Income_New_Secondary Heating_Natural Gas_Fireplace_E5 | F5 | Residential | Multi-Family Moderate Income | New | Secondary Heating | Natural Gas | Fireplace | E5 | Utility - Cost of Operation | 0 | 0 | 0 | 0 | 0 | 0 | 0 | 0 | 0 | 0 | 0 | 0 | 0 | 0 | 0 | 0 | 0 | 0 | 0 | 0 | 0 | 0 | 0 | 0 | 0 | 0 | 0 | 0 | 0 | 0 | 0 | 0 | 0 | 0 | 0 | 0 | 0 | 0 | 0 | 0 | 0 | 0
F5_Residential_Multi-Family Moderate Income_New_Secondary Heating_Natural Gas_Fireplace_E6 | F5 | Residential | Multi-Family Moderate Income | New | Secondary Heating | Natural Gas | Fireplace | E6 | Utility - Cost of Operation | 0 | 0 | 0 | 0 | 0 | 0 | 0 | 0 | 0 | 0 | 0 | 0 | 0 | 0 | 0 | 0 | 0 | 0 | 0 | 0 | 0 | 0 | 0 | 0 | 0 | 0 | 0 | 0 | 0 | 0 | 0 | 0 | 0 | 0 | 0 | 0 | 0 | 0 | 0 | 0 | 0 | 0
F5_Residential_Multi-Family Moderate Income_New_Secondary Heating_Natural Gas_Fireplace_E7 | F5 | Residential | Multi-Family Moderate Income | New | Secondary Heating | Natural Gas | Fireplace | E7 | Utility - Cost of Operation | 0 | 0 | 0 | 0 | 0 | 0 | 0 | 0 | 0 | 0 | 0 | 0 | 0 | 0 | 0 | 0 | 0 | 0 | 0 | 0 | 0 | 0 | 0 | 0 | 0 | 0 | 0 | 0 | 0 | 0 | 0 | 0 | 0 | 0 | 0 | 0 | 0 | 0 | 0 | 0 | 0 | 0
F5_Residential_Multi-Family Moderate Income_New_Secondary Heating_Natural Gas_Fireplace_E8 | F5 | Residential | Multi-Family Moderate Income | New | Secondary Heating | Natural Gas | Fireplace | E8 | Utility - Cost of Operation | 0 | 0 | 0 | 0 | 0 | 0 | 0 | 0 | 0 | 0 | 0 | 0 | 0 | 0 | 0 | 0 | 0 | 0 | 0 | 0 | 0 | 0 | 0 | 0 | 0 | 0 | 0 | 0 | 0 | 0 | 0 | 0 | 0 | 0 | 0 | 0 | 0 | 0 | 0 | 0 | 0 | 0
F5_Residential_Multi-Family Moderate Income_New_Secondary Heating_Natural Gas_Fireplace_E9 | F5 | Residential | Multi-Family Moderate Income | New | Secondary Heating | Natural Gas | Fireplace | E9 | Utility - Cost of Operation | 0 | 0 | 0 | 0 | 0 | 0 | 0 | 0 | 0 | 0 | 0 | 0 | 0 | 0 | 0 | 0 | 0 | 0 | 0 | 0 | 0 | 0 | 0 | 0 | 0 | 0 | 0 | 0 | 0 | 0 | 0 | 0 | 0 | 0 | 0 | 0 | 0 | 0 | 0 | 0 | 0 | 0
F5_Residential_Multi-Family Moderate Income_New_Secondary Heating_Natural Gas_Fireplace_E10 | F5 | Residential | Multi-Family Moderate Income | New | Secondary Heating | Natural Gas | Fireplace | E10 | Utility - Cost of Operation | 0 | 0 | 0 | 0 | 0 | 0 | 0 | 0 | 0 | 0 | 0 | 0 | 0 | 0 | 0 | 0 | 0 | 0 | 0 | 0 | 0 | 0 | 0 | 0 | 0 | 0 | 0 | 0 | 0 | 0 | 0 | 0 | 0 | 0 | 0 | 0 | 0 | 0 | 0 | 0 | 0 | 0
F6_Residential_Multi-Family Moderate Income_New_Secondary Heating_Natural Gas_Fireplace_E1 | F6 | Residential | Multi-Family Moderate Income | New | Secondary Heating | Natural Gas | Fireplace | E1 | Utility - Value of Sales | 59.7967 | 59.9271 | 60.1538 | 60.3071 | 60.1386 | 59.9696 | 59.8002 | 59.6302 | 59.4598 | 59.289 | 59.1176 | 58.9457 | 58.7734 | 58.6017 | 58.4321 | 58.2657 | 58.1038 | 57.9476 | 57.7983 | 57.6574 | 57.5259 | 57.4052 | 57.2953 | 57.1963 | 57.1081 | 57.0309 | 56.9645 | 56.9091 | 56.8648 | 56.8315 | 56.8092 | 56.7981 | 56.7981 | 0 | 0 | 0 | 0 | 0 | 0 | 0 | 0 | 0
F6_Residential_Multi-Family Moderate Income_New_Secondary Heating_Natural Gas_Fireplace_E2 | F6 | Residential | Multi-Family Moderate Income | New | Secondary Heating | Natural Gas | Fireplace | E2 | Utility - Value of Sales | 49.7261 | 49.8345 | 50.023 | 50.1505 | 50.0104 | 49.8699 | 49.729 | 49.5877 | 49.4459 | 49.3038 | 49.1613 | 49.0184 | 48.8751 | 48.7324 | 48.5913 | 48.4529 | 48.3183 | 48.1884 | 48.0643 | 47.947 | 47.8377 | 47.7374 | 47.646 | 47.5636 | 47.4903 | 47.426 | 47.3709 | 47.3248 | 47.2879 | 47.2602 | 47.2417 | 47.2324 | 47.2324 | 0 | 0 | 0 | 0 | 0 | 0 | 0 | 0 | 0
F6_Residential_Multi-Family Moderate Income_New_Secondary Heating_Natural Gas_Fireplace_E3 | F6 | Residential | Multi-Family Moderate Income | New | Secondary Heating | Natural Gas | Fireplace | E3 | Utility - Value of Sales | 47.4419 | 47.5454 | 47.7252 | 47.8469 | 47.7132 | 47.5791 | 47.4447 | 47.3099 | 47.1747 | 47.0391 | 46.9031 | 46.7668 | 46.63 | 46.4939 | 46.3593 | 46.2273 | 46.0988 | 45.9748 | 45.8565 | 45.7446 | 45.6403 | 45.5446 | 45.4574 | 45.3788 | 45.3088 | 45.2475 | 45.1949 | 45.151 | 45.1158 | 45.0894 | 45.0717 | 45.0628 | 45.0628 | 0 | 0 | 0 | 0 | 0 | 0 | 0 | 0 | 0
F6_Residential_Multi-Family Moderate Income_New_Secondary Heating_Natural Gas_Fireplace_E4 | F6 | Residential | Multi-Family Moderate Income | New | Secondary Heating | Natural Gas | Fireplace | E4 | Utility - Value of Sales | 0 | 0 | 0 | 0 | 0 | 0 | 0 | 0 | 0 | 0 | 0 | 0 | 0 | 0 | 0 | 0 | 0 | 0 | 0 | 0 | 0 | 0 | 0 | 0 | 0 | 0 | 0 | 0 | 0 | 0 | 0 | 0 | 0 | 0 | 0 | 0 | 0 | 0 | 0 | 0 | 0 | 0
F6_Residential_Multi-Family Moderate Income_New_Secondary Heating_Natural Gas_Fireplace_E5 | F6 | Residential | Multi-Family Moderate Income | New | Secondary Heating | Natural Gas | Fireplace | E5 | Utility - Value of Sales | 0 | 0 | 0 | 0 | 0 | 0 | 0 | 0 | 0 | 0 | 0 | 0 | 0 | 0 | 0 | 0 | 0 | 0 | 0 | 0 | 0 | 0 | 0 | 0 | 0 | 0 | 0 | 0 | 0 | 0 | 0 | 0 | 0 | 0 | 0 | 0 | 0 | 0 | 0 | 0 | 0 | 0
F6_Residential_Multi-Family Moderate Income_New_Secondary Heating_Natural Gas_Fireplace_E6 | F6 | Residential | Multi-Family Moderate Income | New | Secondary Heating | Natural Gas | Fireplace | E6 | Utility - Value of Sales | 0 | 0 | 0 | 0 | 0 | 0 | 0 | 0 | 0 | 0 | 0 | 0 | 0 | 0 | 0 | 0 | 0 | 0 | 0 | 0 | 0 | 0 | 0 | 0 | 0 | 0 | 0 | 0 | 0 | 0 | 0 | 0 | 0 | 0 | 0 | 0 | 0 | 0 | 0 | 0 | 0 | 0
F6_Residential_Multi-Family Moderate Income_New_Secondary Heating_Natural Gas_Fireplace_E7 | F6 | Residential | Multi-Family Moderate Income | New | Secondary Heating | Natural Gas | Fireplace | E7 | Utility - Value of Sales | 0 | 0 | 0 | 0 | 0 | 0 | 0 | 0 | 0 | 0 | 0 | 0 | 0 | 0 | 0 | 0 | 0 | 0 | 0 | 0 | 0 | 0 | 0 | 0 | 0 | 0 | 0 | 0 | 0 | 0 | 0 | 0 | 0 | 0 | 0 | 0 | 0 | 0 | 0 | 0 | 0 | 0
F6_Residential_Multi-Family Moderate Income_New_Secondary Heating_Natural Gas_Fireplace_E8 | F6 | Residential | Multi-Family Moderate Income | New | Secondary Heating | Natural Gas | Fireplace | E8 | Utility - Value of Sales | 0 | 0 | 0 | 0 | 0 | 0 | 0 | 0 | 0 | 0 | 0 | 0 | 0 | 0 | 0 | 0 | 0 | 0 | 0 | 0 | 0 | 0 | 0 | 0 | 0 | 0 | 0 | 0 | 0 | 0 | 0 | 0 | 0 | 0 | 0 | 0 | 0 | 0 | 0 | 0 | 0 | 0
F6_Residential_Multi-Family Moderate Income_New_Secondary Heating_Natural Gas_Fireplace_E9 | F6 | Residential | Multi-Family Moderate Income | New | Secondary Heating | Natural Gas | Fireplace | E9 | Utility - Value of Sales | 0 | 0 | 0 | 0 | 0 | 0 | 0 | 0 | 0 | 0 | 0 | 0 | 0 | 0 | 0 | 0 | 0 | 0 | 0 | 0 | 0 | 0 | 0 | 0 | 0 | 0 | 0 | 0 | 0 | 0 | 0 | 0 | 0 | 0 | 0 | 0 | 0 | 0 | 0 | 0 | 0 | 0
F6_Residential_Multi-Family Moderate Income_New_Secondary Heating_Natural Gas_Fireplace_E10 | F6 | Residential | Multi-Family Moderate Income | New | Secondary Heating | Natural Gas | Fireplace | E10 | Utility - Value of Sales | 0 | 0 | 0 | 0 | 0 | 0 | 0 | 0 | 0 | 0 | 0 | 0 | 0 | 0 | 0 | 0 | 0 | 0 | 0 | 0 | 0 | 0 | 0 | 0 | 0 | 0 | 0 | 0 | 0 | 0 | 0 | 0 | 0 | 0 | 0 | 0 | 0 | 0 | 0 | 0 | 0 | 0
F1_Residential_Multi-Family Moderate Income_New_Water Heating_Natural Gas_Water Heater (<= 55 gal)_E1 | F1 | Residential | Multi-Family Moderate Income | New | Water Heating | Natural Gas | Water Heater (<= 55 gal) | E1 | RVT - Cost of Equipment | 176.2319 | 176.7481 | 177.9056 | 178.8788 | 178.4829 | 0 | 0 | 0 | 0 | 0 | 0 | 0 | 0 | 0 | 0 | 0 | 0 | 0 | 0 | 0 | 0 | 0 | 0 | 0 | 0 | 0 | 0 | 0 | 0 | 0 | 0 | 0 | 0 | 0 | 0 | 0 | 0 | 0 | 0 | 0 | 0 | 0
F1_Residential_Multi-Family Moderate Income_New_Water Heating_Natural Gas_Water Heater (<= 55 gal)_E2 | F1 | Residential | Multi-Family Moderate Income | New | Water Heating | Natural Gas | Water Heater (<= 55 gal) | E2 | RVT - Cost of Equipment | 159.7102 | 160.1779 | 161.2269 | 162.1089 | 161.7502 | 0 | 0 | 0 | 0 | 0 | 0 | 0 | 0 | 0 | 0 | 0 | 0 | 0 | 0 | 0 | 0 | 0 | 0 | 0 | 0 | 0 | 0 | 0 | 0 | 0 | 0 | 0 | 0 | 0 | 0 | 0 | 0 | 0 | 0 | 0 | 0 | 0
F1_Residential_Multi-Family Moderate Income_New_Water Heating_Natural Gas_Water Heater (<= 55 gal)_E3 | F1 | Residential | Multi-Family Moderate Income | New | Water Heating | Natural Gas | Water Heater (<= 55 gal) | E3 | RVT - Cost of Equipment | 126.1908 | 126.5603 | 127.3892 | 128.0861 | 127.8026 | 0 | 0 | 0 | 0 | 0 | 0 | 0 | 0 | 0 | 0 | 0 | 0 | 0 | 0 | 0 | 0 | 0 | 0 | 0 | 0 | 0 | 0 | 0 | 0 | 0 | 0 | 0 | 0 | 0 | 0 | 0 | 0 | 0 | 0 | 0 | 0 | 0
F1_Residential_Multi-Family Moderate Income_New_Water Heating_Natural Gas_Water Heater (<= 55 gal)_E4 | F1 | Residential | Multi-Family Moderate Income | New | Water Heating | Natural Gas | Water Heater (<= 55 gal) | E4 | RVT - Cost of Equipment | 119.908 | 120.5246 | 121.4581 | 122.3142 | 122.5174 | 0 | 0 | 0 | 0 | 0 | 0 | 0 | 0 | 0 | 0 | 0 | 0 | 0 | 0 | 0 | 0 | 0 | 0 | 0 | 0 | 0 | 0 | 0 | 0 | 0 | 0 | 0 | 0 | 0 | 0 | 0 | 0 | 0 | 0 | 0 | 0 | 0
F1_Residential_Multi-Family Moderate Income_New_Water Heating_Natural Gas_Water Heater (<= 55 gal)_E5 | F1 | Residential | Multi-Family Moderate Income | New | Water Heating | Natural Gas | Water Heater (<= 55 gal) | E5 | RVT - Cost of Equipment | 114.6373 | 115.2268 | 116.1193 | 116.9377 | 117.132 | 0 | 0 | 0 | 0 | 0 | 0 | 0 | 0 | 0 | 0 | 0 | 0 | 0 | 0 | 0 | 0 | 0 | 0 | 0 | 0 | 0 | 0 | 0 | 0 | 0 | 0 | 0 | 0 | 0 | 0 | 0 | 0 | 0 | 0 | 0 | 0 | 0
F1_Residential_Multi-Family Moderate Income_New_Water Heating_Natural Gas_Water Heater (<= 55 gal)_E6 | F1 | Residential | Multi-Family Moderate Income | New | Water Heating | Natural Gas | Water Heater (<= 55 gal) | E6 | RVT - Cost of Equipment | 96.4288 | 96.7112 | 97.3446 | 97.8771 | 97.6605 | 98.1828 | 99.3593 | 100.3358 | 101.5097 | 102.6548 | 103.8091 | 104.9019 | 106.0646 | 107.266 | 108.4369 | 109.6344 | 110.8368 | 112.057 | 113.2304 | 114.3585 | 115.3462 | 116.2513 | 116.9453 | 117.5502 | 117.9884 | 118.2819 | 118.4787 | 118.555 | 118.4662 | 118.2663 | 117.8567 | 117.3466 | 116.6545 | 0 | 0 | 0 | 0 | 0 | 0 | 0 | 0 | 0
F1_Residential_Multi-Family Moderate Income_New_Water Heating_Natural Gas_Water Heater (<= 55 gal)_E7 | F1 | Residential | Multi-Family Moderate Income | New | Water Heating | Natural Gas | Water Heater (<= 55 gal) | E7 | RVT - Cost of Equipment | 0 | 0 | 0 | 0 | 78.7351 | 79.156 | 80.1116 | 80.9146 | 81.8814 | 82.8205 | 83.7628 | 84.6518 | 85.592 | 86.5418 | 87.4294 | 88.3019 | 89.1384 | 89.9962 | 90.8324 | 91.6555 | 92.3916 | 93.1022 | 93.6875 | 94.2564 | 94.6826 | 94.9745 | 95.1658 | 95.228 | 95.1555 | 94.9925 | 94.6586 | 94.2427 | 93.6783 | 0 | 0 | 0 | 0 | 0 | 0 | 0 | 0 | 0
F1_Residential_Multi-Family Moderate Income_New_Water Heating_Natural Gas_Water Heater (<= 55 gal)_E8 | F1 | Residential | Multi-Family Moderate Income | New | Water Heating | Natural Gas | Water Heater (<= 55 gal) | E8 | RVT - Cost of Equipment | 0 | 0 | 0 | 0 | 0 | 0 | 0 | 0 | 0 | 0 | 0 | 0 | 0 | 0 | 0 | 0 | 0 | 0 | 0 | 0 | 0 | 0 | 0 | 0 | 0 | 0 | 0 | 0 | 0 | 0 | 0 | 0 | 0 | 0 | 0 | 0 | 0 | 0 | 0 | 0 | 0 | 0
F1_Residential_Multi-Family Moderate Income_New_Water Heating_Natural Gas_Water Heater (<= 55 gal)_E9 | F1 | Residential | Multi-Family Moderate Income | New | Water Heating | Natural Gas | Water Heater (<= 55 gal) | E9 | RVT - Cost of Equipment | 0 | 0 | 0 | 0 | 0 | 0 | 0 | 0 | 0 | 0 | 0 | 0 | 0 | 0 | 0 | 0 | 0 | 0 | 0 | 0 | 0 | 0 | 0 | 0 | 0 | 0 | 0 | 0 | 0 | 0 | 0 | 0 | 0 | 0 | 0 | 0 | 0 | 0 | 0 | 0 | 0 | 0
F1_Residential_Multi-Family Moderate Income_New_Water Heating_Natural Gas_Water Heater (<= 55 gal)_E10 | F1 | Residential | Multi-Family Moderate Income | New | Water Heating | Natural Gas | Water Heater (<= 55 gal) | E10 | RVT - Cost of Equipment | 0 | 0 | 0 | 0 | 0 | 0 | 0 | 0 | 0 | 0 | 0 | 0 | 0 | 0 | 0 | 0 | 0 | 0 | 0 | 0 | 0 | 0 | 0 | 0 | 0 | 0 | 0 | 0 | 0 | 0 | 0 | 0 | 0 | 0 | 0 | 0 | 0 | 0 | 0 | 0 | 0 | 0
F2_Residential_Multi-Family Moderate Income_New_Water Heating_Natural Gas_Water Heater (<= 55 gal)_E1 | F2 | Residential | Multi-Family Moderate Income | New | Water Heating | Natural Gas | Water Heater (<= 55 gal) | E1 | RVT - Cost of Operation | 175.9478 | 176.4631 | 177.6187 | 178.5904 | 178.1952 | 0 | 0 | 0 | 0 | 0 | 0 | 0 | 0 | 0 | 0 | 0 | 0 | 0 | 0 | 0 | 0 | 0 | 0 | 0 | 0 | 0 | 0 | 0 | 0 | 0 | 0 | 0 | 0 | 0 | 0 | 0 | 0 | 0 | 0 | 0 | 0 | 0
F2_Residential_Multi-Family Moderate Income_New_Water Heating_Natural Gas_Water Heater (<= 55 gal)_E2 | F2 | Residential | Multi-Family Moderate Income | New | Water Heating | Natural Gas | Water Heater (<= 55 gal) | E2 | RVT - Cost of Operation | 159.4527 | 159.9197 | 160.967 | 161.8475 | 161.4894 | 0 | 0 | 0 | 0 | 0 | 0 | 0 | 0 | 0 | 0 | 0 | 0 | 0 | 0 | 0 | 0 | 0 | 0 | 0 | 0 | 0 | 0 | 0 | 0 | 0 | 0 | 0 | 0 | 0 | 0 | 0 | 0 | 0 | 0 | 0 | 0 | 0
F2_Residential_Multi-Family Moderate Income_New_Water Heating_Natural Gas_Water Heater (<= 55 gal)_E3 | F2 | Residential | Multi-Family Moderate Income | New | Water Heating | Natural Gas | Water Heater (<= 55 gal) | E3 | RVT - Cost of Operation | 125.9873 | 126.3563 | 127.1838 | 127.8795 | 127.5965 | 0 | 0 | 0 | 0 | 0 | 0 | 0 | 0 | 0 | 0 | 0 | 0 | 0 | 0 | 0 | 0 | 0 | 0 | 0 | 0 | 0 | 0 | 0 | 0 | 0 | 0 | 0 | 0 | 0 | 0 | 0 | 0 | 0 | 0 | 0 | 0 | 0
F2_Residential_Multi-Family Moderate Income_New_Water Heating_Natural Gas_Water Heater (<= 55 gal)_E4 | F2 | Residential | Multi-Family Moderate Income | New | Water Heating | Natural Gas | Water Heater (<= 55 gal) | E4 | RVT - Cost of Operation | 119.7147 | 120.3303 | 121.2622 | 122.1169 | 122.3199 | 0 | 0 | 0 | 0 | 0 | 0 | 0 | 0 | 0 | 0 | 0 | 0 | 0 | 0 | 0 | 0 | 0 | 0 | 0 | 0 | 0 | 0 | 0 | 0 | 0 | 0 | 0 | 0 | 0 | 0 | 0 | 0 | 0 | 0 | 0 | 0 | 0
F2_Residential_Multi-Family Moderate Income_New_Water Heating_Natural Gas_Water Heater (<= 55 gal)_E5 | F2 | Residential | Multi-Family Moderate Income | New | Water Heating | Natural Gas | Water Heater (<= 55 gal) | E5 | RVT - Cost of Operation | 114.4525 | 115.041 | 115.932 | 116.7492 | 116.9432 | 0 | 0 | 0 | 0 | 0 | 0 | 0 | 0 | 0 | 0 | 0 | 0 | 0 | 0 | 0 | 0 | 0 | 0 | 0 | 0 | 0 | 0 | 0 | 0 | 0 | 0 | 0 | 0 | 0 | 0 | 0 | 0 | 0 | 0 | 0 | 0 | 0
F2_Residential_Multi-Family Moderate Income_New_Water Heating_Natural Gas_Water Heater (<= 55 gal)_E6 | F2 | Residential | Multi-Family Moderate Income | New | Water Heating | Natural Gas | Water Heater (<= 55 gal) | E6 | RVT - Cost of Operation | 96.2733 | 96.5553 | 97.1876 | 97.7193 | 97.503 | 98.0245 | 99.1991 | 100.174 | 101.346 | 102.4893 | 103.6417 | 104.7328 | 105.8936 | 107.093 | 108.262 | 109.4576 | 110.6581 | 111.8764 | 113.0478 | 114.1741 | 115.1603 | 116.0638 | 116.7568 | 117.3607 | 117.7981 | 118.0912 | 118.2877 | 118.3639 | 118.2751 | 118.0756 | 117.6667 | 117.1574 | 116.4664 | 0 | 0 | 0 | 0 | 0 | 0 | 0 | 0 | 0
F2_Residential_Multi-Family Moderate Income_New_Water Heating_Natural Gas_Water Heater (<= 55 gal)_E7 | F2 | Residential | Multi-Family Moderate Income | New | Water Heating | Natural Gas | Water Heater (<= 55 gal) | E7 | RVT - Cost of Operation | 0 | 0 | 0 | 0 | 78.6081 | 79.0284 | 79.9825 | 80.7841 | 81.7494 | 82.687 | 83.6277 | 84.5153 | 85.454 | 86.4022 | 87.2884 | 88.1595 | 88.9947 | 89.8511 | 90.6859 | 91.5077 | 92.2426 | 92.9521 | 93.5364 | 94.1044 | 94.53 | 94.8214 | 95.0123 | 95.0744 | 95.0021 | 94.8394 | 94.506 | 94.0907 | 93.5273 | 0 | 0 | 0 | 0 | 0 | 0 | 0 | 0 | 0
F2_Residential_Multi-Family Moderate Income_New_Water Heating_Natural Gas_Water Heater (<= 55 gal)_E8 | F2 | Residential | Multi-Family Moderate Income | New | Water Heating | Natural Gas | Water Heater (<= 55 gal) | E8 | RVT - Cost of Operation | 0 | 0 | 0 | 0 | 0 | 0 | 0 | 0 | 0 | 0 | 0 | 0 | 0 | 0 | 0 | 0 | 0 | 0 | 0 | 0 | 0 | 0 | 0 | 0 | 0 | 0 | 0 | 0 | 0 | 0 | 0 | 0 | 0 | 0 | 0 | 0 | 0 | 0 | 0 | 0 | 0 | 0
F2_Residential_Multi-Family Moderate Income_New_Water Heating_Natural Gas_Water Heater (<= 55 gal)_E9 | F2 | Residential | Multi-Family Moderate Income | New | Water Heating | Natural Gas | Water Heater (<= 55 gal) | E9 | RVT - Cost of Operation | 0 | 0 | 0 | 0 | 0 | 0 | 0 | 0 | 0 | 0 | 0 | 0 | 0 | 0 | 0 | 0 | 0 | 0 | 0 | 0 | 0 | 0 | 0 | 0 | 0 | 0 | 0 | 0 | 0 | 0 | 0 | 0 | 0 | 0 | 0 | 0 | 0 | 0 | 0 | 0 | 0 | 0
F2_Residential_Multi-Family Moderate Income_New_Water Heating_Natural Gas_Water Heater (<= 55 gal)_E10 | F2 | Residential | Multi-Family Moderate Income | New | Water Heating | Natural Gas | Water Heater (<= 55 gal) | E10 | RVT - Cost of Operation | 0 | 0 | 0 | 0 | 0 | 0 | 0 | 0 | 0 | 0 | 0 | 0 | 0 | 0 | 0 | 0 | 0 | 0 | 0 | 0 | 0 | 0 | 0 | 0 | 0 | 0 | 0 | 0 | 0 | 0 | 0 | 0 | 0 | 0 | 0 | 0 | 0 | 0 | 0 | 0 | 0 | 0
F3_Residential_Multi-Family Moderate Income_New_Water Heating_Natural Gas_Water Heater (<= 55 gal)_E1 | F3 | Residential | Multi-Family Moderate Income | New | Water Heating | Natural Gas | Water Heater (<= 55 gal) | E1 | System - kBTUs of Consumption | 108.75 | 108.75 | 108.75 | 108.75 | 108.75 | 0 | 0 | 0 | 0 | 0 | 0 | 0 | 0 | 0 | 0 | 0 | 0 | 0 | 0 | 0 | 0 | 0 | 0 | 0 | 0 | 0 | 0 | 0 | 0 | 0 | 0 | 0 | 0 | 0 | 0 | 0 | 0 | 0 | 0 | 0 | 0 | 0
F3_Residential_Multi-Family Moderate Income_New_Water Heating_Natural Gas_Water Heater (<= 55 gal)_E2 | F3 | Residential | Multi-Family Moderate Income | New | Water Heating | Natural Gas | Water Heater (<= 55 gal) | E2 | System - kBTUs of Consumption | 122.6873 | 122.6873 | 122.6873 | 122.6873 | 122.6873 | 0 | 0 | 0 | 0 | 0 | 0 | 0 | 0 | 0 | 0 | 0 | 0 | 0 | 0 | 0 | 0 | 0 | 0 | 0 | 0 | 0 | 0 | 0 | 0 | 0 | 0 | 0 | 0 | 0 | 0 | 0 | 0 | 0 | 0 | 0 | 0 | 0
F3_Residential_Multi-Family Moderate Income_New_Water Heating_Natural Gas_Water Heater (<= 55 gal)_E3 | F3 | Residential | Multi-Family Moderate Income | New | Water Heating | Natural Gas | Water Heater (<= 55 gal) | E3 | System - kBTUs of Consumption | 346.2727 | 346.2727 | 346.2727 | 346.2727 | 346.2727 | 0 | 0 | 0 | 0 | 0 | 0 | 0 | 0 | 0 | 0 | 0 | 0 | 0 | 0 | 0 | 0 | 0 | 0 | 0 | 0 | 0 | 0 | 0 | 0 | 0 | 0 | 0 | 0 | 0 | 0 | 0 | 0 | 0 | 0 | 0 | 0 | 0
F3_Residential_Multi-Family Moderate Income_New_Water Heating_Natural Gas_Water Heater (<= 55 gal)_E4 | F3 | Residential | Multi-Family Moderate Income | New | Water Heating | Natural Gas | Water Heater (<= 55 gal) | E4 | System - kBTUs of Consumption | 160.3908 | 160.3908 | 160.3908 | 160.3908 | 160.3908 | 0 | 0 | 0 | 0 | 0 | 0 | 0 | 0 | 0 | 0 | 0 | 0 | 0 | 0 | 0 | 0 | 0 | 0 | 0 | 0 | 0 | 0 | 0 | 0 | 0 | 0 | 0 | 0 | 0 | 0 | 0 | 0 | 0 | 0 | 0 | 0 | 0
F3_Residential_Multi-Family Moderate Income_New_Water Heating_Natural Gas_Water Heater (<= 55 gal)_E5 | F3 | Residential | Multi-Family Moderate Income | New | Water Heating | Natural Gas | Water Heater (<= 55 gal) | E5 | System - kBTUs of Consumption | 181.9005 | 181.9005 | 181.9005 | 181.9005 | 181.9005 | 0 | 0 | 0 | 0 | 0 | 0 | 0 | 0 | 0 | 0 | 0 | 0 | 0 | 0 | 0 | 0 | 0 | 0 | 0 | 0 | 0 | 0 | 0 | 0 | 0 | 0 | 0 | 0 | 0 | 0 | 0 | 0 | 0 | 0 | 0 | 0 | 0
F3_Residential_Multi-Family Moderate Income_New_Water Heating_Natural Gas_Water Heater (<= 55 gal)_E6 | F3 | Residential | Multi-Family Moderate Income | New | Water Heating | Natural Gas | Water Heater (<= 55 gal) | E6 | System - kBTUs of Consumption | 501.237 | 501.237 | 501.237 | 501.237 | 501.237 | 501.237 | 501.237 | 501.237 | 501.237 | 501.237 | 501.237 | 501.237 | 501.237 | 501.237 | 501.237 | 501.237 | 501.237 | 501.237 | 501.237 | 501.237 | 501.237 | 501.237 | 501.237 | 501.237 | 501.237 | 501.237 | 501.237 | 501.237 | 501.237 | 501.237 | 501.237 | 501.237 | 501.237 | 0 | 0 | 0 | 0 | 0 | 0 | 0 | 0 | 0
F3_Residential_Multi-Family Moderate Income_New_Water Heating_Natural Gas_Water Heater (<= 55 gal)_E7 | F3 | Residential | Multi-Family Moderate Income | New | Water Heating | Natural Gas | Water Heater (<= 55 gal) | E7 | System - kBTUs of Consumption | 0 | 0 | 0 | 0 | 593.764 | 593.764 | 593.764 | 593.764 | 593.764 | 593.764 | 593.764 | 593.764 | 593.764 | 593.764 | 593.764 | 593.764 | 593.764 | 593.764 | 593.764 | 593.764 | 593.764 | 593.764 | 593.764 | 593.764 | 593.764 | 593.764 | 593.764 | 593.764 | 593.764 | 593.764 | 593.764 | 593.764 | 593.764 | 0 | 0 | 0 | 0 | 0 | 0 | 0 | 0 | 0
F3_Residential_Multi-Family Moderate Income_New_Water Heating_Natural Gas_Water Heater (<= 55 gal)_E8 | F3 | Residential | Multi-Family Moderate Income | New | Water Heating | Natural Gas | Water Heater (<= 55 gal) | E8 | System - kBTUs of Consumption | 0 | 0 | 0 | 0 | 0 | 0 | 0 | 0 | 0 | 0 | 0 | 0 | 0 | 0 | 0 | 0 | 0 | 0 | 0 | 0 | 0 | 0 | 0 | 0 | 0 | 0 | 0 | 0 | 0 | 0 | 0 | 0 | 0 | 0 | 0 | 0 | 0 | 0 | 0 | 0 | 0 | 0
F3_Residential_Multi-Family Moderate Income_New_Water Heating_Natural Gas_Water Heater (<= 55 gal)_E9 | F3 | Residential | Multi-Family Moderate Income | New | Water Heating | Natural Gas | Water Heater (<= 55 gal) | E9 | System - kBTUs of Consumption | 0 | 0 | 0 | 0 | 0 | 0 | 0 | 0 | 0 | 0 | 0 | 0 | 0 | 0 | 0 | 0 | 0 | 0 | 0 | 0 | 0 | 0 | 0 | 0 | 0 | 0 | 0 | 0 | 0 | 0 | 0 | 0 | 0 | 0 | 0 | 0 | 0 | 0 | 0 | 0 | 0 | 0
F3_Residential_Multi-Family Moderate Income_New_Water Heating_Natural Gas_Water Heater (<= 55 gal)_E10 | F3 | Residential | Multi-Family Moderate Income | New | Water Heating | Natural Gas | Water Heater (<= 55 gal) | E10 | System - kBTUs of Consumption | 0 | 0 | 0 | 0 | 0 | 0 | 0 | 0 | 0 | 0 | 0 | 0 | 0 | 0 | 0 | 0 | 0 | 0 | 0 | 0 | 0 | 0 | 0 | 0 | 0 | 0 | 0 | 0 | 0 | 0 | 0 | 0 | 0 | 0 | 0 | 0 | 0 | 0 | 0 | 0 | 0 | 0
F4_Residential_Multi-Family Moderate Income_New_Water Heating_Natural Gas_Water Heater (<= 55 gal)_E1 | F4 | Residential | Multi-Family Moderate Income | New | Water Heating | Natural Gas | Water Heater (<= 55 gal) | E1 | Utility - Cost of Equipment | 175.9478 | 176.4631 | 177.6187 | 178.5904 | 178.1952 | 0 | 0 | 0 | 0 | 0 | 0 | 0 | 0 | 0 | 0 | 0 | 0 | 0 | 0 | 0 | 0 | 0 | 0 | 0 | 0 | 0 | 0 | 0 | 0 | 0 | 0 | 0 | 0 | 0 | 0 | 0 | 0 | 0 | 0 | 0 | 0 | 0
F4_Residential_Multi-Family Moderate Income_New_Water Heating_Natural Gas_Water Heater (<= 55 gal)_E2 | F4 | Residential | Multi-Family Moderate Income | New | Water Heating | Natural Gas | Water Heater (<= 55 gal) | E2 | Utility - Cost of Equipment | 159.4527 | 159.9197 | 160.967 | 161.8475 | 161.4894 | 0 | 0 | 0 | 0 | 0 | 0 | 0 | 0 | 0 | 0 | 0 | 0 | 0 | 0 | 0 | 0 | 0 | 0 | 0 | 0 | 0 | 0 | 0 | 0 | 0 | 0 | 0 | 0 | 0 | 0 | 0 | 0 | 0 | 0 | 0 | 0 | 0
F4_Residential_Multi-Family Moderate Income_New_Water Heating_Natural Gas_Water Heater (<= 55 gal)_E3 | F4 | Residential | Multi-Family Moderate Income | New | Water Heating | Natural Gas | Water Heater (<= 55 gal) | E3 | Utility - Cost of Equipment | 125.9873 | 126.3563 | 127.1838 | 127.8795 | 127.5965 | 0 | 0 | 0 | 0 | 0 | 0 | 0 | 0 | 0 | 0 | 0 | 0 | 0 | 0 | 0 | 0 | 0 | 0 | 0 | 0 | 0 | 0 | 0 | 0 | 0 | 0 | 0 | 0 | 0 | 0 | 0 | 0 | 0 | 0 | 0 | 0 | 0
F4_Residential_Multi-Family Moderate Income_New_Water Heating_Natural Gas_Water Heater (<= 55 gal)_E4 | F4 | Residential | Multi-Family Moderate Income | New | Water Heating | Natural Gas | Water Heater (<= 55 gal) | E4 | Utility - Cost of Equipment | 119.7147 | 120.3303 | 121.2622 | 122.1169 | 122.3199 | 0 | 0 | 0 | 0 | 0 | 0 | 0 | 0 | 0 | 0 | 0 | 0 | 0 | 0 | 0 | 0 | 0 | 0 | 0 | 0 | 0 | 0 | 0 | 0 | 0 | 0 | 0 | 0 | 0 | 0 | 0 | 0 | 0 | 0 | 0 | 0 | 0
F4_Residential_Multi-Family Moderate Income_New_Water Heating_Natural Gas_Water Heater (<= 55 gal)_E5 | F4 | Residential | Multi-Family Moderate Income | New | Water Heating | Natural Gas | Water Heater (<= 55 gal) | E5 | Utility - Cost of Equipment | 114.4525 | 115.041 | 115.932 | 116.7492 | 116.9432 | 0 | 0 | 0 | 0 | 0 | 0 | 0 | 0 | 0 | 0 | 0 | 0 | 0 | 0 | 0 | 0 | 0 | 0 | 0 | 0 | 0 | 0 | 0 | 0 | 0 | 0 | 0 | 0 | 0 | 0 | 0 | 0 | 0 | 0 | 0 | 0 | 0
F4_Residential_Multi-Family Moderate Income_New_Water Heating_Natural Gas_Water Heater (<= 55 gal)_E6 | F4 | Residential | Multi-Family Moderate Income | New | Water Heating | Natural Gas | Water Heater (<= 55 gal) | E6 | Utility - Cost of Equipment | 96.2733 | 96.5553 | 97.1876 | 97.7193 | 97.503 | 98.0245 | 99.1991 | 100.174 | 101.346 | 102.4893 | 103.6417 | 104.7328 | 105.8936 | 107.093 | 108.262 | 109.4576 | 110.6581 | 111.8764 | 113.0478 | 114.1741 | 115.1603 | 116.0638 | 116.7568 | 117.3607 | 117.7981 | 118.0912 | 118.2877 | 118.3639 | 118.2751 | 118.0756 | 117.6667 | 117.1574 | 116.4664 | 0 | 0 | 0 | 0 | 0 | 0 | 0 | 0 | 0
F4_Residential_Multi-Family Moderate Income_New_Water Heating_Natural Gas_Water Heater (<= 55 gal)_E7 | F4 | Residential | Multi-Family Moderate Income | New | Water Heating | Natural Gas | Water Heater (<= 55 gal) | E7 | Utility - Cost of Equipment | 0 | 0 | 0 | 0 | 78.6081 | 79.0284 | 79.9825 | 80.7841 | 81.7494 | 82.687 | 83.6277 | 84.5153 | 85.454 | 86.4022 | 87.2884 | 88.1595 | 88.9947 | 89.8511 | 90.6859 | 91.5077 | 92.2426 | 92.9521 | 93.5364 | 94.1044 | 94.53 | 94.8214 | 95.0123 | 95.0744 | 95.0021 | 94.8394 | 94.506 | 94.0907 | 93.5273 | 0 | 0 | 0 | 0 | 0 | 0 | 0 | 0 | 0
F4_Residential_Multi-Family Moderate Income_New_Water Heating_Natural Gas_Water Heater (<= 55 gal)_E8 | F4 | Residential | Multi-Family Moderate Income | New | Water Heating | Natural Gas | Water Heater (<= 55 gal) | E8 | Utility - Cost of Equipment | 0 | 0 | 0 | 0 | 0 | 0 | 0 | 0 | 0 | 0 | 0 | 0 | 0 | 0 | 0 | 0 | 0 | 0 | 0 | 0 | 0 | 0 | 0 | 0 | 0 | 0 | 0 | 0 | 0 | 0 | 0 | 0 | 0 | 0 | 0 | 0 | 0 | 0 | 0 | 0 | 0 | 0
F4_Residential_Multi-Family Moderate Income_New_Water Heating_Natural Gas_Water Heater (<= 55 gal)_E9 | F4 | Residential | Multi-Family Moderate Income | New | Water Heating | Natural Gas | Water Heater (<= 55 gal) | E9 | Utility - Cost of Equipment | 0 | 0 | 0 | 0 | 0 | 0 | 0 | 0 | 0 | 0 | 0 | 0 | 0 | 0 | 0 | 0 | 0 | 0 | 0 | 0 | 0 | 0 | 0 | 0 | 0 | 0 | 0 | 0 | 0 | 0 | 0 | 0 | 0 | 0 | 0 | 0 | 0 | 0 | 0 | 0 | 0 | 0
F4_Residential_Multi-Family Moderate Income_New_Water Heating_Natural Gas_Water Heater (<= 55 gal)_E10 | F4 | Residential | Multi-Family Moderate Income | New | Water Heating | Natural Gas | Water Heater (<= 55 gal) | E10 | Utility - Cost of Equipment | 0 | 0 | 0 | 0 | 0 | 0 | 0 | 0 | 0 | 0 | 0 | 0 | 0 | 0 | 0 | 0 | 0 | 0 | 0 | 0 | 0 | 0 | 0 | 0 | 0 | 0 | 0 | 0 | 0 | 0 | 0 | 0 | 0 | 0 | 0 | 0 | 0 | 0 | 0 | 0 | 0 | 0
F5_Residential_Multi-Family Moderate Income_New_Water Heating_Natural Gas_Water Heater (<= 55 gal)_E1 | F5 | Residential | Multi-Family Moderate Income | New | Water Heating | Natural Gas | Water Heater (<= 55 gal) | E1 | Utility - Cost of Operation | 108.75 | 108.75 | 108.75 | 108.75 | 108.75 | 0 | 0 | 0 | 0 | 0 | 0 | 0 | 0 | 0 | 0 | 0 | 0 | 0 | 0 | 0 | 0 | 0 | 0 | 0 | 0 | 0 | 0 | 0 | 0 | 0 | 0 | 0 | 0 | 0 | 0 | 0 | 0 | 0 | 0 | 0 | 0 | 0
F5_Residential_Multi-Family Moderate Income_New_Water Heating_Natural Gas_Water Heater (<= 55 gal)_E2 | F5 | Residential | Multi-Family Moderate Income | New | Water Heating | Natural Gas | Water Heater (<= 55 gal) | E2 | Utility - Cost of Operation | 122.6873 | 122.6873 | 122.6873 | 122.6873 | 122.6873 | 0 | 0 | 0 | 0 | 0 | 0 | 0 | 0 | 0 | 0 | 0 | 0 | 0 | 0 | 0 | 0 | 0 | 0 | 0 | 0 | 0 | 0 | 0 | 0 | 0 | 0 | 0 | 0 | 0 | 0 | 0 | 0 | 0 | 0 | 0 | 0 | 0
F5_Residential_Multi-Family Moderate Income_New_Water Heating_Natural Gas_Water Heater (<= 55 gal)_E3 | F5 | Residential | Multi-Family Moderate Income | New | Water Heating | Natural Gas | Water Heater (<= 55 gal) | E3 | Utility - Cost of Operation | 346.2727 | 346.2727 | 346.2727 | 346.2727 | 346.2727 | 0 | 0 | 0 | 0 | 0 | 0 | 0 | 0 | 0 | 0 | 0 | 0 | 0 | 0 | 0 | 0 | 0 | 0 | 0 | 0 | 0 | 0 | 0 | 0 | 0 | 0 | 0 | 0 | 0 | 0 | 0 | 0 | 0 | 0 | 0 | 0 | 0
F5_Residential_Multi-Family Moderate Income_New_Water Heating_Natural Gas_Water Heater (<= 55 gal)_E4 | F5 | Residential | Multi-Family Moderate Income | New | Water Heating | Natural Gas | Water Heater (<= 55 gal) | E4 | Utility - Cost of Operation | 160.3908 | 160.3908 | 160.3908 | 160.3908 | 160.3908 | 0 | 0 | 0 | 0 | 0 | 0 | 0 | 0 | 0 | 0 | 0 | 0 | 0 | 0 | 0 | 0 | 0 | 0 | 0 | 0 | 0 | 0 | 0 | 0 | 0 | 0 | 0 | 0 | 0 | 0 | 0 | 0 | 0 | 0 | 0 | 0 | 0
F5_Residential_Multi-Family Moderate Income_New_Water Heating_Natural Gas_Water Heater (<= 55 gal)_E5 | F5 | Residential | Multi-Family Moderate Income | New | Water Heating | Natural Gas | Water Heater (<= 55 gal) | E5 | Utility - Cost of Operation | 181.9005 | 181.9005 | 181.9005 | 181.9005 | 181.9005 | 0 | 0 | 0 | 0 | 0 | 0 | 0 | 0 | 0 | 0 | 0 | 0 | 0 | 0 | 0 | 0 | 0 | 0 | 0 | 0 | 0 | 0 | 0 | 0 | 0 | 0 | 0 | 0 | 0 | 0 | 0 | 0 | 0 | 0 | 0 | 0 | 0
F5_Residential_Multi-Family Moderate Income_New_Water Heating_Natural Gas_Water Heater (<= 55 gal)_E6 | F5 | Residential | Multi-Family Moderate Income | New | Water Heating | Natural Gas | Water Heater (<= 55 gal) | E6 | Utility - Cost of Operation | 501.237 | 501.237 | 501.237 | 501.237 | 501.237 | 501.237 | 501.237 | 501.237 | 501.237 | 501.237 | 501.237 | 501.237 | 501.237 | 501.237 | 501.237 | 501.237 | 501.237 | 501.237 | 501.237 | 501.237 | 501.237 | 501.237 | 501.237 | 501.237 | 501.237 | 501.237 | 501.237 | 501.237 | 501.237 | 501.237 | 501.237 | 501.237 | 501.237 | 0 | 0 | 0 | 0 | 0 | 0 | 0 | 0 | 0
F5_Residential_Multi-Family Moderate Income_New_Water Heating_Natural Gas_Water Heater (<= 55 gal)_E7 | F5 | Residential | Multi-Family Moderate Income | New | Water Heating | Natural Gas | Water Heater (<= 55 gal) | E7 | Utility - Cost of Operation | 0 | 0 | 0 | 0 | 593.764 | 593.764 | 593.764 | 593.764 | 593.764 | 593.764 | 593.764 | 593.764 | 593.764 | 593.764 | 593.764 | 593.764 | 593.764 | 593.764 | 593.764 | 593.764 | 593.764 | 593.764 | 593.764 | 593.764 | 593.764 | 593.764 | 593.764 | 593.764 | 593.764 | 593.764 | 593.764 | 593.764 | 593.764 | 0 | 0 | 0 | 0 | 0 | 0 | 0 | 0 | 0
F5_Residential_Multi-Family Moderate Income_New_Water Heating_Natural Gas_Water Heater (<= 55 gal)_E8 | F5 | Residential | Multi-Family Moderate Income | New | Water Heating | Natural Gas | Water Heater (<= 55 gal) | E8 | Utility - Cost of Operation | 0 | 0 | 0 | 0 | 0 | 0 | 0 | 0 | 0 | 0 | 0 | 0 | 0 | 0 | 0 | 0 | 0 | 0 | 0 | 0 | 0 | 0 | 0 | 0 | 0 | 0 | 0 | 0 | 0 | 0 | 0 | 0 | 0 | 0 | 0 | 0 | 0 | 0 | 0 | 0 | 0 | 0
F5_Residential_Multi-Family Moderate Income_New_Water Heating_Natural Gas_Water Heater (<= 55 gal)_E9 | F5 | Residential | Multi-Family Moderate Income | New | Water Heating | Natural Gas | Water Heater (<= 55 gal) | E9 | Utility - Cost of Operation | 0 | 0 | 0 | 0 | 0 | 0 | 0 | 0 | 0 | 0 | 0 | 0 | 0 | 0 | 0 | 0 | 0 | 0 | 0 | 0 | 0 | 0 | 0 | 0 | 0 | 0 | 0 | 0 | 0 | 0 | 0 | 0 | 0 | 0 | 0 | 0 | 0 | 0 | 0 | 0 | 0 | 0
F5_Residential_Multi-Family Moderate Income_New_Water Heating_Natural Gas_Water Heater (<= 55 gal)_E10 | F5 | Residential | Multi-Family Moderate Income | New | Water Heating | Natural Gas | Water Heater (<= 55 gal) | E10 | Utility - Cost of Operation | 0 | 0 | 0 | 0 | 0 | 0 | 0 | 0 | 0 | 0 | 0 | 0 | 0 | 0 | 0 | 0 | 0 | 0 | 0 | 0 | 0 | 0 | 0 | 0 | 0 | 0 | 0 | 0 | 0 | 0 | 0 | 0 | 0 | 0 | 0 | 0 | 0 | 0 | 0 | 0 | 0 | 0
F6_Residential_Multi-Family Moderate Income_New_Water Heating_Natural Gas_Water Heater (<= 55 gal)_E1 | F6 | Residential | Multi-Family Moderate Income | New | Water Heating | Natural Gas | Water Heater (<= 55 gal) | E1 | Utility - Value of Sales | 142.4936 | 143.3239 | 144.4633 | 145.3945 | 145.3945 | 0 | 0 | 0 | 0 | 0 | 0 | 0 | 0 | 0 | 0 | 0 | 0 | 0 | 0 | 0 | 0 | 0 | 0 | 0 | 0 | 0 | 0 | 0 | 0 | 0 | 0 | 0 | 0 | 0 | 0 | 0 | 0 | 0 | 0 | 0 | 0 | 0
F6_Residential_Multi-Family Moderate Income_New_Water Heating_Natural Gas_Water Heater (<= 55 gal)_E2 | F6 | Residential | Multi-Family Moderate Income | New | Water Heating | Natural Gas | Water Heater (<= 55 gal) | E2 | Utility - Value of Sales | 129.1348 | 129.8873 | 130.9199 | 131.7638 | 131.7638 | 0 | 0 | 0 | 0 | 0 | 0 | 0 | 0 | 0 | 0 | 0 | 0 | 0 | 0 | 0 | 0 | 0 | 0 | 0 | 0 | 0 | 0 | 0 | 0 | 0 | 0 | 0 | 0 | 0 | 0 | 0 | 0 | 0 | 0 | 0 | 0 | 0
F6_Residential_Multi-Family Moderate Income_New_Water Heating_Natural Gas_Water Heater (<= 55 gal)_E3 | F6 | Residential | Multi-Family Moderate Income | New | Water Heating | Natural Gas | Water Heater (<= 55 gal) | E3 | Utility - Value of Sales | 102.0324 | 102.627 | 103.4429 | 104.1097 | 104.1097 | 0 | 0 | 0 | 0 | 0 | 0 | 0 | 0 | 0 | 0 | 0 | 0 | 0 | 0 | 0 | 0 | 0 | 0 | 0 | 0 | 0 | 0 | 0 | 0 | 0 | 0 | 0 | 0 | 0 | 0 | 0 | 0 | 0 | 0 | 0 | 0 | 0
F6_Residential_Multi-Family Moderate Income_New_Water Heating_Natural Gas_Water Heater (<= 55 gal)_E4 | F6 | Residential | Multi-Family Moderate Income | New | Water Heating | Natural Gas | Water Heater (<= 55 gal) | E4 | Utility - Value of Sales | 95.6726 | 96.0324 | 96.5262 | 96.9297 | 96.9297 | 0 | 0 | 0 | 0 | 0 | 0 | 0 | 0 | 0 | 0 | 0 | 0 | 0 | 0 | 0 | 0 | 0 | 0 | 0 | 0 | 0 | 0 | 0 | 0 | 0 | 0 | 0 | 0 | 0 | 0 | 0 | 0 | 0 | 0 | 0 | 0 | 0
F6_Residential_Multi-Family Moderate Income_New_Water Heating_Natural Gas_Water Heater (<= 55 gal)_E5 | F6 | Residential | Multi-Family Moderate Income | New | Water Heating | Natural Gas | Water Heater (<= 55 gal) | E5 | Utility - Value of Sales | 91.4672 | 91.8112 | 92.2832 | 92.669 | 92.669 | 0 | 0 | 0 | 0 | 0 | 0 | 0 | 0 | 0 | 0 | 0 | 0 | 0 | 0 | 0 | 0 | 0 | 0 | 0 | 0 | 0 | 0 | 0 | 0 | 0 | 0 | 0 | 0 | 0 | 0 | 0 | 0 | 0 | 0 | 0 | 0 | 0
F6_Residential_Multi-Family Moderate Income_New_Water Heating_Natural Gas_Water Heater (<= 55 gal)_E6 | F6 | Residential | Multi-Family Moderate Income | New | Water Heating | Natural Gas | Water Heater (<= 55 gal) | E6 | Utility - Value of Sales | 77.9682 | 78.4225 | 79.046 | 79.5555 | 79.5555 | 79.5555 | 79.5555 | 79.5555 | 79.5555 | 79.5555 | 79.5555 | 79.5555 | 79.5555 | 79.5555 | 79.5555 | 79.5555 | 79.5555 | 79.5555 | 79.5555 | 79.5555 | 79.5555 | 79.5555 | 79.5555 | 79.5555 | 79.5555 | 79.5555 | 79.5555 | 79.5555 | 79.5555 | 79.5555 | 79.5555 | 79.5555 | 79.5555 | 0 | 0 | 0 | 0 | 0 | 0 | 0 | 0 | 0
F6_Residential_Multi-Family Moderate Income_New_Water Heating_Natural Gas_Water Heater (<= 55 gal)_E7 | F6 | Residential | Multi-Family Moderate Income | New | Water Heating | Natural Gas | Water Heater (<= 55 gal) | E7 | Utility - Value of Sales | 0 | 0 | 0 | 0 | 64.8683 | 64.8683 | 64.8683 | 64.8683 | 64.8683 | 64.8683 | 64.8683 | 64.8683 | 64.8683 | 64.8683 | 64.8683 | 64.8683 | 64.8683 | 64.8683 | 64.8683 | 64.8683 | 64.8683 | 64.8683 | 64.8683 | 64.8683 | 64.8683 | 64.8683 | 64.8683 | 64.8683 | 64.8683 | 64.8683 | 64.8683 | 64.8683 | 64.8683 | 0 | 0 | 0 | 0 | 0 | 0 | 0 | 0 | 0
F6_Residential_Multi-Family Moderate Income_New_Water Heating_Natural Gas_Water Heater (<= 55 gal)_E8 | F6 | Residential | Multi-Family Moderate Income | New | Water Heating | Natural Gas | Water Heater (<= 55 gal) | E8 | Utility - Value of Sales | 0 | 0 | 0 | 0 | 0 | 0 | 0 | 0 | 0 | 0 | 0 | 0 | 0 | 0 | 0 | 0 | 0 | 0 | 0 | 0 | 0 | 0 | 0 | 0 | 0 | 0 | 0 | 0 | 0 | 0 | 0 | 0 | 0 | 0 | 0 | 0 | 0 | 0 | 0 | 0 | 0 | 0
F6_Residential_Multi-Family Moderate Income_New_Water Heating_Natural Gas_Water Heater (<= 55 gal)_E9 | F6 | Residential | Multi-Family Moderate Income | New | Water Heating | Natural Gas | Water Heater (<= 55 gal) | E9 | Utility - Value of Sales | 0 | 0 | 0 | 0 | 0 | 0 | 0 | 0 | 0 | 0 | 0 | 0 | 0 | 0 | 0 | 0 | 0 | 0 | 0 | 0 | 0 | 0 | 0 | 0 | 0 | 0 | 0 | 0 | 0 | 0 | 0 | 0 | 0 | 0 | 0 | 0 | 0 | 0 | 0 | 0 | 0 | 0
F6_Residential_Multi-Family Moderate Income_New_Water Heating_Natural Gas_Water Heater (<= 55 gal)_E10 | F6 | Residential | Multi-Family Moderate Income | New | Water Heating | Natural Gas | Water Heater (<= 55 gal) | E10 | Utility - Value of Sales | 0 | 0 | 0 | 0 | 0 | 0 | 0 | 0 | 0 | 0 | 0 | 0 | 0 | 0 | 0 | 0 | 0 | 0 | 0 | 0 | 0 | 0 | 0 | 0 | 0 | 0 | 0 | 0 | 0 | 0 | 0 | 0 | 0 | 0 | 0 | 0 | 0 | 0 | 0 | 0 | 0 | 0
F1_Residential_Multi-Family Moderate Income_New_Water Heating_Natural Gas_Water Heater (> 55 gal)_E1 | F1 | Residential | Multi-Family Moderate Income | New | Water Heating | Natural Gas | Water Heater (> 55 gal) | E1 | RVT - Cost of Equipment | 176.2319 | 176.7481 | 177.9056 | 178.8788 | 178.4829 | 0 | 0 | 0 | 0 | 0 | 0 | 0 | 0 | 0 | 0 | 0 | 0 | 0 | 0 | 0 | 0 | 0 | 0 | 0 | 0 | 0 | 0 | 0 | 0 | 0 | 0 | 0 | 0 | 0 | 0 | 0 | 0 | 0 | 0 | 0 | 0 | 0
F1_Residential_Multi-Family Moderate Income_New_Water Heating_Natural Gas_Water Heater (> 55 gal)_E2 | F1 | Residential | Multi-Family Moderate Income | New | Water Heating | Natural Gas | Water Heater (> 55 gal) | E2 | RVT - Cost of Equipment | 171.7132 | 172.2161 | 173.3439 | 174.2922 | 173.9065 | 0 | 0 | 0 | 0 | 0 | 0 | 0 | 0 | 0 | 0 | 0 | 0 | 0 | 0 | 0 | 0 | 0 | 0 | 0 | 0 | 0 | 0 | 0 | 0 | 0 | 0 | 0 | 0 | 0 | 0 | 0 | 0 | 0 | 0 | 0 | 0 | 0
F1_Residential_Multi-Family Moderate Income_New_Water Heating_Natural Gas_Water Heater (> 55 gal)_E3 | F1 | Residential | Multi-Family Moderate Income | New | Water Heating | Natural Gas | Water Heater (> 55 gal) | E3 | RVT - Cost of Equipment | 165.3534 | 165.8377 | 166.9237 | 167.8369 | 167.4655 | 0 | 0 | 0 | 0 | 0 | 0 | 0 | 0 | 0 | 0 | 0 | 0 | 0 | 0 | 0 | 0 | 0 | 0 | 0 | 0 | 0 | 0 | 0 | 0 | 0 | 0 | 0 | 0 | 0 | 0 | 0 | 0 | 0 | 0 | 0 | 0 | 0
F1_Residential_Multi-Family Moderate Income_New_Water Heating_Natural Gas_Water Heater (> 55 gal)_E4 | F1 | Residential | Multi-Family Moderate Income | New | Water Heating | Natural Gas | Water Heater (> 55 gal) | E4 | RVT - Cost of Equipment | 157.1209 | 157.9288 | 159.152 | 160.2737 | 160.54 | 0 | 0 | 0 | 0 | 0 | 0 | 0 | 0 | 0 | 0 | 0 | 0 | 0 | 0 | 0 | 0 | 0 | 0 | 0 | 0 | 0 | 0 | 0 | 0 | 0 | 0 | 0 | 0 | 0 | 0 | 0 | 0 | 0 | 0 | 0 | 0 | 0
F1_Residential_Multi-Family Moderate Income_New_Water Heating_Natural Gas_Water Heater (> 55 gal)_E5 | F1 | Residential | Multi-Family Moderate Income | New | Water Heating | Natural Gas | Water Heater (> 55 gal) | E5 | RVT - Cost of Equipment | 150.2145 | 150.9869 | 152.1563 | 153.2287 | 153.4833 | 0 | 0 | 0 | 0 | 0 | 0 | 0 | 0 | 0 | 0 | 0 | 0 | 0 | 0 | 0 | 0 | 0 | 0 | 0 | 0 | 0 | 0 | 0 | 0 | 0 | 0 | 0 | 0 | 0 | 0 | 0 | 0 | 0 | 0 | 0 | 0 | 0
F1_Residential_Multi-Family Moderate Income_New_Water Heating_Natural Gas_Water Heater (> 55 gal)_E6 | F1 | Residential | Multi-Family Moderate Income | New | Water Heating | Natural Gas | Water Heater (> 55 gal) | E6 | RVT - Cost of Equipment | 126.355 | 126.725 | 127.5549 | 128.2527 | 127.9689 | 128.6534 | 130.195 | 131.4745 | 133.0127 | 134.5132 | 136.0257 | 137.4577 | 138.9813 | 140.5554 | 142.0897 | 143.6588 | 145.2344 | 146.8334 | 148.3708 | 149.8491 | 151.1434 | 152.3292 | 153.2387 | 154.0313 | 154.6055 | 154.9901 | 155.248 | 155.348 | 155.2315 | 154.9696 | 154.4329 | 153.7645 | 152.8576 | 0 | 0 | 0 | 0 | 0 | 0 | 0 | 0 | 0
F1_Residential_Multi-Family Moderate Income_New_Water Heating_Natural Gas_Water Heater (> 55 gal)_E7 | F1 | Residential | Multi-Family Moderate Income | New | Water Heating | Natural Gas | Water Heater (> 55 gal) | E7 | RVT - Cost of Equipment | 0 | 0 | 0 | 0 | 0 | 103.7216 | 104.9739 | 106.026 | 107.2929 | 108.5235 | 109.7582 | 110.9231 | 112.155 | 113.3995 | 114.5626 | 115.706 | 116.8021 | 117.9261 | 119.0218 | 120.1003 | 121.0648 | 121.996 | 122.7629 | 123.5083 | 124.0669 | 124.4493 | 124.7 | 124.7815 | 124.6865 | 124.473 | 124.0354 | 123.4904 | 122.7509 | 0 | 0 | 0 | 0 | 0 | 0 | 0 | 0 | 0
F1_Residential_Multi-Family Moderate Income_New_Water Heating_Natural Gas_Water Heater (> 55 gal)_E8 | F1 | Residential | Multi-Family Moderate Income | New | Water Heating | Natural Gas | Water Heater (> 55 gal) | E8 | RVT - Cost of Equipment | 0 | 0 | 0 | 0 | 0 | 0 | 0 | 0 | 0 | 0 | 0 | 0 | 0 | 0 | 0 | 0 | 0 | 0 | 0 | 0 | 0 | 0 | 0 | 0 | 0 | 0 | 0 | 0 | 0 | 0 | 0 | 0 | 0 | 0 | 0 | 0 | 0 | 0 | 0 | 0 | 0 | 0
F1_Residential_Multi-Family Moderate Income_New_Water Heating_Natural Gas_Water Heater (> 55 gal)_E9 | F1 | Residential | Multi-Family Moderate Income | New | Water Heating | Natural Gas | Water Heater (> 55 gal) | E9 | RVT - Cost of Equipment | 0 | 0 | 0 | 0 | 0 | 0 | 0 | 0 | 0 | 0 | 0 | 0 | 0 | 0 | 0 | 0 | 0 | 0 | 0 | 0 | 0 | 0 | 0 | 0 | 0 | 0 | 0 | 0 | 0 | 0 | 0 | 0 | 0 | 0 | 0 | 0 | 0 | 0 | 0 | 0 | 0 | 0
F1_Residential_Multi-Family Moderate Income_New_Water Heating_Natural Gas_Water Heater (> 55 gal)_E10 | F1 | Residential | Multi-Family Moderate Income | New | Water Heating | Natural Gas | Water Heater (> 55 gal) | E10 | RVT - Cost of Equipment | 0 | 0 | 0 | 0 | 0 | 0 | 0 | 0 | 0 | 0 | 0 | 0 | 0 | 0 | 0 | 0 | 0 | 0 | 0 | 0 | 0 | 0 | 0 | 0 | 0 | 0 | 0 | 0 | 0 | 0 | 0 | 0 | 0 | 0 | 0 | 0 | 0 | 0 | 0 | 0 | 0 | 0
F2_Residential_Multi-Family Moderate Income_New_Water Heating_Natural Gas_Water Heater (> 55 gal)_E1 | F2 | Residential | Multi-Family Moderate Income | New | Water Heating | Natural Gas | Water Heater (> 55 gal) | E1 | RVT - Cost of Operation | 175.9478 | 176.4631 | 177.6187 | 178.5904 | 178.1952 | 0 | 0 | 0 | 0 | 0 | 0 | 0 | 0 | 0 | 0 | 0 | 0 | 0 | 0 | 0 | 0 | 0 | 0 | 0 | 0 | 0 | 0 | 0 | 0 | 0 | 0 | 0 | 0 | 0 | 0 | 0 | 0 | 0 | 0 | 0 | 0 | 0
F2_Residential_Multi-Family Moderate Income_New_Water Heating_Natural Gas_Water Heater (> 55 gal)_E2 | F2 | Residential | Multi-Family Moderate Income | New | Water Heating | Natural Gas | Water Heater (> 55 gal) | E2 | RVT - Cost of Operation | 171.4363 | 171.9384 | 173.0644 | 174.0112 | 173.6261 | 0 | 0 | 0 | 0 | 0 | 0 | 0 | 0 | 0 | 0 | 0 | 0 | 0 | 0 | 0 | 0 | 0 | 0 | 0 | 0 | 0 | 0 | 0 | 0 | 0 | 0 | 0 | 0 | 0 | 0 | 0 | 0 | 0 | 0 | 0 | 0 | 0
F2_Residential_Multi-Family Moderate Income_New_Water Heating_Natural Gas_Water Heater (> 55 gal)_E3 | F2 | Residential | Multi-Family Moderate Income | New | Water Heating | Natural Gas | Water Heater (> 55 gal) | E3 | RVT - Cost of Operation | 165.0868 | 165.5703 | 166.6546 | 167.5663 | 167.1955 | 0 | 0 | 0 | 0 | 0 | 0 | 0 | 0 | 0 | 0 | 0 | 0 | 0 | 0 | 0 | 0 | 0 | 0 | 0 | 0 | 0 | 0 | 0 | 0 | 0 | 0 | 0 | 0 | 0 | 0 | 0 | 0 | 0 | 0 | 0 | 0 | 0
F2_Residential_Multi-Family Moderate Income_New_Water Heating_Natural Gas_Water Heater (> 55 gal)_E4 | F2 | Residential | Multi-Family Moderate Income | New | Water Heating | Natural Gas | Water Heater (> 55 gal) | E4 | RVT - Cost of Operation | 156.8675 | 157.6742 | 158.8953 | 160.0153 | 160.2812 | 0 | 0 | 0 | 0 | 0 | 0 | 0 | 0 | 0 | 0 | 0 | 0 | 0 | 0 | 0 | 0 | 0 | 0 | 0 | 0 | 0 | 0 | 0 | 0 | 0 | 0 | 0 | 0 | 0 | 0 | 0 | 0 | 0 | 0 | 0 | 0 | 0
F2_Residential_Multi-Family Moderate Income_New_Water Heating_Natural Gas_Water Heater (> 55 gal)_E5 | F2 | Residential | Multi-Family Moderate Income | New | Water Heating | Natural Gas | Water Heater (> 55 gal) | E5 | RVT - Cost of Operation | 149.9722 | 150.7434 | 151.9109 | 152.9817 | 153.2359 | 0 | 0 | 0 | 0 | 0 | 0 | 0 | 0 | 0 | 0 | 0 | 0 | 0 | 0 | 0 | 0 | 0 | 0 | 0 | 0 | 0 | 0 | 0 | 0 | 0 | 0 | 0 | 0 | 0 | 0 | 0 | 0 | 0 | 0 | 0 | 0 | 0
F2_Residential_Multi-Family Moderate Income_New_Water Heating_Natural Gas_Water Heater (> 55 gal)_E6 | F2 | Residential | Multi-Family Moderate Income | New | Water Heating | Natural Gas | Water Heater (> 55 gal) | E6 | RVT - Cost of Operation | 126.1512 | 126.5207 | 127.3493 | 128.0459 | 127.7626 | 128.4459 | 129.9851 | 131.2625 | 132.7982 | 134.2963 | 135.8064 | 137.236 | 138.7572 | 140.3288 | 141.8606 | 143.4272 | 145.0002 | 146.5966 | 148.1316 | 149.6075 | 150.8997 | 152.0836 | 152.9916 | 153.783 | 154.3562 | 154.7402 | 154.9977 | 155.0975 | 154.9812 | 154.7197 | 154.1839 | 153.5166 | 152.6112 | 0 | 0 | 0 | 0 | 0 | 0 | 0 | 0 | 0
F2_Residential_Multi-Family Moderate Income_New_Water Heating_Natural Gas_Water Heater (> 55 gal)_E7 | F2 | Residential | Multi-Family Moderate Income | New | Water Heating | Natural Gas | Water Heater (> 55 gal) | E7 | RVT - Cost of Operation | 0 | 0 | 0 | 0 | 0 | 103.5544 | 104.8046 | 105.855 | 107.1199 | 108.3485 | 109.5812 | 110.7442 | 111.9742 | 113.2167 | 114.3779 | 115.5194 | 116.6137 | 117.736 | 118.8299 | 119.9067 | 120.8696 | 121.7993 | 122.565 | 123.3092 | 123.8669 | 124.2487 | 124.4989 | 124.5803 | 124.4855 | 124.2723 | 123.8354 | 123.2913 | 122.553 | 0 | 0 | 0 | 0 | 0 | 0 | 0 | 0 | 0
F2_Residential_Multi-Family Moderate Income_New_Water Heating_Natural Gas_Water Heater (> 55 gal)_E8 | F2 | Residential | Multi-Family Moderate Income | New | Water Heating | Natural Gas | Water Heater (> 55 gal) | E8 | RVT - Cost of Operation | 0 | 0 | 0 | 0 | 0 | 0 | 0 | 0 | 0 | 0 | 0 | 0 | 0 | 0 | 0 | 0 | 0 | 0 | 0 | 0 | 0 | 0 | 0 | 0 | 0 | 0 | 0 | 0 | 0 | 0 | 0 | 0 | 0 | 0 | 0 | 0 | 0 | 0 | 0 | 0 | 0 | 0
F2_Residential_Multi-Family Moderate Income_New_Water Heating_Natural Gas_Water Heater (> 55 gal)_E9 | F2 | Residential | Multi-Family Moderate Income | New | Water Heating | Natural Gas | Water Heater (> 55 gal) | E9 | RVT - Cost of Operation | 0 | 0 | 0 | 0 | 0 | 0 | 0 | 0 | 0 | 0 | 0 | 0 | 0 | 0 | 0 | 0 | 0 | 0 | 0 | 0 | 0 | 0 | 0 | 0 | 0 | 0 | 0 | 0 | 0 | 0 | 0 | 0 | 0 | 0 | 0 | 0 | 0 | 0 | 0 | 0 | 0 | 0
F2_Residential_Multi-Family Moderate Income_New_Water Heating_Natural Gas_Water Heater (> 55 gal)_E10 | F2 | Residential | Multi-Family Moderate Income | New | Water Heating | Natural Gas | Water Heater (> 55 gal) | E10 | RVT - Cost of Operation | 0 | 0 | 0 | 0 | 0 | 0 | 0 | 0 | 0 | 0 | 0 | 0 | 0 | 0 | 0 | 0 | 0 | 0 | 0 | 0 | 0 | 0 | 0 | 0 | 0 | 0 | 0 | 0 | 0 | 0 | 0 | 0 | 0 | 0 | 0 | 0 | 0 | 0 | 0 | 0 | 0 | 0
F3_Residential_Multi-Family Moderate Income_New_Water Heating_Natural Gas_Water Heater (> 55 gal)_E1 | F3 | Residential | Multi-Family Moderate Income | New | Water Heating | Natural Gas | Water Heater (> 55 gal) | E1 | System - kBTUs of Consumption | 125.0625 | 125.0625 | 125.0625 | 125.0625 | 125.0625 | 0 | 0 | 0 | 0 | 0 | 0 | 0 | 0 | 0 | 0 | 0 | 0 | 0 | 0 | 0 | 0 | 0 | 0 | 0 | 0 | 0 | 0 | 0 | 0 | 0 | 0 | 0 | 0 | 0 | 0 | 0 | 0 | 0 | 0 | 0 | 0 | 0
F3_Residential_Multi-Family Moderate Income_New_Water Heating_Natural Gas_Water Heater (> 55 gal)_E2 | F3 | Residential | Multi-Family Moderate Income | New | Water Heating | Natural Gas | Water Heater (> 55 gal) | E2 | System - kBTUs of Consumption | 141.0904 | 141.0904 | 141.0904 | 141.0904 | 141.0904 | 0 | 0 | 0 | 0 | 0 | 0 | 0 | 0 | 0 | 0 | 0 | 0 | 0 | 0 | 0 | 0 | 0 | 0 | 0 | 0 | 0 | 0 | 0 | 0 | 0 | 0 | 0 | 0 | 0 | 0 | 0 | 0 | 0 | 0 | 0 | 0 | 0
F3_Residential_Multi-Family Moderate Income_New_Water Heating_Natural Gas_Water Heater (> 55 gal)_E3 | F3 | Residential | Multi-Family Moderate Income | New | Water Heating | Natural Gas | Water Heater (> 55 gal) | E3 | System - kBTUs of Consumption | 398.2136 | 398.2136 | 398.2136 | 398.2136 | 398.2136 | 0 | 0 | 0 | 0 | 0 | 0 | 0 | 0 | 0 | 0 | 0 | 0 | 0 | 0 | 0 | 0 | 0 | 0 | 0 | 0 | 0 | 0 | 0 | 0 | 0 | 0 | 0 | 0 | 0 | 0 | 0 | 0 | 0 | 0 | 0 | 0 | 0
F3_Residential_Multi-Family Moderate Income_New_Water Heating_Natural Gas_Water Heater (> 55 gal)_E4 | F3 | Residential | Multi-Family Moderate Income | New | Water Heating | Natural Gas | Water Heater (> 55 gal) | E4 | System - kBTUs of Consumption | 184.4494 | 184.4494 | 184.4494 | 184.4494 | 184.4494 | 0 | 0 | 0 | 0 | 0 | 0 | 0 | 0 | 0 | 0 | 0 | 0 | 0 | 0 | 0 | 0 | 0 | 0 | 0 | 0 | 0 | 0 | 0 | 0 | 0 | 0 | 0 | 0 | 0 | 0 | 0 | 0 | 0 | 0 | 0 | 0 | 0
F3_Residential_Multi-Family Moderate Income_New_Water Heating_Natural Gas_Water Heater (> 55 gal)_E5 | F3 | Residential | Multi-Family Moderate Income | New | Water Heating | Natural Gas | Water Heater (> 55 gal) | E5 | System - kBTUs of Consumption | 209.1856 | 209.1856 | 209.1856 | 209.1856 | 209.1856 | 0 | 0 | 0 | 0 | 0 | 0 | 0 | 0 | 0 | 0 | 0 | 0 | 0 | 0 | 0 | 0 | 0 | 0 | 0 | 0 | 0 | 0 | 0 | 0 | 0 | 0 | 0 | 0 | 0 | 0 | 0 | 0 | 0 | 0 | 0 | 0 | 0
F3_Residential_Multi-Family Moderate Income_New_Water Heating_Natural Gas_Water Heater (> 55 gal)_E6 | F3 | Residential | Multi-Family Moderate Income | New | Water Heating | Natural Gas | Water Heater (> 55 gal) | E6 | System - kBTUs of Consumption | 576.4226 | 576.4226 | 576.4226 | 576.4226 | 576.4226 | 576.4226 | 576.4226 | 576.4226 | 576.4226 | 576.4226 | 576.4226 | 576.4226 | 576.4226 | 576.4226 | 576.4226 | 576.4226 | 576.4226 | 576.4226 | 576.4226 | 576.4226 | 576.4226 | 576.4226 | 576.4226 | 576.4226 | 576.4226 | 576.4226 | 576.4226 | 576.4226 | 576.4226 | 576.4226 | 576.4226 | 576.4226 | 576.4226 | 0 | 0 | 0 | 0 | 0 | 0 | 0 | 0 | 0
F3_Residential_Multi-Family Moderate Income_New_Water Heating_Natural Gas_Water Heater (> 55 gal)_E7 | F3 | Residential | Multi-Family Moderate Income | New | Water Heating | Natural Gas | Water Heater (> 55 gal) | E7 | System - kBTUs of Consumption | 0 | 0 | 0 | 0 | 0 | 682.8286 | 682.8286 | 682.8286 | 682.8286 | 682.8286 | 682.8286 | 682.8286 | 682.8286 | 682.8286 | 682.8286 | 682.8286 | 682.8286 | 682.8286 | 682.8286 | 682.8286 | 682.8286 | 682.8286 | 682.8286 | 682.8286 | 682.8286 | 682.8286 | 682.8286 | 682.8286 | 682.8286 | 682.8286 | 682.8286 | 682.8286 | 682.8286 | 0 | 0 | 0 | 0 | 0 | 0 | 0 | 0 | 0
F3_Residential_Multi-Family Moderate Income_New_Water Heating_Natural Gas_Water Heater (> 55 gal)_E8 | F3 | Residential | Multi-Family Moderate Income | New | Water Heating | Natural Gas | Water Heater (> 55 gal) | E8 | System - kBTUs of Consumption | 0 | 0 | 0 | 0 | 0 | 0 | 0 | 0 | 0 | 0 | 0 | 0 | 0 | 0 | 0 | 0 | 0 | 0 | 0 | 0 | 0 | 0 | 0 | 0 | 0 | 0 | 0 | 0 | 0 | 0 | 0 | 0 | 0 | 0 | 0 | 0 | 0 | 0 | 0 | 0 | 0 | 0
F3_Residential_Multi-Family Moderate Income_New_Water Heating_Natural Gas_Water Heater (> 55 gal)_E9 | F3 | Residential | Multi-Family Moderate Income | New | Water Heating | Natural Gas | Water Heater (> 55 gal) | E9 | System - kBTUs of Consumption | 0 | 0 | 0 | 0 | 0 | 0 | 0 | 0 | 0 | 0 | 0 | 0 | 0 | 0 | 0 | 0 | 0 | 0 | 0 | 0 | 0 | 0 | 0 | 0 | 0 | 0 | 0 | 0 | 0 | 0 | 0 | 0 | 0 | 0 | 0 | 0 | 0 | 0 | 0 | 0 | 0 | 0
F3_Residential_Multi-Family Moderate Income_New_Water Heating_Natural Gas_Water Heater (> 55 gal)_E10 | F3 | Residential | Multi-Family Moderate Income | New | Water Heating | Natural Gas | Water Heater (> 55 gal) | E10 | System - kBTUs of Consumption | 0 | 0 | 0 | 0 | 0 | 0 | 0 | 0 | 0 | 0 | 0 | 0 | 0 | 0 | 0 | 0 | 0 | 0 | 0 | 0 | 0 | 0 | 0 | 0 | 0 | 0 | 0 | 0 | 0 | 0 | 0 | 0 | 0 | 0 | 0 | 0 | 0 | 0 | 0 | 0 | 0 | 0
F4_Residential_Multi-Family Moderate Income_New_Water Heating_Natural Gas_Water Heater (> 55 gal)_E1 | F4 | Residential | Multi-Family Moderate Income | New | Water Heating | Natural Gas | Water Heater (> 55 gal) | E1 | Utility - Cost of Equipment | 175.9478 | 176.4631 | 177.6187 | 178.5904 | 178.1952 | 0 | 0 | 0 | 0 | 0 | 0 | 0 | 0 | 0 | 0 | 0 | 0 | 0 | 0 | 0 | 0 | 0 | 0 | 0 | 0 | 0 | 0 | 0 | 0 | 0 | 0 | 0 | 0 | 0 | 0 | 0 | 0 | 0 | 0 | 0 | 0 | 0
F4_Residential_Multi-Family Moderate Income_New_Water Heating_Natural Gas_Water Heater (> 55 gal)_E2 | F4 | Residential | Multi-Family Moderate Income | New | Water Heating | Natural Gas | Water Heater (> 55 gal) | E2 | Utility - Cost of Equipment | 171.4363 | 171.9384 | 173.0644 | 174.0112 | 173.6261 | 0 | 0 | 0 | 0 | 0 | 0 | 0 | 0 | 0 | 0 | 0 | 0 | 0 | 0 | 0 | 0 | 0 | 0 | 0 | 0 | 0 | 0 | 0 | 0 | 0 | 0 | 0 | 0 | 0 | 0 | 0 | 0 | 0 | 0 | 0 | 0 | 0
F4_Residential_Multi-Family Moderate Income_New_Water Heating_Natural Gas_Water Heater (> 55 gal)_E3 | F4 | Residential | Multi-Family Moderate Income | New | Water Heating | Natural Gas | Water Heater (> 55 gal) | E3 | Utility - Cost of Equipment | 165.0868 | 165.5703 | 166.6546 | 167.5663 | 167.1955 | 0 | 0 | 0 | 0 | 0 | 0 | 0 | 0 | 0 | 0 | 0 | 0 | 0 | 0 | 0 | 0 | 0 | 0 | 0 | 0 | 0 | 0 | 0 | 0 | 0 | 0 | 0 | 0 | 0 | 0 | 0 | 0 | 0 | 0 | 0 | 0 | 0
F4_Residential_Multi-Family Moderate Income_New_Water Heating_Natural Gas_Water Heater (> 55 gal)_E4 | F4 | Residential | Multi-Family Moderate Income | New | Water Heating | Natural Gas | Water Heater (> 55 gal) | E4 | Utility - Cost of Equipment | 156.8675 | 157.6742 | 158.8953 | 160.0153 | 160.2812 | 0 | 0 | 0 | 0 | 0 | 0 | 0 | 0 | 0 | 0 | 0 | 0 | 0 | 0 | 0 | 0 | 0 | 0 | 0 | 0 | 0 | 0 | 0 | 0 | 0 | 0 | 0 | 0 | 0 | 0 | 0 | 0 | 0 | 0 | 0 | 0 | 0
F4_Residential_Multi-Family Moderate Income_New_Water Heating_Natural Gas_Water Heater (> 55 gal)_E5 | F4 | Residential | Multi-Family Moderate Income | New | Water Heating | Natural Gas | Water Heater (> 55 gal) | E5 | Utility - Cost of Equipment | 149.9722 | 150.7434 | 151.9109 | 152.9817 | 153.2359 | 0 | 0 | 0 | 0 | 0 | 0 | 0 | 0 | 0 | 0 | 0 | 0 | 0 | 0 | 0 | 0 | 0 | 0 | 0 | 0 | 0 | 0 | 0 | 0 | 0 | 0 | 0 | 0 | 0 | 0 | 0 | 0 | 0 | 0 | 0 | 0 | 0
F4_Residential_Multi-Family Moderate Income_New_Water Heating_Natural Gas_Water Heater (> 55 gal)_E6 | F4 | Residential | Multi-Family Moderate Income | New | Water Heating | Natural Gas | Water Heater (> 55 gal) | E6 | Utility - Cost of Equipment | 126.1512 | 126.5207 | 127.3493 | 128.0459 | 127.7626 | 128.4459 | 129.9851 | 131.2625 | 132.7982 | 134.2963 | 135.8064 | 137.236 | 138.7572 | 140.3288 | 141.8606 | 143.4272 | 145.0002 | 146.5966 | 148.1316 | 149.6075 | 150.8997 | 152.0836 | 152.9916 | 153.783 | 154.3562 | 154.7402 | 154.9977 | 155.0975 | 154.9812 | 154.7197 | 154.1839 | 153.5166 | 152.6112 | 0 | 0 | 0 | 0 | 0 | 0 | 0 | 0 | 0
F4_Residential_Multi-Family Moderate Income_New_Water Heating_Natural Gas_Water Heater (> 55 gal)_E7 | F4 | Residential | Multi-Family Moderate Income | New | Water Heating | Natural Gas | Water Heater (> 55 gal) | E7 | Utility - Cost of Equipment | 0 | 0 | 0 | 0 | 0 | 103.5544 | 104.8046 | 105.855 | 107.1199 | 108.3485 | 109.5812 | 110.7442 | 111.9742 | 113.2167 | 114.3779 | 115.5194 | 116.6137 | 117.736 | 118.8299 | 119.9067 | 120.8696 | 121.7993 | 122.565 | 123.3092 | 123.8669 | 124.2487 | 124.4989 | 124.5803 | 124.4855 | 124.2723 | 123.8354 | 123.2913 | 122.553 | 0 | 0 | 0 | 0 | 0 | 0 | 0 | 0 | 0
F4_Residential_Multi-Family Moderate Income_New_Water Heating_Natural Gas_Water Heater (> 55 gal)_E8 | F4 | Residential | Multi-Family Moderate Income | New | Water Heating | Natural Gas | Water Heater (> 55 gal) | E8 | Utility - Cost of Equipment | 0 | 0 | 0 | 0 | 0 | 0 | 0 | 0 | 0 | 0 | 0 | 0 | 0 | 0 | 0 | 0 | 0 | 0 | 0 | 0 | 0 | 0 | 0 | 0 | 0 | 0 | 0 | 0 | 0 | 0 | 0 | 0 | 0 | 0 | 0 | 0 | 0 | 0 | 0 | 0 | 0 | 0
F4_Residential_Multi-Family Moderate Income_New_Water Heating_Natural Gas_Water Heater (> 55 gal)_E9 | F4 | Residential | Multi-Family Moderate Income | New | Water Heating | Natural Gas | Water Heater (> 55 gal) | E9 | Utility - Cost of Equipment | 0 | 0 | 0 | 0 | 0 | 0 | 0 | 0 | 0 | 0 | 0 | 0 | 0 | 0 | 0 | 0 | 0 | 0 | 0 | 0 | 0 | 0 | 0 | 0 | 0 | 0 | 0 | 0 | 0 | 0 | 0 | 0 | 0 | 0 | 0 | 0 | 0 | 0 | 0 | 0 | 0 | 0
F4_Residential_Multi-Family Moderate Income_New_Water Heating_Natural Gas_Water Heater (> 55 gal)_E10 | F4 | Residential | Multi-Family Moderate Income | New | Water Heating | Natural Gas | Water Heater (> 55 gal) | E10 | Utility - Cost of Equipment | 0 | 0 | 0 | 0 | 0 | 0 | 0 | 0 | 0 | 0 | 0 | 0 | 0 | 0 | 0 | 0 | 0 | 0 | 0 | 0 | 0 | 0 | 0 | 0 | 0 | 0 | 0 | 0 | 0 | 0 | 0 | 0 | 0 | 0 | 0 | 0 | 0 | 0 | 0 | 0 | 0 | 0
F5_Residential_Multi-Family Moderate Income_New_Water Heating_Natural Gas_Water Heater (> 55 gal)_E1 | F5 | Residential | Multi-Family Moderate Income | New | Water Heating | Natural Gas | Water Heater (> 55 gal) | E1 | Utility - Cost of Operation | 125.0625 | 125.0625 | 125.0625 | 125.0625 | 125.0625 | 0 | 0 | 0 | 0 | 0 | 0 | 0 | 0 | 0 | 0 | 0 | 0 | 0 | 0 | 0 | 0 | 0 | 0 | 0 | 0 | 0 | 0 | 0 | 0 | 0 | 0 | 0 | 0 | 0 | 0 | 0 | 0 | 0 | 0 | 0 | 0 | 0
F5_Residential_Multi-Family Moderate Income_New_Water Heating_Natural Gas_Water Heater (> 55 gal)_E2 | F5 | Residential | Multi-Family Moderate Income | New | Water Heating | Natural Gas | Water Heater (> 55 gal) | E2 | Utility - Cost of Operation | 141.0904 | 141.0904 | 141.0904 | 141.0904 | 141.0904 | 0 | 0 | 0 | 0 | 0 | 0 | 0 | 0 | 0 | 0 | 0 | 0 | 0 | 0 | 0 | 0 | 0 | 0 | 0 | 0 | 0 | 0 | 0 | 0 | 0 | 0 | 0 | 0 | 0 | 0 | 0 | 0 | 0 | 0 | 0 | 0 | 0
F5_Residential_Multi-Family Moderate Income_New_Water Heating_Natural Gas_Water Heater (> 55 gal)_E3 | F5 | Residential | Multi-Family Moderate Income | New | Water Heating | Natural Gas | Water Heater (> 55 gal) | E3 | Utility - Cost of Operation | 398.2136 | 398.2136 | 398.2136 | 398.2136 | 398.2136 | 0 | 0 | 0 | 0 | 0 | 0 | 0 | 0 | 0 | 0 | 0 | 0 | 0 | 0 | 0 | 0 | 0 | 0 | 0 | 0 | 0 | 0 | 0 | 0 | 0 | 0 | 0 | 0 | 0 | 0 | 0 | 0 | 0 | 0 | 0 | 0 | 0
F5_Residential_Multi-Family Moderate Income_New_Water Heating_Natural Gas_Water Heater (> 55 gal)_E4 | F5 | Residential | Multi-Family Moderate Income | New | Water Heating | Natural Gas | Water Heater (> 55 gal) | E4 | Utility - Cost of Operation | 184.4494 | 184.4494 | 184.4494 | 184.4494 | 184.4494 | 0 | 0 | 0 | 0 | 0 | 0 | 0 | 0 | 0 | 0 | 0 | 0 | 0 | 0 | 0 | 0 | 0 | 0 | 0 | 0 | 0 | 0 | 0 | 0 | 0 | 0 | 0 | 0 | 0 | 0 | 0 | 0 | 0 | 0 | 0 | 0 | 0
F5_Residential_Multi-Family Moderate Income_New_Water Heating_Natural Gas_Water Heater (> 55 gal)_E5 | F5 | Residential | Multi-Family Moderate Income | New | Water Heating | Natural Gas | Water Heater (> 55 gal) | E5 | Utility - Cost of Operation | 209.1856 | 209.1856 | 209.1856 | 209.1856 | 209.1856 | 0 | 0 | 0 | 0 | 0 | 0 | 0 | 0 | 0 | 0 | 0 | 0 | 0 | 0 | 0 | 0 | 0 | 0 | 0 | 0 | 0 | 0 | 0 | 0 | 0 | 0 | 0 | 0 | 0 | 0 | 0 | 0 | 0 | 0 | 0 | 0 | 0
F5_Residential_Multi-Family Moderate Income_New_Water Heating_Natural Gas_Water Heater (> 55 gal)_E6 | F5 | Residential | Multi-Family Moderate Income | New | Water Heating | Natural Gas | Water Heater (> 55 gal) | E6 | Utility - Cost of Operation | 576.4226 | 576.4226 | 576.4226 | 576.4226 | 576.4226 | 576.4226 | 576.4226 | 576.4226 | 576.4226 | 576.4226 | 576.4226 | 576.4226 | 576.4226 | 576.4226 | 576.4226 | 576.4226 | 576.4226 | 576.4226 | 576.4226 | 576.4226 | 576.4226 | 576.4226 | 576.4226 | 576.4226 | 576.4226 | 576.4226 | 576.4226 | 576.4226 | 576.4226 | 576.4226 | 576.4226 | 576.4226 | 576.4226 | 0 | 0 | 0 | 0 | 0 | 0 | 0 | 0 | 0
F5_Residential_Multi-Family Moderate Income_New_Water Heating_Natural Gas_Water Heater (> 55 gal)_E7 | F5 | Residential | Multi-Family Moderate Income | New | Water Heating | Natural Gas | Water Heater (> 55 gal) | E7 | Utility - Cost of Operation | 0 | 0 | 0 | 0 | 0 | 682.8286 | 682.8286 | 682.8286 | 682.8286 | 682.8286 | 682.8286 | 682.8286 | 682.8286 | 682.8286 | 682.8286 | 682.8286 | 682.8286 | 682.8286 | 682.8286 | 682.8286 | 682.8286 | 682.8286 | 682.8286 | 682.8286 | 682.8286 | 682.8286 | 682.8286 | 682.8286 | 682.8286 | 682.8286 | 682.8286 | 682.8286 | 682.8286 | 0 | 0 | 0 | 0 | 0 | 0 | 0 | 0 | 0
F5_Residential_Multi-Family Moderate Income_New_Water Heating_Natural Gas_Water Heater (> 55 gal)_E8 | F5 | Residential | Multi-Family Moderate Income | New | Water Heating | Natural Gas | Water Heater (> 55 gal) | E8 | Utility - Cost of Operation | 0 | 0 | 0 | 0 | 0 | 0 | 0 | 0 | 0 | 0 | 0 | 0 | 0 | 0 | 0 | 0 | 0 | 0 | 0 | 0 | 0 | 0 | 0 | 0 | 0 | 0 | 0 | 0 | 0 | 0 | 0 | 0 | 0 | 0 | 0 | 0 | 0 | 0 | 0 | 0 | 0 | 0
F5_Residential_Multi-Family Moderate Income_New_Water Heating_Natural Gas_Water Heater (> 55 gal)_E9 | F5 | Residential | Multi-Family Moderate Income | New | Water Heating | Natural Gas | Water Heater (> 55 gal) | E9 | Utility - Cost of Operation | 0 | 0 | 0 | 0 | 0 | 0 | 0 | 0 | 0 | 0 | 0 | 0 | 0 | 0 | 0 | 0 | 0 | 0 | 0 | 0 | 0 | 0 | 0 | 0 | 0 | 0 | 0 | 0 | 0 | 0 | 0 | 0 | 0 | 0 | 0 | 0 | 0 | 0 | 0 | 0 | 0 | 0
F5_Residential_Multi-Family Moderate Income_New_Water Heating_Natural Gas_Water Heater (> 55 gal)_E10 | F5 | Residential | Multi-Family Moderate Income | New | Water Heating | Natural Gas | Water Heater (> 55 gal) | E10 | Utility - Cost of Operation | 0 | 0 | 0 | 0 | 0 | 0 | 0 | 0 | 0 | 0 | 0 | 0 | 0 | 0 | 0 | 0 | 0 | 0 | 0 | 0 | 0 | 0 | 0 | 0 | 0 | 0 | 0 | 0 | 0 | 0 | 0 | 0 | 0 | 0 | 0 | 0 | 0 | 0 | 0 | 0 | 0 | 0
F6_Residential_Multi-Family Moderate Income_New_Water Heating_Natural Gas_Water Heater (> 55 gal)_E1 | F6 | Residential | Multi-Family Moderate Income | New | Water Heating | Natural Gas | Water Heater (> 55 gal) | E1 | Utility - Value of Sales | 142.4936 | 143.3239 | 144.4633 | 145.3945 | 145.3945 | 0 | 0 | 0 | 0 | 0 | 0 | 0 | 0 | 0 | 0 | 0 | 0 | 0 | 0 | 0 | 0 | 0 | 0 | 0 | 0 | 0 | 0 | 0 | 0 | 0 | 0 | 0 | 0 | 0 | 0 | 0 | 0 | 0 | 0 | 0 | 0 | 0
F6_Residential_Multi-Family Moderate Income_New_Water Heating_Natural Gas_Water Heater (> 55 gal)_E2 | F6 | Residential | Multi-Family Moderate Income | New | Water Heating | Natural Gas | Water Heater (> 55 gal) | E2 | Utility - Value of Sales | 138.8399 | 139.6489 | 140.7591 | 141.6665 | 141.6665 | 0 | 0 | 0 | 0 | 0 | 0 | 0 | 0 | 0 | 0 | 0 | 0 | 0 | 0 | 0 | 0 | 0 | 0 | 0 | 0 | 0 | 0 | 0 | 0 | 0 | 0 | 0 | 0 | 0 | 0 | 0 | 0 | 0 | 0 | 0 | 0 | 0
F6_Residential_Multi-Family Moderate Income_New_Water Heating_Natural Gas_Water Heater (> 55 gal)_E3 | F6 | Residential | Multi-Family Moderate Income | New | Water Heating | Natural Gas | Water Heater (> 55 gal) | E3 | Utility - Value of Sales | 133.6977 | 134.4768 | 135.5458 | 136.4196 | 136.4196 | 0 | 0 | 0 | 0 | 0 | 0 | 0 | 0 | 0 | 0 | 0 | 0 | 0 | 0 | 0 | 0 | 0 | 0 | 0 | 0 | 0 | 0 | 0 | 0 | 0 | 0 | 0 | 0 | 0 | 0 | 0 | 0 | 0 | 0 | 0 | 0 | 0
F6_Residential_Multi-Family Moderate Income_New_Water Heating_Natural Gas_Water Heater (> 55 gal)_E4 | F6 | Residential | Multi-Family Moderate Income | New | Water Heating | Natural Gas | Water Heater (> 55 gal) | E4 | Utility - Value of Sales | 125.3641 | 125.8356 | 126.4825 | 127.0113 | 127.0113 | 0 | 0 | 0 | 0 | 0 | 0 | 0 | 0 | 0 | 0 | 0 | 0 | 0 | 0 | 0 | 0 | 0 | 0 | 0 | 0 | 0 | 0 | 0 | 0 | 0 | 0 | 0 | 0 | 0 | 0 | 0 | 0 | 0 | 0 | 0 | 0 | 0
F6_Residential_Multi-Family Moderate Income_New_Water Heating_Natural Gas_Water Heater (> 55 gal)_E5 | F6 | Residential | Multi-Family Moderate Income | New | Water Heating | Natural Gas | Water Heater (> 55 gal) | E5 | Utility - Value of Sales | 119.8536 | 120.3043 | 120.9229 | 121.4284 | 121.4284 | 0 | 0 | 0 | 0 | 0 | 0 | 0 | 0 | 0 | 0 | 0 | 0 | 0 | 0 | 0 | 0 | 0 | 0 | 0 | 0 | 0 | 0 | 0 | 0 | 0 | 0 | 0 | 0 | 0 | 0 | 0 | 0 | 0 | 0 | 0 | 0 | 0
F6_Residential_Multi-Family Moderate Income_New_Water Heating_Natural Gas_Water Heater (> 55 gal)_E6 | F6 | Residential | Multi-Family Moderate Income | New | Water Heating | Natural Gas | Water Heater (> 55 gal) | E6 | Utility - Value of Sales | 102.1652 | 102.7605 | 103.5775 | 104.2451 | 104.2451 | 104.2451 | 104.2451 | 104.2451 | 104.2451 | 104.2451 | 104.2451 | 104.2451 | 104.2451 | 104.2451 | 104.2451 | 104.2451 | 104.2451 | 104.2451 | 104.2451 | 104.2451 | 104.2451 | 104.2451 | 104.2451 | 104.2451 | 104.2451 | 104.2451 | 104.2451 | 104.2451 | 104.2451 | 104.2451 | 104.2451 | 104.2451 | 104.2451 | 0 | 0 | 0 | 0 | 0 | 0 | 0 | 0 | 0
F6_Residential_Multi-Family Moderate Income_New_Water Heating_Natural Gas_Water Heater (> 55 gal)_E7 | F6 | Residential | Multi-Family Moderate Income | New | Water Heating | Natural Gas | Water Heater (> 55 gal) | E7 | Utility - Value of Sales | 0 | 0 | 0 | 0 | 0 | 84.9999 | 84.9999 | 84.9999 | 84.9999 | 84.9999 | 84.9999 | 84.9999 | 84.9999 | 84.9999 | 84.9999 | 84.9999 | 84.9999 | 84.9999 | 84.9999 | 84.9999 | 84.9999 | 84.9999 | 84.9999 | 84.9999 | 84.9999 | 84.9999 | 84.9999 | 84.9999 | 84.9999 | 84.9999 | 84.9999 | 84.9999 | 84.9999 | 0 | 0 | 0 | 0 | 0 | 0 | 0 | 0 | 0
F6_Residential_Multi-Family Moderate Income_New_Water Heating_Natural Gas_Water Heater (> 55 gal)_E8 | F6 | Residential | Multi-Family Moderate Income | New | Water Heating | Natural Gas | Water Heater (> 55 gal) | E8 | Utility - Value of Sales | 0 | 0 | 0 | 0 | 0 | 0 | 0 | 0 | 0 | 0 | 0 | 0 | 0 | 0 | 0 | 0 | 0 | 0 | 0 | 0 | 0 | 0 | 0 | 0 | 0 | 0 | 0 | 0 | 0 | 0 | 0 | 0 | 0 | 0 | 0 | 0 | 0 | 0 | 0 | 0 | 0 | 0
F6_Residential_Multi-Family Moderate Income_New_Water Heating_Natural Gas_Water Heater (> 55 gal)_E9 | F6 | Residential | Multi-Family Moderate Income | New | Water Heating | Natural Gas | Water Heater (> 55 gal) | E9 | Utility - Value of Sales | 0 | 0 | 0 | 0 | 0 | 0 | 0 | 0 | 0 | 0 | 0 | 0 | 0 | 0 | 0 | 0 | 0 | 0 | 0 | 0 | 0 | 0 | 0 | 0 | 0 | 0 | 0 | 0 | 0 | 0 | 0 | 0 | 0 | 0 | 0 | 0 | 0 | 0 | 0 | 0 | 0 | 0
F6_Residential_Multi-Family Moderate Income_New_Water Heating_Natural Gas_Water Heater (> 55 gal)_E10 | F6 | Residential | Multi-Family Moderate Income | New | Water Heating | Natural Gas | Water Heater (> 55 gal) | E10 | Utility - Value of Sales | 0 | 0 | 0 | 0 | 0 | 0 | 0 | 0 | 0 | 0 | 0 | 0 | 0 | 0 | 0 | 0 | 0 | 0 | 0 | 0 | 0 | 0 | 0 | 0 | 0 | 0 | 0 | 0 | 0 | 0 | 0 | 0 | 0 | 0 | 0 | 0 | 0 | 0 | 0 | 0 | 0 | 0
F1_Residential_Multi-Family Moderate Income_New_Appliances_Natural Gas_Clothes Dryer_E1 | F1 | Residential | Multi-Family Moderate Income | New | Appliances | Natural Gas | Clothes Dryer | E1 | RVT - Cost of Equipment | 20.5164 | 20.5803 | 20.7225 | 20.839 | 20.7825 | 20.8655 | 21.0645 | 21.2285 | 21.4258 | 21.6167 | 21.8095 | 21.9916 | 22.1843 | 22.3856 | 22.5781 | 22.7771 | 22.9772 | 23.1919 | 23.3995 | 23.5996 | 23.7744 | 23.9367 | 24.0597 | 24.1684 | 24.2316 | 24.2677 | 24.2864 | 24.2825 | 24.2491 | 24.1949 | 24.1019 | 23.9909 | 23.8477 | 0 | 0 | 0 | 0 | 0 | 0 | 0 | 0 | 0
F1_Residential_Multi-Family Moderate Income_New_Appliances_Natural Gas_Clothes Dryer_E2 | F1 | Residential | Multi-Family Moderate Income | New | Appliances | Natural Gas | Clothes Dryer | E2 | RVT - Cost of Equipment | 19.3732 | 19.4335 | 19.5678 | 19.6778 | 19.6245 | 19.7028 | 19.8907 | 20.0456 | 20.2319 | 20.4122 | 20.5942 | 20.7662 | 20.9482 | 21.1382 | 21.32 | 21.5079 | 21.6969 | 21.8996 | 22.0957 | 22.2846 | 22.4496 | 22.6029 | 22.7191 | 22.8217 | 22.8814 | 22.9154 | 22.9332 | 22.9295 | 22.8979 | 22.8467 | 22.7589 | 22.6541 | 22.5189 | 0 | 0 | 0 | 0 | 0 | 0 | 0 | 0 | 0
F1_Residential_Multi-Family Moderate Income_New_Appliances_Natural Gas_Clothes Dryer_E3 | F1 | Residential | Multi-Family Moderate Income | New | Appliances | Natural Gas | Clothes Dryer | E3 | RVT - Cost of Equipment | 0 | 0 | 0 | 0 | 0 | 0 | 0 | 0 | 0 | 0 | 0 | 0 | 0 | 0 | 0 | 0 | 0 | 0 | 0 | 0 | 0 | 0 | 0 | 0 | 0 | 0 | 0 | 0 | 0 | 0 | 0 | 0 | 0 | 0 | 0 | 0 | 0 | 0 | 0 | 0 | 0 | 0
F1_Residential_Multi-Family Moderate Income_New_Appliances_Natural Gas_Clothes Dryer_E4 | F1 | Residential | Multi-Family Moderate Income | New | Appliances | Natural Gas | Clothes Dryer | E4 | RVT - Cost of Equipment | 0 | 0 | 0 | 0 | 0 | 0 | 0 | 0 | 0 | 0 | 0 | 0 | 0 | 0 | 0 | 0 | 0 | 0 | 0 | 0 | 0 | 0 | 0 | 0 | 0 | 0 | 0 | 0 | 0 | 0 | 0 | 0 | 0 | 0 | 0 | 0 | 0 | 0 | 0 | 0 | 0 | 0
F1_Residential_Multi-Family Moderate Income_New_Appliances_Natural Gas_Clothes Dryer_E5 | F1 | Residential | Multi-Family Moderate Income | New | Appliances | Natural Gas | Clothes Dryer | E5 | RVT - Cost of Equipment | 0 | 0 | 0 | 0 | 0 | 0 | 0 | 0 | 0 | 0 | 0 | 0 | 0 | 0 | 0 | 0 | 0 | 0 | 0 | 0 | 0 | 0 | 0 | 0 | 0 | 0 | 0 | 0 | 0 | 0 | 0 | 0 | 0 | 0 | 0 | 0 | 0 | 0 | 0 | 0 | 0 | 0
F1_Residential_Multi-Family Moderate Income_New_Appliances_Natural Gas_Clothes Dryer_E6 | F1 | Residential | Multi-Family Moderate Income | New | Appliances | Natural Gas | Clothes Dryer | E6 | RVT - Cost of Equipment | 0 | 0 | 0 | 0 | 0 | 0 | 0 | 0 | 0 | 0 | 0 | 0 | 0 | 0 | 0 | 0 | 0 | 0 | 0 | 0 | 0 | 0 | 0 | 0 | 0 | 0 | 0 | 0 | 0 | 0 | 0 | 0 | 0 | 0 | 0 | 0 | 0 | 0 | 0 | 0 | 0 | 0
F1_Residential_Multi-Family Moderate Income_New_Appliances_Natural Gas_Clothes Dryer_E7 | F1 | Residential | Multi-Family Moderate Income | New | Appliances | Natural Gas | Clothes Dryer | E7 | RVT - Cost of Equipment | 0 | 0 | 0 | 0 | 0 | 0 | 0 | 0 | 0 | 0 | 0 | 0 | 0 | 0 | 0 | 0 | 0 | 0 | 0 | 0 | 0 | 0 | 0 | 0 | 0 | 0 | 0 | 0 | 0 | 0 | 0 | 0 | 0 | 0 | 0 | 0 | 0 | 0 | 0 | 0 | 0 | 0
F1_Residential_Multi-Family Moderate Income_New_Appliances_Natural Gas_Clothes Dryer_E8 | F1 | Residential | Multi-Family Moderate Income | New | Appliances | Natural Gas | Clothes Dryer | E8 | RVT - Cost of Equipment | 0 | 0 | 0 | 0 | 0 | 0 | 0 | 0 | 0 | 0 | 0 | 0 | 0 | 0 | 0 | 0 | 0 | 0 | 0 | 0 | 0 | 0 | 0 | 0 | 0 | 0 | 0 | 0 | 0 | 0 | 0 | 0 | 0 | 0 | 0 | 0 | 0 | 0 | 0 | 0 | 0 | 0
F1_Residential_Multi-Family Moderate Income_New_Appliances_Natural Gas_Clothes Dryer_E9 | F1 | Residential | Multi-Family Moderate Income | New | Appliances | Natural Gas | Clothes Dryer | E9 | RVT - Cost of Equipment | 0 | 0 | 0 | 0 | 0 | 0 | 0 | 0 | 0 | 0 | 0 | 0 | 0 | 0 | 0 | 0 | 0 | 0 | 0 | 0 | 0 | 0 | 0 | 0 | 0 | 0 | 0 | 0 | 0 | 0 | 0 | 0 | 0 | 0 | 0 | 0 | 0 | 0 | 0 | 0 | 0 | 0
F1_Residential_Multi-Family Moderate Income_New_Appliances_Natural Gas_Clothes Dryer_E10 | F1 | Residential | Multi-Family Moderate Income | New | Appliances | Natural Gas | Clothes Dryer | E10 | RVT - Cost of Equipment | 0 | 0 | 0 | 0 | 0 | 0 | 0 | 0 | 0 | 0 | 0 | 0 | 0 | 0 | 0 | 0 | 0 | 0 | 0 | 0 | 0 | 0 | 0 | 0 | 0 | 0 | 0 | 0 | 0 | 0 | 0 | 0 | 0 | 0 | 0 | 0 | 0 | 0 | 0 | 0 | 0 | 0
F2_Residential_Multi-Family Moderate Income_New_Appliances_Natural Gas_Clothes Dryer_E1 | F2 | Residential | Multi-Family Moderate Income | New | Appliances | Natural Gas | Clothes Dryer | E1 | RVT - Cost of Operation | 14.6498 | 14.6728 | 14.7556 | 14.8221 | 14.7657 | 14.8486 | 15.0472 | 15.211 | 15.408 | 15.5986 | 15.791 | 15.9729 | 16.1653 | 16.3662 | 16.5585 | 16.7571 | 16.9569 | 17.1712 | 17.3811 | 17.586 | 17.7686 | 17.9419 | 18.0791 | 18.2055 | 18.2903 | 18.3486 | 18.3905 | 18.4104 | 18.4018 | 18.3731 | 18.3067 | 18.2232 | 18.1084 | 0 | 0 | 0 | 0 | 0 | 0 | 0 | 0 | 0
F2_Residential_Multi-Family Moderate Income_New_Appliances_Natural Gas_Clothes Dryer_E2 | F2 | Residential | Multi-Family Moderate Income | New | Appliances | Natural Gas | Clothes Dryer | E2 | RVT - Cost of Operation | 13.8335 | 13.8552 | 13.9334 | 13.9962 | 13.9429 | 14.0212 | 14.2088 | 14.3634 | 14.5494 | 14.7294 | 14.9111 | 15.0829 | 15.2645 | 15.4543 | 15.6358 | 15.8234 | 16.012 | 16.2144 | 16.4126 | 16.6061 | 16.7785 | 16.9422 | 17.0717 | 17.1911 | 17.2711 | 17.3262 | 17.3657 | 17.3846 | 17.3764 | 17.3494 | 17.2867 | 17.2078 | 17.0994 | 0 | 0 | 0 | 0 | 0 | 0 | 0 | 0 | 0
F2_Residential_Multi-Family Moderate Income_New_Appliances_Natural Gas_Clothes Dryer_E3 | F2 | Residential | Multi-Family Moderate Income | New | Appliances | Natural Gas | Clothes Dryer | E3 | RVT - Cost of Operation | 0 | 0 | 0 | 0 | 0 | 0 | 0 | 0 | 0 | 0 | 0 | 0 | 0 | 0 | 0 | 0 | 0 | 0 | 0 | 0 | 0 | 0 | 0 | 0 | 0 | 0 | 0 | 0 | 0 | 0 | 0 | 0 | 0 | 0 | 0 | 0 | 0 | 0 | 0 | 0 | 0 | 0
F2_Residential_Multi-Family Moderate Income_New_Appliances_Natural Gas_Clothes Dryer_E4 | F2 | Residential | Multi-Family Moderate Income | New | Appliances | Natural Gas | Clothes Dryer | E4 | RVT - Cost of Operation | 0 | 0 | 0 | 0 | 0 | 0 | 0 | 0 | 0 | 0 | 0 | 0 | 0 | 0 | 0 | 0 | 0 | 0 | 0 | 0 | 0 | 0 | 0 | 0 | 0 | 0 | 0 | 0 | 0 | 0 | 0 | 0 | 0 | 0 | 0 | 0 | 0 | 0 | 0 | 0 | 0 | 0
F2_Residential_Multi-Family Moderate Income_New_Appliances_Natural Gas_Clothes Dryer_E5 | F2 | Residential | Multi-Family Moderate Income | New | Appliances | Natural Gas | Clothes Dryer | E5 | RVT - Cost of Operation | 0 | 0 | 0 | 0 | 0 | 0 | 0 | 0 | 0 | 0 | 0 | 0 | 0 | 0 | 0 | 0 | 0 | 0 | 0 | 0 | 0 | 0 | 0 | 0 | 0 | 0 | 0 | 0 | 0 | 0 | 0 | 0 | 0 | 0 | 0 | 0 | 0 | 0 | 0 | 0 | 0 | 0
F2_Residential_Multi-Family Moderate Income_New_Appliances_Natural Gas_Clothes Dryer_E6 | F2 | Residential | Multi-Family Moderate Income | New | Appliances | Natural Gas | Clothes Dryer | E6 | RVT - Cost of Operation | 0 | 0 | 0 | 0 | 0 | 0 | 0 | 0 | 0 | 0 | 0 | 0 | 0 | 0 | 0 | 0 | 0 | 0 | 0 | 0 | 0 | 0 | 0 | 0 | 0 | 0 | 0 | 0 | 0 | 0 | 0 | 0 | 0 | 0 | 0 | 0 | 0 | 0 | 0 | 0 | 0 | 0
F2_Residential_Multi-Family Moderate Income_New_Appliances_Natural Gas_Clothes Dryer_E7 | F2 | Residential | Multi-Family Moderate Income | New | Appliances | Natural Gas | Clothes Dryer | E7 | RVT - Cost of Operation | 0 | 0 | 0 | 0 | 0 | 0 | 0 | 0 | 0 | 0 | 0 | 0 | 0 | 0 | 0 | 0 | 0 | 0 | 0 | 0 | 0 | 0 | 0 | 0 | 0 | 0 | 0 | 0 | 0 | 0 | 0 | 0 | 0 | 0 | 0 | 0 | 0 | 0 | 0 | 0 | 0 | 0
F2_Residential_Multi-Family Moderate Income_New_Appliances_Natural Gas_Clothes Dryer_E8 | F2 | Residential | Multi-Family Moderate Income | New | Appliances | Natural Gas | Clothes Dryer | E8 | RVT - Cost of Operation | 0 | 0 | 0 | 0 | 0 | 0 | 0 | 0 | 0 | 0 | 0 | 0 | 0 | 0 | 0 | 0 | 0 | 0 | 0 | 0 | 0 | 0 | 0 | 0 | 0 | 0 | 0 | 0 | 0 | 0 | 0 | 0 | 0 | 0 | 0 | 0 | 0 | 0 | 0 | 0 | 0 | 0
F2_Residential_Multi-Family Moderate Income_New_Appliances_Natural Gas_Clothes Dryer_E9 | F2 | Residential | Multi-Family Moderate Income | New | Appliances | Natural Gas | Clothes Dryer | E9 | RVT - Cost of Operation | 0 | 0 | 0 | 0 | 0 | 0 | 0 | 0 | 0 | 0 | 0 | 0 | 0 | 0 | 0 | 0 | 0 | 0 | 0 | 0 | 0 | 0 | 0 | 0 | 0 | 0 | 0 | 0 | 0 | 0 | 0 | 0 | 0 | 0 | 0 | 0 | 0 | 0 | 0 | 0 | 0 | 0
F2_Residential_Multi-Family Moderate Income_New_Appliances_Natural Gas_Clothes Dryer_E10 | F2 | Residential | Multi-Family Moderate Income | New | Appliances | Natural Gas | Clothes Dryer | E10 | RVT - Cost of Operation | 0 | 0 | 0 | 0 | 0 | 0 | 0 | 0 | 0 | 0 | 0 | 0 | 0 | 0 | 0 | 0 | 0 | 0 | 0 | 0 | 0 | 0 | 0 | 0 | 0 | 0 | 0 | 0 | 0 | 0 | 0 | 0 | 0 | 0 | 0 | 0 | 0 | 0 | 0 | 0 | 0 | 0
F3_Residential_Multi-Family Moderate Income_New_Appliances_Natural Gas_Clothes Dryer_E1 | F3 | Residential | Multi-Family Moderate Income | New | Appliances | Natural Gas | Clothes Dryer | E1 | System - kBTUs of Consumption | 71.2482 | 71.2482 | 71.2482 | 71.2482 | 71.2482 | 71.2482 | 71.2482 | 71.2482 | 71.2482 | 71.2482 | 71.2482 | 71.2482 | 71.2482 | 71.2482 | 71.2482 | 71.2482 | 71.2482 | 71.2482 | 71.2482 | 71.2482 | 71.2482 | 71.2482 | 71.2482 | 71.2482 | 71.2482 | 71.2482 | 71.2482 | 71.2482 | 71.2482 | 71.2482 | 71.2482 | 71.2482 | 71.2482 | 0 | 0 | 0 | 0 | 0 | 0 | 0 | 0 | 0
F3_Residential_Multi-Family Moderate Income_New_Appliances_Natural Gas_Clothes Dryer_E2 | F3 | Residential | Multi-Family Moderate Income | New | Appliances | Natural Gas | Clothes Dryer | E2 | System - kBTUs of Consumption | 76.5063 | 76.5063 | 76.5063 | 76.5063 | 76.5063 | 76.5063 | 76.5063 | 76.5063 | 76.5063 | 76.5063 | 76.5063 | 76.5063 | 76.5063 | 76.5063 | 76.5063 | 76.5063 | 76.5063 | 76.5063 | 76.5063 | 76.5063 | 76.5063 | 76.5063 | 76.5063 | 76.5063 | 76.5063 | 76.5063 | 76.5063 | 76.5063 | 76.5063 | 76.5063 | 76.5063 | 76.5063 | 76.5063 | 0 | 0 | 0 | 0 | 0 | 0 | 0 | 0 | 0
F3_Residential_Multi-Family Moderate Income_New_Appliances_Natural Gas_Clothes Dryer_E3 | F3 | Residential | Multi-Family Moderate Income | New | Appliances | Natural Gas | Clothes Dryer | E3 | System - kBTUs of Consumption | 0 | 0 | 0 | 0 | 0 | 0 | 0 | 0 | 0 | 0 | 0 | 0 | 0 | 0 | 0 | 0 | 0 | 0 | 0 | 0 | 0 | 0 | 0 | 0 | 0 | 0 | 0 | 0 | 0 | 0 | 0 | 0 | 0 | 0 | 0 | 0 | 0 | 0 | 0 | 0 | 0 | 0
F3_Residential_Multi-Family Moderate Income_New_Appliances_Natural Gas_Clothes Dryer_E4 | F3 | Residential | Multi-Family Moderate Income | New | Appliances | Natural Gas | Clothes Dryer | E4 | System - kBTUs of Consumption | 0 | 0 | 0 | 0 | 0 | 0 | 0 | 0 | 0 | 0 | 0 | 0 | 0 | 0 | 0 | 0 | 0 | 0 | 0 | 0 | 0 | 0 | 0 | 0 | 0 | 0 | 0 | 0 | 0 | 0 | 0 | 0 | 0 | 0 | 0 | 0 | 0 | 0 | 0 | 0 | 0 | 0
F3_Residential_Multi-Family Moderate Income_New_Appliances_Natural Gas_Clothes Dryer_E5 | F3 | Residential | Multi-Family Moderate Income | New | Appliances | Natural Gas | Clothes Dryer | E5 | System - kBTUs of Consumption | 0 | 0 | 0 | 0 | 0 | 0 | 0 | 0 | 0 | 0 | 0 | 0 | 0 | 0 | 0 | 0 | 0 | 0 | 0 | 0 | 0 | 0 | 0 | 0 | 0 | 0 | 0 | 0 | 0 | 0 | 0 | 0 | 0 | 0 | 0 | 0 | 0 | 0 | 0 | 0 | 0 | 0
F3_Residential_Multi-Family Moderate Income_New_Appliances_Natural Gas_Clothes Dryer_E6 | F3 | Residential | Multi-Family Moderate Income | New | Appliances | Natural Gas | Clothes Dryer | E6 | System - kBTUs of Consumption | 0 | 0 | 0 | 0 | 0 | 0 | 0 | 0 | 0 | 0 | 0 | 0 | 0 | 0 | 0 | 0 | 0 | 0 | 0 | 0 | 0 | 0 | 0 | 0 | 0 | 0 | 0 | 0 | 0 | 0 | 0 | 0 | 0 | 0 | 0 | 0 | 0 | 0 | 0 | 0 | 0 | 0
F3_Residential_Multi-Family Moderate Income_New_Appliances_Natural Gas_Clothes Dryer_E7 | F3 | Residential | Multi-Family Moderate Income | New | Appliances | Natural Gas | Clothes Dryer | E7 | System - kBTUs of Consumption | 0 | 0 | 0 | 0 | 0 | 0 | 0 | 0 | 0 | 0 | 0 | 0 | 0 | 0 | 0 | 0 | 0 | 0 | 0 | 0 | 0 | 0 | 0 | 0 | 0 | 0 | 0 | 0 | 0 | 0 | 0 | 0 | 0 | 0 | 0 | 0 | 0 | 0 | 0 | 0 | 0 | 0
F3_Residential_Multi-Family Moderate Income_New_Appliances_Natural Gas_Clothes Dryer_E8 | F3 | Residential | Multi-Family Moderate Income | New | Appliances | Natural Gas | Clothes Dryer | E8 | System - kBTUs of Consumption | 0 | 0 | 0 | 0 | 0 | 0 | 0 | 0 | 0 | 0 | 0 | 0 | 0 | 0 | 0 | 0 | 0 | 0 | 0 | 0 | 0 | 0 | 0 | 0 | 0 | 0 | 0 | 0 | 0 | 0 | 0 | 0 | 0 | 0 | 0 | 0 | 0 | 0 | 0 | 0 | 0 | 0
F3_Residential_Multi-Family Moderate Income_New_Appliances_Natural Gas_Clothes Dryer_E9 | F3 | Residential | Multi-Family Moderate Income | New | Appliances | Natural Gas | Clothes Dryer | E9 | System - kBTUs of Consumption | 0 | 0 | 0 | 0 | 0 | 0 | 0 | 0 | 0 | 0 | 0 | 0 | 0 | 0 | 0 | 0 | 0 | 0 | 0 | 0 | 0 | 0 | 0 | 0 | 0 | 0 | 0 | 0 | 0 | 0 | 0 | 0 | 0 | 0 | 0 | 0 | 0 | 0 | 0 | 0 | 0 | 0
F3_Residential_Multi-Family Moderate Income_New_Appliances_Natural Gas_Clothes Dryer_E10 | F3 | Residential | Multi-Family Moderate Income | New | Appliances | Natural Gas | Clothes Dryer | E10 | System - kBTUs of Consumption | 0 | 0 | 0 | 0 | 0 | 0 | 0 | 0 | 0 | 0 | 0 | 0 | 0 | 0 | 0 | 0 | 0 | 0 | 0 | 0 | 0 | 0 | 0 | 0 | 0 | 0 | 0 | 0 | 0 | 0 | 0 | 0 | 0 | 0 | 0 | 0 | 0 | 0 | 0 | 0 | 0 | 0
F4_Residential_Multi-Family Moderate Income_New_Appliances_Natural Gas_Clothes Dryer_E1 | F4 | Residential | Multi-Family Moderate Income | New | Appliances | Natural Gas | Clothes Dryer | E1 | Utility - Cost of Equipment | 14.6498 | 14.6728 | 14.7556 | 14.8221 | 14.7657 | 14.8486 | 15.0472 | 15.211 | 15.408 | 15.5986 | 15.791 | 15.9729 | 16.1653 | 16.3662 | 16.5585 | 16.7571 | 16.9569 | 17.1712 | 17.3811 | 17.586 | 17.7686 | 17.9419 | 18.0791 | 18.2055 | 18.2903 | 18.3486 | 18.3905 | 18.4104 | 18.4018 | 18.3731 | 18.3067 | 18.2232 | 18.1084 | 0 | 0 | 0 | 0 | 0 | 0 | 0 | 0 | 0
F4_Residential_Multi-Family Moderate Income_New_Appliances_Natural Gas_Clothes Dryer_E2 | F4 | Residential | Multi-Family Moderate Income | New | Appliances | Natural Gas | Clothes Dryer | E2 | Utility - Cost of Equipment | 13.8335 | 13.8552 | 13.9334 | 13.9962 | 13.9429 | 14.0212 | 14.2088 | 14.3634 | 14.5494 | 14.7294 | 14.9111 | 15.0829 | 15.2645 | 15.4543 | 15.6358 | 15.8234 | 16.012 | 16.2144 | 16.4126 | 16.6061 | 16.7785 | 16.9422 | 17.0717 | 17.1911 | 17.2711 | 17.3262 | 17.3657 | 17.3846 | 17.3764 | 17.3494 | 17.2867 | 17.2078 | 17.0994 | 0 | 0 | 0 | 0 | 0 | 0 | 0 | 0 | 0
F4_Residential_Multi-Family Moderate Income_New_Appliances_Natural Gas_Clothes Dryer_E3 | F4 | Residential | Multi-Family Moderate Income | New | Appliances | Natural Gas | Clothes Dryer | E3 | Utility - Cost of Equipment | 0 | 0 | 0 | 0 | 0 | 0 | 0 | 0 | 0 | 0 | 0 | 0 | 0 | 0 | 0 | 0 | 0 | 0 | 0 | 0 | 0 | 0 | 0 | 0 | 0 | 0 | 0 | 0 | 0 | 0 | 0 | 0 | 0 | 0 | 0 | 0 | 0 | 0 | 0 | 0 | 0 | 0
F4_Residential_Multi-Family Moderate Income_New_Appliances_Natural Gas_Clothes Dryer_E4 | F4 | Residential | Multi-Family Moderate Income | New | Appliances | Natural Gas | Clothes Dryer | E4 | Utility - Cost of Equipment | 0 | 0 | 0 | 0 | 0 | 0 | 0 | 0 | 0 | 0 | 0 | 0 | 0 | 0 | 0 | 0 | 0 | 0 | 0 | 0 | 0 | 0 | 0 | 0 | 0 | 0 | 0 | 0 | 0 | 0 | 0 | 0 | 0 | 0 | 0 | 0 | 0 | 0 | 0 | 0 | 0 | 0
F4_Residential_Multi-Family Moderate Income_New_Appliances_Natural Gas_Clothes Dryer_E5 | F4 | Residential | Multi-Family Moderate Income | New | Appliances | Natural Gas | Clothes Dryer | E5 | Utility - Cost of Equipment | 0 | 0 | 0 | 0 | 0 | 0 | 0 | 0 | 0 | 0 | 0 | 0 | 0 | 0 | 0 | 0 | 0 | 0 | 0 | 0 | 0 | 0 | 0 | 0 | 0 | 0 | 0 | 0 | 0 | 0 | 0 | 0 | 0 | 0 | 0 | 0 | 0 | 0 | 0 | 0 | 0 | 0
F4_Residential_Multi-Family Moderate Income_New_Appliances_Natural Gas_Clothes Dryer_E6 | F4 | Residential | Multi-Family Moderate Income | New | Appliances | Natural Gas | Clothes Dryer | E6 | Utility - Cost of Equipment | 0 | 0 | 0 | 0 | 0 | 0 | 0 | 0 | 0 | 0 | 0 | 0 | 0 | 0 | 0 | 0 | 0 | 0 | 0 | 0 | 0 | 0 | 0 | 0 | 0 | 0 | 0 | 0 | 0 | 0 | 0 | 0 | 0 | 0 | 0 | 0 | 0 | 0 | 0 | 0 | 0 | 0
F4_Residential_Multi-Family Moderate Income_New_Appliances_Natural Gas_Clothes Dryer_E7 | F4 | Residential | Multi-Family Moderate Income | New | Appliances | Natural Gas | Clothes Dryer | E7 | Utility - Cost of Equipment | 0 | 0 | 0 | 0 | 0 | 0 | 0 | 0 | 0 | 0 | 0 | 0 | 0 | 0 | 0 | 0 | 0 | 0 | 0 | 0 | 0 | 0 | 0 | 0 | 0 | 0 | 0 | 0 | 0 | 0 | 0 | 0 | 0 | 0 | 0 | 0 | 0 | 0 | 0 | 0 | 0 | 0
F4_Residential_Multi-Family Moderate Income_New_Appliances_Natural Gas_Clothes Dryer_E8 | F4 | Residential | Multi-Family Moderate Income | New | Appliances | Natural Gas | Clothes Dryer | E8 | Utility - Cost of Equipment | 0 | 0 | 0 | 0 | 0 | 0 | 0 | 0 | 0 | 0 | 0 | 0 | 0 | 0 | 0 | 0 | 0 | 0 | 0 | 0 | 0 | 0 | 0 | 0 | 0 | 0 | 0 | 0 | 0 | 0 | 0 | 0 | 0 | 0 | 0 | 0 | 0 | 0 | 0 | 0 | 0 | 0
F4_Residential_Multi-Family Moderate Income_New_Appliances_Natural Gas_Clothes Dryer_E9 | F4 | Residential | Multi-Family Moderate Income | New | Appliances | Natural Gas | Clothes Dryer | E9 | Utility - Cost of Equipment | 0 | 0 | 0 | 0 | 0 | 0 | 0 | 0 | 0 | 0 | 0 | 0 | 0 | 0 | 0 | 0 | 0 | 0 | 0 | 0 | 0 | 0 | 0 | 0 | 0 | 0 | 0 | 0 | 0 | 0 | 0 | 0 | 0 | 0 | 0 | 0 | 0 | 0 | 0 | 0 | 0 | 0
F4_Residential_Multi-Family Moderate Income_New_Appliances_Natural Gas_Clothes Dryer_E10 | F4 | Residential | Multi-Family Moderate Income | New | Appliances | Natural Gas | Clothes Dryer | E10 | Utility - Cost of Equipment | 0 | 0 | 0 | 0 | 0 | 0 | 0 | 0 | 0 | 0 | 0 | 0 | 0 | 0 | 0 | 0 | 0 | 0 | 0 | 0 | 0 | 0 | 0 | 0 | 0 | 0 | 0 | 0 | 0 | 0 | 0 | 0 | 0 | 0 | 0 | 0 | 0 | 0 | 0 | 0 | 0 | 0
F5_Residential_Multi-Family Moderate Income_New_Appliances_Natural Gas_Clothes Dryer_E1 | F5 | Residential | Multi-Family Moderate Income | New | Appliances | Natural Gas | Clothes Dryer | E1 | Utility - Cost of Operation | 71.2482 | 71.2482 | 71.2482 | 71.2482 | 71.2482 | 71.2482 | 71.2482 | 71.2482 | 71.2482 | 71.2482 | 71.2482 | 71.2482 | 71.2482 | 71.2482 | 71.2482 | 71.2482 | 71.2482 | 71.2482 | 71.2482 | 71.2482 | 71.2482 | 71.2482 | 71.2482 | 71.2482 | 71.2482 | 71.2482 | 71.2482 | 71.2482 | 71.2482 | 71.2482 | 71.2482 | 71.2482 | 71.2482 | 0 | 0 | 0 | 0 | 0 | 0 | 0 | 0 | 0
F5_Residential_Multi-Family Moderate Income_New_Appliances_Natural Gas_Clothes Dryer_E2 | F5 | Residential | Multi-Family Moderate Income | New | Appliances | Natural Gas | Clothes Dryer | E2 | Utility - Cost of Operation | 76.5063 | 76.5063 | 76.5063 | 76.5063 | 76.5063 | 76.5063 | 76.5063 | 76.5063 | 76.5063 | 76.5063 | 76.5063 | 76.5063 | 76.5063 | 76.5063 | 76.5063 | 76.5063 | 76.5063 | 76.5063 | 76.5063 | 76.5063 | 76.5063 | 76.5063 | 76.5063 | 76.5063 | 76.5063 | 76.5063 | 76.5063 | 76.5063 | 76.5063 | 76.5063 | 76.5063 | 76.5063 | 76.5063 | 0 | 0 | 0 | 0 | 0 | 0 | 0 | 0 | 0
F5_Residential_Multi-Family Moderate Income_New_Appliances_Natural Gas_Clothes Dryer_E3 | F5 | Residential | Multi-Family Moderate Income | New | Appliances | Natural Gas | Clothes Dryer | E3 | Utility - Cost of Operation | 0 | 0 | 0 | 0 | 0 | 0 | 0 | 0 | 0 | 0 | 0 | 0 | 0 | 0 | 0 | 0 | 0 | 0 | 0 | 0 | 0 | 0 | 0 | 0 | 0 | 0 | 0 | 0 | 0 | 0 | 0 | 0 | 0 | 0 | 0 | 0 | 0 | 0 | 0 | 0 | 0 | 0
F5_Residential_Multi-Family Moderate Income_New_Appliances_Natural Gas_Clothes Dryer_E4 | F5 | Residential | Multi-Family Moderate Income | New | Appliances | Natural Gas | Clothes Dryer | E4 | Utility - Cost of Operation | 0 | 0 | 0 | 0 | 0 | 0 | 0 | 0 | 0 | 0 | 0 | 0 | 0 | 0 | 0 | 0 | 0 | 0 | 0 | 0 | 0 | 0 | 0 | 0 | 0 | 0 | 0 | 0 | 0 | 0 | 0 | 0 | 0 | 0 | 0 | 0 | 0 | 0 | 0 | 0 | 0 | 0
F5_Residential_Multi-Family Moderate Income_New_Appliances_Natural Gas_Clothes Dryer_E5 | F5 | Residential | Multi-Family Moderate Income | New | Appliances | Natural Gas | Clothes Dryer | E5 | Utility - Cost of Operation | 0 | 0 | 0 | 0 | 0 | 0 | 0 | 0 | 0 | 0 | 0 | 0 | 0 | 0 | 0 | 0 | 0 | 0 | 0 | 0 | 0 | 0 | 0 | 0 | 0 | 0 | 0 | 0 | 0 | 0 | 0 | 0 | 0 | 0 | 0 | 0 | 0 | 0 | 0 | 0 | 0 | 0
F5_Residential_Multi-Family Moderate Income_New_Appliances_Natural Gas_Clothes Dryer_E6 | F5 | Residential | Multi-Family Moderate Income | New | Appliances | Natural Gas | Clothes Dryer | E6 | Utility - Cost of Operation | 0 | 0 | 0 | 0 | 0 | 0 | 0 | 0 | 0 | 0 | 0 | 0 | 0 | 0 | 0 | 0 | 0 | 0 | 0 | 0 | 0 | 0 | 0 | 0 | 0 | 0 | 0 | 0 | 0 | 0 | 0 | 0 | 0 | 0 | 0 | 0 | 0 | 0 | 0 | 0 | 0 | 0
F5_Residential_Multi-Family Moderate Income_New_Appliances_Natural Gas_Clothes Dryer_E7 | F5 | Residential | Multi-Family Moderate Income | New | Appliances | Natural Gas | Clothes Dryer | E7 | Utility - Cost of Operation | 0 | 0 | 0 | 0 | 0 | 0 | 0 | 0 | 0 | 0 | 0 | 0 | 0 | 0 | 0 | 0 | 0 | 0 | 0 | 0 | 0 | 0 | 0 | 0 | 0 | 0 | 0 | 0 | 0 | 0 | 0 | 0 | 0 | 0 | 0 | 0 | 0 | 0 | 0 | 0 | 0 | 0
F5_Residential_Multi-Family Moderate Income_New_Appliances_Natural Gas_Clothes Dryer_E8 | F5 | Residential | Multi-Family Moderate Income | New | Appliances | Natural Gas | Clothes Dryer | E8 | Utility - Cost of Operation | 0 | 0 | 0 | 0 | 0 | 0 | 0 | 0 | 0 | 0 | 0 | 0 | 0 | 0 | 0 | 0 | 0 | 0 | 0 | 0 | 0 | 0 | 0 | 0 | 0 | 0 | 0 | 0 | 0 | 0 | 0 | 0 | 0 | 0 | 0 | 0 | 0 | 0 | 0 | 0 | 0 | 0
F5_Residential_Multi-Family Moderate Income_New_Appliances_Natural Gas_Clothes Dryer_E9 | F5 | Residential | Multi-Family Moderate Income | New | Appliances | Natural Gas | Clothes Dryer | E9 | Utility - Cost of Operation | 0 | 0 | 0 | 0 | 0 | 0 | 0 | 0 | 0 | 0 | 0 | 0 | 0 | 0 | 0 | 0 | 0 | 0 | 0 | 0 | 0 | 0 | 0 | 0 | 0 | 0 | 0 | 0 | 0 | 0 | 0 | 0 | 0 | 0 | 0 | 0 | 0 | 0 | 0 | 0 | 0 | 0
F5_Residential_Multi-Family Moderate Income_New_Appliances_Natural Gas_Clothes Dryer_E10 | F5 | Residential | Multi-Family Moderate Income | New | Appliances | Natural Gas | Clothes Dryer | E10 | Utility - Cost of Operation | 0 | 0 | 0 | 0 | 0 | 0 | 0 | 0 | 0 | 0 | 0 | 0 | 0 | 0 | 0 | 0 | 0 | 0 | 0 | 0 | 0 | 0 | 0 | 0 | 0 | 0 | 0 | 0 | 0 | 0 | 0 | 0 | 0 | 0 | 0 | 0 | 0 | 0 | 0 | 0 | 0 | 0
F6_Residential_Multi-Family Moderate Income_New_Appliances_Natural Gas_Clothes Dryer_E1 | F6 | Residential | Multi-Family Moderate Income | New | Appliances | Natural Gas | Clothes Dryer | E1 | Utility - Value of Sales | 13.0618 | 13.1444 | 13.2578 | 13.3504 | 13.3504 | 13.3504 | 13.3504 | 13.3504 | 13.3504 | 13.3504 | 13.3504 | 13.3504 | 13.3504 | 13.3504 | 13.3504 | 13.3504 | 13.3504 | 13.3504 | 13.3504 | 13.3504 | 13.3504 | 13.3504 | 13.3504 | 13.3504 | 13.3504 | 13.3504 | 13.3504 | 13.3504 | 13.3504 | 13.3504 | 13.3504 | 13.3504 | 13.3504 | 0 | 0 | 0 | 0 | 0 | 0 | 0 | 0 | 0
F6_Residential_Multi-Family Moderate Income_New_Appliances_Natural Gas_Clothes Dryer_E2 | F6 | Residential | Multi-Family Moderate Income | New | Appliances | Natural Gas | Clothes Dryer | E2 | Utility - Value of Sales | 12.334 | 12.412 | 12.519 | 12.6065 | 12.6065 | 12.6065 | 12.6065 | 12.6065 | 12.6065 | 12.6065 | 12.6065 | 12.6065 | 12.6065 | 12.6065 | 12.6065 | 12.6065 | 12.6065 | 12.6065 | 12.6065 | 12.6065 | 12.6065 | 12.6065 | 12.6065 | 12.6065 | 12.6065 | 12.6065 | 12.6065 | 12.6065 | 12.6065 | 12.6065 | 12.6065 | 12.6065 | 12.6065 | 0 | 0 | 0 | 0 | 0 | 0 | 0 | 0 | 0
F6_Residential_Multi-Family Moderate Income_New_Appliances_Natural Gas_Clothes Dryer_E3 | F6 | Residential | Multi-Family Moderate Income | New | Appliances | Natural Gas | Clothes Dryer | E3 | Utility - Value of Sales | 0 | 0 | 0 | 0 | 0 | 0 | 0 | 0 | 0 | 0 | 0 | 0 | 0 | 0 | 0 | 0 | 0 | 0 | 0 | 0 | 0 | 0 | 0 | 0 | 0 | 0 | 0 | 0 | 0 | 0 | 0 | 0 | 0 | 0 | 0 | 0 | 0 | 0 | 0 | 0 | 0 | 0
F6_Residential_Multi-Family Moderate Income_New_Appliances_Natural Gas_Clothes Dryer_E4 | F6 | Residential | Multi-Family Moderate Income | New | Appliances | Natural Gas | Clothes Dryer | E4 | Utility - Value of Sales | 0 | 0 | 0 | 0 | 0 | 0 | 0 | 0 | 0 | 0 | 0 | 0 | 0 | 0 | 0 | 0 | 0 | 0 | 0 | 0 | 0 | 0 | 0 | 0 | 0 | 0 | 0 | 0 | 0 | 0 | 0 | 0 | 0 | 0 | 0 | 0 | 0 | 0 | 0 | 0 | 0 | 0
F6_Residential_Multi-Family Moderate Income_New_Appliances_Natural Gas_Clothes Dryer_E5 | F6 | Residential | Multi-Family Moderate Income | New | Appliances | Natural Gas | Clothes Dryer | E5 | Utility - Value of Sales | 0 | 0 | 0 | 0 | 0 | 0 | 0 | 0 | 0 | 0 | 0 | 0 | 0 | 0 | 0 | 0 | 0 | 0 | 0 | 0 | 0 | 0 | 0 | 0 | 0 | 0 | 0 | 0 | 0 | 0 | 0 | 0 | 0 | 0 | 0 | 0 | 0 | 0 | 0 | 0 | 0 | 0
F6_Residential_Multi-Family Moderate Income_New_Appliances_Natural Gas_Clothes Dryer_E6 | F6 | Residential | Multi-Family Moderate Income | New | Appliances | Natural Gas | Clothes Dryer | E6 | Utility - Value of Sales | 0 | 0 | 0 | 0 | 0 | 0 | 0 | 0 | 0 | 0 | 0 | 0 | 0 | 0 | 0 | 0 | 0 | 0 | 0 | 0 | 0 | 0 | 0 | 0 | 0 | 0 | 0 | 0 | 0 | 0 | 0 | 0 | 0 | 0 | 0 | 0 | 0 | 0 | 0 | 0 | 0 | 0
F6_Residential_Multi-Family Moderate Income_New_Appliances_Natural Gas_Clothes Dryer_E7 | F6 | Residential | Multi-Family Moderate Income | New | Appliances | Natural Gas | Clothes Dryer | E7 | Utility - Value of Sales | 0 | 0 | 0 | 0 | 0 | 0 | 0 | 0 | 0 | 0 | 0 | 0 | 0 | 0 | 0 | 0 | 0 | 0 | 0 | 0 | 0 | 0 | 0 | 0 | 0 | 0 | 0 | 0 | 0 | 0 | 0 | 0 | 0 | 0 | 0 | 0 | 0 | 0 | 0 | 0 | 0 | 0
F6_Residential_Multi-Family Moderate Income_New_Appliances_Natural Gas_Clothes Dryer_E8 | F6 | Residential | Multi-Family Moderate Income | New | Appliances | Natural Gas | Clothes Dryer | E8 | Utility - Value of Sales | 0 | 0 | 0 | 0 | 0 | 0 | 0 | 0 | 0 | 0 | 0 | 0 | 0 | 0 | 0 | 0 | 0 | 0 | 0 | 0 | 0 | 0 | 0 | 0 | 0 | 0 | 0 | 0 | 0 | 0 | 0 | 0 | 0 | 0 | 0 | 0 | 0 | 0 | 0 | 0 | 0 | 0
F6_Residential_Multi-Family Moderate Income_New_Appliances_Natural Gas_Clothes Dryer_E9 | F6 | Residential | Multi-Family Moderate Income | New | Appliances | Natural Gas | Clothes Dryer | E9 | Utility - Value of Sales | 0 | 0 | 0 | 0 | 0 | 0 | 0 | 0 | 0 | 0 | 0 | 0 | 0 | 0 | 0 | 0 | 0 | 0 | 0 | 0 | 0 | 0 | 0 | 0 | 0 | 0 | 0 | 0 | 0 | 0 | 0 | 0 | 0 | 0 | 0 | 0 | 0 | 0 | 0 | 0 | 0 | 0
F6_Residential_Multi-Family Moderate Income_New_Appliances_Natural Gas_Clothes Dryer_E10 | F6 | Residential | Multi-Family Moderate Income | New | Appliances | Natural Gas | Clothes Dryer | E10 | Utility - Value of Sales | 0 | 0 | 0 | 0 | 0 | 0 | 0 | 0 | 0 | 0 | 0 | 0 | 0 | 0 | 0 | 0 | 0 | 0 | 0 | 0 | 0 | 0 | 0 | 0 | 0 | 0 | 0 | 0 | 0 | 0 | 0 | 0 | 0 | 0 | 0 | 0 | 0 | 0 | 0 | 0 | 0 | 0
F1_Residential_Multi-Family Moderate Income_New_Appliances_Natural Gas_Stove/Oven_E1 | F1 | Residential | Multi-Family Moderate Income | New | Appliances | Natural Gas | Stove/Oven | E1 | RVT - Cost of Equipment | 25.8922 | 25.9728 | 26.1523 | 26.2994 | 26.228 | 26.3328 | 26.5839 | 26.7909 | 27.0399 | 27.2808 | 27.5241 | 27.754 | 27.9971 | 28.2512 | 28.4942 | 28.7453 | 28.9978 | 29.2687 | 29.5308 | 29.7832 | 30.0038 | 30.2088 | 30.3639 | 30.5011 | 30.5809 | 30.6264 | 30.6501 | 30.6452 | 30.603 | 30.5345 | 30.4172 | 30.2771 | 30.0964 | 0 | 0 | 0 | 0 | 0 | 0 | 0 | 0 | 0
F1_Residential_Multi-Family Moderate Income_New_Appliances_Natural Gas_Stove/Oven_E2 | F1 | Residential | Multi-Family Moderate Income | New | Appliances | Natural Gas | Stove/Oven | E2 | RVT - Cost of Equipment | 19.4476 | 19.5082 | 19.643 | 19.7534 | 19.6999 | 19.7785 | 19.9671 | 20.1227 | 20.3097 | 20.4906 | 20.6733 | 20.846 | 21.0287 | 21.2194 | 21.402 | 21.5906 | 21.7802 | 21.9837 | 22.1806 | 22.3702 | 22.5359 | 22.6898 | 22.8064 | 22.9094 | 22.9693 | 23.0035 | 23.0213 | 23.0176 | 22.9859 | 22.9345 | 22.8464 | 22.7411 | 22.6054 | 0 | 0 | 0 | 0 | 0 | 0 | 0 | 0 | 0
F1_Residential_Multi-Family Moderate Income_New_Appliances_Natural Gas_Stove/Oven_E3 | F1 | Residential | Multi-Family Moderate Income | New | Appliances | Natural Gas | Stove/Oven | E3 | RVT - Cost of Equipment | 0 | 0 | 0 | 0 | 0 | 0 | 0 | 0 | 0 | 0 | 0 | 0 | 0 | 0 | 0 | 0 | 0 | 0 | 0 | 0 | 0 | 0 | 0 | 0 | 0 | 0 | 0 | 0 | 0 | 0 | 0 | 0 | 0 | 0 | 0 | 0 | 0 | 0 | 0 | 0 | 0 | 0
F1_Residential_Multi-Family Moderate Income_New_Appliances_Natural Gas_Stove/Oven_E4 | F1 | Residential | Multi-Family Moderate Income | New | Appliances | Natural Gas | Stove/Oven | E4 | RVT - Cost of Equipment | 0 | 0 | 0 | 0 | 0 | 0 | 0 | 0 | 0 | 0 | 0 | 0 | 0 | 0 | 0 | 0 | 0 | 0 | 0 | 0 | 0 | 0 | 0 | 0 | 0 | 0 | 0 | 0 | 0 | 0 | 0 | 0 | 0 | 0 | 0 | 0 | 0 | 0 | 0 | 0 | 0 | 0
F1_Residential_Multi-Family Moderate Income_New_Appliances_Natural Gas_Stove/Oven_E5 | F1 | Residential | Multi-Family Moderate Income | New | Appliances | Natural Gas | Stove/Oven | E5 | RVT - Cost of Equipment | 0 | 0 | 0 | 0 | 0 | 0 | 0 | 0 | 0 | 0 | 0 | 0 | 0 | 0 | 0 | 0 | 0 | 0 | 0 | 0 | 0 | 0 | 0 | 0 | 0 | 0 | 0 | 0 | 0 | 0 | 0 | 0 | 0 | 0 | 0 | 0 | 0 | 0 | 0 | 0 | 0 | 0
F1_Residential_Multi-Family Moderate Income_New_Appliances_Natural Gas_Stove/Oven_E6 | F1 | Residential | Multi-Family Moderate Income | New | Appliances | Natural Gas | Stove/Oven | E6 | RVT - Cost of Equipment | 0 | 0 | 0 | 0 | 0 | 0 | 0 | 0 | 0 | 0 | 0 | 0 | 0 | 0 | 0 | 0 | 0 | 0 | 0 | 0 | 0 | 0 | 0 | 0 | 0 | 0 | 0 | 0 | 0 | 0 | 0 | 0 | 0 | 0 | 0 | 0 | 0 | 0 | 0 | 0 | 0 | 0
F1_Residential_Multi-Family Moderate Income_New_Appliances_Natural Gas_Stove/Oven_E7 | F1 | Residential | Multi-Family Moderate Income | New | Appliances | Natural Gas | Stove/Oven | E7 | RVT - Cost of Equipment | 0 | 0 | 0 | 0 | 0 | 0 | 0 | 0 | 0 | 0 | 0 | 0 | 0 | 0 | 0 | 0 | 0 | 0 | 0 | 0 | 0 | 0 | 0 | 0 | 0 | 0 | 0 | 0 | 0 | 0 | 0 | 0 | 0 | 0 | 0 | 0 | 0 | 0 | 0 | 0 | 0 | 0
F1_Residential_Multi-Family Moderate Income_New_Appliances_Natural Gas_Stove/Oven_E8 | F1 | Residential | Multi-Family Moderate Income | New | Appliances | Natural Gas | Stove/Oven | E8 | RVT - Cost of Equipment | 0 | 0 | 0 | 0 | 0 | 0 | 0 | 0 | 0 | 0 | 0 | 0 | 0 | 0 | 0 | 0 | 0 | 0 | 0 | 0 | 0 | 0 | 0 | 0 | 0 | 0 | 0 | 0 | 0 | 0 | 0 | 0 | 0 | 0 | 0 | 0 | 0 | 0 | 0 | 0 | 0 | 0
F1_Residential_Multi-Family Moderate Income_New_Appliances_Natural Gas_Stove/Oven_E9 | F1 | Residential | Multi-Family Moderate Income | New | Appliances | Natural Gas | Stove/Oven | E9 | RVT - Cost of Equipment | 0 | 0 | 0 | 0 | 0 | 0 | 0 | 0 | 0 | 0 | 0 | 0 | 0 | 0 | 0 | 0 | 0 | 0 | 0 | 0 | 0 | 0 | 0 | 0 | 0 | 0 | 0 | 0 | 0 | 0 | 0 | 0 | 0 | 0 | 0 | 0 | 0 | 0 | 0 | 0 | 0 | 0
F1_Residential_Multi-Family Moderate Income_New_Appliances_Natural Gas_Stove/Oven_E10 | F1 | Residential | Multi-Family Moderate Income | New | Appliances | Natural Gas | Stove/Oven | E10 | RVT - Cost of Equipment | 0 | 0 | 0 | 0 | 0 | 0 | 0 | 0 | 0 | 0 | 0 | 0 | 0 | 0 | 0 | 0 | 0 | 0 | 0 | 0 | 0 | 0 | 0 | 0 | 0 | 0 | 0 | 0 | 0 | 0 | 0 | 0 | 0 | 0 | 0 | 0 | 0 | 0 | 0 | 0 | 0 | 0
F2_Residential_Multi-Family Moderate Income_New_Appliances_Natural Gas_Stove/Oven_E1 | F2 | Residential | Multi-Family Moderate Income | New | Appliances | Natural Gas | Stove/Oven | E1 | RVT - Cost of Operation | 18.4885 | 18.5175 | 18.6219 | 18.7059 | 18.6347 | 18.7393 | 18.99 | 19.1967 | 19.4452 | 19.6858 | 19.9287 | 20.1582 | 20.401 | 20.6546 | 20.8972 | 21.1479 | 21.4 | 21.6705 | 21.9353 | 22.194 | 22.4244 | 22.6431 | 22.8163 | 22.9758 | 23.0828 | 23.1564 | 23.2092 | 23.2344 | 23.2235 | 23.1874 | 23.1036 | 22.9981 | 22.8533 | 0 | 0 | 0 | 0 | 0 | 0 | 0 | 0 | 0
F2_Residential_Multi-Family Moderate Income_New_Appliances_Natural Gas_Stove/Oven_E2 | F2 | Residential | Multi-Family Moderate Income | New | Appliances | Natural Gas | Stove/Oven | E2 | RVT - Cost of Operation | 13.8867 | 13.9085 | 13.9869 | 14.05 | 13.9965 | 14.0751 | 14.2634 | 14.4186 | 14.6053 | 14.786 | 14.9684 | 15.1408 | 15.3232 | 15.5136 | 15.6959 | 15.8842 | 16.0735 | 16.2767 | 16.4756 | 16.6699 | 16.843 | 17.0073 | 17.1373 | 17.2572 | 17.3375 | 17.3928 | 17.4324 | 17.4514 | 17.4432 | 17.416 | 17.3531 | 17.2739 | 17.1651 | 0 | 0 | 0 | 0 | 0 | 0 | 0 | 0 | 0
F2_Residential_Multi-Family Moderate Income_New_Appliances_Natural Gas_Stove/Oven_E3 | F2 | Residential | Multi-Family Moderate Income | New | Appliances | Natural Gas | Stove/Oven | E3 | RVT - Cost of Operation | 0 | 0 | 0 | 0 | 0 | 0 | 0 | 0 | 0 | 0 | 0 | 0 | 0 | 0 | 0 | 0 | 0 | 0 | 0 | 0 | 0 | 0 | 0 | 0 | 0 | 0 | 0 | 0 | 0 | 0 | 0 | 0 | 0 | 0 | 0 | 0 | 0 | 0 | 0 | 0 | 0 | 0
F2_Residential_Multi-Family Moderate Income_New_Appliances_Natural Gas_Stove/Oven_E4 | F2 | Residential | Multi-Family Moderate Income | New | Appliances | Natural Gas | Stove/Oven | E4 | RVT - Cost of Operation | 0 | 0 | 0 | 0 | 0 | 0 | 0 | 0 | 0 | 0 | 0 | 0 | 0 | 0 | 0 | 0 | 0 | 0 | 0 | 0 | 0 | 0 | 0 | 0 | 0 | 0 | 0 | 0 | 0 | 0 | 0 | 0 | 0 | 0 | 0 | 0 | 0 | 0 | 0 | 0 | 0 | 0
F2_Residential_Multi-Family Moderate Income_New_Appliances_Natural Gas_Stove/Oven_E5 | F2 | Residential | Multi-Family Moderate Income | New | Appliances | Natural Gas | Stove/Oven | E5 | RVT - Cost of Operation | 0 | 0 | 0 | 0 | 0 | 0 | 0 | 0 | 0 | 0 | 0 | 0 | 0 | 0 | 0 | 0 | 0 | 0 | 0 | 0 | 0 | 0 | 0 | 0 | 0 | 0 | 0 | 0 | 0 | 0 | 0 | 0 | 0 | 0 | 0 | 0 | 0 | 0 | 0 | 0 | 0 | 0
F2_Residential_Multi-Family Moderate Income_New_Appliances_Natural Gas_Stove/Oven_E6 | F2 | Residential | Multi-Family Moderate Income | New | Appliances | Natural Gas | Stove/Oven | E6 | RVT - Cost of Operation | 0 | 0 | 0 | 0 | 0 | 0 | 0 | 0 | 0 | 0 | 0 | 0 | 0 | 0 | 0 | 0 | 0 | 0 | 0 | 0 | 0 | 0 | 0 | 0 | 0 | 0 | 0 | 0 | 0 | 0 | 0 | 0 | 0 | 0 | 0 | 0 | 0 | 0 | 0 | 0 | 0 | 0
F2_Residential_Multi-Family Moderate Income_New_Appliances_Natural Gas_Stove/Oven_E7 | F2 | Residential | Multi-Family Moderate Income | New | Appliances | Natural Gas | Stove/Oven | E7 | RVT - Cost of Operation | 0 | 0 | 0 | 0 | 0 | 0 | 0 | 0 | 0 | 0 | 0 | 0 | 0 | 0 | 0 | 0 | 0 | 0 | 0 | 0 | 0 | 0 | 0 | 0 | 0 | 0 | 0 | 0 | 0 | 0 | 0 | 0 | 0 | 0 | 0 | 0 | 0 | 0 | 0 | 0 | 0 | 0
F2_Residential_Multi-Family Moderate Income_New_Appliances_Natural Gas_Stove/Oven_E8 | F2 | Residential | Multi-Family Moderate Income | New | Appliances | Natural Gas | Stove/Oven | E8 | RVT - Cost of Operation | 0 | 0 | 0 | 0 | 0 | 0 | 0 | 0 | 0 | 0 | 0 | 0 | 0 | 0 | 0 | 0 | 0 | 0 | 0 | 0 | 0 | 0 | 0 | 0 | 0 | 0 | 0 | 0 | 0 | 0 | 0 | 0 | 0 | 0 | 0 | 0 | 0 | 0 | 0 | 0 | 0 | 0
F2_Residential_Multi-Family Moderate Income_New_Appliances_Natural Gas_Stove/Oven_E9 | F2 | Residential | Multi-Family Moderate Income | New | Appliances | Natural Gas | Stove/Oven | E9 | RVT - Cost of Operation | 0 | 0 | 0 | 0 | 0 | 0 | 0 | 0 | 0 | 0 | 0 | 0 | 0 | 0 | 0 | 0 | 0 | 0 | 0 | 0 | 0 | 0 | 0 | 0 | 0 | 0 | 0 | 0 | 0 | 0 | 0 | 0 | 0 | 0 | 0 | 0 | 0 | 0 | 0 | 0 | 0 | 0
F2_Residential_Multi-Family Moderate Income_New_Appliances_Natural Gas_Stove/Oven_E10 | F2 | Residential | Multi-Family Moderate Income | New | Appliances | Natural Gas | Stove/Oven | E10 | RVT - Cost of Operation | 0 | 0 | 0 | 0 | 0 | 0 | 0 | 0 | 0 | 0 | 0 | 0 | 0 | 0 | 0 | 0 | 0 | 0 | 0 | 0 | 0 | 0 | 0 | 0 | 0 | 0 | 0 | 0 | 0 | 0 | 0 | 0 | 0 | 0 | 0 | 0 | 0 | 0 | 0 | 0 | 0 | 0
F3_Residential_Multi-Family Moderate Income_New_Appliances_Natural Gas_Stove/Oven_E1 | F3 | Residential | Multi-Family Moderate Income | New | Appliances | Natural Gas | Stove/Oven | E1 | System - kBTUs of Consumption | 100.3952 | 100.3952 | 100.3952 | 100.3952 | 100.3952 | 100.3952 | 100.3952 | 100.3952 | 100.3952 | 100.3952 | 100.3952 | 100.3952 | 100.3952 | 100.3952 | 100.3952 | 100.3952 | 100.3952 | 100.3952 | 100.3952 | 100.3952 | 100.3952 | 100.3952 | 100.3952 | 100.3952 | 100.3952 | 100.3952 | 100.3952 | 100.3952 | 100.3952 | 100.3952 | 100.3952 | 100.3952 | 100.3952 | 0 | 0 | 0 | 0 | 0 | 0 | 0 | 0 | 0
F3_Residential_Multi-Family Moderate Income_New_Appliances_Natural Gas_Stove/Oven_E2 | F3 | Residential | Multi-Family Moderate Income | New | Appliances | Natural Gas | Stove/Oven | E2 | System - kBTUs of Consumption | 105.7927 | 105.7927 | 105.7927 | 105.7927 | 105.7927 | 105.7927 | 105.7927 | 105.7927 | 105.7927 | 105.7927 | 105.7927 | 105.7927 | 105.7927 | 105.7927 | 105.7927 | 105.7927 | 105.7927 | 105.7927 | 105.7927 | 105.7927 | 105.7927 | 105.7927 | 105.7927 | 105.7927 | 105.7927 | 105.7927 | 105.7927 | 105.7927 | 105.7927 | 105.7927 | 105.7927 | 105.7927 | 105.7927 | 0 | 0 | 0 | 0 | 0 | 0 | 0 | 0 | 0
F3_Residential_Multi-Family Moderate Income_New_Appliances_Natural Gas_Stove/Oven_E3 | F3 | Residential | Multi-Family Moderate Income | New | Appliances | Natural Gas | Stove/Oven | E3 | System - kBTUs of Consumption | 0 | 0 | 0 | 0 | 0 | 0 | 0 | 0 | 0 | 0 | 0 | 0 | 0 | 0 | 0 | 0 | 0 | 0 | 0 | 0 | 0 | 0 | 0 | 0 | 0 | 0 | 0 | 0 | 0 | 0 | 0 | 0 | 0 | 0 | 0 | 0 | 0 | 0 | 0 | 0 | 0 | 0
F3_Residential_Multi-Family Moderate Income_New_Appliances_Natural Gas_Stove/Oven_E4 | F3 | Residential | Multi-Family Moderate Income | New | Appliances | Natural Gas | Stove/Oven | E4 | System - kBTUs of Consumption | 0 | 0 | 0 | 0 | 0 | 0 | 0 | 0 | 0 | 0 | 0 | 0 | 0 | 0 | 0 | 0 | 0 | 0 | 0 | 0 | 0 | 0 | 0 | 0 | 0 | 0 | 0 | 0 | 0 | 0 | 0 | 0 | 0 | 0 | 0 | 0 | 0 | 0 | 0 | 0 | 0 | 0
F3_Residential_Multi-Family Moderate Income_New_Appliances_Natural Gas_Stove/Oven_E5 | F3 | Residential | Multi-Family Moderate Income | New | Appliances | Natural Gas | Stove/Oven | E5 | System - kBTUs of Consumption | 0 | 0 | 0 | 0 | 0 | 0 | 0 | 0 | 0 | 0 | 0 | 0 | 0 | 0 | 0 | 0 | 0 | 0 | 0 | 0 | 0 | 0 | 0 | 0 | 0 | 0 | 0 | 0 | 0 | 0 | 0 | 0 | 0 | 0 | 0 | 0 | 0 | 0 | 0 | 0 | 0 | 0
F3_Residential_Multi-Family Moderate Income_New_Appliances_Natural Gas_Stove/Oven_E6 | F3 | Residential | Multi-Family Moderate Income | New | Appliances | Natural Gas | Stove/Oven | E6 | System - kBTUs of Consumption | 0 | 0 | 0 | 0 | 0 | 0 | 0 | 0 | 0 | 0 | 0 | 0 | 0 | 0 | 0 | 0 | 0 | 0 | 0 | 0 | 0 | 0 | 0 | 0 | 0 | 0 | 0 | 0 | 0 | 0 | 0 | 0 | 0 | 0 | 0 | 0 | 0 | 0 | 0 | 0 | 0 | 0
F3_Residential_Multi-Family Moderate Income_New_Appliances_Natural Gas_Stove/Oven_E7 | F3 | Residential | Multi-Family Moderate Income | New | Appliances | Natural Gas | Stove/Oven | E7 | System - kBTUs of Consumption | 0 | 0 | 0 | 0 | 0 | 0 | 0 | 0 | 0 | 0 | 0 | 0 | 0 | 0 | 0 | 0 | 0 | 0 | 0 | 0 | 0 | 0 | 0 | 0 | 0 | 0 | 0 | 0 | 0 | 0 | 0 | 0 | 0 | 0 | 0 | 0 | 0 | 0 | 0 | 0 | 0 | 0
F3_Residential_Multi-Family Moderate Income_New_Appliances_Natural Gas_Stove/Oven_E8 | F3 | Residential | Multi-Family Moderate Income | New | Appliances | Natural Gas | Stove/Oven | E8 | System - kBTUs of Consumption | 0 | 0 | 0 | 0 | 0 | 0 | 0 | 0 | 0 | 0 | 0 | 0 | 0 | 0 | 0 | 0 | 0 | 0 | 0 | 0 | 0 | 0 | 0 | 0 | 0 | 0 | 0 | 0 | 0 | 0 | 0 | 0 | 0 | 0 | 0 | 0 | 0 | 0 | 0 | 0 | 0 | 0
F3_Residential_Multi-Family Moderate Income_New_Appliances_Natural Gas_Stove/Oven_E9 | F3 | Residential | Multi-Family Moderate Income | New | Appliances | Natural Gas | Stove/Oven | E9 | System - kBTUs of Consumption | 0 | 0 | 0 | 0 | 0 | 0 | 0 | 0 | 0 | 0 | 0 | 0 | 0 | 0 | 0 | 0 | 0 | 0 | 0 | 0 | 0 | 0 | 0 | 0 | 0 | 0 | 0 | 0 | 0 | 0 | 0 | 0 | 0 | 0 | 0 | 0 | 0 | 0 | 0 | 0 | 0 | 0
F3_Residential_Multi-Family Moderate Income_New_Appliances_Natural Gas_Stove/Oven_E10 | F3 | Residential | Multi-Family Moderate Income | New | Appliances | Natural Gas | Stove/Oven | E10 | System - kBTUs of Consumption | 0 | 0 | 0 | 0 | 0 | 0 | 0 | 0 | 0 | 0 | 0 | 0 | 0 | 0 | 0 | 0 | 0 | 0 | 0 | 0 | 0 | 0 | 0 | 0 | 0 | 0 | 0 | 0 | 0 | 0 | 0 | 0 | 0 | 0 | 0 | 0 | 0 | 0 | 0 | 0 | 0 | 0
F4_Residential_Multi-Family Moderate Income_New_Appliances_Natural Gas_Stove/Oven_E1 | F4 | Residential | Multi-Family Moderate Income | New | Appliances | Natural Gas | Stove/Oven | E1 | Utility - Cost of Equipment | 18.4885 | 18.5175 | 18.6219 | 18.7059 | 18.6347 | 18.7393 | 18.99 | 19.1967 | 19.4452 | 19.6858 | 19.9287 | 20.1582 | 20.401 | 20.6546 | 20.8972 | 21.1479 | 21.4 | 21.6705 | 21.9353 | 22.194 | 22.4244 | 22.6431 | 22.8163 | 22.9758 | 23.0828 | 23.1564 | 23.2092 | 23.2344 | 23.2235 | 23.1874 | 23.1036 | 22.9981 | 22.8533 | 0 | 0 | 0 | 0 | 0 | 0 | 0 | 0 | 0
F4_Residential_Multi-Family Moderate Income_New_Appliances_Natural Gas_Stove/Oven_E2 | F4 | Residential | Multi-Family Moderate Income | New | Appliances | Natural Gas | Stove/Oven | E2 | Utility - Cost of Equipment | 13.8867 | 13.9085 | 13.9869 | 14.05 | 13.9965 | 14.0751 | 14.2634 | 14.4186 | 14.6053 | 14.786 | 14.9684 | 15.1408 | 15.3232 | 15.5136 | 15.6959 | 15.8842 | 16.0735 | 16.2767 | 16.4756 | 16.6699 | 16.843 | 17.0073 | 17.1373 | 17.2572 | 17.3375 | 17.3928 | 17.4324 | 17.4514 | 17.4432 | 17.416 | 17.3531 | 17.2739 | 17.1651 | 0 | 0 | 0 | 0 | 0 | 0 | 0 | 0 | 0
F4_Residential_Multi-Family Moderate Income_New_Appliances_Natural Gas_Stove/Oven_E3 | F4 | Residential | Multi-Family Moderate Income | New | Appliances | Natural Gas | Stove/Oven | E3 | Utility - Cost of Equipment | 0 | 0 | 0 | 0 | 0 | 0 | 0 | 0 | 0 | 0 | 0 | 0 | 0 | 0 | 0 | 0 | 0 | 0 | 0 | 0 | 0 | 0 | 0 | 0 | 0 | 0 | 0 | 0 | 0 | 0 | 0 | 0 | 0 | 0 | 0 | 0 | 0 | 0 | 0 | 0 | 0 | 0
F4_Residential_Multi-Family Moderate Income_New_Appliances_Natural Gas_Stove/Oven_E4 | F4 | Residential | Multi-Family Moderate Income | New | Appliances | Natural Gas | Stove/Oven | E4 | Utility - Cost of Equipment | 0 | 0 | 0 | 0 | 0 | 0 | 0 | 0 | 0 | 0 | 0 | 0 | 0 | 0 | 0 | 0 | 0 | 0 | 0 | 0 | 0 | 0 | 0 | 0 | 0 | 0 | 0 | 0 | 0 | 0 | 0 | 0 | 0 | 0 | 0 | 0 | 0 | 0 | 0 | 0 | 0 | 0
F4_Residential_Multi-Family Moderate Income_New_Appliances_Natural Gas_Stove/Oven_E5 | F4 | Residential | Multi-Family Moderate Income | New | Appliances | Natural Gas | Stove/Oven | E5 | Utility - Cost of Equipment | 0 | 0 | 0 | 0 | 0 | 0 | 0 | 0 | 0 | 0 | 0 | 0 | 0 | 0 | 0 | 0 | 0 | 0 | 0 | 0 | 0 | 0 | 0 | 0 | 0 | 0 | 0 | 0 | 0 | 0 | 0 | 0 | 0 | 0 | 0 | 0 | 0 | 0 | 0 | 0 | 0 | 0
F4_Residential_Multi-Family Moderate Income_New_Appliances_Natural Gas_Stove/Oven_E6 | F4 | Residential | Multi-Family Moderate Income | New | Appliances | Natural Gas | Stove/Oven | E6 | Utility - Cost of Equipment | 0 | 0 | 0 | 0 | 0 | 0 | 0 | 0 | 0 | 0 | 0 | 0 | 0 | 0 | 0 | 0 | 0 | 0 | 0 | 0 | 0 | 0 | 0 | 0 | 0 | 0 | 0 | 0 | 0 | 0 | 0 | 0 | 0 | 0 | 0 | 0 | 0 | 0 | 0 | 0 | 0 | 0
F4_Residential_Multi-Family Moderate Income_New_Appliances_Natural Gas_Stove/Oven_E7 | F4 | Residential | Multi-Family Moderate Income | New | Appliances | Natural Gas | Stove/Oven | E7 | Utility - Cost of Equipment | 0 | 0 | 0 | 0 | 0 | 0 | 0 | 0 | 0 | 0 | 0 | 0 | 0 | 0 | 0 | 0 | 0 | 0 | 0 | 0 | 0 | 0 | 0 | 0 | 0 | 0 | 0 | 0 | 0 | 0 | 0 | 0 | 0 | 0 | 0 | 0 | 0 | 0 | 0 | 0 | 0 | 0
F4_Residential_Multi-Family Moderate Income_New_Appliances_Natural Gas_Stove/Oven_E8 | F4 | Residential | Multi-Family Moderate Income | New | Appliances | Natural Gas | Stove/Oven | E8 | Utility - Cost of Equipment | 0 | 0 | 0 | 0 | 0 | 0 | 0 | 0 | 0 | 0 | 0 | 0 | 0 | 0 | 0 | 0 | 0 | 0 | 0 | 0 | 0 | 0 | 0 | 0 | 0 | 0 | 0 | 0 | 0 | 0 | 0 | 0 | 0 | 0 | 0 | 0 | 0 | 0 | 0 | 0 | 0 | 0
F4_Residential_Multi-Family Moderate Income_New_Appliances_Natural Gas_Stove/Oven_E9 | F4 | Residential | Multi-Family Moderate Income | New | Appliances | Natural Gas | Stove/Oven | E9 | Utility - Cost of Equipment | 0 | 0 | 0 | 0 | 0 | 0 | 0 | 0 | 0 | 0 | 0 | 0 | 0 | 0 | 0 | 0 | 0 | 0 | 0 | 0 | 0 | 0 | 0 | 0 | 0 | 0 | 0 | 0 | 0 | 0 | 0 | 0 | 0 | 0 | 0 | 0 | 0 | 0 | 0 | 0 | 0 | 0
F4_Residential_Multi-Family Moderate Income_New_Appliances_Natural Gas_Stove/Oven_E10 | F4 | Residential | Multi-Family Moderate Income | New | Appliances | Natural Gas | Stove/Oven | E10 | Utility - Cost of Equipment | 0 | 0 | 0 | 0 | 0 | 0 | 0 | 0 | 0 | 0 | 0 | 0 | 0 | 0 | 0 | 0 | 0 | 0 | 0 | 0 | 0 | 0 | 0 | 0 | 0 | 0 | 0 | 0 | 0 | 0 | 0 | 0 | 0 | 0 | 0 | 0 | 0 | 0 | 0 | 0 | 0 | 0
F5_Residential_Multi-Family Moderate Income_New_Appliances_Natural Gas_Stove/Oven_E1 | F5 | Residential | Multi-Family Moderate Income | New | Appliances | Natural Gas | Stove/Oven | E1 | Utility - Cost of Operation | 100.3952 | 100.3952 | 100.3952 | 100.3952 | 100.3952 | 100.3952 | 100.3952 | 100.3952 | 100.3952 | 100.3952 | 100.3952 | 100.3952 | 100.3952 | 100.3952 | 100.3952 | 100.3952 | 100.3952 | 100.3952 | 100.3952 | 100.3952 | 100.3952 | 100.3952 | 100.3952 | 100.3952 | 100.3952 | 100.3952 | 100.3952 | 100.3952 | 100.3952 | 100.3952 | 100.3952 | 100.3952 | 100.3952 | 0 | 0 | 0 | 0 | 0 | 0 | 0 | 0 | 0
F5_Residential_Multi-Family Moderate Income_New_Appliances_Natural Gas_Stove/Oven_E2 | F5 | Residential | Multi-Family Moderate Income | New | Appliances | Natural Gas | Stove/Oven | E2 | Utility - Cost of Operation | 105.7927 | 105.7927 | 105.7927 | 105.7927 | 105.7927 | 105.7927 | 105.7927 | 105.7927 | 105.7927 | 105.7927 | 105.7927 | 105.7927 | 105.7927 | 105.7927 | 105.7927 | 105.7927 | 105.7927 | 105.7927 | 105.7927 | 105.7927 | 105.7927 | 105.7927 | 105.7927 | 105.7927 | 105.7927 | 105.7927 | 105.7927 | 105.7927 | 105.7927 | 105.7927 | 105.7927 | 105.7927 | 105.7927 | 0 | 0 | 0 | 0 | 0 | 0 | 0 | 0 | 0
F5_Residential_Multi-Family Moderate Income_New_Appliances_Natural Gas_Stove/Oven_E3 | F5 | Residential | Multi-Family Moderate Income | New | Appliances | Natural Gas | Stove/Oven | E3 | Utility - Cost of Operation | 0 | 0 | 0 | 0 | 0 | 0 | 0 | 0 | 0 | 0 | 0 | 0 | 0 | 0 | 0 | 0 | 0 | 0 | 0 | 0 | 0 | 0 | 0 | 0 | 0 | 0 | 0 | 0 | 0 | 0 | 0 | 0 | 0 | 0 | 0 | 0 | 0 | 0 | 0 | 0 | 0 | 0
F5_Residential_Multi-Family Moderate Income_New_Appliances_Natural Gas_Stove/Oven_E4 | F5 | Residential | Multi-Family Moderate Income | New | Appliances | Natural Gas | Stove/Oven | E4 | Utility - Cost of Operation | 0 | 0 | 0 | 0 | 0 | 0 | 0 | 0 | 0 | 0 | 0 | 0 | 0 | 0 | 0 | 0 | 0 | 0 | 0 | 0 | 0 | 0 | 0 | 0 | 0 | 0 | 0 | 0 | 0 | 0 | 0 | 0 | 0 | 0 | 0 | 0 | 0 | 0 | 0 | 0 | 0 | 0
F5_Residential_Multi-Family Moderate Income_New_Appliances_Natural Gas_Stove/Oven_E5 | F5 | Residential | Multi-Family Moderate Income | New | Appliances | Natural Gas | Stove/Oven | E5 | Utility - Cost of Operation | 0 | 0 | 0 | 0 | 0 | 0 | 0 | 0 | 0 | 0 | 0 | 0 | 0 | 0 | 0 | 0 | 0 | 0 | 0 | 0 | 0 | 0 | 0 | 0 | 0 | 0 | 0 | 0 | 0 | 0 | 0 | 0 | 0 | 0 | 0 | 0 | 0 | 0 | 0 | 0 | 0 | 0
F5_Residential_Multi-Family Moderate Income_New_Appliances_Natural Gas_Stove/Oven_E6 | F5 | Residential | Multi-Family Moderate Income | New | Appliances | Natural Gas | Stove/Oven | E6 | Utility - Cost of Operation | 0 | 0 | 0 | 0 | 0 | 0 | 0 | 0 | 0 | 0 | 0 | 0 | 0 | 0 | 0 | 0 | 0 | 0 | 0 | 0 | 0 | 0 | 0 | 0 | 0 | 0 | 0 | 0 | 0 | 0 | 0 | 0 | 0 | 0 | 0 | 0 | 0 | 0 | 0 | 0 | 0 | 0
F5_Residential_Multi-Family Moderate Income_New_Appliances_Natural Gas_Stove/Oven_E7 | F5 | Residential | Multi-Family Moderate Income | New | Appliances | Natural Gas | Stove/Oven | E7 | Utility - Cost of Operation | 0 | 0 | 0 | 0 | 0 | 0 | 0 | 0 | 0 | 0 | 0 | 0 | 0 | 0 | 0 | 0 | 0 | 0 | 0 | 0 | 0 | 0 | 0 | 0 | 0 | 0 | 0 | 0 | 0 | 0 | 0 | 0 | 0 | 0 | 0 | 0 | 0 | 0 | 0 | 0 | 0 | 0
F5_Residential_Multi-Family Moderate Income_New_Appliances_Natural Gas_Stove/Oven_E8 | F5 | Residential | Multi-Family Moderate Income | New | Appliances | Natural Gas | Stove/Oven | E8 | Utility - Cost of Operation | 0 | 0 | 0 | 0 | 0 | 0 | 0 | 0 | 0 | 0 | 0 | 0 | 0 | 0 | 0 | 0 | 0 | 0 | 0 | 0 | 0 | 0 | 0 | 0 | 0 | 0 | 0 | 0 | 0 | 0 | 0 | 0 | 0 | 0 | 0 | 0 | 0 | 0 | 0 | 0 | 0 | 0
F5_Residential_Multi-Family Moderate Income_New_Appliances_Natural Gas_Stove/Oven_E9 | F5 | Residential | Multi-Family Moderate Income | New | Appliances | Natural Gas | Stove/Oven | E9 | Utility - Cost of Operation | 0 | 0 | 0 | 0 | 0 | 0 | 0 | 0 | 0 | 0 | 0 | 0 | 0 | 0 | 0 | 0 | 0 | 0 | 0 | 0 | 0 | 0 | 0 | 0 | 0 | 0 | 0 | 0 | 0 | 0 | 0 | 0 | 0 | 0 | 0 | 0 | 0 | 0 | 0 | 0 | 0 | 0
F5_Residential_Multi-Family Moderate Income_New_Appliances_Natural Gas_Stove/Oven_E10 | F5 | Residential | Multi-Family Moderate Income | New | Appliances | Natural Gas | Stove/Oven | E10 | Utility - Cost of Operation | 0 | 0 | 0 | 0 | 0 | 0 | 0 | 0 | 0 | 0 | 0 | 0 | 0 | 0 | 0 | 0 | 0 | 0 | 0 | 0 | 0 | 0 | 0 | 0 | 0 | 0 | 0 | 0 | 0 | 0 | 0 | 0 | 0 | 0 | 0 | 0 | 0 | 0 | 0 | 0 | 0 | 0
F6_Residential_Multi-Family Moderate Income_New_Appliances_Natural Gas_Stove/Oven_E1 | F6 | Residential | Multi-Family Moderate Income | New | Appliances | Natural Gas | Stove/Oven | E1 | Utility - Value of Sales | 16.4844 | 16.5886 | 16.7316 | 16.8485 | 16.8485 | 16.8485 | 16.8485 | 16.8485 | 16.8485 | 16.8485 | 16.8485 | 16.8485 | 16.8485 | 16.8485 | 16.8485 | 16.8485 | 16.8485 | 16.8485 | 16.8485 | 16.8485 | 16.8485 | 16.8485 | 16.8485 | 16.8485 | 16.8485 | 16.8485 | 16.8485 | 16.8485 | 16.8485 | 16.8485 | 16.8485 | 16.8485 | 16.8485 | 0 | 0 | 0 | 0 | 0 | 0 | 0 | 0 | 0
F6_Residential_Multi-Family Moderate Income_New_Appliances_Natural Gas_Stove/Oven_E2 | F6 | Residential | Multi-Family Moderate Income | New | Appliances | Natural Gas | Stove/Oven | E2 | Utility - Value of Sales | 12.3814 | 12.4597 | 12.5671 | 12.6549 | 12.6549 | 12.6549 | 12.6549 | 12.6549 | 12.6549 | 12.6549 | 12.6549 | 12.6549 | 12.6549 | 12.6549 | 12.6549 | 12.6549 | 12.6549 | 12.6549 | 12.6549 | 12.6549 | 12.6549 | 12.6549 | 12.6549 | 12.6549 | 12.6549 | 12.6549 | 12.6549 | 12.6549 | 12.6549 | 12.6549 | 12.6549 | 12.6549 | 12.6549 | 0 | 0 | 0 | 0 | 0 | 0 | 0 | 0 | 0
F6_Residential_Multi-Family Moderate Income_New_Appliances_Natural Gas_Stove/Oven_E3 | F6 | Residential | Multi-Family Moderate Income | New | Appliances | Natural Gas | Stove/Oven | E3 | Utility - Value of Sales | 0 | 0 | 0 | 0 | 0 | 0 | 0 | 0 | 0 | 0 | 0 | 0 | 0 | 0 | 0 | 0 | 0 | 0 | 0 | 0 | 0 | 0 | 0 | 0 | 0 | 0 | 0 | 0 | 0 | 0 | 0 | 0 | 0 | 0 | 0 | 0 | 0 | 0 | 0 | 0 | 0 | 0
F6_Residential_Multi-Family Moderate Income_New_Appliances_Natural Gas_Stove/Oven_E4 | F6 | Residential | Multi-Family Moderate Income | New | Appliances | Natural Gas | Stove/Oven | E4 | Utility - Value of Sales | 0 | 0 | 0 | 0 | 0 | 0 | 0 | 0 | 0 | 0 | 0 | 0 | 0 | 0 | 0 | 0 | 0 | 0 | 0 | 0 | 0 | 0 | 0 | 0 | 0 | 0 | 0 | 0 | 0 | 0 | 0 | 0 | 0 | 0 | 0 | 0 | 0 | 0 | 0 | 0 | 0 | 0
F6_Residential_Multi-Family Moderate Income_New_Appliances_Natural Gas_Stove/Oven_E5 | F6 | Residential | Multi-Family Moderate Income | New | Appliances | Natural Gas | Stove/Oven | E5 | Utility - Value of Sales | 0 | 0 | 0 | 0 | 0 | 0 | 0 | 0 | 0 | 0 | 0 | 0 | 0 | 0 | 0 | 0 | 0 | 0 | 0 | 0 | 0 | 0 | 0 | 0 | 0 | 0 | 0 | 0 | 0 | 0 | 0 | 0 | 0 | 0 | 0 | 0 | 0 | 0 | 0 | 0 | 0 | 0
F6_Residential_Multi-Family Moderate Income_New_Appliances_Natural Gas_Stove/Oven_E6 | F6 | Residential | Multi-Family Moderate Income | New | Appliances | Natural Gas | Stove/Oven | E6 | Utility - Value of Sales | 0 | 0 | 0 | 0 | 0 | 0 | 0 | 0 | 0 | 0 | 0 | 0 | 0 | 0 | 0 | 0 | 0 | 0 | 0 | 0 | 0 | 0 | 0 | 0 | 0 | 0 | 0 | 0 | 0 | 0 | 0 | 0 | 0 | 0 | 0 | 0 | 0 | 0 | 0 | 0 | 0 | 0
F6_Residential_Multi-Family Moderate Income_New_Appliances_Natural Gas_Stove/Oven_E7 | F6 | Residential | Multi-Family Moderate Income | New | Appliances | Natural Gas | Stove/Oven | E7 | Utility - Value of Sales | 0 | 0 | 0 | 0 | 0 | 0 | 0 | 0 | 0 | 0 | 0 | 0 | 0 | 0 | 0 | 0 | 0 | 0 | 0 | 0 | 0 | 0 | 0 | 0 | 0 | 0 | 0 | 0 | 0 | 0 | 0 | 0 | 0 | 0 | 0 | 0 | 0 | 0 | 0 | 0 | 0 | 0
F6_Residential_Multi-Family Moderate Income_New_Appliances_Natural Gas_Stove/Oven_E8 | F6 | Residential | Multi-Family Moderate Income | New | Appliances | Natural Gas | Stove/Oven | E8 | Utility - Value of Sales | 0 | 0 | 0 | 0 | 0 | 0 | 0 | 0 | 0 | 0 | 0 | 0 | 0 | 0 | 0 | 0 | 0 | 0 | 0 | 0 | 0 | 0 | 0 | 0 | 0 | 0 | 0 | 0 | 0 | 0 | 0 | 0 | 0 | 0 | 0 | 0 | 0 | 0 | 0 | 0 | 0 | 0
F6_Residential_Multi-Family Moderate Income_New_Appliances_Natural Gas_Stove/Oven_E9 | F6 | Residential | Multi-Family Moderate Income | New | Appliances | Natural Gas | Stove/Oven | E9 | Utility - Value of Sales | 0 | 0 | 0 | 0 | 0 | 0 | 0 | 0 | 0 | 0 | 0 | 0 | 0 | 0 | 0 | 0 | 0 | 0 | 0 | 0 | 0 | 0 | 0 | 0 | 0 | 0 | 0 | 0 | 0 | 0 | 0 | 0 | 0 | 0 | 0 | 0 | 0 | 0 | 0 | 0 | 0 | 0
F6_Residential_Multi-Family Moderate Income_New_Appliances_Natural Gas_Stove/Oven_E10 | F6 | Residential | Multi-Family Moderate Income | New | Appliances | Natural Gas | Stove/Oven | E10 | Utility - Value of Sales | 0 | 0 | 0 | 0 | 0 | 0 | 0 | 0 | 0 | 0 | 0 | 0 | 0 | 0 | 0 | 0 | 0 | 0 | 0 | 0 | 0 | 0 | 0 | 0 | 0 | 0 | 0 | 0 | 0 | 0 | 0 | 0 | 0 | 0 | 0 | 0 | 0 | 0 | 0 | 0 | 0 | 0
F1_Residential_Multi-Family Moderate Income_New_Miscellaneous_Natural Gas_Pool Heater_E1 | F1 | Residential | Multi-Family Moderate Income | New | Miscellaneous | Natural Gas | Pool Heater | E1 | RVT - Cost of Equipment | 0 | 0 | 0 | 0 | 0 | 0 | 0 | 0 | 0 | 0 | 0 | 0 | 0 | 0 | 0 | 0 | 0 | 0 | 0 | 0 | 0 | 0 | 0 | 0 | 0 | 0 | 0 | 0 | 0 | 0 | 0 | 0 | 0 | 0 | 0 | 0 | 0 | 0 | 0 | 0 | 0 | 0
F1_Residential_Multi-Family Moderate Income_New_Miscellaneous_Natural Gas_Pool Heater_E2 | F1 | Residential | Multi-Family Moderate Income | New | Miscellaneous | Natural Gas | Pool Heater | E2 | RVT - Cost of Equipment | 0 | 0 | 0 | 0 | 0 | 0 | 0 | 0 | 0 | 0 | 0 | 0 | 0 | 0 | 0 | 0 | 0 | 0 | 0 | 0 | 0 | 0 | 0 | 0 | 0 | 0 | 0 | 0 | 0 | 0 | 0 | 0 | 0 | 0 | 0 | 0 | 0 | 0 | 0 | 0 | 0 | 0
F1_Residential_Multi-Family Moderate Income_New_Miscellaneous_Natural Gas_Pool Heater_E3 | F1 | Residential | Multi-Family Moderate Income | New | Miscellaneous | Natural Gas | Pool Heater | E3 | RVT - Cost of Equipment | 0 | 0 | 0 | 0 | 0 | 0 | 0 | 0 | 0 | 0 | 0 | 0 | 0 | 0 | 0 | 0 | 0 | 0 | 0 | 0 | 0 | 0 | 0 | 0 | 0 | 0 | 0 | 0 | 0 | 0 | 0 | 0 | 0 | 0 | 0 | 0 | 0 | 0 | 0 | 0 | 0 | 0
F1_Residential_Multi-Family Moderate Income_New_Miscellaneous_Natural Gas_Pool Heater_E4 | F1 | Residential | Multi-Family Moderate Income | New | Miscellaneous | Natural Gas | Pool Heater | E4 | RVT - Cost of Equipment | 0 | 0 | 0 | 0 | 0 | 0 | 0 | 0 | 0 | 0 | 0 | 0 | 0 | 0 | 0 | 0 | 0 | 0 | 0 | 0 | 0 | 0 | 0 | 0 | 0 | 0 | 0 | 0 | 0 | 0 | 0 | 0 | 0 | 0 | 0 | 0 | 0 | 0 | 0 | 0 | 0 | 0
F1_Residential_Multi-Family Moderate Income_New_Miscellaneous_Natural Gas_Pool Heater_E5 | F1 | Residential | Multi-Family Moderate Income | New | Miscellaneous | Natural Gas | Pool Heater | E5 | RVT - Cost of Equipment | 0 | 0 | 0 | 0 | 0 | 0 | 0 | 0 | 0 | 0 | 0 | 0 | 0 | 0 | 0 | 0 | 0 | 0 | 0 | 0 | 0 | 0 | 0 | 0 | 0 | 0 | 0 | 0 | 0 | 0 | 0 | 0 | 0 | 0 | 0 | 0 | 0 | 0 | 0 | 0 | 0 | 0
F1_Residential_Multi-Family Moderate Income_New_Miscellaneous_Natural Gas_Pool Heater_E6 | F1 | Residential | Multi-Family Moderate Income | New | Miscellaneous | Natural Gas | Pool Heater | E6 | RVT - Cost of Equipment | 0 | 0 | 0 | 0 | 0 | 0 | 0 | 0 | 0 | 0 | 0 | 0 | 0 | 0 | 0 | 0 | 0 | 0 | 0 | 0 | 0 | 0 | 0 | 0 | 0 | 0 | 0 | 0 | 0 | 0 | 0 | 0 | 0 | 0 | 0 | 0 | 0 | 0 | 0 | 0 | 0 | 0
F1_Residential_Multi-Family Moderate Income_New_Miscellaneous_Natural Gas_Pool Heater_E7 | F1 | Residential | Multi-Family Moderate Income | New | Miscellaneous | Natural Gas | Pool Heater | E7 | RVT - Cost of Equipment | 0 | 0 | 0 | 0 | 0 | 0 | 0 | 0 | 0 | 0 | 0 | 0 | 0 | 0 | 0 | 0 | 0 | 0 | 0 | 0 | 0 | 0 | 0 | 0 | 0 | 0 | 0 | 0 | 0 | 0 | 0 | 0 | 0 | 0 | 0 | 0 | 0 | 0 | 0 | 0 | 0 | 0
F1_Residential_Multi-Family Moderate Income_New_Miscellaneous_Natural Gas_Pool Heater_E8 | F1 | Residential | Multi-Family Moderate Income | New | Miscellaneous | Natural Gas | Pool Heater | E8 | RVT - Cost of Equipment | 0 | 0 | 0 | 0 | 0 | 0 | 0 | 0 | 0 | 0 | 0 | 0 | 0 | 0 | 0 | 0 | 0 | 0 | 0 | 0 | 0 | 0 | 0 | 0 | 0 | 0 | 0 | 0 | 0 | 0 | 0 | 0 | 0 | 0 | 0 | 0 | 0 | 0 | 0 | 0 | 0 | 0
F1_Residential_Multi-Family Moderate Income_New_Miscellaneous_Natural Gas_Pool Heater_E9 | F1 | Residential | Multi-Family Moderate Income | New | Miscellaneous | Natural Gas | Pool Heater | E9 | RVT - Cost of Equipment | 0 | 0 | 0 | 0 | 0 | 0 | 0 | 0 | 0 | 0 | 0 | 0 | 0 | 0 | 0 | 0 | 0 | 0 | 0 | 0 | 0 | 0 | 0 | 0 | 0 | 0 | 0 | 0 | 0 | 0 | 0 | 0 | 0 | 0 | 0 | 0 | 0 | 0 | 0 | 0 | 0 | 0
F1_Residential_Multi-Family Moderate Income_New_Miscellaneous_Natural Gas_Pool Heater_E10 | F1 | Residential | Multi-Family Moderate Income | New | Miscellaneous | Natural Gas | Pool Heater | E10 | RVT - Cost of Equipment | 0 | 0 | 0 | 0 | 0 | 0 | 0 | 0 | 0 | 0 | 0 | 0 | 0 | 0 | 0 | 0 | 0 | 0 | 0 | 0 | 0 | 0 | 0 | 0 | 0 | 0 | 0 | 0 | 0 | 0 | 0 | 0 | 0 | 0 | 0 | 0 | 0 | 0 | 0 | 0 | 0 | 0
F2_Residential_Multi-Family Moderate Income_New_Miscellaneous_Natural Gas_Pool Heater_E1 | F2 | Residential | Multi-Family Moderate Income | New | Miscellaneous | Natural Gas | Pool Heater | E1 | RVT - Cost of Operation | 0 | 0 | 0 | 0 | 0 | 0 | 0 | 0 | 0 | 0 | 0 | 0 | 0 | 0 | 0 | 0 | 0 | 0 | 0 | 0 | 0 | 0 | 0 | 0 | 0 | 0 | 0 | 0 | 0 | 0 | 0 | 0 | 0 | 0 | 0 | 0 | 0 | 0 | 0 | 0 | 0 | 0
F2_Residential_Multi-Family Moderate Income_New_Miscellaneous_Natural Gas_Pool Heater_E2 | F2 | Residential | Multi-Family Moderate Income | New | Miscellaneous | Natural Gas | Pool Heater | E2 | RVT - Cost of Operation | 0 | 0 | 0 | 0 | 0 | 0 | 0 | 0 | 0 | 0 | 0 | 0 | 0 | 0 | 0 | 0 | 0 | 0 | 0 | 0 | 0 | 0 | 0 | 0 | 0 | 0 | 0 | 0 | 0 | 0 | 0 | 0 | 0 | 0 | 0 | 0 | 0 | 0 | 0 | 0 | 0 | 0
F2_Residential_Multi-Family Moderate Income_New_Miscellaneous_Natural Gas_Pool Heater_E3 | F2 | Residential | Multi-Family Moderate Income | New | Miscellaneous | Natural Gas | Pool Heater | E3 | RVT - Cost of Operation | 0 | 0 | 0 | 0 | 0 | 0 | 0 | 0 | 0 | 0 | 0 | 0 | 0 | 0 | 0 | 0 | 0 | 0 | 0 | 0 | 0 | 0 | 0 | 0 | 0 | 0 | 0 | 0 | 0 | 0 | 0 | 0 | 0 | 0 | 0 | 0 | 0 | 0 | 0 | 0 | 0 | 0
F2_Residential_Multi-Family Moderate Income_New_Miscellaneous_Natural Gas_Pool Heater_E4 | F2 | Residential | Multi-Family Moderate Income | New | Miscellaneous | Natural Gas | Pool Heater | E4 | RVT - Cost of Operation | 0 | 0 | 0 | 0 | 0 | 0 | 0 | 0 | 0 | 0 | 0 | 0 | 0 | 0 | 0 | 0 | 0 | 0 | 0 | 0 | 0 | 0 | 0 | 0 | 0 | 0 | 0 | 0 | 0 | 0 | 0 | 0 | 0 | 0 | 0 | 0 | 0 | 0 | 0 | 0 | 0 | 0
F2_Residential_Multi-Family Moderate Income_New_Miscellaneous_Natural Gas_Pool Heater_E5 | F2 | Residential | Multi-Family Moderate Income | New | Miscellaneous | Natural Gas | Pool Heater | E5 | RVT - Cost of Operation | 0 | 0 | 0 | 0 | 0 | 0 | 0 | 0 | 0 | 0 | 0 | 0 | 0 | 0 | 0 | 0 | 0 | 0 | 0 | 0 | 0 | 0 | 0 | 0 | 0 | 0 | 0 | 0 | 0 | 0 | 0 | 0 | 0 | 0 | 0 | 0 | 0 | 0 | 0 | 0 | 0 | 0
F2_Residential_Multi-Family Moderate Income_New_Miscellaneous_Natural Gas_Pool Heater_E6 | F2 | Residential | Multi-Family Moderate Income | New | Miscellaneous | Natural Gas | Pool Heater | E6 | RVT - Cost of Operation | 0 | 0 | 0 | 0 | 0 | 0 | 0 | 0 | 0 | 0 | 0 | 0 | 0 | 0 | 0 | 0 | 0 | 0 | 0 | 0 | 0 | 0 | 0 | 0 | 0 | 0 | 0 | 0 | 0 | 0 | 0 | 0 | 0 | 0 | 0 | 0 | 0 | 0 | 0 | 0 | 0 | 0
F2_Residential_Multi-Family Moderate Income_New_Miscellaneous_Natural Gas_Pool Heater_E7 | F2 | Residential | Multi-Family Moderate Income | New | Miscellaneous | Natural Gas | Pool Heater | E7 | RVT - Cost of Operation | 0 | 0 | 0 | 0 | 0 | 0 | 0 | 0 | 0 | 0 | 0 | 0 | 0 | 0 | 0 | 0 | 0 | 0 | 0 | 0 | 0 | 0 | 0 | 0 | 0 | 0 | 0 | 0 | 0 | 0 | 0 | 0 | 0 | 0 | 0 | 0 | 0 | 0 | 0 | 0 | 0 | 0
F2_Residential_Multi-Family Moderate Income_New_Miscellaneous_Natural Gas_Pool Heater_E8 | F2 | Residential | Multi-Family Moderate Income | New | Miscellaneous | Natural Gas | Pool Heater | E8 | RVT - Cost of Operation | 0 | 0 | 0 | 0 | 0 | 0 | 0 | 0 | 0 | 0 | 0 | 0 | 0 | 0 | 0 | 0 | 0 | 0 | 0 | 0 | 0 | 0 | 0 | 0 | 0 | 0 | 0 | 0 | 0 | 0 | 0 | 0 | 0 | 0 | 0 | 0 | 0 | 0 | 0 | 0 | 0 | 0
F2_Residential_Multi-Family Moderate Income_New_Miscellaneous_Natural Gas_Pool Heater_E9 | F2 | Residential | Multi-Family Moderate Income | New | Miscellaneous | Natural Gas | Pool Heater | E9 | RVT - Cost of Operation | 0 | 0 | 0 | 0 | 0 | 0 | 0 | 0 | 0 | 0 | 0 | 0 | 0 | 0 | 0 | 0 | 0 | 0 | 0 | 0 | 0 | 0 | 0 | 0 | 0 | 0 | 0 | 0 | 0 | 0 | 0 | 0 | 0 | 0 | 0 | 0 | 0 | 0 | 0 | 0 | 0 | 0
F2_Residential_Multi-Family Moderate Income_New_Miscellaneous_Natural Gas_Pool Heater_E10 | F2 | Residential | Multi-Family Moderate Income | New | Miscellaneous | Natural Gas | Pool Heater | E10 | RVT - Cost of Operation | 0 | 0 | 0 | 0 | 0 | 0 | 0 | 0 | 0 | 0 | 0 | 0 | 0 | 0 | 0 | 0 | 0 | 0 | 0 | 0 | 0 | 0 | 0 | 0 | 0 | 0 | 0 | 0 | 0 | 0 | 0 | 0 | 0 | 0 | 0 | 0 | 0 | 0 | 0 | 0 | 0 | 0
F3_Residential_Multi-Family Moderate Income_New_Miscellaneous_Natural Gas_Pool Heater_E1 | F3 | Residential | Multi-Family Moderate Income | New | Miscellaneous | Natural Gas | Pool Heater | E1 | System - kBTUs of Consumption | 351.766 | 351.766 | 351.766 | 351.766 | 351.766 | 351.766 | 351.766 | 351.766 | 351.766 | 351.766 | 351.766 | 351.766 | 351.766 | 351.766 | 351.766 | 351.766 | 351.766 | 351.766 | 351.766 | 351.766 | 351.766 | 351.766 | 351.766 | 351.766 | 351.766 | 351.766 | 351.766 | 351.766 | 351.766 | 351.766 | 351.766 | 351.766 | 351.766 | 0 | 0 | 0 | 0 | 0 | 0 | 0 | 0 | 0
F3_Residential_Multi-Family Moderate Income_New_Miscellaneous_Natural Gas_Pool Heater_E2 | F3 | Residential | Multi-Family Moderate Income | New | Miscellaneous | Natural Gas | Pool Heater | E2 | System - kBTUs of Consumption | 427.2575 | 427.2575 | 427.2575 | 427.2575 | 427.2575 | 427.2575 | 427.2575 | 427.2575 | 427.2575 | 427.2575 | 427.2575 | 427.2575 | 427.2575 | 427.2575 | 427.2575 | 427.2575 | 427.2575 | 427.2575 | 427.2575 | 427.2575 | 427.2575 | 427.2575 | 427.2575 | 427.2575 | 427.2575 | 427.2575 | 427.2575 | 427.2575 | 427.2575 | 427.2575 | 427.2575 | 427.2575 | 427.2575 | 0 | 0 | 0 | 0 | 0 | 0 | 0 | 0 | 0
F3_Residential_Multi-Family Moderate Income_New_Miscellaneous_Natural Gas_Pool Heater_E3 | F3 | Residential | Multi-Family Moderate Income | New | Miscellaneous | Natural Gas | Pool Heater | E3 | System - kBTUs of Consumption | 710.8377 | 710.8377 | 710.8377 | 710.8377 | 710.8377 | 710.8377 | 710.8377 | 710.8377 | 710.8377 | 710.8377 | 710.8377 | 710.8377 | 710.8377 | 710.8377 | 710.8377 | 710.8377 | 710.8377 | 710.8377 | 710.8377 | 710.8377 | 710.8377 | 710.8377 | 710.8377 | 710.8377 | 710.8377 | 710.8377 | 710.8377 | 710.8377 | 710.8377 | 710.8377 | 710.8377 | 710.8377 | 710.8377 | 0 | 0 | 0 | 0 | 0 | 0 | 0 | 0 | 0
F3_Residential_Multi-Family Moderate Income_New_Miscellaneous_Natural Gas_Pool Heater_E4 | F3 | Residential | Multi-Family Moderate Income | New | Miscellaneous | Natural Gas | Pool Heater | E4 | System - kBTUs of Consumption | 717.234 | 717.234 | 717.234 | 717.234 | 717.234 | 717.234 | 717.234 | 717.234 | 717.234 | 717.234 | 717.234 | 717.234 | 717.234 | 717.234 | 717.234 | 717.234 | 717.234 | 717.234 | 717.234 | 717.234 | 717.234 | 717.234 | 717.234 | 717.234 | 717.234 | 717.234 | 717.234 | 717.234 | 717.234 | 717.234 | 717.234 | 717.234 | 717.234 | 0 | 0 | 0 | 0 | 0 | 0 | 0 | 0 | 0
F3_Residential_Multi-Family Moderate Income_New_Miscellaneous_Natural Gas_Pool Heater_E5 | F3 | Residential | Multi-Family Moderate Income | New | Miscellaneous | Natural Gas | Pool Heater | E5 | System - kBTUs of Consumption | 0 | 0 | 0 | 0 | 0 | 0 | 0 | 0 | 0 | 0 | 0 | 0 | 0 | 0 | 0 | 0 | 0 | 0 | 0 | 0 | 0 | 0 | 0 | 0 | 0 | 0 | 0 | 0 | 0 | 0 | 0 | 0 | 0 | 0 | 0 | 0 | 0 | 0 | 0 | 0 | 0 | 0
F3_Residential_Multi-Family Moderate Income_New_Miscellaneous_Natural Gas_Pool Heater_E6 | F3 | Residential | Multi-Family Moderate Income | New | Miscellaneous | Natural Gas | Pool Heater | E6 | System - kBTUs of Consumption | 0 | 0 | 0 | 0 | 0 | 0 | 0 | 0 | 0 | 0 | 0 | 0 | 0 | 0 | 0 | 0 | 0 | 0 | 0 | 0 | 0 | 0 | 0 | 0 | 0 | 0 | 0 | 0 | 0 | 0 | 0 | 0 | 0 | 0 | 0 | 0 | 0 | 0 | 0 | 0 | 0 | 0
F3_Residential_Multi-Family Moderate Income_New_Miscellaneous_Natural Gas_Pool Heater_E7 | F3 | Residential | Multi-Family Moderate Income | New | Miscellaneous | Natural Gas | Pool Heater | E7 | System - kBTUs of Consumption | 0 | 0 | 0 | 0 | 0 | 0 | 0 | 0 | 0 | 0 | 0 | 0 | 0 | 0 | 0 | 0 | 0 | 0 | 0 | 0 | 0 | 0 | 0 | 0 | 0 | 0 | 0 | 0 | 0 | 0 | 0 | 0 | 0 | 0 | 0 | 0 | 0 | 0 | 0 | 0 | 0 | 0
F3_Residential_Multi-Family Moderate Income_New_Miscellaneous_Natural Gas_Pool Heater_E8 | F3 | Residential | Multi-Family Moderate Income | New | Miscellaneous | Natural Gas | Pool Heater | E8 | System - kBTUs of Consumption | 0 | 0 | 0 | 0 | 0 | 0 | 0 | 0 | 0 | 0 | 0 | 0 | 0 | 0 | 0 | 0 | 0 | 0 | 0 | 0 | 0 | 0 | 0 | 0 | 0 | 0 | 0 | 0 | 0 | 0 | 0 | 0 | 0 | 0 | 0 | 0 | 0 | 0 | 0 | 0 | 0 | 0
F3_Residential_Multi-Family Moderate Income_New_Miscellaneous_Natural Gas_Pool Heater_E9 | F3 | Residential | Multi-Family Moderate Income | New | Miscellaneous | Natural Gas | Pool Heater | E9 | System - kBTUs of Consumption | 0 | 0 | 0 | 0 | 0 | 0 | 0 | 0 | 0 | 0 | 0 | 0 | 0 | 0 | 0 | 0 | 0 | 0 | 0 | 0 | 0 | 0 | 0 | 0 | 0 | 0 | 0 | 0 | 0 | 0 | 0 | 0 | 0 | 0 | 0 | 0 | 0 | 0 | 0 | 0 | 0 | 0
F3_Residential_Multi-Family Moderate Income_New_Miscellaneous_Natural Gas_Pool Heater_E10 | F3 | Residential | Multi-Family Moderate Income | New | Miscellaneous | Natural Gas | Pool Heater | E10 | System - kBTUs of Consumption | 0 | 0 | 0 | 0 | 0 | 0 | 0 | 0 | 0 | 0 | 0 | 0 | 0 | 0 | 0 | 0 | 0 | 0 | 0 | 0 | 0 | 0 | 0 | 0 | 0 | 0 | 0 | 0 | 0 | 0 | 0 | 0 | 0 | 0 | 0 | 0 | 0 | 0 | 0 | 0 | 0 | 0
F4_Residential_Multi-Family Moderate Income_New_Miscellaneous_Natural Gas_Pool Heater_E1 | F4 | Residential | Multi-Family Moderate Income | New | Miscellaneous | Natural Gas | Pool Heater | E1 | Utility - Cost of Equipment | 0 | 0 | 0 | 0 | 0 | 0 | 0 | 0 | 0 | 0 | 0 | 0 | 0 | 0 | 0 | 0 | 0 | 0 | 0 | 0 | 0 | 0 | 0 | 0 | 0 | 0 | 0 | 0 | 0 | 0 | 0 | 0 | 0 | 0 | 0 | 0 | 0 | 0 | 0 | 0 | 0 | 0
F4_Residential_Multi-Family Moderate Income_New_Miscellaneous_Natural Gas_Pool Heater_E2 | F4 | Residential | Multi-Family Moderate Income | New | Miscellaneous | Natural Gas | Pool Heater | E2 | Utility - Cost of Equipment | 0 | 0 | 0 | 0 | 0 | 0 | 0 | 0 | 0 | 0 | 0 | 0 | 0 | 0 | 0 | 0 | 0 | 0 | 0 | 0 | 0 | 0 | 0 | 0 | 0 | 0 | 0 | 0 | 0 | 0 | 0 | 0 | 0 | 0 | 0 | 0 | 0 | 0 | 0 | 0 | 0 | 0
F4_Residential_Multi-Family Moderate Income_New_Miscellaneous_Natural Gas_Pool Heater_E3 | F4 | Residential | Multi-Family Moderate Income | New | Miscellaneous | Natural Gas | Pool Heater | E3 | Utility - Cost of Equipment | 0 | 0 | 0 | 0 | 0 | 0 | 0 | 0 | 0 | 0 | 0 | 0 | 0 | 0 | 0 | 0 | 0 | 0 | 0 | 0 | 0 | 0 | 0 | 0 | 0 | 0 | 0 | 0 | 0 | 0 | 0 | 0 | 0 | 0 | 0 | 0 | 0 | 0 | 0 | 0 | 0 | 0
F4_Residential_Multi-Family Moderate Income_New_Miscellaneous_Natural Gas_Pool Heater_E4 | F4 | Residential | Multi-Family Moderate Income | New | Miscellaneous | Natural Gas | Pool Heater | E4 | Utility - Cost of Equipment | 0 | 0 | 0 | 0 | 0 | 0 | 0 | 0 | 0 | 0 | 0 | 0 | 0 | 0 | 0 | 0 | 0 | 0 | 0 | 0 | 0 | 0 | 0 | 0 | 0 | 0 | 0 | 0 | 0 | 0 | 0 | 0 | 0 | 0 | 0 | 0 | 0 | 0 | 0 | 0 | 0 | 0
F4_Residential_Multi-Family Moderate Income_New_Miscellaneous_Natural Gas_Pool Heater_E5 | F4 | Residential | Multi-Family Moderate Income | New | Miscellaneous | Natural Gas | Pool Heater | E5 | Utility - Cost of Equipment | 0 | 0 | 0 | 0 | 0 | 0 | 0 | 0 | 0 | 0 | 0 | 0 | 0 | 0 | 0 | 0 | 0 | 0 | 0 | 0 | 0 | 0 | 0 | 0 | 0 | 0 | 0 | 0 | 0 | 0 | 0 | 0 | 0 | 0 | 0 | 0 | 0 | 0 | 0 | 0 | 0 | 0
F4_Residential_Multi-Family Moderate Income_New_Miscellaneous_Natural Gas_Pool Heater_E6 | F4 | Residential | Multi-Family Moderate Income | New | Miscellaneous | Natural Gas | Pool Heater | E6 | Utility - Cost of Equipment | 0 | 0 | 0 | 0 | 0 | 0 | 0 | 0 | 0 | 0 | 0 | 0 | 0 | 0 | 0 | 0 | 0 | 0 | 0 | 0 | 0 | 0 | 0 | 0 | 0 | 0 | 0 | 0 | 0 | 0 | 0 | 0 | 0 | 0 | 0 | 0 | 0 | 0 | 0 | 0 | 0 | 0
F4_Residential_Multi-Family Moderate Income_New_Miscellaneous_Natural Gas_Pool Heater_E7 | F4 | Residential | Multi-Family Moderate Income | New | Miscellaneous | Natural Gas | Pool Heater | E7 | Utility - Cost of Equipment | 0 | 0 | 0 | 0 | 0 | 0 | 0 | 0 | 0 | 0 | 0 | 0 | 0 | 0 | 0 | 0 | 0 | 0 | 0 | 0 | 0 | 0 | 0 | 0 | 0 | 0 | 0 | 0 | 0 | 0 | 0 | 0 | 0 | 0 | 0 | 0 | 0 | 0 | 0 | 0 | 0 | 0
F4_Residential_Multi-Family Moderate Income_New_Miscellaneous_Natural Gas_Pool Heater_E8 | F4 | Residential | Multi-Family Moderate Income | New | Miscellaneous | Natural Gas | Pool Heater | E8 | Utility - Cost of Equipment | 0 | 0 | 0 | 0 | 0 | 0 | 0 | 0 | 0 | 0 | 0 | 0 | 0 | 0 | 0 | 0 | 0 | 0 | 0 | 0 | 0 | 0 | 0 | 0 | 0 | 0 | 0 | 0 | 0 | 0 | 0 | 0 | 0 | 0 | 0 | 0 | 0 | 0 | 0 | 0 | 0 | 0
F4_Residential_Multi-Family Moderate Income_New_Miscellaneous_Natural Gas_Pool Heater_E9 | F4 | Residential | Multi-Family Moderate Income | New | Miscellaneous | Natural Gas | Pool Heater | E9 | Utility - Cost of Equipment | 0 | 0 | 0 | 0 | 0 | 0 | 0 | 0 | 0 | 0 | 0 | 0 | 0 | 0 | 0 | 0 | 0 | 0 | 0 | 0 | 0 | 0 | 0 | 0 | 0 | 0 | 0 | 0 | 0 | 0 | 0 | 0 | 0 | 0 | 0 | 0 | 0 | 0 | 0 | 0 | 0 | 0
F4_Residential_Multi-Family Moderate Income_New_Miscellaneous_Natural Gas_Pool Heater_E10 | F4 | Residential | Multi-Family Moderate Income | New | Miscellaneous | Natural Gas | Pool Heater | E10 | Utility - Cost of Equipment | 0 | 0 | 0 | 0 | 0 | 0 | 0 | 0 | 0 | 0 | 0 | 0 | 0 | 0 | 0 | 0 | 0 | 0 | 0 | 0 | 0 | 0 | 0 | 0 | 0 | 0 | 0 | 0 | 0 | 0 | 0 | 0 | 0 | 0 | 0 | 0 | 0 | 0 | 0 | 0 | 0 | 0
F5_Residential_Multi-Family Moderate Income_New_Miscellaneous_Natural Gas_Pool Heater_E1 | F5 | Residential | Multi-Family Moderate Income | New | Miscellaneous | Natural Gas | Pool Heater | E1 | Utility - Cost of Operation | 351.766 | 351.766 | 351.766 | 351.766 | 351.766 | 351.766 | 351.766 | 351.766 | 351.766 | 351.766 | 351.766 | 351.766 | 351.766 | 351.766 | 351.766 | 351.766 | 351.766 | 351.766 | 351.766 | 351.766 | 351.766 | 351.766 | 351.766 | 351.766 | 351.766 | 351.766 | 351.766 | 351.766 | 351.766 | 351.766 | 351.766 | 351.766 | 351.766 | 0 | 0 | 0 | 0 | 0 | 0 | 0 | 0 | 0
F5_Residential_Multi-Family Moderate Income_New_Miscellaneous_Natural Gas_Pool Heater_E2 | F5 | Residential | Multi-Family Moderate Income | New | Miscellaneous | Natural Gas | Pool Heater | E2 | Utility - Cost of Operation | 427.2575 | 427.2575 | 427.2575 | 427.2575 | 427.2575 | 427.2575 | 427.2575 | 427.2575 | 427.2575 | 427.2575 | 427.2575 | 427.2575 | 427.2575 | 427.2575 | 427.2575 | 427.2575 | 427.2575 | 427.2575 | 427.2575 | 427.2575 | 427.2575 | 427.2575 | 427.2575 | 427.2575 | 427.2575 | 427.2575 | 427.2575 | 427.2575 | 427.2575 | 427.2575 | 427.2575 | 427.2575 | 427.2575 | 0 | 0 | 0 | 0 | 0 | 0 | 0 | 0 | 0
F5_Residential_Multi-Family Moderate Income_New_Miscellaneous_Natural Gas_Pool Heater_E3 | F5 | Residential | Multi-Family Moderate Income | New | Miscellaneous | Natural Gas | Pool Heater | E3 | Utility - Cost of Operation | 710.8377 | 710.8377 | 710.8377 | 710.8377 | 710.8377 | 710.8377 | 710.8377 | 710.8377 | 710.8377 | 710.8377 | 710.8377 | 710.8377 | 710.8377 | 710.8377 | 710.8377 | 710.8377 | 710.8377 | 710.8377 | 710.8377 | 710.8377 | 710.8377 | 710.8377 | 710.8377 | 710.8377 | 710.8377 | 710.8377 | 710.8377 | 710.8377 | 710.8377 | 710.8377 | 710.8377 | 710.8377 | 710.8377 | 0 | 0 | 0 | 0 | 0 | 0 | 0 | 0 | 0
F5_Residential_Multi-Family Moderate Income_New_Miscellaneous_Natural Gas_Pool Heater_E4 | F5 | Residential | Multi-Family Moderate Income | New | Miscellaneous | Natural Gas | Pool Heater | E4 | Utility - Cost of Operation | 717.234 | 717.234 | 717.234 | 717.234 | 717.234 | 717.234 | 717.234 | 717.234 | 717.234 | 717.234 | 717.234 | 717.234 | 717.234 | 717.234 | 717.234 | 717.234 | 717.234 | 717.234 | 717.234 | 717.234 | 717.234 | 717.234 | 717.234 | 717.234 | 717.234 | 717.234 | 717.234 | 717.234 | 717.234 | 717.234 | 717.234 | 717.234 | 717.234 | 0 | 0 | 0 | 0 | 0 | 0 | 0 | 0 | 0
F5_Residential_Multi-Family Moderate Income_New_Miscellaneous_Natural Gas_Pool Heater_E5 | F5 | Residential | Multi-Family Moderate Income | New | Miscellaneous | Natural Gas | Pool Heater | E5 | Utility - Cost of Operation | 0 | 0 | 0 | 0 | 0 | 0 | 0 | 0 | 0 | 0 | 0 | 0 | 0 | 0 | 0 | 0 | 0 | 0 | 0 | 0 | 0 | 0 | 0 | 0 | 0 | 0 | 0 | 0 | 0 | 0 | 0 | 0 | 0 | 0 | 0 | 0 | 0 | 0 | 0 | 0 | 0 | 0
F5_Residential_Multi-Family Moderate Income_New_Miscellaneous_Natural Gas_Pool Heater_E6 | F5 | Residential | Multi-Family Moderate Income | New | Miscellaneous | Natural Gas | Pool Heater | E6 | Utility - Cost of Operation | 0 | 0 | 0 | 0 | 0 | 0 | 0 | 0 | 0 | 0 | 0 | 0 | 0 | 0 | 0 | 0 | 0 | 0 | 0 | 0 | 0 | 0 | 0 | 0 | 0 | 0 | 0 | 0 | 0 | 0 | 0 | 0 | 0 | 0 | 0 | 0 | 0 | 0 | 0 | 0 | 0 | 0
F5_Residential_Multi-Family Moderate Income_New_Miscellaneous_Natural Gas_Pool Heater_E7 | F5 | Residential | Multi-Family Moderate Income | New | Miscellaneous | Natural Gas | Pool Heater | E7 | Utility - Cost of Operation | 0 | 0 | 0 | 0 | 0 | 0 | 0 | 0 | 0 | 0 | 0 | 0 | 0 | 0 | 0 | 0 | 0 | 0 | 0 | 0 | 0 | 0 | 0 | 0 | 0 | 0 | 0 | 0 | 0 | 0 | 0 | 0 | 0 | 0 | 0 | 0 | 0 | 0 | 0 | 0 | 0 | 0
F5_Residential_Multi-Family Moderate Income_New_Miscellaneous_Natural Gas_Pool Heater_E8 | F5 | Residential | Multi-Family Moderate Income | New | Miscellaneous | Natural Gas | Pool Heater | E8 | Utility - Cost of Operation | 0 | 0 | 0 | 0 | 0 | 0 | 0 | 0 | 0 | 0 | 0 | 0 | 0 | 0 | 0 | 0 | 0 | 0 | 0 | 0 | 0 | 0 | 0 | 0 | 0 | 0 | 0 | 0 | 0 | 0 | 0 | 0 | 0 | 0 | 0 | 0 | 0 | 0 | 0 | 0 | 0 | 0
F5_Residential_Multi-Family Moderate Income_New_Miscellaneous_Natural Gas_Pool Heater_E9 | F5 | Residential | Multi-Family Moderate Income | New | Miscellaneous | Natural Gas | Pool Heater | E9 | Utility - Cost of Operation | 0 | 0 | 0 | 0 | 0 | 0 | 0 | 0 | 0 | 0 | 0 | 0 | 0 | 0 | 0 | 0 | 0 | 0 | 0 | 0 | 0 | 0 | 0 | 0 | 0 | 0 | 0 | 0 | 0 | 0 | 0 | 0 | 0 | 0 | 0 | 0 | 0 | 0 | 0 | 0 | 0 | 0
F5_Residential_Multi-Family Moderate Income_New_Miscellaneous_Natural Gas_Pool Heater_E10 | F5 | Residential | Multi-Family Moderate Income | New | Miscellaneous | Natural Gas | Pool Heater | E10 | Utility - Cost of Operation | 0 | 0 | 0 | 0 | 0 | 0 | 0 | 0 | 0 | 0 | 0 | 0 | 0 | 0 | 0 | 0 | 0 | 0 | 0 | 0 | 0 | 0 | 0 | 0 | 0 | 0 | 0 | 0 | 0 | 0 | 0 | 0 | 0 | 0 | 0 | 0 | 0 | 0 | 0 | 0 | 0 | 0
F6_Residential_Multi-Family Moderate Income_New_Miscellaneous_Natural Gas_Pool Heater_E1 | F6 | Residential | Multi-Family Moderate Income | New | Miscellaneous | Natural Gas | Pool Heater | E1 | Utility - Value of Sales | 62.9037 | 63.3831 | 64.041 | 64.5787 | 64.5787 | 64.5787 | 64.5787 | 64.5787 | 64.5787 | 64.5787 | 64.5787 | 64.5787 | 64.5787 | 64.5787 | 64.5787 | 64.5787 | 64.5787 | 64.5787 | 64.5787 | 64.5787 | 64.5787 | 64.5787 | 64.5787 | 64.5787 | 64.5787 | 64.5787 | 64.5787 | 64.5787 | 64.5787 | 64.5787 | 64.5787 | 64.5787 | 64.5787 | 0 | 0 | 0 | 0 | 0 | 0 | 0 | 0 | 0
F6_Residential_Multi-Family Moderate Income_New_Miscellaneous_Natural Gas_Pool Heater_E2 | F6 | Residential | Multi-Family Moderate Income | New | Miscellaneous | Natural Gas | Pool Heater | E2 | Utility - Value of Sales | 60.6482 | 61.1104 | 61.7447 | 62.2631 | 62.2631 | 62.2631 | 62.2631 | 62.2631 | 62.2631 | 62.2631 | 62.2631 | 62.2631 | 62.2631 | 62.2631 | 62.2631 | 62.2631 | 62.2631 | 62.2631 | 62.2631 | 62.2631 | 62.2631 | 62.2631 | 62.2631 | 62.2631 | 62.2631 | 62.2631 | 62.2631 | 62.2631 | 62.2631 | 62.2631 | 62.2631 | 62.2631 | 62.2631 | 0 | 0 | 0 | 0 | 0 | 0 | 0 | 0 | 0
F6_Residential_Multi-Family Moderate Income_New_Miscellaneous_Natural Gas_Pool Heater_E3 | F6 | Residential | Multi-Family Moderate Income | New | Miscellaneous | Natural Gas | Pool Heater | E3 | Utility - Value of Sales | 53.7563 | 54.166 | 54.7283 | 55.1878 | 55.1878 | 55.1878 | 55.1878 | 55.1878 | 55.1878 | 55.1878 | 55.1878 | 55.1878 | 55.1878 | 55.1878 | 55.1878 | 55.1878 | 55.1878 | 55.1878 | 55.1878 | 55.1878 | 55.1878 | 55.1878 | 55.1878 | 55.1878 | 55.1878 | 55.1878 | 55.1878 | 55.1878 | 55.1878 | 55.1878 | 55.1878 | 55.1878 | 55.1878 | 0 | 0 | 0 | 0 | 0 | 0 | 0 | 0 | 0
F6_Residential_Multi-Family Moderate Income_New_Miscellaneous_Natural Gas_Pool Heater_E4 | F6 | Residential | Multi-Family Moderate Income | New | Miscellaneous | Natural Gas | Pool Heater | E4 | Utility - Value of Sales | 53.2188 | 53.6244 | 54.181 | 54.6359 | 54.6359 | 54.6359 | 54.6359 | 54.6359 | 54.6359 | 54.6359 | 54.6359 | 54.6359 | 54.6359 | 54.6359 | 54.6359 | 54.6359 | 54.6359 | 54.6359 | 54.6359 | 54.6359 | 54.6359 | 54.6359 | 54.6359 | 54.6359 | 54.6359 | 54.6359 | 54.6359 | 54.6359 | 54.6359 | 54.6359 | 54.6359 | 54.6359 | 54.6359 | 0 | 0 | 0 | 0 | 0 | 0 | 0 | 0 | 0
F6_Residential_Multi-Family Moderate Income_New_Miscellaneous_Natural Gas_Pool Heater_E5 | F6 | Residential | Multi-Family Moderate Income | New | Miscellaneous | Natural Gas | Pool Heater | E5 | Utility - Value of Sales | 0 | 0 | 0 | 0 | 0 | 0 | 0 | 0 | 0 | 0 | 0 | 0 | 0 | 0 | 0 | 0 | 0 | 0 | 0 | 0 | 0 | 0 | 0 | 0 | 0 | 0 | 0 | 0 | 0 | 0 | 0 | 0 | 0 | 0 | 0 | 0 | 0 | 0 | 0 | 0 | 0 | 0
F6_Residential_Multi-Family Moderate Income_New_Miscellaneous_Natural Gas_Pool Heater_E6 | F6 | Residential | Multi-Family Moderate Income | New | Miscellaneous | Natural Gas | Pool Heater | E6 | Utility - Value of Sales | 0 | 0 | 0 | 0 | 0 | 0 | 0 | 0 | 0 | 0 | 0 | 0 | 0 | 0 | 0 | 0 | 0 | 0 | 0 | 0 | 0 | 0 | 0 | 0 | 0 | 0 | 0 | 0 | 0 | 0 | 0 | 0 | 0 | 0 | 0 | 0 | 0 | 0 | 0 | 0 | 0 | 0
F6_Residential_Multi-Family Moderate Income_New_Miscellaneous_Natural Gas_Pool Heater_E7 | F6 | Residential | Multi-Family Moderate Income | New | Miscellaneous | Natural Gas | Pool Heater | E7 | Utility - Value of Sales | 0 | 0 | 0 | 0 | 0 | 0 | 0 | 0 | 0 | 0 | 0 | 0 | 0 | 0 | 0 | 0 | 0 | 0 | 0 | 0 | 0 | 0 | 0 | 0 | 0 | 0 | 0 | 0 | 0 | 0 | 0 | 0 | 0 | 0 | 0 | 0 | 0 | 0 | 0 | 0 | 0 | 0
F6_Residential_Multi-Family Moderate Income_New_Miscellaneous_Natural Gas_Pool Heater_E8 | F6 | Residential | Multi-Family Moderate Income | New | Miscellaneous | Natural Gas | Pool Heater | E8 | Utility - Value of Sales | 0 | 0 | 0 | 0 | 0 | 0 | 0 | 0 | 0 | 0 | 0 | 0 | 0 | 0 | 0 | 0 | 0 | 0 | 0 | 0 | 0 | 0 | 0 | 0 | 0 | 0 | 0 | 0 | 0 | 0 | 0 | 0 | 0 | 0 | 0 | 0 | 0 | 0 | 0 | 0 | 0 | 0
F6_Residential_Multi-Family Moderate Income_New_Miscellaneous_Natural Gas_Pool Heater_E9 | F6 | Residential | Multi-Family Moderate Income | New | Miscellaneous | Natural Gas | Pool Heater | E9 | Utility - Value of Sales | 0 | 0 | 0 | 0 | 0 | 0 | 0 | 0 | 0 | 0 | 0 | 0 | 0 | 0 | 0 | 0 | 0 | 0 | 0 | 0 | 0 | 0 | 0 | 0 | 0 | 0 | 0 | 0 | 0 | 0 | 0 | 0 | 0 | 0 | 0 | 0 | 0 | 0 | 0 | 0 | 0 | 0
F6_Residential_Multi-Family Moderate Income_New_Miscellaneous_Natural Gas_Pool Heater_E10 | F6 | Residential | Multi-Family Moderate Income | New | Miscellaneous | Natural Gas | Pool Heater | E10 | Utility - Value of Sales | 0 | 0 | 0 | 0 | 0 | 0 | 0 | 0 | 0 | 0 | 0 | 0 | 0 | 0 | 0 | 0 | 0 | 0 | 0 | 0 | 0 | 0 | 0 | 0 | 0 | 0 | 0 | 0 | 0 | 0 | 0 | 0 | 0 | 0 | 0 | 0 | 0 | 0 | 0 | 0 | 0 | 0
F1_Residential_Multi-Family Moderate Income_New_Miscellaneous_Natural Gas_Miscellaneous_E1 | F1 | Residential | Multi-Family Moderate Income | New | Miscellaneous | Natural Gas | Miscellaneous | E1 | RVT - Cost of Equipment | 0 | 0 | 0 | 0 | 0 | 0 | 0 | 0 | 0 | 0 | 0 | 0 | 0 | 0 | 0 | 0 | 0 | 0 | 0 | 0 | 0 | 0 | 0 | 0 | 0 | 0 | 0 | 0 | 0 | 0 | 0 | 0 | 0 | 0 | 0 | 0 | 0 | 0 | 0 | 0 | 0 | 0
F1_Residential_Multi-Family Moderate Income_New_Miscellaneous_Natural Gas_Miscellaneous_E2 | F1 | Residential | Multi-Family Moderate Income | New | Miscellaneous | Natural Gas | Miscellaneous | E2 | RVT - Cost of Equipment | 0 | 0 | 0 | 0 | 0 | 0 | 0 | 0 | 0 | 0 | 0 | 0 | 0 | 0 | 0 | 0 | 0 | 0 | 0 | 0 | 0 | 0 | 0 | 0 | 0 | 0 | 0 | 0 | 0 | 0 | 0 | 0 | 0 | 0 | 0 | 0 | 0 | 0 | 0 | 0 | 0 | 0
F1_Residential_Multi-Family Moderate Income_New_Miscellaneous_Natural Gas_Miscellaneous_E3 | F1 | Residential | Multi-Family Moderate Income | New | Miscellaneous | Natural Gas | Miscellaneous | E3 | RVT - Cost of Equipment | 0 | 0 | 0 | 0 | 0 | 0 | 0 | 0 | 0 | 0 | 0 | 0 | 0 | 0 | 0 | 0 | 0 | 0 | 0 | 0 | 0 | 0 | 0 | 0 | 0 | 0 | 0 | 0 | 0 | 0 | 0 | 0 | 0 | 0 | 0 | 0 | 0 | 0 | 0 | 0 | 0 | 0
F1_Residential_Multi-Family Moderate Income_New_Miscellaneous_Natural Gas_Miscellaneous_E4 | F1 | Residential | Multi-Family Moderate Income | New | Miscellaneous | Natural Gas | Miscellaneous | E4 | RVT - Cost of Equipment | 0 | 0 | 0 | 0 | 0 | 0 | 0 | 0 | 0 | 0 | 0 | 0 | 0 | 0 | 0 | 0 | 0 | 0 | 0 | 0 | 0 | 0 | 0 | 0 | 0 | 0 | 0 | 0 | 0 | 0 | 0 | 0 | 0 | 0 | 0 | 0 | 0 | 0 | 0 | 0 | 0 | 0
F1_Residential_Multi-Family Moderate Income_New_Miscellaneous_Natural Gas_Miscellaneous_E5 | F1 | Residential | Multi-Family Moderate Income | New | Miscellaneous | Natural Gas | Miscellaneous | E5 | RVT - Cost of Equipment | 0 | 0 | 0 | 0 | 0 | 0 | 0 | 0 | 0 | 0 | 0 | 0 | 0 | 0 | 0 | 0 | 0 | 0 | 0 | 0 | 0 | 0 | 0 | 0 | 0 | 0 | 0 | 0 | 0 | 0 | 0 | 0 | 0 | 0 | 0 | 0 | 0 | 0 | 0 | 0 | 0 | 0
F1_Residential_Multi-Family Moderate Income_New_Miscellaneous_Natural Gas_Miscellaneous_E6 | F1 | Residential | Multi-Family Moderate Income | New | Miscellaneous | Natural Gas | Miscellaneous | E6 | RVT - Cost of Equipment | 0 | 0 | 0 | 0 | 0 | 0 | 0 | 0 | 0 | 0 | 0 | 0 | 0 | 0 | 0 | 0 | 0 | 0 | 0 | 0 | 0 | 0 | 0 | 0 | 0 | 0 | 0 | 0 | 0 | 0 | 0 | 0 | 0 | 0 | 0 | 0 | 0 | 0 | 0 | 0 | 0 | 0
F1_Residential_Multi-Family Moderate Income_New_Miscellaneous_Natural Gas_Miscellaneous_E7 | F1 | Residential | Multi-Family Moderate Income | New | Miscellaneous | Natural Gas | Miscellaneous | E7 | RVT - Cost of Equipment | 0 | 0 | 0 | 0 | 0 | 0 | 0 | 0 | 0 | 0 | 0 | 0 | 0 | 0 | 0 | 0 | 0 | 0 | 0 | 0 | 0 | 0 | 0 | 0 | 0 | 0 | 0 | 0 | 0 | 0 | 0 | 0 | 0 | 0 | 0 | 0 | 0 | 0 | 0 | 0 | 0 | 0
F1_Residential_Multi-Family Moderate Income_New_Miscellaneous_Natural Gas_Miscellaneous_E8 | F1 | Residential | Multi-Family Moderate Income | New | Miscellaneous | Natural Gas | Miscellaneous | E8 | RVT - Cost of Equipment | 0 | 0 | 0 | 0 | 0 | 0 | 0 | 0 | 0 | 0 | 0 | 0 | 0 | 0 | 0 | 0 | 0 | 0 | 0 | 0 | 0 | 0 | 0 | 0 | 0 | 0 | 0 | 0 | 0 | 0 | 0 | 0 | 0 | 0 | 0 | 0 | 0 | 0 | 0 | 0 | 0 | 0
F1_Residential_Multi-Family Moderate Income_New_Miscellaneous_Natural Gas_Miscellaneous_E9 | F1 | Residential | Multi-Family Moderate Income | New | Miscellaneous | Natural Gas | Miscellaneous | E9 | RVT - Cost of Equipment | 0 | 0 | 0 | 0 | 0 | 0 | 0 | 0 | 0 | 0 | 0 | 0 | 0 | 0 | 0 | 0 | 0 | 0 | 0 | 0 | 0 | 0 | 0 | 0 | 0 | 0 | 0 | 0 | 0 | 0 | 0 | 0 | 0 | 0 | 0 | 0 | 0 | 0 | 0 | 0 | 0 | 0
F1_Residential_Multi-Family Moderate Income_New_Miscellaneous_Natural Gas_Miscellaneous_E10 | F1 | Residential | Multi-Family Moderate Income | New | Miscellaneous | Natural Gas | Miscellaneous | E10 | RVT - Cost of Equipment | 0 | 0 | 0 | 0 | 0 | 0 | 0 | 0 | 0 | 0 | 0 | 0 | 0 | 0 | 0 | 0 | 0 | 0 | 0 | 0 | 0 | 0 | 0 | 0 | 0 | 0 | 0 | 0 | 0 | 0 | 0 | 0 | 0 | 0 | 0 | 0 | 0 | 0 | 0 | 0 | 0 | 0
F2_Residential_Multi-Family Moderate Income_New_Miscellaneous_Natural Gas_Miscellaneous_E1 | F2 | Residential | Multi-Family Moderate Income | New | Miscellaneous | Natural Gas | Miscellaneous | E1 | RVT - Cost of Operation | 0 | 0 | 0 | 0 | 0 | 0 | 0 | 0 | 0 | 0 | 0 | 0 | 0 | 0 | 0 | 0 | 0 | 0 | 0 | 0 | 0 | 0 | 0 | 0 | 0 | 0 | 0 | 0 | 0 | 0 | 0 | 0 | 0 | 0 | 0 | 0 | 0 | 0 | 0 | 0 | 0 | 0
F2_Residential_Multi-Family Moderate Income_New_Miscellaneous_Natural Gas_Miscellaneous_E2 | F2 | Residential | Multi-Family Moderate Income | New | Miscellaneous | Natural Gas | Miscellaneous | E2 | RVT - Cost of Operation | 0 | 0 | 0 | 0 | 0 | 0 | 0 | 0 | 0 | 0 | 0 | 0 | 0 | 0 | 0 | 0 | 0 | 0 | 0 | 0 | 0 | 0 | 0 | 0 | 0 | 0 | 0 | 0 | 0 | 0 | 0 | 0 | 0 | 0 | 0 | 0 | 0 | 0 | 0 | 0 | 0 | 0
F2_Residential_Multi-Family Moderate Income_New_Miscellaneous_Natural Gas_Miscellaneous_E3 | F2 | Residential | Multi-Family Moderate Income | New | Miscellaneous | Natural Gas | Miscellaneous | E3 | RVT - Cost of Operation | 0 | 0 | 0 | 0 | 0 | 0 | 0 | 0 | 0 | 0 | 0 | 0 | 0 | 0 | 0 | 0 | 0 | 0 | 0 | 0 | 0 | 0 | 0 | 0 | 0 | 0 | 0 | 0 | 0 | 0 | 0 | 0 | 0 | 0 | 0 | 0 | 0 | 0 | 0 | 0 | 0 | 0
F2_Residential_Multi-Family Moderate Income_New_Miscellaneous_Natural Gas_Miscellaneous_E4 | F2 | Residential | Multi-Family Moderate Income | New | Miscellaneous | Natural Gas | Miscellaneous | E4 | RVT - Cost of Operation | 0 | 0 | 0 | 0 | 0 | 0 | 0 | 0 | 0 | 0 | 0 | 0 | 0 | 0 | 0 | 0 | 0 | 0 | 0 | 0 | 0 | 0 | 0 | 0 | 0 | 0 | 0 | 0 | 0 | 0 | 0 | 0 | 0 | 0 | 0 | 0 | 0 | 0 | 0 | 0 | 0 | 0
F2_Residential_Multi-Family Moderate Income_New_Miscellaneous_Natural Gas_Miscellaneous_E5 | F2 | Residential | Multi-Family Moderate Income | New | Miscellaneous | Natural Gas | Miscellaneous | E5 | RVT - Cost of Operation | 0 | 0 | 0 | 0 | 0 | 0 | 0 | 0 | 0 | 0 | 0 | 0 | 0 | 0 | 0 | 0 | 0 | 0 | 0 | 0 | 0 | 0 | 0 | 0 | 0 | 0 | 0 | 0 | 0 | 0 | 0 | 0 | 0 | 0 | 0 | 0 | 0 | 0 | 0 | 0 | 0 | 0
F2_Residential_Multi-Family Moderate Income_New_Miscellaneous_Natural Gas_Miscellaneous_E6 | F2 | Residential | Multi-Family Moderate Income | New | Miscellaneous | Natural Gas | Miscellaneous | E6 | RVT - Cost of Operation | 0 | 0 | 0 | 0 | 0 | 0 | 0 | 0 | 0 | 0 | 0 | 0 | 0 | 0 | 0 | 0 | 0 | 0 | 0 | 0 | 0 | 0 | 0 | 0 | 0 | 0 | 0 | 0 | 0 | 0 | 0 | 0 | 0 | 0 | 0 | 0 | 0 | 0 | 0 | 0 | 0 | 0
F2_Residential_Multi-Family Moderate Income_New_Miscellaneous_Natural Gas_Miscellaneous_E7 | F2 | Residential | Multi-Family Moderate Income | New | Miscellaneous | Natural Gas | Miscellaneous | E7 | RVT - Cost of Operation | 0 | 0 | 0 | 0 | 0 | 0 | 0 | 0 | 0 | 0 | 0 | 0 | 0 | 0 | 0 | 0 | 0 | 0 | 0 | 0 | 0 | 0 | 0 | 0 | 0 | 0 | 0 | 0 | 0 | 0 | 0 | 0 | 0 | 0 | 0 | 0 | 0 | 0 | 0 | 0 | 0 | 0
F2_Residential_Multi-Family Moderate Income_New_Miscellaneous_Natural Gas_Miscellaneous_E8 | F2 | Residential | Multi-Family Moderate Income | New | Miscellaneous | Natural Gas | Miscellaneous | E8 | RVT - Cost of Operation | 0 | 0 | 0 | 0 | 0 | 0 | 0 | 0 | 0 | 0 | 0 | 0 | 0 | 0 | 0 | 0 | 0 | 0 | 0 | 0 | 0 | 0 | 0 | 0 | 0 | 0 | 0 | 0 | 0 | 0 | 0 | 0 | 0 | 0 | 0 | 0 | 0 | 0 | 0 | 0 | 0 | 0
F2_Residential_Multi-Family Moderate Income_New_Miscellaneous_Natural Gas_Miscellaneous_E9 | F2 | Residential | Multi-Family Moderate Income | New | Miscellaneous | Natural Gas | Miscellaneous | E9 | RVT - Cost of Operation | 0 | 0 | 0 | 0 | 0 | 0 | 0 | 0 | 0 | 0 | 0 | 0 | 0 | 0 | 0 | 0 | 0 | 0 | 0 | 0 | 0 | 0 | 0 | 0 | 0 | 0 | 0 | 0 | 0 | 0 | 0 | 0 | 0 | 0 | 0 | 0 | 0 | 0 | 0 | 0 | 0 | 0
F2_Residential_Multi-Family Moderate Income_New_Miscellaneous_Natural Gas_Miscellaneous_E10 | F2 | Residential | Multi-Family Moderate Income | New | Miscellaneous | Natural Gas | Miscellaneous | E10 | RVT - Cost of Operation | 0 | 0 | 0 | 0 | 0 | 0 | 0 | 0 | 0 | 0 | 0 | 0 | 0 | 0 | 0 | 0 | 0 | 0 | 0 | 0 | 0 | 0 | 0 | 0 | 0 | 0 | 0 | 0 | 0 | 0 | 0 | 0 | 0 | 0 | 0 | 0 | 0 | 0 | 0 | 0 | 0 | 0
F3_Residential_Multi-Family Moderate Income_New_Miscellaneous_Natural Gas_Miscellaneous_E1 | F3 | Residential | Multi-Family Moderate Income | New | Miscellaneous | Natural Gas | Miscellaneous | E1 | System - kBTUs of Consumption | 16.4611 | 16.4611 | 16.4611 | 16.4611 | 16.4611 | 16.4611 | 16.4611 | 16.4611 | 16.4611 | 16.4611 | 16.4611 | 16.4611 | 16.4611 | 16.4611 | 16.4611 | 16.4611 | 16.4611 | 16.4611 | 16.4611 | 16.4611 | 16.4611 | 16.4611 | 16.4611 | 16.4611 | 16.4611 | 16.4611 | 16.4611 | 16.4611 | 16.4611 | 16.4611 | 16.4611 | 16.4611 | 16.4611 | 0 | 0 | 0 | 0 | 0 | 0 | 0 | 0 | 0
F3_Residential_Multi-Family Moderate Income_New_Miscellaneous_Natural Gas_Miscellaneous_E2 | F3 | Residential | Multi-Family Moderate Income | New | Miscellaneous | Natural Gas | Miscellaneous | E2 | System - kBTUs of Consumption | 0 | 0 | 0 | 0 | 0 | 0 | 0 | 0 | 0 | 0 | 0 | 0 | 0 | 0 | 0 | 0 | 0 | 0 | 0 | 0 | 0 | 0 | 0 | 0 | 0 | 0 | 0 | 0 | 0 | 0 | 0 | 0 | 0 | 0 | 0 | 0 | 0 | 0 | 0 | 0 | 0 | 0
F3_Residential_Multi-Family Moderate Income_New_Miscellaneous_Natural Gas_Miscellaneous_E3 | F3 | Residential | Multi-Family Moderate Income | New | Miscellaneous | Natural Gas | Miscellaneous | E3 | System - kBTUs of Consumption | 0 | 0 | 0 | 0 | 0 | 0 | 0 | 0 | 0 | 0 | 0 | 0 | 0 | 0 | 0 | 0 | 0 | 0 | 0 | 0 | 0 | 0 | 0 | 0 | 0 | 0 | 0 | 0 | 0 | 0 | 0 | 0 | 0 | 0 | 0 | 0 | 0 | 0 | 0 | 0 | 0 | 0
F3_Residential_Multi-Family Moderate Income_New_Miscellaneous_Natural Gas_Miscellaneous_E4 | F3 | Residential | Multi-Family Moderate Income | New | Miscellaneous | Natural Gas | Miscellaneous | E4 | System - kBTUs of Consumption | 0 | 0 | 0 | 0 | 0 | 0 | 0 | 0 | 0 | 0 | 0 | 0 | 0 | 0 | 0 | 0 | 0 | 0 | 0 | 0 | 0 | 0 | 0 | 0 | 0 | 0 | 0 | 0 | 0 | 0 | 0 | 0 | 0 | 0 | 0 | 0 | 0 | 0 | 0 | 0 | 0 | 0
F3_Residential_Multi-Family Moderate Income_New_Miscellaneous_Natural Gas_Miscellaneous_E5 | F3 | Residential | Multi-Family Moderate Income | New | Miscellaneous | Natural Gas | Miscellaneous | E5 | System - kBTUs of Consumption | 0 | 0 | 0 | 0 | 0 | 0 | 0 | 0 | 0 | 0 | 0 | 0 | 0 | 0 | 0 | 0 | 0 | 0 | 0 | 0 | 0 | 0 | 0 | 0 | 0 | 0 | 0 | 0 | 0 | 0 | 0 | 0 | 0 | 0 | 0 | 0 | 0 | 0 | 0 | 0 | 0 | 0
F3_Residential_Multi-Family Moderate Income_New_Miscellaneous_Natural Gas_Miscellaneous_E6 | F3 | Residential | Multi-Family Moderate Income | New | Miscellaneous | Natural Gas | Miscellaneous | E6 | System - kBTUs of Consumption | 0 | 0 | 0 | 0 | 0 | 0 | 0 | 0 | 0 | 0 | 0 | 0 | 0 | 0 | 0 | 0 | 0 | 0 | 0 | 0 | 0 | 0 | 0 | 0 | 0 | 0 | 0 | 0 | 0 | 0 | 0 | 0 | 0 | 0 | 0 | 0 | 0 | 0 | 0 | 0 | 0 | 0
F3_Residential_Multi-Family Moderate Income_New_Miscellaneous_Natural Gas_Miscellaneous_E7 | F3 | Residential | Multi-Family Moderate Income | New | Miscellaneous | Natural Gas | Miscellaneous | E7 | System - kBTUs of Consumption | 0 | 0 | 0 | 0 | 0 | 0 | 0 | 0 | 0 | 0 | 0 | 0 | 0 | 0 | 0 | 0 | 0 | 0 | 0 | 0 | 0 | 0 | 0 | 0 | 0 | 0 | 0 | 0 | 0 | 0 | 0 | 0 | 0 | 0 | 0 | 0 | 0 | 0 | 0 | 0 | 0 | 0
F3_Residential_Multi-Family Moderate Income_New_Miscellaneous_Natural Gas_Miscellaneous_E8 | F3 | Residential | Multi-Family Moderate Income | New | Miscellaneous | Natural Gas | Miscellaneous | E8 | System - kBTUs of Consumption | 0 | 0 | 0 | 0 | 0 | 0 | 0 | 0 | 0 | 0 | 0 | 0 | 0 | 0 | 0 | 0 | 0 | 0 | 0 | 0 | 0 | 0 | 0 | 0 | 0 | 0 | 0 | 0 | 0 | 0 | 0 | 0 | 0 | 0 | 0 | 0 | 0 | 0 | 0 | 0 | 0 | 0
F3_Residential_Multi-Family Moderate Income_New_Miscellaneous_Natural Gas_Miscellaneous_E9 | F3 | Residential | Multi-Family Moderate Income | New | Miscellaneous | Natural Gas | Miscellaneous | E9 | System - kBTUs of Consumption | 0 | 0 | 0 | 0 | 0 | 0 | 0 | 0 | 0 | 0 | 0 | 0 | 0 | 0 | 0 | 0 | 0 | 0 | 0 | 0 | 0 | 0 | 0 | 0 | 0 | 0 | 0 | 0 | 0 | 0 | 0 | 0 | 0 | 0 | 0 | 0 | 0 | 0 | 0 | 0 | 0 | 0
F3_Residential_Multi-Family Moderate Income_New_Miscellaneous_Natural Gas_Miscellaneous_E10 | F3 | Residential | Multi-Family Moderate Income | New | Miscellaneous | Natural Gas | Miscellaneous | E10 | System - kBTUs of Consumption | 0 | 0 | 0 | 0 | 0 | 0 | 0 | 0 | 0 | 0 | 0 | 0 | 0 | 0 | 0 | 0 | 0 | 0 | 0 | 0 | 0 | 0 | 0 | 0 | 0 | 0 | 0 | 0 | 0 | 0 | 0 | 0 | 0 | 0 | 0 | 0 | 0 | 0 | 0 | 0 | 0 | 0
F4_Residential_Multi-Family Moderate Income_New_Miscellaneous_Natural Gas_Miscellaneous_E1 | F4 | Residential | Multi-Family Moderate Income | New | Miscellaneous | Natural Gas | Miscellaneous | E1 | Utility - Cost of Equipment | 0 | 0 | 0 | 0 | 0 | 0 | 0 | 0 | 0 | 0 | 0 | 0 | 0 | 0 | 0 | 0 | 0 | 0 | 0 | 0 | 0 | 0 | 0 | 0 | 0 | 0 | 0 | 0 | 0 | 0 | 0 | 0 | 0 | 0 | 0 | 0 | 0 | 0 | 0 | 0 | 0 | 0
F4_Residential_Multi-Family Moderate Income_New_Miscellaneous_Natural Gas_Miscellaneous_E2 | F4 | Residential | Multi-Family Moderate Income | New | Miscellaneous | Natural Gas | Miscellaneous | E2 | Utility - Cost of Equipment | 0 | 0 | 0 | 0 | 0 | 0 | 0 | 0 | 0 | 0 | 0 | 0 | 0 | 0 | 0 | 0 | 0 | 0 | 0 | 0 | 0 | 0 | 0 | 0 | 0 | 0 | 0 | 0 | 0 | 0 | 0 | 0 | 0 | 0 | 0 | 0 | 0 | 0 | 0 | 0 | 0 | 0
F4_Residential_Multi-Family Moderate Income_New_Miscellaneous_Natural Gas_Miscellaneous_E3 | F4 | Residential | Multi-Family Moderate Income | New | Miscellaneous | Natural Gas | Miscellaneous | E3 | Utility - Cost of Equipment | 0 | 0 | 0 | 0 | 0 | 0 | 0 | 0 | 0 | 0 | 0 | 0 | 0 | 0 | 0 | 0 | 0 | 0 | 0 | 0 | 0 | 0 | 0 | 0 | 0 | 0 | 0 | 0 | 0 | 0 | 0 | 0 | 0 | 0 | 0 | 0 | 0 | 0 | 0 | 0 | 0 | 0
F4_Residential_Multi-Family Moderate Income_New_Miscellaneous_Natural Gas_Miscellaneous_E4 | F4 | Residential | Multi-Family Moderate Income | New | Miscellaneous | Natural Gas | Miscellaneous | E4 | Utility - Cost of Equipment | 0 | 0 | 0 | 0 | 0 | 0 | 0 | 0 | 0 | 0 | 0 | 0 | 0 | 0 | 0 | 0 | 0 | 0 | 0 | 0 | 0 | 0 | 0 | 0 | 0 | 0 | 0 | 0 | 0 | 0 | 0 | 0 | 0 | 0 | 0 | 0 | 0 | 0 | 0 | 0 | 0 | 0
F4_Residential_Multi-Family Moderate Income_New_Miscellaneous_Natural Gas_Miscellaneous_E5 | F4 | Residential | Multi-Family Moderate Income | New | Miscellaneous | Natural Gas | Miscellaneous | E5 | Utility - Cost of Equipment | 0 | 0 | 0 | 0 | 0 | 0 | 0 | 0 | 0 | 0 | 0 | 0 | 0 | 0 | 0 | 0 | 0 | 0 | 0 | 0 | 0 | 0 | 0 | 0 | 0 | 0 | 0 | 0 | 0 | 0 | 0 | 0 | 0 | 0 | 0 | 0 | 0 | 0 | 0 | 0 | 0 | 0
F4_Residential_Multi-Family Moderate Income_New_Miscellaneous_Natural Gas_Miscellaneous_E6 | F4 | Residential | Multi-Family Moderate Income | New | Miscellaneous | Natural Gas | Miscellaneous | E6 | Utility - Cost of Equipment | 0 | 0 | 0 | 0 | 0 | 0 | 0 | 0 | 0 | 0 | 0 | 0 | 0 | 0 | 0 | 0 | 0 | 0 | 0 | 0 | 0 | 0 | 0 | 0 | 0 | 0 | 0 | 0 | 0 | 0 | 0 | 0 | 0 | 0 | 0 | 0 | 0 | 0 | 0 | 0 | 0 | 0
F4_Residential_Multi-Family Moderate Income_New_Miscellaneous_Natural Gas_Miscellaneous_E7 | F4 | Residential | Multi-Family Moderate Income | New | Miscellaneous | Natural Gas | Miscellaneous | E7 | Utility - Cost of Equipment | 0 | 0 | 0 | 0 | 0 | 0 | 0 | 0 | 0 | 0 | 0 | 0 | 0 | 0 | 0 | 0 | 0 | 0 | 0 | 0 | 0 | 0 | 0 | 0 | 0 | 0 | 0 | 0 | 0 | 0 | 0 | 0 | 0 | 0 | 0 | 0 | 0 | 0 | 0 | 0 | 0 | 0
F4_Residential_Multi-Family Moderate Income_New_Miscellaneous_Natural Gas_Miscellaneous_E8 | F4 | Residential | Multi-Family Moderate Income | New | Miscellaneous | Natural Gas | Miscellaneous | E8 | Utility - Cost of Equipment | 0 | 0 | 0 | 0 | 0 | 0 | 0 | 0 | 0 | 0 | 0 | 0 | 0 | 0 | 0 | 0 | 0 | 0 | 0 | 0 | 0 | 0 | 0 | 0 | 0 | 0 | 0 | 0 | 0 | 0 | 0 | 0 | 0 | 0 | 0 | 0 | 0 | 0 | 0 | 0 | 0 | 0
F4_Residential_Multi-Family Moderate Income_New_Miscellaneous_Natural Gas_Miscellaneous_E9 | F4 | Residential | Multi-Family Moderate Income | New | Miscellaneous | Natural Gas | Miscellaneous | E9 | Utility - Cost of Equipment | 0 | 0 | 0 | 0 | 0 | 0 | 0 | 0 | 0 | 0 | 0 | 0 | 0 | 0 | 0 | 0 | 0 | 0 | 0 | 0 | 0 | 0 | 0 | 0 | 0 | 0 | 0 | 0 | 0 | 0 | 0 | 0 | 0 | 0 | 0 | 0 | 0 | 0 | 0 | 0 | 0 | 0
F4_Residential_Multi-Family Moderate Income_New_Miscellaneous_Natural Gas_Miscellaneous_E10 | F4 | Residential | Multi-Family Moderate Income | New | Miscellaneous | Natural Gas | Miscellaneous | E10 | Utility - Cost of Equipment | 0 | 0 | 0 | 0 | 0 | 0 | 0 | 0 | 0 | 0 | 0 | 0 | 0 | 0 | 0 | 0 | 0 | 0 | 0 | 0 | 0 | 0 | 0 | 0 | 0 | 0 | 0 | 0 | 0 | 0 | 0 | 0 | 0 | 0 | 0 | 0 | 0 | 0 | 0 | 0 | 0 | 0
F5_Residential_Multi-Family Moderate Income_New_Miscellaneous_Natural Gas_Miscellaneous_E1 | F5 | Residential | Multi-Family Moderate Income | New | Miscellaneous | Natural Gas | Miscellaneous | E1 | Utility - Cost of Operation | 16.4611 | 16.4611 | 16.4611 | 16.4611 | 16.4611 | 16.4611 | 16.4611 | 16.4611 | 16.4611 | 16.4611 | 16.4611 | 16.4611 | 16.4611 | 16.4611 | 16.4611 | 16.4611 | 16.4611 | 16.4611 | 16.4611 | 16.4611 | 16.4611 | 16.4611 | 16.4611 | 16.4611 | 16.4611 | 16.4611 | 16.4611 | 16.4611 | 16.4611 | 16.4611 | 16.4611 | 16.4611 | 16.4611 | 0 | 0 | 0 | 0 | 0 | 0 | 0 | 0 | 0
F5_Residential_Multi-Family Moderate Income_New_Miscellaneous_Natural Gas_Miscellaneous_E2 | F5 | Residential | Multi-Family Moderate Income | New | Miscellaneous | Natural Gas | Miscellaneous | E2 | Utility - Cost of Operation | 0 | 0 | 0 | 0 | 0 | 0 | 0 | 0 | 0 | 0 | 0 | 0 | 0 | 0 | 0 | 0 | 0 | 0 | 0 | 0 | 0 | 0 | 0 | 0 | 0 | 0 | 0 | 0 | 0 | 0 | 0 | 0 | 0 | 0 | 0 | 0 | 0 | 0 | 0 | 0 | 0 | 0
F5_Residential_Multi-Family Moderate Income_New_Miscellaneous_Natural Gas_Miscellaneous_E3 | F5 | Residential | Multi-Family Moderate Income | New | Miscellaneous | Natural Gas | Miscellaneous | E3 | Utility - Cost of Operation | 0 | 0 | 0 | 0 | 0 | 0 | 0 | 0 | 0 | 0 | 0 | 0 | 0 | 0 | 0 | 0 | 0 | 0 | 0 | 0 | 0 | 0 | 0 | 0 | 0 | 0 | 0 | 0 | 0 | 0 | 0 | 0 | 0 | 0 | 0 | 0 | 0 | 0 | 0 | 0 | 0 | 0
F5_Residential_Multi-Family Moderate Income_New_Miscellaneous_Natural Gas_Miscellaneous_E4 | F5 | Residential | Multi-Family Moderate Income | New | Miscellaneous | Natural Gas | Miscellaneous | E4 | Utility - Cost of Operation | 0 | 0 | 0 | 0 | 0 | 0 | 0 | 0 | 0 | 0 | 0 | 0 | 0 | 0 | 0 | 0 | 0 | 0 | 0 | 0 | 0 | 0 | 0 | 0 | 0 | 0 | 0 | 0 | 0 | 0 | 0 | 0 | 0 | 0 | 0 | 0 | 0 | 0 | 0 | 0 | 0 | 0
F5_Residential_Multi-Family Moderate Income_New_Miscellaneous_Natural Gas_Miscellaneous_E5 | F5 | Residential | Multi-Family Moderate Income | New | Miscellaneous | Natural Gas | Miscellaneous | E5 | Utility - Cost of Operation | 0 | 0 | 0 | 0 | 0 | 0 | 0 | 0 | 0 | 0 | 0 | 0 | 0 | 0 | 0 | 0 | 0 | 0 | 0 | 0 | 0 | 0 | 0 | 0 | 0 | 0 | 0 | 0 | 0 | 0 | 0 | 0 | 0 | 0 | 0 | 0 | 0 | 0 | 0 | 0 | 0 | 0
F5_Residential_Multi-Family Moderate Income_New_Miscellaneous_Natural Gas_Miscellaneous_E6 | F5 | Residential | Multi-Family Moderate Income | New | Miscellaneous | Natural Gas | Miscellaneous | E6 | Utility - Cost of Operation | 0 | 0 | 0 | 0 | 0 | 0 | 0 | 0 | 0 | 0 | 0 | 0 | 0 | 0 | 0 | 0 | 0 | 0 | 0 | 0 | 0 | 0 | 0 | 0 | 0 | 0 | 0 | 0 | 0 | 0 | 0 | 0 | 0 | 0 | 0 | 0 | 0 | 0 | 0 | 0 | 0 | 0
F5_Residential_Multi-Family Moderate Income_New_Miscellaneous_Natural Gas_Miscellaneous_E7 | F5 | Residential | Multi-Family Moderate Income | New | Miscellaneous | Natural Gas | Miscellaneous | E7 | Utility - Cost of Operation | 0 | 0 | 0 | 0 | 0 | 0 | 0 | 0 | 0 | 0 | 0 | 0 | 0 | 0 | 0 | 0 | 0 | 0 | 0 | 0 | 0 | 0 | 0 | 0 | 0 | 0 | 0 | 0 | 0 | 0 | 0 | 0 | 0 | 0 | 0 | 0 | 0 | 0 | 0 | 0 | 0 | 0
F5_Residential_Multi-Family Moderate Income_New_Miscellaneous_Natural Gas_Miscellaneous_E8 | F5 | Residential | Multi-Family Moderate Income | New | Miscellaneous | Natural Gas | Miscellaneous | E8 | Utility - Cost of Operation | 0 | 0 | 0 | 0 | 0 | 0 | 0 | 0 | 0 | 0 | 0 | 0 | 0 | 0 | 0 | 0 | 0 | 0 | 0 | 0 | 0 | 0 | 0 | 0 | 0 | 0 | 0 | 0 | 0 | 0 | 0 | 0 | 0 | 0 | 0 | 0 | 0 | 0 | 0 | 0 | 0 | 0
F5_Residential_Multi-Family Moderate Income_New_Miscellaneous_Natural Gas_Miscellaneous_E9 | F5 | Residential | Multi-Family Moderate Income | New | Miscellaneous | Natural Gas | Miscellaneous | E9 | Utility - Cost of Operation | 0 | 0 | 0 | 0 | 0 | 0 | 0 | 0 | 0 | 0 | 0 | 0 | 0 | 0 | 0 | 0 | 0 | 0 | 0 | 0 | 0 | 0 | 0 | 0 | 0 | 0 | 0 | 0 | 0 | 0 | 0 | 0 | 0 | 0 | 0 | 0 | 0 | 0 | 0 | 0 | 0 | 0
F5_Residential_Multi-Family Moderate Income_New_Miscellaneous_Natural Gas_Miscellaneous_E10 | F5 | Residential | Multi-Family Moderate Income | New | Miscellaneous | Natural Gas | Miscellaneous | E10 | Utility - Cost of Operation | 0 | 0 | 0 | 0 | 0 | 0 | 0 | 0 | 0 | 0 | 0 | 0 | 0 | 0 | 0 | 0 | 0 | 0 | 0 | 0 | 0 | 0 | 0 | 0 | 0 | 0 | 0 | 0 | 0 | 0 | 0 | 0 | 0 | 0 | 0 | 0 | 0 | 0 | 0 | 0 | 0 | 0
F6_Residential_Multi-Family Moderate Income_New_Miscellaneous_Natural Gas_Miscellaneous_E1 | F6 | Residential | Multi-Family Moderate Income | New | Miscellaneous | Natural Gas | Miscellaneous | E1 | Utility - Value of Sales | 5.9083 | 5.9689 | 6.052 | 6.1199 | 6.1199 | 6.1199 | 6.1199 | 6.1199 | 6.1199 | 6.1199 | 6.1199 | 6.1199 | 6.1199 | 6.1199 | 6.1199 | 6.1199 | 6.1199 | 6.1199 | 6.1199 | 6.1199 | 6.1199 | 6.1199 | 6.1199 | 6.1199 | 6.1199 | 6.1199 | 6.1199 | 6.1199 | 6.1199 | 6.1199 | 6.1199 | 6.1199 | 6.1199 | 0 | 0 | 0 | 0 | 0 | 0 | 0 | 0 | 0
F6_Residential_Multi-Family Moderate Income_New_Miscellaneous_Natural Gas_Miscellaneous_E2 | F6 | Residential | Multi-Family Moderate Income | New | Miscellaneous | Natural Gas | Miscellaneous | E2 | Utility - Value of Sales | 0 | 0 | 0 | 0 | 0 | 0 | 0 | 0 | 0 | 0 | 0 | 0 | 0 | 0 | 0 | 0 | 0 | 0 | 0 | 0 | 0 | 0 | 0 | 0 | 0 | 0 | 0 | 0 | 0 | 0 | 0 | 0 | 0 | 0 | 0 | 0 | 0 | 0 | 0 | 0 | 0 | 0
F6_Residential_Multi-Family Moderate Income_New_Miscellaneous_Natural Gas_Miscellaneous_E3 | F6 | Residential | Multi-Family Moderate Income | New | Miscellaneous | Natural Gas | Miscellaneous | E3 | Utility - Value of Sales | 0 | 0 | 0 | 0 | 0 | 0 | 0 | 0 | 0 | 0 | 0 | 0 | 0 | 0 | 0 | 0 | 0 | 0 | 0 | 0 | 0 | 0 | 0 | 0 | 0 | 0 | 0 | 0 | 0 | 0 | 0 | 0 | 0 | 0 | 0 | 0 | 0 | 0 | 0 | 0 | 0 | 0
F6_Residential_Multi-Family Moderate Income_New_Miscellaneous_Natural Gas_Miscellaneous_E4 | F6 | Residential | Multi-Family Moderate Income | New | Miscellaneous | Natural Gas | Miscellaneous | E4 | Utility - Value of Sales | 0 | 0 | 0 | 0 | 0 | 0 | 0 | 0 | 0 | 0 | 0 | 0 | 0 | 0 | 0 | 0 | 0 | 0 | 0 | 0 | 0 | 0 | 0 | 0 | 0 | 0 | 0 | 0 | 0 | 0 | 0 | 0 | 0 | 0 | 0 | 0 | 0 | 0 | 0 | 0 | 0 | 0
F6_Residential_Multi-Family Moderate Income_New_Miscellaneous_Natural Gas_Miscellaneous_E5 | F6 | Residential | Multi-Family Moderate Income | New | Miscellaneous | Natural Gas | Miscellaneous | E5 | Utility - Value of Sales | 0 | 0 | 0 | 0 | 0 | 0 | 0 | 0 | 0 | 0 | 0 | 0 | 0 | 0 | 0 | 0 | 0 | 0 | 0 | 0 | 0 | 0 | 0 | 0 | 0 | 0 | 0 | 0 | 0 | 0 | 0 | 0 | 0 | 0 | 0 | 0 | 0 | 0 | 0 | 0 | 0 | 0
F6_Residential_Multi-Family Moderate Income_New_Miscellaneous_Natural Gas_Miscellaneous_E6 | F6 | Residential | Multi-Family Moderate Income | New | Miscellaneous | Natural Gas | Miscellaneous | E6 | Utility - Value of Sales | 0 | 0 | 0 | 0 | 0 | 0 | 0 | 0 | 0 | 0 | 0 | 0 | 0 | 0 | 0 | 0 | 0 | 0 | 0 | 0 | 0 | 0 | 0 | 0 | 0 | 0 | 0 | 0 | 0 | 0 | 0 | 0 | 0 | 0 | 0 | 0 | 0 | 0 | 0 | 0 | 0 | 0
F6_Residential_Multi-Family Moderate Income_New_Miscellaneous_Natural Gas_Miscellaneous_E7 | F6 | Residential | Multi-Family Moderate Income | New | Miscellaneous | Natural Gas | Miscellaneous | E7 | Utility - Value of Sales | 0 | 0 | 0 | 0 | 0 | 0 | 0 | 0 | 0 | 0 | 0 | 0 | 0 | 0 | 0 | 0 | 0 | 0 | 0 | 0 | 0 | 0 | 0 | 0 | 0 | 0 | 0 | 0 | 0 | 0 | 0 | 0 | 0 | 0 | 0 | 0 | 0 | 0 | 0 | 0 | 0 | 0
F6_Residential_Multi-Family Moderate Income_New_Miscellaneous_Natural Gas_Miscellaneous_E8 | F6 | Residential | Multi-Family Moderate Income | New | Miscellaneous | Natural Gas | Miscellaneous | E8 | Utility - Value of Sales | 0 | 0 | 0 | 0 | 0 | 0 | 0 | 0 | 0 | 0 | 0 | 0 | 0 | 0 | 0 | 0 | 0 | 0 | 0 | 0 | 0 | 0 | 0 | 0 | 0 | 0 | 0 | 0 | 0 | 0 | 0 | 0 | 0 | 0 | 0 | 0 | 0 | 0 | 0 | 0 | 0 | 0
F6_Residential_Multi-Family Moderate Income_New_Miscellaneous_Natural Gas_Miscellaneous_E9 | F6 | Residential | Multi-Family Moderate Income | New | Miscellaneous | Natural Gas | Miscellaneous | E9 | Utility - Value of Sales | 0 | 0 | 0 | 0 | 0 | 0 | 0 | 0 | 0 | 0 | 0 | 0 | 0 | 0 | 0 | 0 | 0 | 0 | 0 | 0 | 0 | 0 | 0 | 0 | 0 | 0 | 0 | 0 | 0 | 0 | 0 | 0 | 0 | 0 | 0 | 0 | 0 | 0 | 0 | 0 | 0 | 0
F6_Residential_Multi-Family Moderate Income_New_Miscellaneous_Natural Gas_Miscellaneous_E10 | F6 | Residential | Multi-Family Moderate Income | New | Miscellaneous | Natural Gas | Miscellaneous | E10 | Utility - Value of Sales | 0 | 0 | 0 | 0 | 0 | 0 | 0 | 0 | 0 | 0 | 0 | 0 | 0 | 0 | 0 | 0 | 0 | 0 | 0 | 0 | 0 | 0 | 0 | 0 | 0 | 0 | 0 | 0 | 0 | 0 | 0 | 0 | 0 | 0 | 0 | 0 | 0 | 0 | 0 | 0 | 0 | 0
F1_Residential_Multi-Family Low Income_Existing_Space Heating_Natural Gas_Furnace_E1 | F1 | Residential | Multi-Family Low Income | Existing | Space Heating | Natural Gas | Furnace | E1 | RVT - Cost of Equipment | 443.2416 | 443.6173 | 444.902 | 445.8188 | 444.341 | 443.9892 | 444.5538 | 444.7485 | 445.144 | 445.2901 | 445.2176 | 444.8787 | 444.4656 | 443.9114 | 443.0598 | 442.0147 | 440.7499 | 439.3535 | 437.8549 | 436.3994 | 434.7835 | 433.1215 | 431.2785 | 429.426 | 427.3595 | 425.1652 | 422.8479 | 420.4582 | 417.8301 | 415.1163 | 412.1716 | 409.1563 | 405.8127 | 0 | 0 | 0 | 0 | 0 | 0 | 0 | 0 | 0
F1_Residential_Multi-Family Low Income_Existing_Space Heating_Natural Gas_Furnace_E2 | F1 | Residential | Multi-Family Low Income | Existing | Space Heating | Natural Gas | Furnace | E2 | RVT - Cost of Equipment | 375.4675 | 375.7858 | 376.874 | 377.6506 | 376.3988 | 376.1008 | 376.5791 | 376.744 | 377.079 | 377.2028 | 377.1413 | 376.8542 | 376.5043 | 376.0349 | 375.3135 | 374.4282 | 373.3568 | 372.1739 | 370.9045 | 369.6715 | 368.3027 | 366.8949 | 365.3336 | 363.7644 | 362.0138 | 360.1551 | 358.1921 | 356.1678 | 353.9416 | 351.6427 | 349.1483 | 346.594 | 343.7617 | 0 | 0 | 0 | 0 | 0 | 0 | 0 | 0 | 0
F1_Residential_Multi-Family Low Income_Existing_Space Heating_Natural Gas_Furnace_E3 | F1 | Residential | Multi-Family Low Income | Existing | Space Heating | Natural Gas | Furnace | E3 | RVT - Cost of Equipment | 362.8529 | 363.1605 | 364.2122 | 364.9628 | 363.753 | 363.465 | 363.9272 | 364.0866 | 364.4104 | 364.53 | 364.4706 | 364.1931 | 363.855 | 363.4013 | 362.7042 | 361.8486 | 360.8131 | 359.6701 | 358.4432 | 357.2517 | 355.9289 | 354.5683 | 353.0596 | 351.543 | 349.8513 | 348.055 | 346.158 | 344.2017 | 342.0502 | 339.8286 | 337.418 | 334.9496 | 332.2124 | 0 | 0 | 0 | 0 | 0 | 0 | 0 | 0 | 0
F1_Residential_Multi-Family Low Income_Existing_Space Heating_Natural Gas_Furnace_E4 | F1 | Residential | Multi-Family Low Income | Existing | Space Heating | Natural Gas | Furnace | E4 | RVT - Cost of Equipment | 295.8658 | 296.1099 | 297.135 | 297.8196 | 296.4091 | 295.9463 | 296.366 | 296.564 | 297.0508 | 297.4406 | 297.7819 | 298.0338 | 298.3858 | 298.7822 | 299.1084 | 299.233 | 299.129 | 298.8655 | 298.3125 | 297.5695 | 296.4462 | 295.0055 | 293.4078 | 291.8019 | 290.0105 | 288.1084 | 286.0995 | 284.028 | 281.7497 | 279.3972 | 276.8445 | 274.2306 | 271.3335 | 0 | 0 | 0 | 0 | 0 | 0 | 0 | 0 | 0
F1_Residential_Multi-Family Low Income_Existing_Space Heating_Natural Gas_Furnace_E5 | F1 | Residential | Multi-Family Low Income | Existing | Space Heating | Natural Gas | Furnace | E5 | RVT - Cost of Equipment | 236.6049 | 236.7945 | 237.5274 | 238.0305 | 237.0802 | 236.8017 | 237.1475 | 237.3433 | 237.7424 | 238.0763 | 238.3806 | 238.5163 | 238.5962 | 238.5813 | 238.3763 | 238.0402 | 237.5552 | 236.974 | 236.2085 | 235.3283 | 234.351 | 233.3459 | 232.2313 | 231.1109 | 229.8611 | 228.5341 | 227.1327 | 225.6874 | 224.098 | 222.4567 | 220.6759 | 218.8523 | 216.8311 | 0 | 0 | 0 | 0 | 0 | 0 | 0 | 0 | 0
F1_Residential_Multi-Family Low Income_Existing_Space Heating_Natural Gas_Furnace_E6 | F1 | Residential | Multi-Family Low Income | Existing | Space Heating | Natural Gas | Furnace | E6 | RVT - Cost of Equipment | 199.2462 | 199.4059 | 200.0231 | 200.4467 | 199.6465 | 199.412 | 199.7032 | 199.868 | 200.2041 | 200.4853 | 200.7415 | 200.8558 | 200.9231 | 200.9106 | 200.7379 | 200.4549 | 200.0465 | 199.5571 | 198.9124 | 198.1712 | 197.3482 | 196.5018 | 195.5632 | 194.6197 | 193.5673 | 192.4498 | 191.2696 | 190.0526 | 188.7141 | 187.332 | 185.8323 | 184.2967 | 182.5946 | 0 | 0 | 0 | 0 | 0 | 0 | 0 | 0 | 0
F1_Residential_Multi-Family Low Income_Existing_Space Heating_Natural Gas_Furnace_E7 | F1 | Residential | Multi-Family Low Income | Existing | Space Heating | Natural Gas | Furnace | E7 | RVT - Cost of Equipment | 0 | 0 | 0 | 0 | 0 | 0 | 0 | 0 | 0 | 0 | 0 | 0 | 0 | 0 | 0 | 0 | 0 | 0 | 0 | 0 | 0 | 0 | 0 | 0 | 0 | 0 | 0 | 0 | 0 | 0 | 0 | 0 | 0 | 0 | 0 | 0 | 0 | 0 | 0 | 0 | 0 | 0
F1_Residential_Multi-Family Low Income_Existing_Space Heating_Natural Gas_Furnace_E8 | F1 | Residential | Multi-Family Low Income | Existing | Space Heating | Natural Gas | Furnace | E8 | RVT - Cost of Equipment | 0 | 0 | 0 | 0 | 0 | 0 | 0 | 0 | 0 | 0 | 0 | 0 | 0 | 0 | 0 | 0 | 0 | 0 | 0 | 0 | 0 | 0 | 0 | 0 | 0 | 0 | 0 | 0 | 0 | 0 | 0 | 0 | 0 | 0 | 0 | 0 | 0 | 0 | 0 | 0 | 0 | 0
F1_Residential_Multi-Family Low Income_Existing_Space Heating_Natural Gas_Furnace_E9 | F1 | Residential | Multi-Family Low Income | Existing | Space Heating | Natural Gas | Furnace | E9 | RVT - Cost of Equipment | 0 | 0 | 0 | 0 | 0 | 0 | 0 | 0 | 0 | 0 | 0 | 0 | 0 | 0 | 0 | 0 | 0 | 0 | 0 | 0 | 0 | 0 | 0 | 0 | 0 | 0 | 0 | 0 | 0 | 0 | 0 | 0 | 0 | 0 | 0 | 0 | 0 | 0 | 0 | 0 | 0 | 0
F1_Residential_Multi-Family Low Income_Existing_Space Heating_Natural Gas_Furnace_E10 | F1 | Residential | Multi-Family Low Income | Existing | Space Heating | Natural Gas | Furnace | E10 | RVT - Cost of Equipment | 0 | 0 | 0 | 0 | 0 | 0 | 0 | 0 | 0 | 0 | 0 | 0 | 0 | 0 | 0 | 0 | 0 | 0 | 0 | 0 | 0 | 0 | 0 | 0 | 0 | 0 | 0 | 0 | 0 | 0 | 0 | 0 | 0 | 0 | 0 | 0 | 0 | 0 | 0 | 0 | 0 | 0
F2_Residential_Multi-Family Low Income_Existing_Space Heating_Natural Gas_Furnace_E1 | F2 | Residential | Multi-Family Low Income | Existing | Space Heating | Natural Gas | Furnace | E1 | RVT - Cost of Operation | 442.5269 | 442.902 | 444.1846 | 445.1 | 443.6246 | 443.2733 | 443.837 | 444.0314 | 444.4263 | 444.5721 | 444.4997 | 444.1613 | 443.7489 | 443.1956 | 442.3454 | 441.302 | 440.0392 | 438.6451 | 437.1489 | 435.6958 | 434.0825 | 432.4232 | 430.5831 | 428.7336 | 426.6704 | 424.4797 | 422.1661 | 419.7803 | 417.1564 | 414.447 | 411.507 | 408.4966 | 404.2445 | 0 | 0 | 0 | 0 | 0 | 0 | 0 | 0 | 0
F2_Residential_Multi-Family Low Income_Existing_Space Heating_Natural Gas_Furnace_E2 | F2 | Residential | Multi-Family Low Income | Existing | Space Heating | Natural Gas | Furnace | E2 | RVT - Cost of Operation | 374.8621 | 375.1798 | 376.2663 | 377.0417 | 375.7919 | 375.4943 | 375.9719 | 376.1365 | 376.471 | 376.5946 | 376.5332 | 376.2466 | 375.8973 | 375.4285 | 374.7084 | 373.8245 | 372.7548 | 371.5738 | 370.3064 | 369.0755 | 367.7089 | 366.3033 | 364.7445 | 363.1778 | 361.4301 | 359.5744 | 357.6146 | 355.5935 | 353.3709 | 351.0757 | 348.5853 | 346.0352 | 342.4333 | 0 | 0 | 0 | 0 | 0 | 0 | 0 | 0 | 0
F2_Residential_Multi-Family Low Income_Existing_Space Heating_Natural Gas_Furnace_E3 | F2 | Residential | Multi-Family Low Income | Existing | Space Heating | Natural Gas | Furnace | E3 | RVT - Cost of Operation | 362.2679 | 362.575 | 363.625 | 364.3743 | 363.1665 | 362.8789 | 363.3404 | 363.4995 | 363.8228 | 363.9422 | 363.8829 | 363.6059 | 363.2683 | 362.8153 | 362.1194 | 361.2652 | 360.2314 | 359.0901 | 357.8653 | 356.6757 | 355.355 | 353.9966 | 352.4903 | 350.9762 | 349.2872 | 347.4938 | 345.5999 | 343.6467 | 341.4987 | 339.2807 | 336.8739 | 334.4095 | 330.9286 | 0 | 0 | 0 | 0 | 0 | 0 | 0 | 0 | 0
F2_Residential_Multi-Family Low Income_Existing_Space Heating_Natural Gas_Furnace_E4 | F2 | Residential | Multi-Family Low Income | Existing | Space Heating | Natural Gas | Furnace | E4 | RVT - Cost of Operation | 295.3888 | 295.6325 | 296.6559 | 297.3394 | 295.9312 | 295.4691 | 295.8882 | 296.0858 | 296.5719 | 296.961 | 297.3017 | 297.5532 | 297.9047 | 298.3004 | 298.6261 | 298.7505 | 298.6466 | 298.3836 | 297.8315 | 297.0897 | 295.9682 | 294.5298 | 292.9347 | 291.3314 | 289.5429 | 287.6438 | 285.6382 | 283.57 | 281.2954 | 278.9467 | 276.3981 | 273.7885 | 270.896 | 0 | 0 | 0 | 0 | 0 | 0 | 0 | 0 | 0
F2_Residential_Multi-Family Low Income_Existing_Space Heating_Natural Gas_Furnace_E5 | F2 | Residential | Multi-Family Low Income | Existing | Space Heating | Natural Gas | Furnace | E5 | RVT - Cost of Operation | 236.2234 | 236.4127 | 237.1444 | 237.6467 | 236.6979 | 236.4199 | 236.7651 | 236.9606 | 237.3591 | 237.6924 | 237.9962 | 238.1317 | 238.2115 | 238.1966 | 237.9919 | 237.6564 | 237.1721 | 236.5919 | 235.8277 | 234.9489 | 233.9732 | 232.9697 | 231.8568 | 230.7383 | 229.4905 | 228.1656 | 226.7664 | 225.3235 | 223.7367 | 222.0981 | 220.3201 | 218.4994 | 216.4815 | 0 | 0 | 0 | 0 | 0 | 0 | 0 | 0 | 0
F2_Residential_Multi-Family Low Income_Existing_Space Heating_Natural Gas_Furnace_E6 | F2 | Residential | Multi-Family Low Income | Existing | Space Heating | Natural Gas | Furnace | E6 | RVT - Cost of Operation | 198.925 | 199.0844 | 199.7006 | 200.1235 | 199.3246 | 199.0904 | 199.3812 | 199.5457 | 199.8813 | 200.162 | 200.4178 | 200.532 | 200.5992 | 200.5866 | 200.4142 | 200.1317 | 199.7239 | 199.2353 | 198.5917 | 197.8517 | 197.03 | 196.185 | 195.2478 | 194.3059 | 193.2552 | 192.1395 | 190.9612 | 189.7461 | 188.4098 | 187.0299 | 185.5327 | 183.9995 | 182.3002 | 0 | 0 | 0 | 0 | 0 | 0 | 0 | 0 | 0
F2_Residential_Multi-Family Low Income_Existing_Space Heating_Natural Gas_Furnace_E7 | F2 | Residential | Multi-Family Low Income | Existing | Space Heating | Natural Gas | Furnace | E7 | RVT - Cost of Operation | 0 | 0 | 0 | 0 | 0 | 0 | 0 | 0 | 0 | 0 | 0 | 0 | 0 | 0 | 0 | 0 | 0 | 0 | 0 | 0 | 0 | 0 | 0 | 0 | 0 | 0 | 0 | 0 | 0 | 0 | 0 | 0 | 0 | 0 | 0 | 0 | 0 | 0 | 0 | 0 | 0 | 0
F2_Residential_Multi-Family Low Income_Existing_Space Heating_Natural Gas_Furnace_E8 | F2 | Residential | Multi-Family Low Income | Existing | Space Heating | Natural Gas | Furnace | E8 | RVT - Cost of Operation | 0 | 0 | 0 | 0 | 0 | 0 | 0 | 0 | 0 | 0 | 0 | 0 | 0 | 0 | 0 | 0 | 0 | 0 | 0 | 0 | 0 | 0 | 0 | 0 | 0 | 0 | 0 | 0 | 0 | 0 | 0 | 0 | 0 | 0 | 0 | 0 | 0 | 0 | 0 | 0 | 0 | 0
F2_Residential_Multi-Family Low Income_Existing_Space Heating_Natural Gas_Furnace_E9 | F2 | Residential | Multi-Family Low Income | Existing | Space Heating | Natural Gas | Furnace | E9 | RVT - Cost of Operation | 0 | 0 | 0 | 0 | 0 | 0 | 0 | 0 | 0 | 0 | 0 | 0 | 0 | 0 | 0 | 0 | 0 | 0 | 0 | 0 | 0 | 0 | 0 | 0 | 0 | 0 | 0 | 0 | 0 | 0 | 0 | 0 | 0 | 0 | 0 | 0 | 0 | 0 | 0 | 0 | 0 | 0
F2_Residential_Multi-Family Low Income_Existing_Space Heating_Natural Gas_Furnace_E10 | F2 | Residential | Multi-Family Low Income | Existing | Space Heating | Natural Gas | Furnace | E10 | RVT - Cost of Operation | 0 | 0 | 0 | 0 | 0 | 0 | 0 | 0 | 0 | 0 | 0 | 0 | 0 | 0 | 0 | 0 | 0 | 0 | 0 | 0 | 0 | 0 | 0 | 0 | 0 | 0 | 0 | 0 | 0 | 0 | 0 | 0 | 0 | 0 | 0 | 0 | 0 | 0 | 0 | 0 | 0 | 0
F3_Residential_Multi-Family Low Income_Existing_Space Heating_Natural Gas_Furnace_E1 | F3 | Residential | Multi-Family Low Income | Existing | Space Heating | Natural Gas | Furnace | E1 | System - kBTUs of Consumption | 279.9505 | 279.9505 | 279.9505 | 279.9505 | 279.9505 | 279.9505 | 279.9505 | 279.9505 | 279.9505 | 279.9505 | 279.9505 | 279.9505 | 279.9505 | 279.9505 | 279.9505 | 279.9505 | 279.9505 | 279.9505 | 279.9505 | 279.9505 | 279.9505 | 279.9505 | 279.9505 | 279.9505 | 279.9505 | 279.9505 | 279.9505 | 279.9505 | 279.9505 | 279.9505 | 279.9505 | 279.9505 | 279.9505 | 0 | 0 | 0 | 0 | 0 | 0 | 0 | 0 | 0
F3_Residential_Multi-Family Low Income_Existing_Space Heating_Natural Gas_Furnace_E2 | F3 | Residential | Multi-Family Low Income | Existing | Space Heating | Natural Gas | Furnace | E2 | System - kBTUs of Consumption | 338.3398 | 338.3398 | 338.3398 | 338.3398 | 338.3398 | 338.3398 | 338.3398 | 338.3398 | 338.3398 | 338.3398 | 338.3398 | 338.3398 | 338.3398 | 338.3398 | 338.3398 | 338.3398 | 338.3398 | 338.3398 | 338.3398 | 338.3398 | 338.3398 | 338.3398 | 338.3398 | 338.3398 | 338.3398 | 338.3398 | 338.3398 | 338.3398 | 338.3398 | 338.3398 | 338.3398 | 338.3398 | 338.3398 | 0 | 0 | 0 | 0 | 0 | 0 | 0 | 0 | 0
F3_Residential_Multi-Family Low Income_Existing_Space Heating_Natural Gas_Furnace_E3 | F3 | Residential | Multi-Family Low Income | Existing | Space Heating | Natural Gas | Furnace | E3 | System - kBTUs of Consumption | 353.523 | 353.523 | 353.523 | 353.523 | 353.523 | 353.523 | 353.523 | 353.523 | 353.523 | 353.523 | 353.523 | 353.523 | 353.523 | 353.523 | 353.523 | 353.523 | 353.523 | 353.523 | 353.523 | 353.523 | 353.523 | 353.523 | 353.523 | 353.523 | 353.523 | 353.523 | 353.523 | 353.523 | 353.523 | 353.523 | 353.523 | 353.523 | 353.523 | 0 | 0 | 0 | 0 | 0 | 0 | 0 | 0 | 0
F3_Residential_Multi-Family Low Income_Existing_Space Heating_Natural Gas_Furnace_E4 | F3 | Residential | Multi-Family Low Income | Existing | Space Heating | Natural Gas | Furnace | E4 | System - kBTUs of Consumption | 1317.6459 | 1317.6459 | 1317.6459 | 1317.6459 | 1317.6459 | 1317.6459 | 1317.6459 | 1317.6459 | 1317.6459 | 1317.6459 | 1317.6459 | 1317.6459 | 1317.6459 | 1317.6459 | 1317.6459 | 1317.6459 | 1317.6459 | 1317.6459 | 1317.6459 | 1317.6459 | 1317.6459 | 1317.6459 | 1317.6459 | 1317.6459 | 1317.6459 | 1317.6459 | 1317.6459 | 1317.6459 | 1317.6459 | 1317.6459 | 1317.6459 | 1317.6459 | 1317.6459 | 0 | 0 | 0 | 0 | 0 | 0 | 0 | 0 | 0
F3_Residential_Multi-Family Low Income_Existing_Space Heating_Natural Gas_Furnace_E5 | F3 | Residential | Multi-Family Low Income | Existing | Space Heating | Natural Gas | Furnace | E5 | System - kBTUs of Consumption | 628.795 | 628.795 | 628.795 | 628.795 | 628.795 | 628.795 | 628.795 | 628.795 | 628.795 | 628.795 | 628.795 | 628.795 | 628.795 | 628.795 | 628.795 | 628.795 | 628.795 | 628.795 | 628.795 | 628.795 | 628.795 | 628.795 | 628.795 | 628.795 | 628.795 | 628.795 | 628.795 | 628.795 | 628.795 | 628.795 | 628.795 | 628.795 | 628.795 | 0 | 0 | 0 | 0 | 0 | 0 | 0 | 0 | 0
F3_Residential_Multi-Family Low Income_Existing_Space Heating_Natural Gas_Furnace_E6 | F3 | Residential | Multi-Family Low Income | Existing | Space Heating | Natural Gas | Furnace | E6 | System - kBTUs of Consumption | 666.0585 | 666.0585 | 666.0585 | 666.0585 | 666.0585 | 666.0585 | 666.0585 | 666.0585 | 666.0585 | 666.0585 | 666.0585 | 666.0585 | 666.0585 | 666.0585 | 666.0585 | 666.0585 | 666.0585 | 666.0585 | 666.0585 | 666.0585 | 666.0585 | 666.0585 | 666.0585 | 666.0585 | 666.0585 | 666.0585 | 666.0585 | 666.0585 | 666.0585 | 666.0585 | 666.0585 | 666.0585 | 666.0585 | 0 | 0 | 0 | 0 | 0 | 0 | 0 | 0 | 0
F3_Residential_Multi-Family Low Income_Existing_Space Heating_Natural Gas_Furnace_E7 | F3 | Residential | Multi-Family Low Income | Existing | Space Heating | Natural Gas | Furnace | E7 | System - kBTUs of Consumption | 0 | 0 | 0 | 0 | 0 | 0 | 0 | 0 | 0 | 0 | 0 | 0 | 0 | 0 | 0 | 0 | 0 | 0 | 0 | 0 | 0 | 0 | 0 | 0 | 0 | 0 | 0 | 0 | 0 | 0 | 0 | 0 | 0 | 0 | 0 | 0 | 0 | 0 | 0 | 0 | 0 | 0
F3_Residential_Multi-Family Low Income_Existing_Space Heating_Natural Gas_Furnace_E8 | F3 | Residential | Multi-Family Low Income | Existing | Space Heating | Natural Gas | Furnace | E8 | System - kBTUs of Consumption | 0 | 0 | 0 | 0 | 0 | 0 | 0 | 0 | 0 | 0 | 0 | 0 | 0 | 0 | 0 | 0 | 0 | 0 | 0 | 0 | 0 | 0 | 0 | 0 | 0 | 0 | 0 | 0 | 0 | 0 | 0 | 0 | 0 | 0 | 0 | 0 | 0 | 0 | 0 | 0 | 0 | 0
F3_Residential_Multi-Family Low Income_Existing_Space Heating_Natural Gas_Furnace_E9 | F3 | Residential | Multi-Family Low Income | Existing | Space Heating | Natural Gas | Furnace | E9 | System - kBTUs of Consumption | 0 | 0 | 0 | 0 | 0 | 0 | 0 | 0 | 0 | 0 | 0 | 0 | 0 | 0 | 0 | 0 | 0 | 0 | 0 | 0 | 0 | 0 | 0 | 0 | 0 | 0 | 0 | 0 | 0 | 0 | 0 | 0 | 0 | 0 | 0 | 0 | 0 | 0 | 0 | 0 | 0 | 0
F3_Residential_Multi-Family Low Income_Existing_Space Heating_Natural Gas_Furnace_E10 | F3 | Residential | Multi-Family Low Income | Existing | Space Heating | Natural Gas | Furnace | E10 | System - kBTUs of Consumption | 0 | 0 | 0 | 0 | 0 | 0 | 0 | 0 | 0 | 0 | 0 | 0 | 0 | 0 | 0 | 0 | 0 | 0 | 0 | 0 | 0 | 0 | 0 | 0 | 0 | 0 | 0 | 0 | 0 | 0 | 0 | 0 | 0 | 0 | 0 | 0 | 0 | 0 | 0 | 0 | 0 | 0
F4_Residential_Multi-Family Low Income_Existing_Space Heating_Natural Gas_Furnace_E1 | F4 | Residential | Multi-Family Low Income | Existing | Space Heating | Natural Gas | Furnace | E1 | Utility - Cost of Equipment | 442.5269 | 442.902 | 444.1846 | 445.1 | 443.6246 | 443.2733 | 443.837 | 444.0314 | 444.4263 | 444.5721 | 444.4997 | 444.1613 | 443.7489 | 443.1956 | 442.3454 | 441.302 | 440.0392 | 438.6451 | 437.1489 | 435.6958 | 434.0825 | 432.4232 | 430.5831 | 428.7336 | 426.6704 | 424.4797 | 422.1661 | 419.7803 | 417.1564 | 414.447 | 411.507 | 408.4966 | 404.2445 | 0 | 0 | 0 | 0 | 0 | 0 | 0 | 0 | 0
F4_Residential_Multi-Family Low Income_Existing_Space Heating_Natural Gas_Furnace_E2 | F4 | Residential | Multi-Family Low Income | Existing | Space Heating | Natural Gas | Furnace | E2 | Utility - Cost of Equipment | 374.8621 | 375.1798 | 376.2663 | 377.0417 | 375.7919 | 375.4943 | 375.9719 | 376.1365 | 376.471 | 376.5946 | 376.5332 | 376.2466 | 375.8973 | 375.4285 | 374.7084 | 373.8245 | 372.7548 | 371.5738 | 370.3064 | 369.0755 | 367.7089 | 366.3033 | 364.7445 | 363.1778 | 361.4301 | 359.5744 | 357.6146 | 355.5935 | 353.3709 | 351.0757 | 348.5853 | 346.0352 | 342.4333 | 0 | 0 | 0 | 0 | 0 | 0 | 0 | 0 | 0
F4_Residential_Multi-Family Low Income_Existing_Space Heating_Natural Gas_Furnace_E3 | F4 | Residential | Multi-Family Low Income | Existing | Space Heating | Natural Gas | Furnace | E3 | Utility - Cost of Equipment | 362.2679 | 362.575 | 363.625 | 364.3743 | 363.1665 | 362.8789 | 363.3404 | 363.4995 | 363.8228 | 363.9422 | 363.8829 | 363.6059 | 363.2683 | 362.8153 | 362.1194 | 361.2652 | 360.2314 | 359.0901 | 357.8653 | 356.6757 | 355.355 | 353.9966 | 352.4903 | 350.9762 | 349.2872 | 347.4938 | 345.5999 | 343.6467 | 341.4987 | 339.2807 | 336.8739 | 334.4095 | 330.9286 | 0 | 0 | 0 | 0 | 0 | 0 | 0 | 0 | 0
F4_Residential_Multi-Family Low Income_Existing_Space Heating_Natural Gas_Furnace_E4 | F4 | Residential | Multi-Family Low Income | Existing | Space Heating | Natural Gas | Furnace | E4 | Utility - Cost of Equipment | 295.3888 | 295.6325 | 296.6559 | 297.3394 | 295.9312 | 295.4691 | 295.8882 | 296.0858 | 296.5719 | 296.961 | 297.3017 | 297.5532 | 297.9047 | 298.3004 | 298.6261 | 298.7505 | 298.6466 | 298.3836 | 297.8315 | 297.0897 | 295.9682 | 294.5298 | 292.9347 | 291.3314 | 289.5429 | 287.6438 | 285.6382 | 283.57 | 281.2954 | 278.9467 | 276.3981 | 273.7885 | 270.896 | 0 | 0 | 0 | 0 | 0 | 0 | 0 | 0 | 0
F4_Residential_Multi-Family Low Income_Existing_Space Heating_Natural Gas_Furnace_E5 | F4 | Residential | Multi-Family Low Income | Existing | Space Heating | Natural Gas | Furnace | E5 | Utility - Cost of Equipment | 236.2234 | 236.4127 | 237.1444 | 237.6467 | 236.6979 | 236.4199 | 236.7651 | 236.9606 | 237.3591 | 237.6924 | 237.9962 | 238.1317 | 238.2115 | 238.1966 | 237.9919 | 237.6564 | 237.1721 | 236.5919 | 235.8277 | 234.9489 | 233.9732 | 232.9697 | 231.8568 | 230.7383 | 229.4905 | 228.1656 | 226.7664 | 225.3235 | 223.7367 | 222.0981 | 220.3201 | 218.4994 | 216.4815 | 0 | 0 | 0 | 0 | 0 | 0 | 0 | 0 | 0
F4_Residential_Multi-Family Low Income_Existing_Space Heating_Natural Gas_Furnace_E6 | F4 | Residential | Multi-Family Low Income | Existing | Space Heating | Natural Gas | Furnace | E6 | Utility - Cost of Equipment | 198.925 | 199.0844 | 199.7006 | 200.1235 | 199.3246 | 199.0904 | 199.3812 | 199.5457 | 199.8813 | 200.162 | 200.4178 | 200.532 | 200.5992 | 200.5866 | 200.4142 | 200.1317 | 199.7239 | 199.2353 | 198.5917 | 197.8517 | 197.03 | 196.185 | 195.2478 | 194.3059 | 193.2552 | 192.1395 | 190.9612 | 189.7461 | 188.4098 | 187.0299 | 185.5327 | 183.9995 | 182.3002 | 0 | 0 | 0 | 0 | 0 | 0 | 0 | 0 | 0
F4_Residential_Multi-Family Low Income_Existing_Space Heating_Natural Gas_Furnace_E7 | F4 | Residential | Multi-Family Low Income | Existing | Space Heating | Natural Gas | Furnace | E7 | Utility - Cost of Equipment | 0 | 0 | 0 | 0 | 0 | 0 | 0 | 0 | 0 | 0 | 0 | 0 | 0 | 0 | 0 | 0 | 0 | 0 | 0 | 0 | 0 | 0 | 0 | 0 | 0 | 0 | 0 | 0 | 0 | 0 | 0 | 0 | 0 | 0 | 0 | 0 | 0 | 0 | 0 | 0 | 0 | 0
F4_Residential_Multi-Family Low Income_Existing_Space Heating_Natural Gas_Furnace_E8 | F4 | Residential | Multi-Family Low Income | Existing | Space Heating | Natural Gas | Furnace | E8 | Utility - Cost of Equipment | 0 | 0 | 0 | 0 | 0 | 0 | 0 | 0 | 0 | 0 | 0 | 0 | 0 | 0 | 0 | 0 | 0 | 0 | 0 | 0 | 0 | 0 | 0 | 0 | 0 | 0 | 0 | 0 | 0 | 0 | 0 | 0 | 0 | 0 | 0 | 0 | 0 | 0 | 0 | 0 | 0 | 0
F4_Residential_Multi-Family Low Income_Existing_Space Heating_Natural Gas_Furnace_E9 | F4 | Residential | Multi-Family Low Income | Existing | Space Heating | Natural Gas | Furnace | E9 | Utility - Cost of Equipment | 0 | 0 | 0 | 0 | 0 | 0 | 0 | 0 | 0 | 0 | 0 | 0 | 0 | 0 | 0 | 0 | 0 | 0 | 0 | 0 | 0 | 0 | 0 | 0 | 0 | 0 | 0 | 0 | 0 | 0 | 0 | 0 | 0 | 0 | 0 | 0 | 0 | 0 | 0 | 0 | 0 | 0
F4_Residential_Multi-Family Low Income_Existing_Space Heating_Natural Gas_Furnace_E10 | F4 | Residential | Multi-Family Low Income | Existing | Space Heating | Natural Gas | Furnace | E10 | Utility - Cost of Equipment | 0 | 0 | 0 | 0 | 0 | 0 | 0 | 0 | 0 | 0 | 0 | 0 | 0 | 0 | 0 | 0 | 0 | 0 | 0 | 0 | 0 | 0 | 0 | 0 | 0 | 0 | 0 | 0 | 0 | 0 | 0 | 0 | 0 | 0 | 0 | 0 | 0 | 0 | 0 | 0 | 0 | 0
F5_Residential_Multi-Family Low Income_Existing_Space Heating_Natural Gas_Furnace_E1 | F5 | Residential | Multi-Family Low Income | Existing | Space Heating | Natural Gas | Furnace | E1 | Utility - Cost of Operation | 279.9505 | 279.9505 | 279.9505 | 279.9505 | 279.9505 | 279.9505 | 279.9505 | 279.9505 | 279.9505 | 279.9505 | 279.9505 | 279.9505 | 279.9505 | 279.9505 | 279.9505 | 279.9505 | 279.9505 | 279.9505 | 279.9505 | 279.9505 | 279.9505 | 279.9505 | 279.9505 | 279.9505 | 279.9505 | 279.9505 | 279.9505 | 279.9505 | 279.9505 | 279.9505 | 279.9505 | 279.9505 | 279.9505 | 0 | 0 | 0 | 0 | 0 | 0 | 0 | 0 | 0
F5_Residential_Multi-Family Low Income_Existing_Space Heating_Natural Gas_Furnace_E2 | F5 | Residential | Multi-Family Low Income | Existing | Space Heating | Natural Gas | Furnace | E2 | Utility - Cost of Operation | 338.3398 | 338.3398 | 338.3398 | 338.3398 | 338.3398 | 338.3398 | 338.3398 | 338.3398 | 338.3398 | 338.3398 | 338.3398 | 338.3398 | 338.3398 | 338.3398 | 338.3398 | 338.3398 | 338.3398 | 338.3398 | 338.3398 | 338.3398 | 338.3398 | 338.3398 | 338.3398 | 338.3398 | 338.3398 | 338.3398 | 338.3398 | 338.3398 | 338.3398 | 338.3398 | 338.3398 | 338.3398 | 338.3398 | 0 | 0 | 0 | 0 | 0 | 0 | 0 | 0 | 0
F5_Residential_Multi-Family Low Income_Existing_Space Heating_Natural Gas_Furnace_E3 | F5 | Residential | Multi-Family Low Income | Existing | Space Heating | Natural Gas | Furnace | E3 | Utility - Cost of Operation | 353.523 | 353.523 | 353.523 | 353.523 | 353.523 | 353.523 | 353.523 | 353.523 | 353.523 | 353.523 | 353.523 | 353.523 | 353.523 | 353.523 | 353.523 | 353.523 | 353.523 | 353.523 | 353.523 | 353.523 | 353.523 | 353.523 | 353.523 | 353.523 | 353.523 | 353.523 | 353.523 | 353.523 | 353.523 | 353.523 | 353.523 | 353.523 | 353.523 | 0 | 0 | 0 | 0 | 0 | 0 | 0 | 0 | 0
F5_Residential_Multi-Family Low Income_Existing_Space Heating_Natural Gas_Furnace_E4 | F5 | Residential | Multi-Family Low Income | Existing | Space Heating | Natural Gas | Furnace | E4 | Utility - Cost of Operation | 1317.6459 | 1317.6459 | 1317.6459 | 1317.6459 | 1317.6459 | 1317.6459 | 1317.6459 | 1317.6459 | 1317.6459 | 1317.6459 | 1317.6459 | 1317.6459 | 1317.6459 | 1317.6459 | 1317.6459 | 1317.6459 | 1317.6459 | 1317.6459 | 1317.6459 | 1317.6459 | 1317.6459 | 1317.6459 | 1317.6459 | 1317.6459 | 1317.6459 | 1317.6459 | 1317.6459 | 1317.6459 | 1317.6459 | 1317.6459 | 1317.6459 | 1317.6459 | 1317.6459 | 0 | 0 | 0 | 0 | 0 | 0 | 0 | 0 | 0
F5_Residential_Multi-Family Low Income_Existing_Space Heating_Natural Gas_Furnace_E5 | F5 | Residential | Multi-Family Low Income | Existing | Space Heating | Natural Gas | Furnace | E5 | Utility - Cost of Operation | 628.795 | 628.795 | 628.795 | 628.795 | 628.795 | 628.795 | 628.795 | 628.795 | 628.795 | 628.795 | 628.795 | 628.795 | 628.795 | 628.795 | 628.795 | 628.795 | 628.795 | 628.795 | 628.795 | 628.795 | 628.795 | 628.795 | 628.795 | 628.795 | 628.795 | 628.795 | 628.795 | 628.795 | 628.795 | 628.795 | 628.795 | 628.795 | 628.795 | 0 | 0 | 0 | 0 | 0 | 0 | 0 | 0 | 0
F5_Residential_Multi-Family Low Income_Existing_Space Heating_Natural Gas_Furnace_E6 | F5 | Residential | Multi-Family Low Income | Existing | Space Heating | Natural Gas | Furnace | E6 | Utility - Cost of Operation | 666.0585 | 666.0585 | 666.0585 | 666.0585 | 666.0585 | 666.0585 | 666.0585 | 666.0585 | 666.0585 | 666.0585 | 666.0585 | 666.0585 | 666.0585 | 666.0585 | 666.0585 | 666.0585 | 666.0585 | 666.0585 | 666.0585 | 666.0585 | 666.0585 | 666.0585 | 666.0585 | 666.0585 | 666.0585 | 666.0585 | 666.0585 | 666.0585 | 666.0585 | 666.0585 | 666.0585 | 666.0585 | 666.0585 | 0 | 0 | 0 | 0 | 0 | 0 | 0 | 0 | 0
F5_Residential_Multi-Family Low Income_Existing_Space Heating_Natural Gas_Furnace_E7 | F5 | Residential | Multi-Family Low Income | Existing | Space Heating | Natural Gas | Furnace | E7 | Utility - Cost of Operation | 0 | 0 | 0 | 0 | 0 | 0 | 0 | 0 | 0 | 0 | 0 | 0 | 0 | 0 | 0 | 0 | 0 | 0 | 0 | 0 | 0 | 0 | 0 | 0 | 0 | 0 | 0 | 0 | 0 | 0 | 0 | 0 | 0 | 0 | 0 | 0 | 0 | 0 | 0 | 0 | 0 | 0
F5_Residential_Multi-Family Low Income_Existing_Space Heating_Natural Gas_Furnace_E8 | F5 | Residential | Multi-Family Low Income | Existing | Space Heating | Natural Gas | Furnace | E8 | Utility - Cost of Operation | 0 | 0 | 0 | 0 | 0 | 0 | 0 | 0 | 0 | 0 | 0 | 0 | 0 | 0 | 0 | 0 | 0 | 0 | 0 | 0 | 0 | 0 | 0 | 0 | 0 | 0 | 0 | 0 | 0 | 0 | 0 | 0 | 0 | 0 | 0 | 0 | 0 | 0 | 0 | 0 | 0 | 0
F5_Residential_Multi-Family Low Income_Existing_Space Heating_Natural Gas_Furnace_E9 | F5 | Residential | Multi-Family Low Income | Existing | Space Heating | Natural Gas | Furnace | E9 | Utility - Cost of Operation | 0 | 0 | 0 | 0 | 0 | 0 | 0 | 0 | 0 | 0 | 0 | 0 | 0 | 0 | 0 | 0 | 0 | 0 | 0 | 0 | 0 | 0 | 0 | 0 | 0 | 0 | 0 | 0 | 0 | 0 | 0 | 0 | 0 | 0 | 0 | 0 | 0 | 0 | 0 | 0 | 0 | 0
F5_Residential_Multi-Family Low Income_Existing_Space Heating_Natural Gas_Furnace_E10 | F5 | Residential | Multi-Family Low Income | Existing | Space Heating | Natural Gas | Furnace | E10 | Utility - Cost of Operation | 0 | 0 | 0 | 0 | 0 | 0 | 0 | 0 | 0 | 0 | 0 | 0 | 0 | 0 | 0 | 0 | 0 | 0 | 0 | 0 | 0 | 0 | 0 | 0 | 0 | 0 | 0 | 0 | 0 | 0 | 0 | 0 | 0 | 0 | 0 | 0 | 0 | 0 | 0 | 0 | 0 | 0
F6_Residential_Multi-Family Low Income_Existing_Space Heating_Natural Gas_Furnace_E1 | F6 | Residential | Multi-Family Low Income | Existing | Space Heating | Natural Gas | Furnace | E1 | Utility - Value of Sales | 220.3702 | 219.9958 | 219.8656 | 219.5273 | 218.2832 | 217.0392 | 215.8001 | 214.5706 | 213.3557 | 212.1601 | 210.9885 | 209.846 | 208.7373 | 207.6671 | 206.6404 | 205.6619 | 204.7364 | 203.8688 | 203.059 | 202.3071 | 201.6131 | 200.977 | 200.3986 | 199.8781 | 199.4154 | 199.0106 | 198.6635 | 198.3743 | 198.1429 | 197.9694 | 197.8537 | 197.7958 | 197.7958 | 0 | 0 | 0 | 0 | 0 | 0 | 0 | 0 | 0
F6_Residential_Multi-Family Low Income_Existing_Space Heating_Natural Gas_Furnace_E2 | F6 | Residential | Multi-Family Low Income | Existing | Space Heating | Natural Gas | Furnace | E2 | Utility - Value of Sales | 186.6744 | 186.3572 | 186.247 | 185.9603 | 184.9065 | 183.8527 | 182.803 | 181.7616 | 180.7324 | 179.7196 | 178.7272 | 177.7594 | 176.8202 | 175.9137 | 175.0439 | 174.215 | 173.4311 | 172.6961 | 172.0101 | 171.3732 | 170.7853 | 170.2465 | 169.7565 | 169.3156 | 168.9237 | 168.5808 | 168.2867 | 168.0418 | 167.8458 | 167.6988 | 167.6007 | 167.5517 | 167.5517 | 0 | 0 | 0 | 0 | 0 | 0 | 0 | 0 | 0
F6_Residential_Multi-Family Low Income_Existing_Space Heating_Natural Gas_Furnace_E3 | F6 | Residential | Multi-Family Low Income | Existing | Space Heating | Natural Gas | Furnace | E3 | Utility - Value of Sales | 180.4027 | 180.0962 | 179.9896 | 179.7126 | 178.6942 | 177.6759 | 176.6614 | 175.655 | 174.6604 | 173.6816 | 172.7226 | 171.7872 | 170.8796 | 170.0035 | 169.163 | 168.3619 | 167.6043 | 166.8941 | 166.2311 | 165.6156 | 165.0475 | 164.5267 | 164.0532 | 163.6271 | 163.2484 | 162.917 | 162.6328 | 162.3961 | 162.2067 | 162.0646 | 161.9699 | 161.9225 | 161.9225 | 0 | 0 | 0 | 0 | 0 | 0 | 0 | 0 | 0
F6_Residential_Multi-Family Low Income_Existing_Space Heating_Natural Gas_Furnace_E4 | F6 | Residential | Multi-Family Low Income | Existing | Space Heating | Natural Gas | Furnace | E4 | Utility - Value of Sales | 148.8938 | 148.8953 | 149.1302 | 149.1661 | 148.3366 | 147.5072 | 146.6777 | 145.8482 | 145.0189 | 144.1896 | 143.3602 | 142.531 | 141.7018 | 140.8727 | 140.0435 | 139.2224 | 138.417 | 137.6353 | 136.8852 | 136.1747 | 135.5115 | 134.9037 | 134.3509 | 133.8536 | 133.4115 | 133.0247 | 132.693 | 132.4167 | 132.1956 | 132.0298 | 131.9191 | 131.8639 | 131.8639 | 0 | 0 | 0 | 0 | 0 | 0 | 0 | 0 | 0
F6_Residential_Multi-Family Low Income_Existing_Space Heating_Natural Gas_Furnace_E5 | F6 | Residential | Multi-Family Low Income | Existing | Space Heating | Natural Gas | Furnace | E5 | Utility - Value of Sales | 118.4533 | 118.3437 | 118.3898 | 118.3032 | 117.6397 | 116.9761 | 116.3126 | 115.6491 | 114.9857 | 114.3223 | 113.6589 | 112.9997 | 112.3486 | 111.7099 | 111.0875 | 110.4857 | 109.9084 | 109.3598 | 108.8439 | 108.365 | 107.9229 | 107.5176 | 107.1491 | 106.8176 | 106.5228 | 106.265 | 106.0438 | 105.8596 | 105.7122 | 105.6017 | 105.5279 | 105.4911 | 105.4911 | 0 | 0 | 0 | 0 | 0 | 0 | 0 | 0 | 0
F6_Residential_Multi-Family Low Income_Existing_Space Heating_Natural Gas_Furnace_E6 | F6 | Residential | Multi-Family Low Income | Existing | Space Heating | Natural Gas | Furnace | E6 | Utility - Value of Sales | 99.7502 | 99.6579 | 99.6967 | 99.6238 | 99.065 | 98.5062 | 97.9475 | 97.3888 | 96.8301 | 96.2714 | 95.7128 | 95.1576 | 94.6094 | 94.0715 | 93.5474 | 93.0406 | 92.5545 | 92.0925 | 91.6581 | 91.2547 | 90.8824 | 90.5412 | 90.2309 | 89.9516 | 89.7034 | 89.4863 | 89.3001 | 89.1449 | 89.0208 | 88.9277 | 88.8656 | 88.8346 | 88.8346 | 0 | 0 | 0 | 0 | 0 | 0 | 0 | 0 | 0
F6_Residential_Multi-Family Low Income_Existing_Space Heating_Natural Gas_Furnace_E7 | F6 | Residential | Multi-Family Low Income | Existing | Space Heating | Natural Gas | Furnace | E7 | Utility - Value of Sales | 0 | 0 | 0 | 0 | 0 | 0 | 0 | 0 | 0 | 0 | 0 | 0 | 0 | 0 | 0 | 0 | 0 | 0 | 0 | 0 | 0 | 0 | 0 | 0 | 0 | 0 | 0 | 0 | 0 | 0 | 0 | 0 | 0 | 0 | 0 | 0 | 0 | 0 | 0 | 0 | 0 | 0
F6_Residential_Multi-Family Low Income_Existing_Space Heating_Natural Gas_Furnace_E8 | F6 | Residential | Multi-Family Low Income | Existing | Space Heating | Natural Gas | Furnace | E8 | Utility - Value of Sales | 0 | 0 | 0 | 0 | 0 | 0 | 0 | 0 | 0 | 0 | 0 | 0 | 0 | 0 | 0 | 0 | 0 | 0 | 0 | 0 | 0 | 0 | 0 | 0 | 0 | 0 | 0 | 0 | 0 | 0 | 0 | 0 | 0 | 0 | 0 | 0 | 0 | 0 | 0 | 0 | 0 | 0
F6_Residential_Multi-Family Low Income_Existing_Space Heating_Natural Gas_Furnace_E9 | F6 | Residential | Multi-Family Low Income | Existing | Space Heating | Natural Gas | Furnace | E9 | Utility - Value of Sales | 0 | 0 | 0 | 0 | 0 | 0 | 0 | 0 | 0 | 0 | 0 | 0 | 0 | 0 | 0 | 0 | 0 | 0 | 0 | 0 | 0 | 0 | 0 | 0 | 0 | 0 | 0 | 0 | 0 | 0 | 0 | 0 | 0 | 0 | 0 | 0 | 0 | 0 | 0 | 0 | 0 | 0
F6_Residential_Multi-Family Low Income_Existing_Space Heating_Natural Gas_Furnace_E10 | F6 | Residential | Multi-Family Low Income | Existing | Space Heating | Natural Gas | Furnace | E10 | Utility - Value of Sales | 0 | 0 | 0 | 0 | 0 | 0 | 0 | 0 | 0 | 0 | 0 | 0 | 0 | 0 | 0 | 0 | 0 | 0 | 0 | 0 | 0 | 0 | 0 | 0 | 0 | 0 | 0 | 0 | 0 | 0 | 0 | 0 | 0 | 0 | 0 | 0 | 0 | 0 | 0 | 0 | 0 | 0
F1_Residential_Multi-Family Low Income_Existing_Space Heating_Natural Gas_Boiler_E1 | F1 | Residential | Multi-Family Low Income | Existing | Space Heating | Natural Gas | Boiler | E1 | RVT - Cost of Equipment | 373.1771 | 373.5238 | 0 | 0 | 0 | 0 | 0 | 0 | 0 | 0 | 0 | 0 | 0 | 0 | 0 | 0 | 0 | 0 | 0 | 0 | 0 | 0 | 0 | 0 | 0 | 0 | 0 | 0 | 0 | 0 | 0 | 0 | 0 | 0 | 0 | 0 | 0 | 0 | 0 | 0 | 0 | 0
F1_Residential_Multi-Family Low Income_Existing_Space Heating_Natural Gas_Boiler_E2 | F1 | Residential | Multi-Family Low Income | Existing | Space Heating | Natural Gas | Boiler | E2 | RVT - Cost of Equipment | 364.7905 | 365.1294 | 366.1527 | 366.8214 | 365.6243 | 365.1622 | 365.3575 | 365.2567 | 365.2806 | 365.0935 | 364.7192 | 364.1177 | 363.431 | 362.6055 | 361.647 | 360.6443 | 359.5839 | 358.5473 | 357.4347 | 356.3541 | 355.1544 | 353.9205 | 352.5522 | 351.1768 | 349.6426 | 348.0136 | 346.2931 | 344.519 | 342.5678 | 340.5519 | 338.3635 | 336.1214 | 333.6353 | 0 | 0 | 0 | 0 | 0 | 0 | 0 | 0 | 0
F1_Residential_Multi-Family Low Income_Existing_Space Heating_Natural Gas_Boiler_E3 | F1 | Residential | Multi-Family Low Income | Existing | Space Heating | Natural Gas | Boiler | E3 | RVT - Cost of Equipment | 360.0815 | 360.4161 | 361.4262 | 362.0863 | 360.9047 | 360.4485 | 360.6413 | 360.5418 | 360.5653 | 360.3807 | 360.0112 | 359.4175 | 358.7396 | 357.9248 | 356.9787 | 355.9889 | 354.9422 | 353.919 | 352.8207 | 351.7541 | 350.5699 | 349.3519 | 348.0012 | 346.6436 | 345.1292 | 343.5212 | 341.823 | 340.0717 | 338.1457 | 336.1559 | 333.9957 | 331.7825 | 329.3286 | 0 | 0 | 0 | 0 | 0 | 0 | 0 | 0 | 0
F1_Residential_Multi-Family Low Income_Existing_Space Heating_Natural Gas_Boiler_E4 | F1 | Residential | Multi-Family Low Income | Existing | Space Heating | Natural Gas | Boiler | E4 | RVT - Cost of Equipment | 337.9855 | 338.2996 | 339.2477 | 339.8673 | 338.7581 | 338.33 | 338.5109 | 338.4175 | 338.4396 | 338.2663 | 337.9195 | 337.3622 | 336.726 | 335.9611 | 335.0731 | 334.1441 | 333.1616 | 332.2011 | 331.1702 | 330.1691 | 329.0575 | 327.9143 | 326.6465 | 325.3722 | 323.9508 | 322.4414 | 320.8474 | 319.2036 | 317.3958 | 315.528 | 313.5004 | 311.4231 | 309.1197 | 0 | 0 | 0 | 0 | 0 | 0 | 0 | 0 | 0
F1_Residential_Multi-Family Low Income_Existing_Space Heating_Natural Gas_Boiler_E5 | F1 | Residential | Multi-Family Low Income | Existing | Space Heating | Natural Gas | Boiler | E5 | RVT - Cost of Equipment | 314.662 | 314.9543 | 315.837 | 316.4139 | 315.3812 | 314.9827 | 315.1511 | 315.0641 | 315.0847 | 314.9234 | 314.6005 | 314.0817 | 313.4893 | 312.7772 | 311.9505 | 311.0856 | 310.1709 | 309.2767 | 308.317 | 307.3849 | 306.3501 | 305.2857 | 304.1054 | 302.9191 | 301.5957 | 300.1905 | 298.7065 | 297.1761 | 295.4931 | 293.7542 | 291.8665 | 289.9325 | 287.7881 | 0 | 0 | 0 | 0 | 0 | 0 | 0 | 0 | 0
F1_Residential_Multi-Family Low Income_Existing_Space Heating_Natural Gas_Boiler_E6 | F1 | Residential | Multi-Family Low Income | Existing | Space Heating | Natural Gas | Boiler | E6 | RVT - Cost of Equipment | 243.9745 | 244.1757 | 245.021 | 245.5855 | 244.4225 | 244.0408 | 244.3869 | 244.5502 | 244.9516 | 245.273 | 245.5545 | 245.7622 | 246.0524 | 246.3793 | 246.6483 | 246.751 | 246.6653 | 246.448 | 245.9921 | 245.3794 | 244.453 | 243.265 | 241.9475 | 240.6233 | 239.1461 | 237.5776 | 235.9211 | 234.2128 | 232.3342 | 230.3942 | 228.2893 | 226.1338 | 223.7448 | 0 | 0 | 0 | 0 | 0 | 0 | 0 | 0 | 0
F1_Residential_Multi-Family Low Income_Existing_Space Heating_Natural Gas_Boiler_E7 | F1 | Residential | Multi-Family Low Income | Existing | Space Heating | Natural Gas | Boiler | E7 | RVT - Cost of Equipment | 195.1072 | 195.2635 | 195.8679 | 196.2827 | 195.4991 | 195.2695 | 195.5546 | 195.7161 | 196.0452 | 196.3205 | 196.5714 | 196.6834 | 196.7493 | 196.737 | 196.5679 | 196.2908 | 195.8908 | 195.4116 | 194.7803 | 194.0545 | 193.2486 | 192.4198 | 191.5006 | 190.5768 | 189.5462 | 188.4519 | 187.2963 | 186.1045 | 184.7939 | 183.4405 | 181.9719 | 180.4682 | 178.8015 | 0 | 0 | 0 | 0 | 0 | 0 | 0 | 0 | 0
F1_Residential_Multi-Family Low Income_Existing_Space Heating_Natural Gas_Boiler_E8 | F1 | Residential | Multi-Family Low Income | Existing | Space Heating | Natural Gas | Boiler | E8 | RVT - Cost of Equipment | 164.3008 | 164.4324 | 164.9414 | 165.2907 | 164.6309 | 164.4375 | 164.6776 | 164.8135 | 165.0907 | 165.3226 | 165.5338 | 165.6281 | 165.6836 | 165.6732 | 165.5309 | 165.2975 | 164.9607 | 164.5571 | 164.0256 | 163.4143 | 162.7357 | 162.0377 | 161.2637 | 160.4857 | 159.6179 | 158.6964 | 157.7232 | 156.7196 | 155.6159 | 154.4762 | 153.2395 | 151.9732 | 150.5697 | 0 | 0 | 0 | 0 | 0 | 0 | 0 | 0 | 0
F1_Residential_Multi-Family Low Income_Existing_Space Heating_Natural Gas_Boiler_E9 | F1 | Residential | Multi-Family Low Income | Existing | Space Heating | Natural Gas | Boiler | E9 | RVT - Cost of Equipment | 0 | 0 | 0 | 0 | 0 | 0 | 0 | 0 | 0 | 0 | 0 | 0 | 0 | 0 | 0 | 0 | 0 | 0 | 0 | 0 | 0 | 0 | 0 | 0 | 0 | 0 | 0 | 0 | 0 | 0 | 0 | 0 | 0 | 0 | 0 | 0 | 0 | 0 | 0 | 0 | 0 | 0
F1_Residential_Multi-Family Low Income_Existing_Space Heating_Natural Gas_Boiler_E10 | F1 | Residential | Multi-Family Low Income | Existing | Space Heating | Natural Gas | Boiler | E10 | RVT - Cost of Equipment | 0 | 0 | 0 | 0 | 0 | 0 | 0 | 0 | 0 | 0 | 0 | 0 | 0 | 0 | 0 | 0 | 0 | 0 | 0 | 0 | 0 | 0 | 0 | 0 | 0 | 0 | 0 | 0 | 0 | 0 | 0 | 0 | 0 | 0 | 0 | 0 | 0 | 0 | 0 | 0 | 0 | 0
F2_Residential_Multi-Family Low Income_Existing_Space Heating_Natural Gas_Boiler_E1 | F2 | Residential | Multi-Family Low Income | Existing | Space Heating | Natural Gas | Boiler | E1 | RVT - Cost of Operation | 372.5754 | 372.9216 | 0 | 0 | 0 | 0 | 0 | 0 | 0 | 0 | 0 | 0 | 0 | 0 | 0 | 0 | 0 | 0 | 0 | 0 | 0 | 0 | 0 | 0 | 0 | 0 | 0 | 0 | 0 | 0 | 0 | 0 | 0 | 0 | 0 | 0 | 0 | 0 | 0 | 0 | 0 | 0
F2_Residential_Multi-Family Low Income_Existing_Space Heating_Natural Gas_Boiler_E2 | F2 | Residential | Multi-Family Low Income | Existing | Space Heating | Natural Gas | Boiler | E2 | RVT - Cost of Operation | 364.2023 | 364.5406 | 365.5623 | 366.23 | 365.0348 | 364.5734 | 364.7684 | 364.6678 | 364.6916 | 364.5048 | 364.1311 | 363.5306 | 362.845 | 362.0208 | 361.0639 | 360.0628 | 359.0041 | 357.9692 | 356.8583 | 355.7795 | 354.5817 | 353.3498 | 351.9837 | 350.6106 | 349.0788 | 347.4524 | 345.7348 | 343.9635 | 342.0154 | 339.3331 | 335.7633 | 331.3772 | 325.9345 | 0 | 0 | 0 | 0 | 0 | 0 | 0 | 0 | 0
F2_Residential_Multi-Family Low Income_Existing_Space Heating_Natural Gas_Boiler_E3 | F2 | Residential | Multi-Family Low Income | Existing | Space Heating | Natural Gas | Boiler | E3 | RVT - Cost of Operation | 359.501 | 359.835 | 360.8435 | 361.5025 | 360.3227 | 359.8673 | 360.0598 | 359.9604 | 359.984 | 359.7996 | 359.4307 | 358.838 | 358.1612 | 357.3476 | 356.4031 | 355.4149 | 354.3699 | 353.3483 | 352.2518 | 351.1869 | 350.0046 | 348.7886 | 347.4401 | 346.0847 | 344.5728 | 342.9673 | 341.2718 | 339.5234 | 337.6005 | 334.9528 | 331.4291 | 327.0996 | 321.7272 | 0 | 0 | 0 | 0 | 0 | 0 | 0 | 0 | 0
F2_Residential_Multi-Family Low Income_Existing_Space Heating_Natural Gas_Boiler_E4 | F2 | Residential | Multi-Family Low Income | Existing | Space Heating | Natural Gas | Boiler | E4 | RVT - Cost of Operation | 337.4406 | 337.7541 | 338.7007 | 339.3193 | 338.2119 | 337.7845 | 337.9651 | 337.8719 | 337.8939 | 337.7209 | 337.3747 | 336.8183 | 336.183 | 335.4194 | 334.5328 | 333.6053 | 332.6244 | 331.6655 | 330.6363 | 329.6367 | 328.527 | 327.3856 | 326.1198 | 324.8476 | 323.4284 | 321.9215 | 320.3301 | 318.6889 | 316.884 | 314.3988 | 311.0913 | 307.0275 | 301.9848 | 0 | 0 | 0 | 0 | 0 | 0 | 0 | 0 | 0
F2_Residential_Multi-Family Low Income_Existing_Space Heating_Natural Gas_Boiler_E5 | F2 | Residential | Multi-Family Low Income | Existing | Space Heating | Natural Gas | Boiler | E5 | RVT - Cost of Operation | 314.1546 | 314.4465 | 315.3278 | 315.9037 | 314.8727 | 314.4748 | 314.643 | 314.5561 | 314.5767 | 314.4156 | 314.0932 | 313.5753 | 312.9838 | 312.2729 | 311.4475 | 310.584 | 309.6708 | 308.778 | 307.8198 | 306.8893 | 305.8561 | 304.7935 | 303.6151 | 302.4307 | 301.1094 | 299.7065 | 298.2249 | 296.697 | 295.0166 | 292.7029 | 289.6236 | 285.8402 | 281.1455 | 0 | 0 | 0 | 0 | 0 | 0 | 0 | 0 | 0
F2_Residential_Multi-Family Low Income_Existing_Space Heating_Natural Gas_Boiler_E6 | F2 | Residential | Multi-Family Low Income | Existing | Space Heating | Natural Gas | Boiler | E6 | RVT - Cost of Operation | 243.5811 | 243.782 | 244.626 | 245.1896 | 244.0284 | 243.6473 | 243.9929 | 244.1559 | 244.5567 | 244.8775 | 245.1585 | 245.3659 | 245.6557 | 245.9821 | 246.2506 | 246.3532 | 246.2675 | 246.0507 | 245.5954 | 244.9837 | 244.0589 | 242.8728 | 241.5574 | 240.2353 | 238.7605 | 237.1945 | 235.5407 | 233.8352 | 231.9595 | 230.0227 | 227.9212 | 225.7692 | 223.384 | 0 | 0 | 0 | 0 | 0 | 0 | 0 | 0 | 0
F2_Residential_Multi-Family Low Income_Existing_Space Heating_Natural Gas_Boiler_E7 | F2 | Residential | Multi-Family Low Income | Existing | Space Heating | Natural Gas | Boiler | E7 | RVT - Cost of Operation | 194.7926 | 194.9487 | 195.5521 | 195.9662 | 195.1839 | 194.9546 | 195.2393 | 195.4005 | 195.7291 | 196.004 | 196.2545 | 196.3662 | 196.432 | 196.4197 | 196.2509 | 195.9743 | 195.575 | 195.0965 | 194.4663 | 193.7416 | 192.937 | 192.1095 | 191.1919 | 190.2695 | 189.2406 | 188.1481 | 186.9943 | 185.8044 | 184.4959 | 183.1447 | 181.6785 | 180.1772 | 178.5132 | 0 | 0 | 0 | 0 | 0 | 0 | 0 | 0 | 0
F2_Residential_Multi-Family Low Income_Existing_Space Heating_Natural Gas_Boiler_E8 | F2 | Residential | Multi-Family Low Income | Existing | Space Heating | Natural Gas | Boiler | E8 | RVT - Cost of Operation | 164.0359 | 164.1673 | 164.6754 | 165.0242 | 164.3654 | 164.1723 | 164.4121 | 164.5478 | 164.8245 | 165.056 | 165.2669 | 165.361 | 165.4164 | 165.4061 | 165.264 | 165.031 | 164.6947 | 164.2918 | 163.7611 | 163.1508 | 162.4733 | 161.7765 | 161.0037 | 160.2269 | 159.3605 | 158.4405 | 157.4689 | 156.4669 | 155.365 | 154.2271 | 152.9924 | 151.7282 | 150.3269 | 0 | 0 | 0 | 0 | 0 | 0 | 0 | 0 | 0
F2_Residential_Multi-Family Low Income_Existing_Space Heating_Natural Gas_Boiler_E9 | F2 | Residential | Multi-Family Low Income | Existing | Space Heating | Natural Gas | Boiler | E9 | RVT - Cost of Operation | 0 | 0 | 0 | 0 | 0 | 0 | 0 | 0 | 0 | 0 | 0 | 0 | 0 | 0 | 0 | 0 | 0 | 0 | 0 | 0 | 0 | 0 | 0 | 0 | 0 | 0 | 0 | 0 | 0 | 0 | 0 | 0 | 0 | 0 | 0 | 0 | 0 | 0 | 0 | 0 | 0 | 0
F2_Residential_Multi-Family Low Income_Existing_Space Heating_Natural Gas_Boiler_E10 | F2 | Residential | Multi-Family Low Income | Existing | Space Heating | Natural Gas | Boiler | E10 | RVT - Cost of Operation | 0 | 0 | 0 | 0 | 0 | 0 | 0 | 0 | 0 | 0 | 0 | 0 | 0 | 0 | 0 | 0 | 0 | 0 | 0 | 0 | 0 | 0 | 0 | 0 | 0 | 0 | 0 | 0 | 0 | 0 | 0 | 0 | 0 | 0 | 0 | 0 | 0 | 0 | 0 | 0 | 0 | 0
F3_Residential_Multi-Family Low Income_Existing_Space Heating_Natural Gas_Boiler_E1 | F3 | Residential | Multi-Family Low Income | Existing | Space Heating | Natural Gas | Boiler | E1 | System - kBTUs of Consumption | 171.371 | 171.371 | 0 | 0 | 0 | 0 | 0 | 0 | 0 | 0 | 0 | 0 | 0 | 0 | 0 | 0 | 0 | 0 | 0 | 0 | 0 | 0 | 0 | 0 | 0 | 0 | 0 | 0 | 0 | 0 | 0 | 0 | 0 | 0 | 0 | 0 | 0 | 0 | 0 | 0 | 0 | 0
F3_Residential_Multi-Family Low Income_Existing_Space Heating_Natural Gas_Boiler_E2 | F3 | Residential | Multi-Family Low Income | Existing | Space Heating | Natural Gas | Boiler | E2 | System - kBTUs of Consumption | 211.8434 | 211.8434 | 211.8434 | 211.8434 | 211.8434 | 211.8434 | 211.8434 | 211.8434 | 211.8434 | 211.8434 | 211.8434 | 211.8434 | 211.8434 | 211.8434 | 211.8434 | 211.8434 | 211.8434 | 211.8434 | 211.8434 | 211.8434 | 211.8434 | 211.8434 | 211.8434 | 211.8434 | 211.8434 | 211.8434 | 211.8434 | 211.8434 | 211.8434 | 211.8434 | 211.8434 | 211.8434 | 211.8434 | 0 | 0 | 0 | 0 | 0 | 0 | 0 | 0 | 0
F3_Residential_Multi-Family Low Income_Existing_Space Heating_Natural Gas_Boiler_E3 | F3 | Residential | Multi-Family Low Income | Existing | Space Heating | Natural Gas | Boiler | E3 | System - kBTUs of Consumption | 240.711 | 240.711 | 240.711 | 240.711 | 240.711 | 240.711 | 240.711 | 240.711 | 240.711 | 240.711 | 240.711 | 240.711 | 240.711 | 240.711 | 240.711 | 240.711 | 240.711 | 240.711 | 240.711 | 240.711 | 240.711 | 240.711 | 240.711 | 240.711 | 240.711 | 240.711 | 240.711 | 240.711 | 240.711 | 240.711 | 240.711 | 240.711 | 240.711 | 0 | 0 | 0 | 0 | 0 | 0 | 0 | 0 | 0
F3_Residential_Multi-Family Low Income_Existing_Space Heating_Natural Gas_Boiler_E4 | F3 | Residential | Multi-Family Low Income | Existing | Space Heating | Natural Gas | Boiler | E4 | System - kBTUs of Consumption | 251.814 | 251.814 | 251.814 | 251.814 | 251.814 | 251.814 | 251.814 | 251.814 | 251.814 | 251.814 | 251.814 | 251.814 | 251.814 | 251.814 | 251.814 | 251.814 | 251.814 | 251.814 | 251.814 | 251.814 | 251.814 | 251.814 | 251.814 | 251.814 | 251.814 | 251.814 | 251.814 | 251.814 | 251.814 | 251.814 | 251.814 | 251.814 | 251.814 | 0 | 0 | 0 | 0 | 0 | 0 | 0 | 0 | 0
F3_Residential_Multi-Family Low Income_Existing_Space Heating_Natural Gas_Boiler_E5 | F3 | Residential | Multi-Family Low Income | Existing | Space Heating | Natural Gas | Boiler | E5 | System - kBTUs of Consumption | 283.4357 | 283.4357 | 283.4357 | 283.4357 | 283.4357 | 283.4357 | 283.4357 | 283.4357 | 283.4357 | 283.4357 | 283.4357 | 283.4357 | 283.4357 | 283.4357 | 283.4357 | 283.4357 | 283.4357 | 283.4357 | 283.4357 | 283.4357 | 283.4357 | 283.4357 | 283.4357 | 283.4357 | 283.4357 | 283.4357 | 283.4357 | 283.4357 | 283.4357 | 283.4357 | 283.4357 | 283.4357 | 283.4357 | 0 | 0 | 0 | 0 | 0 | 0 | 0 | 0 | 0
F3_Residential_Multi-Family Low Income_Existing_Space Heating_Natural Gas_Boiler_E6 | F3 | Residential | Multi-Family Low Income | Existing | Space Heating | Natural Gas | Boiler | E6 | System - kBTUs of Consumption | 1317.6459 | 1317.6459 | 1317.6459 | 1317.6459 | 1317.6459 | 1317.6459 | 1317.6459 | 1317.6459 | 1317.6459 | 1317.6459 | 1317.6459 | 1317.6459 | 1317.6459 | 1317.6459 | 1317.6459 | 1317.6459 | 1317.6459 | 1317.6459 | 1317.6459 | 1317.6459 | 1317.6459 | 1317.6459 | 1317.6459 | 1317.6459 | 1317.6459 | 1317.6459 | 1317.6459 | 1317.6459 | 1317.6459 | 1317.6459 | 1317.6459 | 1317.6459 | 1317.6459 | 0 | 0 | 0 | 0 | 0 | 0 | 0 | 0 | 0
F3_Residential_Multi-Family Low Income_Existing_Space Heating_Natural Gas_Boiler_E7 | F3 | Residential | Multi-Family Low Income | Existing | Space Heating | Natural Gas | Boiler | E7 | System - kBTUs of Consumption | 628.795 | 628.795 | 628.795 | 628.795 | 628.795 | 628.795 | 628.795 | 628.795 | 628.795 | 628.795 | 628.795 | 628.795 | 628.795 | 628.795 | 628.795 | 628.795 | 628.795 | 628.795 | 628.795 | 628.795 | 628.795 | 628.795 | 628.795 | 628.795 | 628.795 | 628.795 | 628.795 | 628.795 | 628.795 | 628.795 | 628.795 | 628.795 | 628.795 | 0 | 0 | 0 | 0 | 0 | 0 | 0 | 0 | 0
F3_Residential_Multi-Family Low Income_Existing_Space Heating_Natural Gas_Boiler_E8 | F3 | Residential | Multi-Family Low Income | Existing | Space Heating | Natural Gas | Boiler | E8 | System - kBTUs of Consumption | 666.0585 | 666.0585 | 666.0585 | 666.0585 | 666.0585 | 666.0585 | 666.0585 | 666.0585 | 666.0585 | 666.0585 | 666.0585 | 666.0585 | 666.0585 | 666.0585 | 666.0585 | 666.0585 | 666.0585 | 666.0585 | 666.0585 | 666.0585 | 666.0585 | 666.0585 | 666.0585 | 666.0585 | 666.0585 | 666.0585 | 666.0585 | 666.0585 | 666.0585 | 666.0585 | 666.0585 | 666.0585 | 666.0585 | 0 | 0 | 0 | 0 | 0 | 0 | 0 | 0 | 0
F3_Residential_Multi-Family Low Income_Existing_Space Heating_Natural Gas_Boiler_E9 | F3 | Residential | Multi-Family Low Income | Existing | Space Heating | Natural Gas | Boiler | E9 | System - kBTUs of Consumption | 0 | 0 | 0 | 0 | 0 | 0 | 0 | 0 | 0 | 0 | 0 | 0 | 0 | 0 | 0 | 0 | 0 | 0 | 0 | 0 | 0 | 0 | 0 | 0 | 0 | 0 | 0 | 0 | 0 | 0 | 0 | 0 | 0 | 0 | 0 | 0 | 0 | 0 | 0 | 0 | 0 | 0
F3_Residential_Multi-Family Low Income_Existing_Space Heating_Natural Gas_Boiler_E10 | F3 | Residential | Multi-Family Low Income | Existing | Space Heating | Natural Gas | Boiler | E10 | System - kBTUs of Consumption | 0 | 0 | 0 | 0 | 0 | 0 | 0 | 0 | 0 | 0 | 0 | 0 | 0 | 0 | 0 | 0 | 0 | 0 | 0 | 0 | 0 | 0 | 0 | 0 | 0 | 0 | 0 | 0 | 0 | 0 | 0 | 0 | 0 | 0 | 0 | 0 | 0 | 0 | 0 | 0 | 0 | 0
F4_Residential_Multi-Family Low Income_Existing_Space Heating_Natural Gas_Boiler_E1 | F4 | Residential | Multi-Family Low Income | Existing | Space Heating | Natural Gas | Boiler | E1 | Utility - Cost of Equipment | 372.5754 | 372.9216 | 0 | 0 | 0 | 0 | 0 | 0 | 0 | 0 | 0 | 0 | 0 | 0 | 0 | 0 | 0 | 0 | 0 | 0 | 0 | 0 | 0 | 0 | 0 | 0 | 0 | 0 | 0 | 0 | 0 | 0 | 0 | 0 | 0 | 0 | 0 | 0 | 0 | 0 | 0 | 0
F4_Residential_Multi-Family Low Income_Existing_Space Heating_Natural Gas_Boiler_E2 | F4 | Residential | Multi-Family Low Income | Existing | Space Heating | Natural Gas | Boiler | E2 | Utility - Cost of Equipment | 364.2023 | 364.5406 | 365.5623 | 366.23 | 365.0348 | 364.5734 | 364.7684 | 364.6678 | 364.6916 | 364.5048 | 364.1311 | 363.5306 | 362.845 | 362.0208 | 361.0639 | 360.0628 | 359.0041 | 357.9692 | 356.8583 | 355.7795 | 354.5817 | 353.3498 | 351.9837 | 350.6106 | 349.0788 | 347.4524 | 345.7348 | 343.9635 | 342.0154 | 339.3331 | 335.7633 | 331.3772 | 325.9345 | 0 | 0 | 0 | 0 | 0 | 0 | 0 | 0 | 0
F4_Residential_Multi-Family Low Income_Existing_Space Heating_Natural Gas_Boiler_E3 | F4 | Residential | Multi-Family Low Income | Existing | Space Heating | Natural Gas | Boiler | E3 | Utility - Cost of Equipment | 359.501 | 359.835 | 360.8435 | 361.5025 | 360.3227 | 359.8673 | 360.0598 | 359.9604 | 359.984 | 359.7996 | 359.4307 | 358.838 | 358.1612 | 357.3476 | 356.4031 | 355.4149 | 354.3699 | 353.3483 | 352.2518 | 351.1869 | 350.0046 | 348.7886 | 347.4401 | 346.0847 | 344.5728 | 342.9673 | 341.2718 | 339.5234 | 337.6005 | 334.9528 | 331.4291 | 327.0996 | 321.7272 | 0 | 0 | 0 | 0 | 0 | 0 | 0 | 0 | 0
F4_Residential_Multi-Family Low Income_Existing_Space Heating_Natural Gas_Boiler_E4 | F4 | Residential | Multi-Family Low Income | Existing | Space Heating | Natural Gas | Boiler | E4 | Utility - Cost of Equipment | 337.4406 | 337.7541 | 338.7007 | 339.3193 | 338.2119 | 337.7845 | 337.9651 | 337.8719 | 337.8939 | 337.7209 | 337.3747 | 336.8183 | 336.183 | 335.4194 | 334.5328 | 333.6053 | 332.6244 | 331.6655 | 330.6363 | 329.6367 | 328.527 | 327.3856 | 326.1198 | 324.8476 | 323.4284 | 321.9215 | 320.3301 | 318.6889 | 316.884 | 314.3988 | 311.0913 | 307.0275 | 301.9848 | 0 | 0 | 0 | 0 | 0 | 0 | 0 | 0 | 0
F4_Residential_Multi-Family Low Income_Existing_Space Heating_Natural Gas_Boiler_E5 | F4 | Residential | Multi-Family Low Income | Existing | Space Heating | Natural Gas | Boiler | E5 | Utility - Cost of Equipment | 314.1546 | 314.4465 | 315.3278 | 315.9037 | 314.8727 | 314.4748 | 314.643 | 314.5561 | 314.5767 | 314.4156 | 314.0932 | 313.5753 | 312.9838 | 312.2729 | 311.4475 | 310.584 | 309.6708 | 308.778 | 307.8198 | 306.8893 | 305.8561 | 304.7935 | 303.6151 | 302.4307 | 301.1094 | 299.7065 | 298.2249 | 296.697 | 295.0166 | 292.7029 | 289.6236 | 285.8402 | 281.1455 | 0 | 0 | 0 | 0 | 0 | 0 | 0 | 0 | 0
F4_Residential_Multi-Family Low Income_Existing_Space Heating_Natural Gas_Boiler_E6 | F4 | Residential | Multi-Family Low Income | Existing | Space Heating | Natural Gas | Boiler | E6 | Utility - Cost of Equipment | 243.5811 | 243.782 | 244.626 | 245.1896 | 244.0284 | 243.6473 | 243.9929 | 244.1559 | 244.5567 | 244.8775 | 245.1585 | 245.3659 | 245.6557 | 245.9821 | 246.2506 | 246.3532 | 246.2675 | 246.0507 | 245.5954 | 244.9837 | 244.0589 | 242.8728 | 241.5574 | 240.2353 | 238.7605 | 237.1945 | 235.5407 | 233.8352 | 231.9595 | 230.0227 | 227.9212 | 225.7692 | 223.384 | 0 | 0 | 0 | 0 | 0 | 0 | 0 | 0 | 0
F4_Residential_Multi-Family Low Income_Existing_Space Heating_Natural Gas_Boiler_E7 | F4 | Residential | Multi-Family Low Income | Existing | Space Heating | Natural Gas | Boiler | E7 | Utility - Cost of Equipment | 194.7926 | 194.9487 | 195.5521 | 195.9662 | 195.1839 | 194.9546 | 195.2393 | 195.4005 | 195.7291 | 196.004 | 196.2545 | 196.3662 | 196.432 | 196.4197 | 196.2509 | 195.9743 | 195.575 | 195.0965 | 194.4663 | 193.7416 | 192.937 | 192.1095 | 191.1919 | 190.2695 | 189.2406 | 188.1481 | 186.9943 | 185.8044 | 184.4959 | 183.1447 | 181.6785 | 180.1772 | 178.5132 | 0 | 0 | 0 | 0 | 0 | 0 | 0 | 0 | 0
F4_Residential_Multi-Family Low Income_Existing_Space Heating_Natural Gas_Boiler_E8 | F4 | Residential | Multi-Family Low Income | Existing | Space Heating | Natural Gas | Boiler | E8 | Utility - Cost of Equipment | 164.0359 | 164.1673 | 164.6754 | 165.0242 | 164.3654 | 164.1723 | 164.4121 | 164.5478 | 164.8245 | 165.056 | 165.2669 | 165.361 | 165.4164 | 165.4061 | 165.264 | 165.031 | 164.6947 | 164.2918 | 163.7611 | 163.1508 | 162.4733 | 161.7765 | 161.0037 | 160.2269 | 159.3605 | 158.4405 | 157.4689 | 156.4669 | 155.365 | 154.2271 | 152.9924 | 151.7282 | 150.3269 | 0 | 0 | 0 | 0 | 0 | 0 | 0 | 0 | 0
F4_Residential_Multi-Family Low Income_Existing_Space Heating_Natural Gas_Boiler_E9 | F4 | Residential | Multi-Family Low Income | Existing | Space Heating | Natural Gas | Boiler | E9 | Utility - Cost of Equipment | 0 | 0 | 0 | 0 | 0 | 0 | 0 | 0 | 0 | 0 | 0 | 0 | 0 | 0 | 0 | 0 | 0 | 0 | 0 | 0 | 0 | 0 | 0 | 0 | 0 | 0 | 0 | 0 | 0 | 0 | 0 | 0 | 0 | 0 | 0 | 0 | 0 | 0 | 0 | 0 | 0 | 0
F4_Residential_Multi-Family Low Income_Existing_Space Heating_Natural Gas_Boiler_E10 | F4 | Residential | Multi-Family Low Income | Existing | Space Heating | Natural Gas | Boiler | E10 | Utility - Cost of Equipment | 0 | 0 | 0 | 0 | 0 | 0 | 0 | 0 | 0 | 0 | 0 | 0 | 0 | 0 | 0 | 0 | 0 | 0 | 0 | 0 | 0 | 0 | 0 | 0 | 0 | 0 | 0 | 0 | 0 | 0 | 0 | 0 | 0 | 0 | 0 | 0 | 0 | 0 | 0 | 0 | 0 | 0
F5_Residential_Multi-Family Low Income_Existing_Space Heating_Natural Gas_Boiler_E1 | F5 | Residential | Multi-Family Low Income | Existing | Space Heating | Natural Gas | Boiler | E1 | Utility - Cost of Operation | 171.371 | 171.371 | 0 | 0 | 0 | 0 | 0 | 0 | 0 | 0 | 0 | 0 | 0 | 0 | 0 | 0 | 0 | 0 | 0 | 0 | 0 | 0 | 0 | 0 | 0 | 0 | 0 | 0 | 0 | 0 | 0 | 0 | 0 | 0 | 0 | 0 | 0 | 0 | 0 | 0 | 0 | 0
F5_Residential_Multi-Family Low Income_Existing_Space Heating_Natural Gas_Boiler_E2 | F5 | Residential | Multi-Family Low Income | Existing | Space Heating | Natural Gas | Boiler | E2 | Utility - Cost of Operation | 211.8434 | 211.8434 | 211.8434 | 211.8434 | 211.8434 | 211.8434 | 211.8434 | 211.8434 | 211.8434 | 211.8434 | 211.8434 | 211.8434 | 211.8434 | 211.8434 | 211.8434 | 211.8434 | 211.8434 | 211.8434 | 211.8434 | 211.8434 | 211.8434 | 211.8434 | 211.8434 | 211.8434 | 211.8434 | 211.8434 | 211.8434 | 211.8434 | 211.8434 | 211.8434 | 211.8434 | 211.8434 | 211.8434 | 0 | 0 | 0 | 0 | 0 | 0 | 0 | 0 | 0
F5_Residential_Multi-Family Low Income_Existing_Space Heating_Natural Gas_Boiler_E3 | F5 | Residential | Multi-Family Low Income | Existing | Space Heating | Natural Gas | Boiler | E3 | Utility - Cost of Operation | 240.711 | 240.711 | 240.711 | 240.711 | 240.711 | 240.711 | 240.711 | 240.711 | 240.711 | 240.711 | 240.711 | 240.711 | 240.711 | 240.711 | 240.711 | 240.711 | 240.711 | 240.711 | 240.711 | 240.711 | 240.711 | 240.711 | 240.711 | 240.711 | 240.711 | 240.711 | 240.711 | 240.711 | 240.711 | 240.711 | 240.711 | 240.711 | 240.711 | 0 | 0 | 0 | 0 | 0 | 0 | 0 | 0 | 0
F5_Residential_Multi-Family Low Income_Existing_Space Heating_Natural Gas_Boiler_E4 | F5 | Residential | Multi-Family Low Income | Existing | Space Heating | Natural Gas | Boiler | E4 | Utility - Cost of Operation | 251.814 | 251.814 | 251.814 | 251.814 | 251.814 | 251.814 | 251.814 | 251.814 | 251.814 | 251.814 | 251.814 | 251.814 | 251.814 | 251.814 | 251.814 | 251.814 | 251.814 | 251.814 | 251.814 | 251.814 | 251.814 | 251.814 | 251.814 | 251.814 | 251.814 | 251.814 | 251.814 | 251.814 | 251.814 | 251.814 | 251.814 | 251.814 | 251.814 | 0 | 0 | 0 | 0 | 0 | 0 | 0 | 0 | 0
F5_Residential_Multi-Family Low Income_Existing_Space Heating_Natural Gas_Boiler_E5 | F5 | Residential | Multi-Family Low Income | Existing | Space Heating | Natural Gas | Boiler | E5 | Utility - Cost of Operation | 283.4357 | 283.4357 | 283.4357 | 283.4357 | 283.4357 | 283.4357 | 283.4357 | 283.4357 | 283.4357 | 283.4357 | 283.4357 | 283.4357 | 283.4357 | 283.4357 | 283.4357 | 283.4357 | 283.4357 | 283.4357 | 283.4357 | 283.4357 | 283.4357 | 283.4357 | 283.4357 | 283.4357 | 283.4357 | 283.4357 | 283.4357 | 283.4357 | 283.4357 | 283.4357 | 283.4357 | 283.4357 | 283.4357 | 0 | 0 | 0 | 0 | 0 | 0 | 0 | 0 | 0
F5_Residential_Multi-Family Low Income_Existing_Space Heating_Natural Gas_Boiler_E6 | F5 | Residential | Multi-Family Low Income | Existing | Space Heating | Natural Gas | Boiler | E6 | Utility - Cost of Operation | 1317.6459 | 1317.6459 | 1317.6459 | 1317.6459 | 1317.6459 | 1317.6459 | 1317.6459 | 1317.6459 | 1317.6459 | 1317.6459 | 1317.6459 | 1317.6459 | 1317.6459 | 1317.6459 | 1317.6459 | 1317.6459 | 1317.6459 | 1317.6459 | 1317.6459 | 1317.6459 | 1317.6459 | 1317.6459 | 1317.6459 | 1317.6459 | 1317.6459 | 1317.6459 | 1317.6459 | 1317.6459 | 1317.6459 | 1317.6459 | 1317.6459 | 1317.6459 | 1317.6459 | 0 | 0 | 0 | 0 | 0 | 0 | 0 | 0 | 0
F5_Residential_Multi-Family Low Income_Existing_Space Heating_Natural Gas_Boiler_E7 | F5 | Residential | Multi-Family Low Income | Existing | Space Heating | Natural Gas | Boiler | E7 | Utility - Cost of Operation | 628.795 | 628.795 | 628.795 | 628.795 | 628.795 | 628.795 | 628.795 | 628.795 | 628.795 | 628.795 | 628.795 | 628.795 | 628.795 | 628.795 | 628.795 | 628.795 | 628.795 | 628.795 | 628.795 | 628.795 | 628.795 | 628.795 | 628.795 | 628.795 | 628.795 | 628.795 | 628.795 | 628.795 | 628.795 | 628.795 | 628.795 | 628.795 | 628.795 | 0 | 0 | 0 | 0 | 0 | 0 | 0 | 0 | 0
F5_Residential_Multi-Family Low Income_Existing_Space Heating_Natural Gas_Boiler_E8 | F5 | Residential | Multi-Family Low Income | Existing | Space Heating | Natural Gas | Boiler | E8 | Utility - Cost of Operation | 666.0585 | 666.0585 | 666.0585 | 666.0585 | 666.0585 | 666.0585 | 666.0585 | 666.0585 | 666.0585 | 666.0585 | 666.0585 | 666.0585 | 666.0585 | 666.0585 | 666.0585 | 666.0585 | 666.0585 | 666.0585 | 666.0585 | 666.0585 | 666.0585 | 666.0585 | 666.0585 | 666.0585 | 666.0585 | 666.0585 | 666.0585 | 666.0585 | 666.0585 | 666.0585 | 666.0585 | 666.0585 | 666.0585 | 0 | 0 | 0 | 0 | 0 | 0 | 0 | 0 | 0
F5_Residential_Multi-Family Low Income_Existing_Space Heating_Natural Gas_Boiler_E9 | F5 | Residential | Multi-Family Low Income | Existing | Space Heating | Natural Gas | Boiler | E9 | Utility - Cost of Operation | 0 | 0 | 0 | 0 | 0 | 0 | 0 | 0 | 0 | 0 | 0 | 0 | 0 | 0 | 0 | 0 | 0 | 0 | 0 | 0 | 0 | 0 | 0 | 0 | 0 | 0 | 0 | 0 | 0 | 0 | 0 | 0 | 0 | 0 | 0 | 0 | 0 | 0 | 0 | 0 | 0 | 0
F5_Residential_Multi-Family Low Income_Existing_Space Heating_Natural Gas_Boiler_E10 | F5 | Residential | Multi-Family Low Income | Existing | Space Heating | Natural Gas | Boiler | E10 | Utility - Cost of Operation | 0 | 0 | 0 | 0 | 0 | 0 | 0 | 0 | 0 | 0 | 0 | 0 | 0 | 0 | 0 | 0 | 0 | 0 | 0 | 0 | 0 | 0 | 0 | 0 | 0 | 0 | 0 | 0 | 0 | 0 | 0 | 0 | 0 | 0 | 0 | 0 | 0 | 0 | 0 | 0 | 0 | 0
F6_Residential_Multi-Family Low Income_Existing_Space Heating_Natural Gas_Boiler_E1 | F6 | Residential | Multi-Family Low Income | Existing | Space Heating | Natural Gas | Boiler | E1 | Utility - Value of Sales | 183.5569 | 183.1405 | 0 | 0 | 0 | 0 | 0 | 0 | 0 | 0 | 0 | 0 | 0 | 0 | 0 | 0 | 0 | 0 | 0 | 0 | 0 | 0 | 0 | 0 | 0 | 0 | 0 | 0 | 0 | 0 | 0 | 0 | 0 | 0 | 0 | 0 | 0 | 0 | 0 | 0 | 0 | 0
F6_Residential_Multi-Family Low Income_Existing_Space Heating_Natural Gas_Boiler_E2 | F6 | Residential | Multi-Family Low Income | Existing | Space Heating | Natural Gas | Boiler | E2 | Utility - Value of Sales | 179.4317 | 179.0247 | 178.79 | 178.4121 | 177.4026 | 176.4043 | 175.4208 | 174.4559 | 173.5133 | 172.5967 | 171.7098 | 170.8563 | 170.04 | 169.2645 | 168.5298 | 167.8359 | 167.1829 | 166.5707 | 165.9993 | 165.4688 | 164.9791 | 164.5303 | 164.1221 | 163.7548 | 163.4284 | 163.1428 | 162.8978 | 162.6938 | 162.5305 | 162.4081 | 162.3264 | 162.2856 | 162.2856 | 0 | 0 | 0 | 0 | 0 | 0 | 0 | 0 | 0
F6_Residential_Multi-Family Low Income_Existing_Space Heating_Natural Gas_Boiler_E3 | F6 | Residential | Multi-Family Low Income | Existing | Space Heating | Natural Gas | Boiler | E3 | Utility - Value of Sales | 177.1155 | 176.7137 | 176.4821 | 176.1091 | 175.1126 | 174.1272 | 173.1564 | 172.204 | 171.2735 | 170.3688 | 169.4933 | 168.6508 | 167.845 | 167.0795 | 166.3543 | 165.6694 | 165.0248 | 164.4205 | 163.8565 | 163.3328 | 162.8495 | 162.4064 | 162.0035 | 161.641 | 161.3188 | 161.0368 | 160.7951 | 160.5937 | 160.4325 | 160.3116 | 160.231 | 160.1907 | 160.1907 | 0 | 0 | 0 | 0 | 0 | 0 | 0 | 0 | 0
F6_Residential_Multi-Family Low Income_Existing_Space Heating_Natural Gas_Boiler_E4 | F6 | Residential | Multi-Family Low Income | Existing | Space Heating | Natural Gas | Boiler | E4 | Utility - Value of Sales | 166.247 | 165.8699 | 165.6525 | 165.3024 | 164.367 | 163.4421 | 162.5308 | 161.6368 | 160.7635 | 159.9143 | 159.0925 | 158.3017 | 157.5454 | 156.8269 | 156.1461 | 155.5033 | 154.8983 | 154.3311 | 153.8016 | 153.3101 | 152.8564 | 152.4405 | 152.0624 | 151.7221 | 151.4196 | 151.155 | 150.928 | 150.739 | 150.5877 | 150.4743 | 150.3986 | 150.3608 | 150.3608 | 0 | 0 | 0 | 0 | 0 | 0 | 0 | 0 | 0
F6_Residential_Multi-Family Low Income_Existing_Space Heating_Natural Gas_Boiler_E5 | F6 | Residential | Multi-Family Low Income | Existing | Space Heating | Natural Gas | Boiler | E5 | Utility - Value of Sales | 154.7747 | 154.4236 | 154.2212 | 153.8952 | 153.0245 | 152.1633 | 151.315 | 150.4827 | 149.6696 | 148.879 | 148.1139 | 147.3777 | 146.6736 | 146.0046 | 145.3709 | 144.7724 | 144.2091 | 143.681 | 143.1882 | 142.7305 | 142.3081 | 141.921 | 141.5689 | 141.2521 | 140.9705 | 140.7241 | 140.5129 | 140.3369 | 140.196 | 140.0904 | 140.02 | 139.9848 | 139.9848 | 0 | 0 | 0 | 0 | 0 | 0 | 0 | 0 | 0
F6_Residential_Multi-Family Low Income_Existing_Space Heating_Natural Gas_Boiler_E6 | F6 | Residential | Multi-Family Low Income | Existing | Space Heating | Natural Gas | Boiler | E6 | Utility - Value of Sales | 122.7796 | 122.7808 | 122.9745 | 123.0042 | 122.3201 | 121.6361 | 120.9521 | 120.2682 | 119.5843 | 118.9004 | 118.2165 | 117.5328 | 116.849 | 116.1653 | 115.4816 | 114.8044 | 114.1403 | 113.4957 | 112.8772 | 112.2912 | 111.7444 | 111.2432 | 110.7874 | 110.3772 | 110.0127 | 109.6937 | 109.4202 | 109.1923 | 109.01 | 108.8733 | 108.7821 | 108.7365 | 108.7365 | 0 | 0 | 0 | 0 | 0 | 0 | 0 | 0 | 0
F6_Residential_Multi-Family Low Income_Existing_Space Heating_Natural Gas_Boiler_E7 | F6 | Residential | Multi-Family Low Income | Existing | Space Heating | Natural Gas | Boiler | E7 | Utility - Value of Sales | 97.678 | 97.5876 | 97.6256 | 97.5542 | 97.0071 | 96.4599 | 95.9127 | 95.3657 | 94.8186 | 94.2715 | 93.7245 | 93.1809 | 92.644 | 92.1173 | 91.6041 | 91.1078 | 90.6318 | 90.1794 | 89.754 | 89.359 | 88.9945 | 88.6603 | 88.3564 | 88.083 | 87.84 | 87.6273 | 87.445 | 87.2931 | 87.1716 | 87.0804 | 87.0196 | 86.9892 | 86.9892 | 0 | 0 | 0 | 0 | 0 | 0 | 0 | 0 | 0
F6_Residential_Multi-Family Low Income_Existing_Space Heating_Natural Gas_Boiler_E8 | F6 | Residential | Multi-Family Low Income | Existing | Space Heating | Natural Gas | Boiler | E8 | Utility - Value of Sales | 82.2552 | 82.1791 | 82.2111 | 82.1509 | 81.6902 | 81.2294 | 80.7686 | 80.3079 | 79.8472 | 79.3866 | 78.9259 | 78.4681 | 78.016 | 77.5725 | 77.1403 | 76.7224 | 76.3215 | 75.9405 | 75.5823 | 75.2497 | 74.9427 | 74.6613 | 74.4054 | 74.1752 | 73.9705 | 73.7914 | 73.6379 | 73.51 | 73.4076 | 73.3309 | 73.2797 | 73.2541 | 73.2541 | 0 | 0 | 0 | 0 | 0 | 0 | 0 | 0 | 0
F6_Residential_Multi-Family Low Income_Existing_Space Heating_Natural Gas_Boiler_E9 | F6 | Residential | Multi-Family Low Income | Existing | Space Heating | Natural Gas | Boiler | E9 | Utility - Value of Sales | 0 | 0 | 0 | 0 | 0 | 0 | 0 | 0 | 0 | 0 | 0 | 0 | 0 | 0 | 0 | 0 | 0 | 0 | 0 | 0 | 0 | 0 | 0 | 0 | 0 | 0 | 0 | 0 | 0 | 0 | 0 | 0 | 0 | 0 | 0 | 0 | 0 | 0 | 0 | 0 | 0 | 0
F6_Residential_Multi-Family Low Income_Existing_Space Heating_Natural Gas_Boiler_E10 | F6 | Residential | Multi-Family Low Income | Existing | Space Heating | Natural Gas | Boiler | E10 | Utility - Value of Sales | 0 | 0 | 0 | 0 | 0 | 0 | 0 | 0 | 0 | 0 | 0 | 0 | 0 | 0 | 0 | 0 | 0 | 0 | 0 | 0 | 0 | 0 | 0 | 0 | 0 | 0 | 0 | 0 | 0 | 0 | 0 | 0 | 0 | 0 | 0 | 0 | 0 | 0 | 0 | 0 | 0 | 0
F1_Residential_Multi-Family Low Income_Existing_Secondary Heating_Natural Gas_Fireplace_E1 | F1 | Residential | Multi-Family Low Income | Existing | Secondary Heating | Natural Gas | Fireplace | E1 | RVT - Cost of Equipment | 65.5089 | 65.7328 | 66.1417 | 66.4879 | 66.4037 | 66.5761 | 66.9867 | 67.3405 | 67.7749 | 68.1871 | 68.5894 | 68.9706 | 69.3827 | 69.7731 | 70.1027 | 70.3953 | 70.643 | 70.865 | 71.0249 | 71.1503 | 71.1876 | 71.1547 | 71.0651 | 70.9596 | 70.7877 | 70.5697 | 70.3059 | 70.0079 | 69.6341 | 69.2212 | 68.7324 | 68.2063 | 67.5783 | 0 | 0 | 0 | 0 | 0 | 0 | 0 | 0 | 0
F1_Residential_Multi-Family Low Income_Existing_Secondary Heating_Natural Gas_Fireplace_E2 | F1 | Residential | Multi-Family Low Income | Existing | Secondary Heating | Natural Gas | Fireplace | E2 | RVT - Cost of Equipment | 54.4763 | 54.6625 | 55.0024 | 55.2904 | 55.2204 | 55.3637 | 55.7052 | 55.9994 | 56.3606 | 56.7034 | 57.0379 | 57.355 | 57.6976 | 58.0223 | 58.2964 | 58.5398 | 58.7457 | 58.9303 | 59.0633 | 59.1676 | 59.1986 | 59.1713 | 59.0967 | 59.009 | 58.866 | 58.6847 | 58.4654 | 58.2176 | 57.9067 | 57.5634 | 57.1568 | 56.7194 | 56.1971 | 0 | 0 | 0 | 0 | 0 | 0 | 0 | 0 | 0
F1_Residential_Multi-Family Low Income_Existing_Secondary Heating_Natural Gas_Fireplace_E3 | F1 | Residential | Multi-Family Low Income | Existing | Secondary Heating | Natural Gas | Fireplace | E3 | RVT - Cost of Equipment | 51.9739 | 52.1516 | 52.4759 | 52.7506 | 52.6838 | 52.8206 | 53.1464 | 53.427 | 53.7717 | 54.0988 | 54.4179 | 54.7204 | 55.0473 | 55.3571 | 55.6186 | 55.8508 | 56.0473 | 56.2234 | 56.3503 | 56.4497 | 56.4794 | 56.4533 | 56.3821 | 56.2984 | 56.162 | 55.9891 | 55.7798 | 55.5434 | 55.2468 | 54.9192 | 54.5314 | 54.114 | 53.6158 | 0 | 0 | 0 | 0 | 0 | 0 | 0 | 0 | 0
F1_Residential_Multi-Family Low Income_Existing_Secondary Heating_Natural Gas_Fireplace_E4 | F1 | Residential | Multi-Family Low Income | Existing | Secondary Heating | Natural Gas | Fireplace | E4 | RVT - Cost of Equipment | 0 | 0 | 0 | 0 | 0 | 0 | 0 | 0 | 0 | 0 | 0 | 0 | 0 | 0 | 0 | 0 | 0 | 0 | 0 | 0 | 0 | 0 | 0 | 0 | 0 | 0 | 0 | 0 | 0 | 0 | 0 | 0 | 0 | 0 | 0 | 0 | 0 | 0 | 0 | 0 | 0 | 0
F1_Residential_Multi-Family Low Income_Existing_Secondary Heating_Natural Gas_Fireplace_E5 | F1 | Residential | Multi-Family Low Income | Existing | Secondary Heating | Natural Gas | Fireplace | E5 | RVT - Cost of Equipment | 0 | 0 | 0 | 0 | 0 | 0 | 0 | 0 | 0 | 0 | 0 | 0 | 0 | 0 | 0 | 0 | 0 | 0 | 0 | 0 | 0 | 0 | 0 | 0 | 0 | 0 | 0 | 0 | 0 | 0 | 0 | 0 | 0 | 0 | 0 | 0 | 0 | 0 | 0 | 0 | 0 | 0
F1_Residential_Multi-Family Low Income_Existing_Secondary Heating_Natural Gas_Fireplace_E6 | F1 | Residential | Multi-Family Low Income | Existing | Secondary Heating | Natural Gas | Fireplace | E6 | RVT - Cost of Equipment | 0 | 0 | 0 | 0 | 0 | 0 | 0 | 0 | 0 | 0 | 0 | 0 | 0 | 0 | 0 | 0 | 0 | 0 | 0 | 0 | 0 | 0 | 0 | 0 | 0 | 0 | 0 | 0 | 0 | 0 | 0 | 0 | 0 | 0 | 0 | 0 | 0 | 0 | 0 | 0 | 0 | 0
F1_Residential_Multi-Family Low Income_Existing_Secondary Heating_Natural Gas_Fireplace_E7 | F1 | Residential | Multi-Family Low Income | Existing | Secondary Heating | Natural Gas | Fireplace | E7 | RVT - Cost of Equipment | 0 | 0 | 0 | 0 | 0 | 0 | 0 | 0 | 0 | 0 | 0 | 0 | 0 | 0 | 0 | 0 | 0 | 0 | 0 | 0 | 0 | 0 | 0 | 0 | 0 | 0 | 0 | 0 | 0 | 0 | 0 | 0 | 0 | 0 | 0 | 0 | 0 | 0 | 0 | 0 | 0 | 0
F1_Residential_Multi-Family Low Income_Existing_Secondary Heating_Natural Gas_Fireplace_E8 | F1 | Residential | Multi-Family Low Income | Existing | Secondary Heating | Natural Gas | Fireplace | E8 | RVT - Cost of Equipment | 0 | 0 | 0 | 0 | 0 | 0 | 0 | 0 | 0 | 0 | 0 | 0 | 0 | 0 | 0 | 0 | 0 | 0 | 0 | 0 | 0 | 0 | 0 | 0 | 0 | 0 | 0 | 0 | 0 | 0 | 0 | 0 | 0 | 0 | 0 | 0 | 0 | 0 | 0 | 0 | 0 | 0
F1_Residential_Multi-Family Low Income_Existing_Secondary Heating_Natural Gas_Fireplace_E9 | F1 | Residential | Multi-Family Low Income | Existing | Secondary Heating | Natural Gas | Fireplace | E9 | RVT - Cost of Equipment | 0 | 0 | 0 | 0 | 0 | 0 | 0 | 0 | 0 | 0 | 0 | 0 | 0 | 0 | 0 | 0 | 0 | 0 | 0 | 0 | 0 | 0 | 0 | 0 | 0 | 0 | 0 | 0 | 0 | 0 | 0 | 0 | 0 | 0 | 0 | 0 | 0 | 0 | 0 | 0 | 0 | 0
F1_Residential_Multi-Family Low Income_Existing_Secondary Heating_Natural Gas_Fireplace_E10 | F1 | Residential | Multi-Family Low Income | Existing | Secondary Heating | Natural Gas | Fireplace | E10 | RVT - Cost of Equipment | 0 | 0 | 0 | 0 | 0 | 0 | 0 | 0 | 0 | 0 | 0 | 0 | 0 | 0 | 0 | 0 | 0 | 0 | 0 | 0 | 0 | 0 | 0 | 0 | 0 | 0 | 0 | 0 | 0 | 0 | 0 | 0 | 0 | 0 | 0 | 0 | 0 | 0 | 0 | 0 | 0 | 0
F2_Residential_Multi-Family Low Income_Existing_Secondary Heating_Natural Gas_Fireplace_E1 | F2 | Residential | Multi-Family Low Income | Existing | Secondary Heating | Natural Gas | Fireplace | E1 | RVT - Cost of Operation | 65.4033 | 65.6268 | 66.035 | 66.3807 | 66.2966 | 66.4687 | 66.8787 | 67.2319 | 67.6656 | 68.0772 | 68.4788 | 68.8594 | 69.2708 | 69.6606 | 69.9897 | 70.2818 | 70.5291 | 70.7507 | 70.9104 | 71.0356 | 71.0729 | 71.04 | 70.9505 | 70.8451 | 70.6736 | 70.4559 | 70.1925 | 69.8951 | 69.5219 | 69.1096 | 68.6215 | 68.0963 | 67.4693 | 0 | 0 | 0 | 0 | 0 | 0 | 0 | 0 | 0
F2_Residential_Multi-Family Low Income_Existing_Secondary Heating_Natural Gas_Fireplace_E2 | F2 | Residential | Multi-Family Low Income | Existing | Secondary Heating | Natural Gas | Fireplace | E2 | RVT - Cost of Operation | 54.3884 | 54.5743 | 54.9138 | 55.2012 | 55.1313 | 55.2744 | 55.6154 | 55.9091 | 56.2697 | 56.612 | 56.946 | 57.2625 | 57.6046 | 57.9288 | 58.2024 | 58.4454 | 58.651 | 58.8353 | 58.9681 | 59.0722 | 59.1032 | 59.0758 | 59.0014 | 58.9138 | 58.7711 | 58.5901 | 58.3711 | 58.1237 | 57.8134 | 57.4705 | 57.0647 | 56.6279 | 56.1065 | 0 | 0 | 0 | 0 | 0 | 0 | 0 | 0 | 0
F2_Residential_Multi-Family Low Income_Existing_Secondary Heating_Natural Gas_Fireplace_E3 | F2 | Residential | Multi-Family Low Income | Existing | Secondary Heating | Natural Gas | Fireplace | E3 | RVT - Cost of Operation | 51.8901 | 52.0675 | 52.3913 | 52.6656 | 52.5989 | 52.7354 | 53.0607 | 53.3409 | 53.685 | 54.0116 | 54.3302 | 54.6322 | 54.9585 | 55.2678 | 55.5289 | 55.7607 | 55.9569 | 56.1327 | 56.2594 | 56.3587 | 56.3883 | 56.3622 | 56.2912 | 56.2076 | 56.0715 | 55.8988 | 55.6899 | 55.4538 | 55.1577 | 54.8307 | 54.4434 | 54.0268 | 53.5293 | 0 | 0 | 0 | 0 | 0 | 0 | 0 | 0 | 0
F2_Residential_Multi-Family Low Income_Existing_Secondary Heating_Natural Gas_Fireplace_E4 | F2 | Residential | Multi-Family Low Income | Existing | Secondary Heating | Natural Gas | Fireplace | E4 | RVT - Cost of Operation | 0 | 0 | 0 | 0 | 0 | 0 | 0 | 0 | 0 | 0 | 0 | 0 | 0 | 0 | 0 | 0 | 0 | 0 | 0 | 0 | 0 | 0 | 0 | 0 | 0 | 0 | 0 | 0 | 0 | 0 | 0 | 0 | 0 | 0 | 0 | 0 | 0 | 0 | 0 | 0 | 0 | 0
F2_Residential_Multi-Family Low Income_Existing_Secondary Heating_Natural Gas_Fireplace_E5 | F2 | Residential | Multi-Family Low Income | Existing | Secondary Heating | Natural Gas | Fireplace | E5 | RVT - Cost of Operation | 0 | 0 | 0 | 0 | 0 | 0 | 0 | 0 | 0 | 0 | 0 | 0 | 0 | 0 | 0 | 0 | 0 | 0 | 0 | 0 | 0 | 0 | 0 | 0 | 0 | 0 | 0 | 0 | 0 | 0 | 0 | 0 | 0 | 0 | 0 | 0 | 0 | 0 | 0 | 0 | 0 | 0
F2_Residential_Multi-Family Low Income_Existing_Secondary Heating_Natural Gas_Fireplace_E6 | F2 | Residential | Multi-Family Low Income | Existing | Secondary Heating | Natural Gas | Fireplace | E6 | RVT - Cost of Operation | 0 | 0 | 0 | 0 | 0 | 0 | 0 | 0 | 0 | 0 | 0 | 0 | 0 | 0 | 0 | 0 | 0 | 0 | 0 | 0 | 0 | 0 | 0 | 0 | 0 | 0 | 0 | 0 | 0 | 0 | 0 | 0 | 0 | 0 | 0 | 0 | 0 | 0 | 0 | 0 | 0 | 0
F2_Residential_Multi-Family Low Income_Existing_Secondary Heating_Natural Gas_Fireplace_E7 | F2 | Residential | Multi-Family Low Income | Existing | Secondary Heating | Natural Gas | Fireplace | E7 | RVT - Cost of Operation | 0 | 0 | 0 | 0 | 0 | 0 | 0 | 0 | 0 | 0 | 0 | 0 | 0 | 0 | 0 | 0 | 0 | 0 | 0 | 0 | 0 | 0 | 0 | 0 | 0 | 0 | 0 | 0 | 0 | 0 | 0 | 0 | 0 | 0 | 0 | 0 | 0 | 0 | 0 | 0 | 0 | 0
F2_Residential_Multi-Family Low Income_Existing_Secondary Heating_Natural Gas_Fireplace_E8 | F2 | Residential | Multi-Family Low Income | Existing | Secondary Heating | Natural Gas | Fireplace | E8 | RVT - Cost of Operation | 0 | 0 | 0 | 0 | 0 | 0 | 0 | 0 | 0 | 0 | 0 | 0 | 0 | 0 | 0 | 0 | 0 | 0 | 0 | 0 | 0 | 0 | 0 | 0 | 0 | 0 | 0 | 0 | 0 | 0 | 0 | 0 | 0 | 0 | 0 | 0 | 0 | 0 | 0 | 0 | 0 | 0
F2_Residential_Multi-Family Low Income_Existing_Secondary Heating_Natural Gas_Fireplace_E9 | F2 | Residential | Multi-Family Low Income | Existing | Secondary Heating | Natural Gas | Fireplace | E9 | RVT - Cost of Operation | 0 | 0 | 0 | 0 | 0 | 0 | 0 | 0 | 0 | 0 | 0 | 0 | 0 | 0 | 0 | 0 | 0 | 0 | 0 | 0 | 0 | 0 | 0 | 0 | 0 | 0 | 0 | 0 | 0 | 0 | 0 | 0 | 0 | 0 | 0 | 0 | 0 | 0 | 0 | 0 | 0 | 0
F2_Residential_Multi-Family Low Income_Existing_Secondary Heating_Natural Gas_Fireplace_E10 | F2 | Residential | Multi-Family Low Income | Existing | Secondary Heating | Natural Gas | Fireplace | E10 | RVT - Cost of Operation | 0 | 0 | 0 | 0 | 0 | 0 | 0 | 0 | 0 | 0 | 0 | 0 | 0 | 0 | 0 | 0 | 0 | 0 | 0 | 0 | 0 | 0 | 0 | 0 | 0 | 0 | 0 | 0 | 0 | 0 | 0 | 0 | 0 | 0 | 0 | 0 | 0 | 0 | 0 | 0 | 0 | 0
F3_Residential_Multi-Family Low Income_Existing_Secondary Heating_Natural Gas_Fireplace_E1 | F3 | Residential | Multi-Family Low Income | Existing | Secondary Heating | Natural Gas | Fireplace | E1 | System - kBTUs of Consumption | 296.7502 | 296.7502 | 296.7502 | 296.7502 | 296.7502 | 296.7502 | 296.7502 | 296.7502 | 296.7502 | 296.7502 | 296.7502 | 296.7502 | 296.7502 | 296.7502 | 296.7502 | 296.7502 | 296.7502 | 296.7502 | 296.7502 | 296.7502 | 296.7502 | 296.7502 | 296.7502 | 296.7502 | 296.7502 | 296.7502 | 296.7502 | 296.7502 | 296.7502 | 296.7502 | 296.7502 | 296.7502 | 296.7502 | 0 | 0 | 0 | 0 | 0 | 0 | 0 | 0 | 0
F3_Residential_Multi-Family Low Income_Existing_Secondary Heating_Natural Gas_Fireplace_E2 | F3 | Residential | Multi-Family Low Income | Existing | Secondary Heating | Natural Gas | Fireplace | E2 | System - kBTUs of Consumption | 323.7563 | 323.7563 | 323.7563 | 323.7563 | 323.7563 | 323.7563 | 323.7563 | 323.7563 | 323.7563 | 323.7563 | 323.7563 | 323.7563 | 323.7563 | 323.7563 | 323.7563 | 323.7563 | 323.7563 | 323.7563 | 323.7563 | 323.7563 | 323.7563 | 323.7563 | 323.7563 | 323.7563 | 323.7563 | 323.7563 | 323.7563 | 323.7563 | 323.7563 | 323.7563 | 323.7563 | 323.7563 | 323.7563 | 0 | 0 | 0 | 0 | 0 | 0 | 0 | 0 | 0
F3_Residential_Multi-Family Low Income_Existing_Secondary Heating_Natural Gas_Fireplace_E3 | F3 | Residential | Multi-Family Low Income | Existing | Secondary Heating | Natural Gas | Fireplace | E3 | System - kBTUs of Consumption | 329.9912 | 329.9912 | 329.9912 | 329.9912 | 329.9912 | 329.9912 | 329.9912 | 329.9912 | 329.9912 | 329.9912 | 329.9912 | 329.9912 | 329.9912 | 329.9912 | 329.9912 | 329.9912 | 329.9912 | 329.9912 | 329.9912 | 329.9912 | 329.9912 | 329.9912 | 329.9912 | 329.9912 | 329.9912 | 329.9912 | 329.9912 | 329.9912 | 329.9912 | 329.9912 | 329.9912 | 329.9912 | 329.9912 | 0 | 0 | 0 | 0 | 0 | 0 | 0 | 0 | 0
F3_Residential_Multi-Family Low Income_Existing_Secondary Heating_Natural Gas_Fireplace_E4 | F3 | Residential | Multi-Family Low Income | Existing | Secondary Heating | Natural Gas | Fireplace | E4 | System - kBTUs of Consumption | 0 | 0 | 0 | 0 | 0 | 0 | 0 | 0 | 0 | 0 | 0 | 0 | 0 | 0 | 0 | 0 | 0 | 0 | 0 | 0 | 0 | 0 | 0 | 0 | 0 | 0 | 0 | 0 | 0 | 0 | 0 | 0 | 0 | 0 | 0 | 0 | 0 | 0 | 0 | 0 | 0 | 0
F3_Residential_Multi-Family Low Income_Existing_Secondary Heating_Natural Gas_Fireplace_E5 | F3 | Residential | Multi-Family Low Income | Existing | Secondary Heating | Natural Gas | Fireplace | E5 | System - kBTUs of Consumption | 0 | 0 | 0 | 0 | 0 | 0 | 0 | 0 | 0 | 0 | 0 | 0 | 0 | 0 | 0 | 0 | 0 | 0 | 0 | 0 | 0 | 0 | 0 | 0 | 0 | 0 | 0 | 0 | 0 | 0 | 0 | 0 | 0 | 0 | 0 | 0 | 0 | 0 | 0 | 0 | 0 | 0
F3_Residential_Multi-Family Low Income_Existing_Secondary Heating_Natural Gas_Fireplace_E6 | F3 | Residential | Multi-Family Low Income | Existing | Secondary Heating | Natural Gas | Fireplace | E6 | System - kBTUs of Consumption | 0 | 0 | 0 | 0 | 0 | 0 | 0 | 0 | 0 | 0 | 0 | 0 | 0 | 0 | 0 | 0 | 0 | 0 | 0 | 0 | 0 | 0 | 0 | 0 | 0 | 0 | 0 | 0 | 0 | 0 | 0 | 0 | 0 | 0 | 0 | 0 | 0 | 0 | 0 | 0 | 0 | 0
F3_Residential_Multi-Family Low Income_Existing_Secondary Heating_Natural Gas_Fireplace_E7 | F3 | Residential | Multi-Family Low Income | Existing | Secondary Heating | Natural Gas | Fireplace | E7 | System - kBTUs of Consumption | 0 | 0 | 0 | 0 | 0 | 0 | 0 | 0 | 0 | 0 | 0 | 0 | 0 | 0 | 0 | 0 | 0 | 0 | 0 | 0 | 0 | 0 | 0 | 0 | 0 | 0 | 0 | 0 | 0 | 0 | 0 | 0 | 0 | 0 | 0 | 0 | 0 | 0 | 0 | 0 | 0 | 0
F3_Residential_Multi-Family Low Income_Existing_Secondary Heating_Natural Gas_Fireplace_E8 | F3 | Residential | Multi-Family Low Income | Existing | Secondary Heating | Natural Gas | Fireplace | E8 | System - kBTUs of Consumption | 0 | 0 | 0 | 0 | 0 | 0 | 0 | 0 | 0 | 0 | 0 | 0 | 0 | 0 | 0 | 0 | 0 | 0 | 0 | 0 | 0 | 0 | 0 | 0 | 0 | 0 | 0 | 0 | 0 | 0 | 0 | 0 | 0 | 0 | 0 | 0 | 0 | 0 | 0 | 0 | 0 | 0
F3_Residential_Multi-Family Low Income_Existing_Secondary Heating_Natural Gas_Fireplace_E9 | F3 | Residential | Multi-Family Low Income | Existing | Secondary Heating | Natural Gas | Fireplace | E9 | System - kBTUs of Consumption | 0 | 0 | 0 | 0 | 0 | 0 | 0 | 0 | 0 | 0 | 0 | 0 | 0 | 0 | 0 | 0 | 0 | 0 | 0 | 0 | 0 | 0 | 0 | 0 | 0 | 0 | 0 | 0 | 0 | 0 | 0 | 0 | 0 | 0 | 0 | 0 | 0 | 0 | 0 | 0 | 0 | 0
F3_Residential_Multi-Family Low Income_Existing_Secondary Heating_Natural Gas_Fireplace_E10 | F3 | Residential | Multi-Family Low Income | Existing | Secondary Heating | Natural Gas | Fireplace | E10 | System - kBTUs of Consumption | 0 | 0 | 0 | 0 | 0 | 0 | 0 | 0 | 0 | 0 | 0 | 0 | 0 | 0 | 0 | 0 | 0 | 0 | 0 | 0 | 0 | 0 | 0 | 0 | 0 | 0 | 0 | 0 | 0 | 0 | 0 | 0 | 0 | 0 | 0 | 0 | 0 | 0 | 0 | 0 | 0 | 0
F4_Residential_Multi-Family Low Income_Existing_Secondary Heating_Natural Gas_Fireplace_E1 | F4 | Residential | Multi-Family Low Income | Existing | Secondary Heating | Natural Gas | Fireplace | E1 | Utility - Cost of Equipment | 65.4033 | 65.6268 | 66.035 | 66.3807 | 66.2966 | 66.4687 | 66.8787 | 67.2319 | 67.6656 | 68.0772 | 68.4788 | 68.8594 | 69.2708 | 69.6606 | 69.9897 | 70.2818 | 70.5291 | 70.7507 | 70.9104 | 71.0356 | 71.0729 | 71.04 | 70.9505 | 70.8451 | 70.6736 | 70.4559 | 70.1925 | 69.8951 | 69.5219 | 69.1096 | 68.6215 | 68.0963 | 67.4693 | 0 | 0 | 0 | 0 | 0 | 0 | 0 | 0 | 0
F4_Residential_Multi-Family Low Income_Existing_Secondary Heating_Natural Gas_Fireplace_E2 | F4 | Residential | Multi-Family Low Income | Existing | Secondary Heating | Natural Gas | Fireplace | E2 | Utility - Cost of Equipment | 54.3884 | 54.5743 | 54.9138 | 55.2012 | 55.1313 | 55.2744 | 55.6154 | 55.9091 | 56.2697 | 56.612 | 56.946 | 57.2625 | 57.6046 | 57.9288 | 58.2024 | 58.4454 | 58.651 | 58.8353 | 58.9681 | 59.0722 | 59.1032 | 59.0758 | 59.0014 | 58.9138 | 58.7711 | 58.5901 | 58.3711 | 58.1237 | 57.8134 | 57.4705 | 57.0647 | 56.6279 | 56.1065 | 0 | 0 | 0 | 0 | 0 | 0 | 0 | 0 | 0
F4_Residential_Multi-Family Low Income_Existing_Secondary Heating_Natural Gas_Fireplace_E3 | F4 | Residential | Multi-Family Low Income | Existing | Secondary Heating | Natural Gas | Fireplace | E3 | Utility - Cost of Equipment | 51.8901 | 52.0675 | 52.3913 | 52.6656 | 52.5989 | 52.7354 | 53.0607 | 53.3409 | 53.685 | 54.0116 | 54.3302 | 54.6322 | 54.9585 | 55.2678 | 55.5289 | 55.7607 | 55.9569 | 56.1327 | 56.2594 | 56.3587 | 56.3883 | 56.3622 | 56.2912 | 56.2076 | 56.0715 | 55.8988 | 55.6899 | 55.4538 | 55.1577 | 54.8307 | 54.4434 | 54.0268 | 53.5293 | 0 | 0 | 0 | 0 | 0 | 0 | 0 | 0 | 0
F4_Residential_Multi-Family Low Income_Existing_Secondary Heating_Natural Gas_Fireplace_E4 | F4 | Residential | Multi-Family Low Income | Existing | Secondary Heating | Natural Gas | Fireplace | E4 | Utility - Cost of Equipment | 0 | 0 | 0 | 0 | 0 | 0 | 0 | 0 | 0 | 0 | 0 | 0 | 0 | 0 | 0 | 0 | 0 | 0 | 0 | 0 | 0 | 0 | 0 | 0 | 0 | 0 | 0 | 0 | 0 | 0 | 0 | 0 | 0 | 0 | 0 | 0 | 0 | 0 | 0 | 0 | 0 | 0
F4_Residential_Multi-Family Low Income_Existing_Secondary Heating_Natural Gas_Fireplace_E5 | F4 | Residential | Multi-Family Low Income | Existing | Secondary Heating | Natural Gas | Fireplace | E5 | Utility - Cost of Equipment | 0 | 0 | 0 | 0 | 0 | 0 | 0 | 0 | 0 | 0 | 0 | 0 | 0 | 0 | 0 | 0 | 0 | 0 | 0 | 0 | 0 | 0 | 0 | 0 | 0 | 0 | 0 | 0 | 0 | 0 | 0 | 0 | 0 | 0 | 0 | 0 | 0 | 0 | 0 | 0 | 0 | 0
F4_Residential_Multi-Family Low Income_Existing_Secondary Heating_Natural Gas_Fireplace_E6 | F4 | Residential | Multi-Family Low Income | Existing | Secondary Heating | Natural Gas | Fireplace | E6 | Utility - Cost of Equipment | 0 | 0 | 0 | 0 | 0 | 0 | 0 | 0 | 0 | 0 | 0 | 0 | 0 | 0 | 0 | 0 | 0 | 0 | 0 | 0 | 0 | 0 | 0 | 0 | 0 | 0 | 0 | 0 | 0 | 0 | 0 | 0 | 0 | 0 | 0 | 0 | 0 | 0 | 0 | 0 | 0 | 0
F4_Residential_Multi-Family Low Income_Existing_Secondary Heating_Natural Gas_Fireplace_E7 | F4 | Residential | Multi-Family Low Income | Existing | Secondary Heating | Natural Gas | Fireplace | E7 | Utility - Cost of Equipment | 0 | 0 | 0 | 0 | 0 | 0 | 0 | 0 | 0 | 0 | 0 | 0 | 0 | 0 | 0 | 0 | 0 | 0 | 0 | 0 | 0 | 0 | 0 | 0 | 0 | 0 | 0 | 0 | 0 | 0 | 0 | 0 | 0 | 0 | 0 | 0 | 0 | 0 | 0 | 0 | 0 | 0
F4_Residential_Multi-Family Low Income_Existing_Secondary Heating_Natural Gas_Fireplace_E8 | F4 | Residential | Multi-Family Low Income | Existing | Secondary Heating | Natural Gas | Fireplace | E8 | Utility - Cost of Equipment | 0 | 0 | 0 | 0 | 0 | 0 | 0 | 0 | 0 | 0 | 0 | 0 | 0 | 0 | 0 | 0 | 0 | 0 | 0 | 0 | 0 | 0 | 0 | 0 | 0 | 0 | 0 | 0 | 0 | 0 | 0 | 0 | 0 | 0 | 0 | 0 | 0 | 0 | 0 | 0 | 0 | 0
F4_Residential_Multi-Family Low Income_Existing_Secondary Heating_Natural Gas_Fireplace_E9 | F4 | Residential | Multi-Family Low Income | Existing | Secondary Heating | Natural Gas | Fireplace | E9 | Utility - Cost of Equipment | 0 | 0 | 0 | 0 | 0 | 0 | 0 | 0 | 0 | 0 | 0 | 0 | 0 | 0 | 0 | 0 | 0 | 0 | 0 | 0 | 0 | 0 | 0 | 0 | 0 | 0 | 0 | 0 | 0 | 0 | 0 | 0 | 0 | 0 | 0 | 0 | 0 | 0 | 0 | 0 | 0 | 0
F4_Residential_Multi-Family Low Income_Existing_Secondary Heating_Natural Gas_Fireplace_E10 | F4 | Residential | Multi-Family Low Income | Existing | Secondary Heating | Natural Gas | Fireplace | E10 | Utility - Cost of Equipment | 0 | 0 | 0 | 0 | 0 | 0 | 0 | 0 | 0 | 0 | 0 | 0 | 0 | 0 | 0 | 0 | 0 | 0 | 0 | 0 | 0 | 0 | 0 | 0 | 0 | 0 | 0 | 0 | 0 | 0 | 0 | 0 | 0 | 0 | 0 | 0 | 0 | 0 | 0 | 0 | 0 | 0
F5_Residential_Multi-Family Low Income_Existing_Secondary Heating_Natural Gas_Fireplace_E1 | F5 | Residential | Multi-Family Low Income | Existing | Secondary Heating | Natural Gas | Fireplace | E1 | Utility - Cost of Operation | 296.7502 | 296.7502 | 296.7502 | 296.7502 | 296.7502 | 296.7502 | 296.7502 | 296.7502 | 296.7502 | 296.7502 | 296.7502 | 296.7502 | 296.7502 | 296.7502 | 296.7502 | 296.7502 | 296.7502 | 296.7502 | 296.7502 | 296.7502 | 296.7502 | 296.7502 | 296.7502 | 296.7502 | 296.7502 | 296.7502 | 296.7502 | 296.7502 | 296.7502 | 296.7502 | 296.7502 | 296.7502 | 296.7502 | 0 | 0 | 0 | 0 | 0 | 0 | 0 | 0 | 0
F5_Residential_Multi-Family Low Income_Existing_Secondary Heating_Natural Gas_Fireplace_E2 | F5 | Residential | Multi-Family Low Income | Existing | Secondary Heating | Natural Gas | Fireplace | E2 | Utility - Cost of Operation | 323.7563 | 323.7563 | 323.7563 | 323.7563 | 323.7563 | 323.7563 | 323.7563 | 323.7563 | 323.7563 | 323.7563 | 323.7563 | 323.7563 | 323.7563 | 323.7563 | 323.7563 | 323.7563 | 323.7563 | 323.7563 | 323.7563 | 323.7563 | 323.7563 | 323.7563 | 323.7563 | 323.7563 | 323.7563 | 323.7563 | 323.7563 | 323.7563 | 323.7563 | 323.7563 | 323.7563 | 323.7563 | 323.7563 | 0 | 0 | 0 | 0 | 0 | 0 | 0 | 0 | 0
F5_Residential_Multi-Family Low Income_Existing_Secondary Heating_Natural Gas_Fireplace_E3 | F5 | Residential | Multi-Family Low Income | Existing | Secondary Heating | Natural Gas | Fireplace | E3 | Utility - Cost of Operation | 329.9912 | 329.9912 | 329.9912 | 329.9912 | 329.9912 | 329.9912 | 329.9912 | 329.9912 | 329.9912 | 329.9912 | 329.9912 | 329.9912 | 329.9912 | 329.9912 | 329.9912 | 329.9912 | 329.9912 | 329.9912 | 329.9912 | 329.9912 | 329.9912 | 329.9912 | 329.9912 | 329.9912 | 329.9912 | 329.9912 | 329.9912 | 329.9912 | 329.9912 | 329.9912 | 329.9912 | 329.9912 | 329.9912 | 0 | 0 | 0 | 0 | 0 | 0 | 0 | 0 | 0
F5_Residential_Multi-Family Low Income_Existing_Secondary Heating_Natural Gas_Fireplace_E4 | F5 | Residential | Multi-Family Low Income | Existing | Secondary Heating | Natural Gas | Fireplace | E4 | Utility - Cost of Operation | 0 | 0 | 0 | 0 | 0 | 0 | 0 | 0 | 0 | 0 | 0 | 0 | 0 | 0 | 0 | 0 | 0 | 0 | 0 | 0 | 0 | 0 | 0 | 0 | 0 | 0 | 0 | 0 | 0 | 0 | 0 | 0 | 0 | 0 | 0 | 0 | 0 | 0 | 0 | 0 | 0 | 0
F5_Residential_Multi-Family Low Income_Existing_Secondary Heating_Natural Gas_Fireplace_E5 | F5 | Residential | Multi-Family Low Income | Existing | Secondary Heating | Natural Gas | Fireplace | E5 | Utility - Cost of Operation | 0 | 0 | 0 | 0 | 0 | 0 | 0 | 0 | 0 | 0 | 0 | 0 | 0 | 0 | 0 | 0 | 0 | 0 | 0 | 0 | 0 | 0 | 0 | 0 | 0 | 0 | 0 | 0 | 0 | 0 | 0 | 0 | 0 | 0 | 0 | 0 | 0 | 0 | 0 | 0 | 0 | 0
F5_Residential_Multi-Family Low Income_Existing_Secondary Heating_Natural Gas_Fireplace_E6 | F5 | Residential | Multi-Family Low Income | Existing | Secondary Heating | Natural Gas | Fireplace | E6 | Utility - Cost of Operation | 0 | 0 | 0 | 0 | 0 | 0 | 0 | 0 | 0 | 0 | 0 | 0 | 0 | 0 | 0 | 0 | 0 | 0 | 0 | 0 | 0 | 0 | 0 | 0 | 0 | 0 | 0 | 0 | 0 | 0 | 0 | 0 | 0 | 0 | 0 | 0 | 0 | 0 | 0 | 0 | 0 | 0
F5_Residential_Multi-Family Low Income_Existing_Secondary Heating_Natural Gas_Fireplace_E7 | F5 | Residential | Multi-Family Low Income | Existing | Secondary Heating | Natural Gas | Fireplace | E7 | Utility - Cost of Operation | 0 | 0 | 0 | 0 | 0 | 0 | 0 | 0 | 0 | 0 | 0 | 0 | 0 | 0 | 0 | 0 | 0 | 0 | 0 | 0 | 0 | 0 | 0 | 0 | 0 | 0 | 0 | 0 | 0 | 0 | 0 | 0 | 0 | 0 | 0 | 0 | 0 | 0 | 0 | 0 | 0 | 0
F5_Residential_Multi-Family Low Income_Existing_Secondary Heating_Natural Gas_Fireplace_E8 | F5 | Residential | Multi-Family Low Income | Existing | Secondary Heating | Natural Gas | Fireplace | E8 | Utility - Cost of Operation | 0 | 0 | 0 | 0 | 0 | 0 | 0 | 0 | 0 | 0 | 0 | 0 | 0 | 0 | 0 | 0 | 0 | 0 | 0 | 0 | 0 | 0 | 0 | 0 | 0 | 0 | 0 | 0 | 0 | 0 | 0 | 0 | 0 | 0 | 0 | 0 | 0 | 0 | 0 | 0 | 0 | 0
F5_Residential_Multi-Family Low Income_Existing_Secondary Heating_Natural Gas_Fireplace_E9 | F5 | Residential | Multi-Family Low Income | Existing | Secondary Heating | Natural Gas | Fireplace | E9 | Utility - Cost of Operation | 0 | 0 | 0 | 0 | 0 | 0 | 0 | 0 | 0 | 0 | 0 | 0 | 0 | 0 | 0 | 0 | 0 | 0 | 0 | 0 | 0 | 0 | 0 | 0 | 0 | 0 | 0 | 0 | 0 | 0 | 0 | 0 | 0 | 0 | 0 | 0 | 0 | 0 | 0 | 0 | 0 | 0
F5_Residential_Multi-Family Low Income_Existing_Secondary Heating_Natural Gas_Fireplace_E10 | F5 | Residential | Multi-Family Low Income | Existing | Secondary Heating | Natural Gas | Fireplace | E10 | Utility - Cost of Operation | 0 | 0 | 0 | 0 | 0 | 0 | 0 | 0 | 0 | 0 | 0 | 0 | 0 | 0 | 0 | 0 | 0 | 0 | 0 | 0 | 0 | 0 | 0 | 0 | 0 | 0 | 0 | 0 | 0 | 0 | 0 | 0 | 0 | 0 | 0 | 0 | 0 | 0 | 0 | 0 | 0 | 0
F6_Residential_Multi-Family Low Income_Existing_Secondary Heating_Natural Gas_Fireplace_E1 | F6 | Residential | Multi-Family Low Income | Existing | Secondary Heating | Natural Gas | Fireplace | E1 | Utility - Value of Sales | 42.0121 | 42.1038 | 42.263 | 42.3708 | 42.2524 | 42.1336 | 42.0146 | 41.8952 | 41.7755 | 41.6554 | 41.535 | 41.4143 | 41.2932 | 41.1726 | 41.0534 | 40.9365 | 40.8227 | 40.713 | 40.6081 | 40.5091 | 40.4167 | 40.3319 | 40.2547 | 40.1851 | 40.1232 | 40.0689 | 40.0223 | 39.9834 | 39.9522 | 39.9288 | 39.9132 | 39.9053 | 39.9053 | 0 | 0 | 0 | 0 | 0 | 0 | 0 | 0 | 0
F6_Residential_Multi-Family Low Income_Existing_Secondary Heating_Natural Gas_Fireplace_E2 | F6 | Residential | Multi-Family Low Income | Existing | Secondary Heating | Natural Gas | Fireplace | E2 | Utility - Value of Sales | 34.9367 | 35.0129 | 35.1453 | 35.2349 | 35.1365 | 35.0377 | 34.9387 | 34.8394 | 34.7399 | 34.64 | 34.5399 | 34.4395 | 34.3388 | 34.2385 | 34.1394 | 34.0422 | 33.9476 | 33.8563 | 33.7691 | 33.6868 | 33.61 | 33.5395 | 33.4752 | 33.4174 | 33.3659 | 33.3207 | 33.282 | 33.2496 | 33.2237 | 33.2042 | 33.1912 | 33.1847 | 33.1847 | 0 | 0 | 0 | 0 | 0 | 0 | 0 | 0 | 0
F6_Residential_Multi-Family Low Income_Existing_Secondary Heating_Natural Gas_Fireplace_E3 | F6 | Residential | Multi-Family Low Income | Existing | Secondary Heating | Natural Gas | Fireplace | E3 | Utility - Value of Sales | 33.3319 | 33.4046 | 33.5309 | 33.6164 | 33.5225 | 33.4283 | 33.3338 | 33.2391 | 33.1441 | 33.0489 | 32.9533 | 32.8575 | 32.7615 | 32.6658 | 32.5712 | 32.4785 | 32.3882 | 32.3011 | 32.218 | 32.1394 | 32.0661 | 31.9988 | 31.9376 | 31.8824 | 31.8332 | 31.7902 | 31.7532 | 31.7223 | 31.6976 | 31.679 | 31.6666 | 31.6604 | 31.6604 | 0 | 0 | 0 | 0 | 0 | 0 | 0 | 0 | 0
F6_Residential_Multi-Family Low Income_Existing_Secondary Heating_Natural Gas_Fireplace_E4 | F6 | Residential | Multi-Family Low Income | Existing | Secondary Heating | Natural Gas | Fireplace | E4 | Utility - Value of Sales | 0 | 0 | 0 | 0 | 0 | 0 | 0 | 0 | 0 | 0 | 0 | 0 | 0 | 0 | 0 | 0 | 0 | 0 | 0 | 0 | 0 | 0 | 0 | 0 | 0 | 0 | 0 | 0 | 0 | 0 | 0 | 0 | 0 | 0 | 0 | 0 | 0 | 0 | 0 | 0 | 0 | 0
F6_Residential_Multi-Family Low Income_Existing_Secondary Heating_Natural Gas_Fireplace_E5 | F6 | Residential | Multi-Family Low Income | Existing | Secondary Heating | Natural Gas | Fireplace | E5 | Utility - Value of Sales | 0 | 0 | 0 | 0 | 0 | 0 | 0 | 0 | 0 | 0 | 0 | 0 | 0 | 0 | 0 | 0 | 0 | 0 | 0 | 0 | 0 | 0 | 0 | 0 | 0 | 0 | 0 | 0 | 0 | 0 | 0 | 0 | 0 | 0 | 0 | 0 | 0 | 0 | 0 | 0 | 0 | 0
F6_Residential_Multi-Family Low Income_Existing_Secondary Heating_Natural Gas_Fireplace_E6 | F6 | Residential | Multi-Family Low Income | Existing | Secondary Heating | Natural Gas | Fireplace | E6 | Utility - Value of Sales | 0 | 0 | 0 | 0 | 0 | 0 | 0 | 0 | 0 | 0 | 0 | 0 | 0 | 0 | 0 | 0 | 0 | 0 | 0 | 0 | 0 | 0 | 0 | 0 | 0 | 0 | 0 | 0 | 0 | 0 | 0 | 0 | 0 | 0 | 0 | 0 | 0 | 0 | 0 | 0 | 0 | 0
F6_Residential_Multi-Family Low Income_Existing_Secondary Heating_Natural Gas_Fireplace_E7 | F6 | Residential | Multi-Family Low Income | Existing | Secondary Heating | Natural Gas | Fireplace | E7 | Utility - Value of Sales | 0 | 0 | 0 | 0 | 0 | 0 | 0 | 0 | 0 | 0 | 0 | 0 | 0 | 0 | 0 | 0 | 0 | 0 | 0 | 0 | 0 | 0 | 0 | 0 | 0 | 0 | 0 | 0 | 0 | 0 | 0 | 0 | 0 | 0 | 0 | 0 | 0 | 0 | 0 | 0 | 0 | 0
F6_Residential_Multi-Family Low Income_Existing_Secondary Heating_Natural Gas_Fireplace_E8 | F6 | Residential | Multi-Family Low Income | Existing | Secondary Heating | Natural Gas | Fireplace | E8 | Utility - Value of Sales | 0 | 0 | 0 | 0 | 0 | 0 | 0 | 0 | 0 | 0 | 0 | 0 | 0 | 0 | 0 | 0 | 0 | 0 | 0 | 0 | 0 | 0 | 0 | 0 | 0 | 0 | 0 | 0 | 0 | 0 | 0 | 0 | 0 | 0 | 0 | 0 | 0 | 0 | 0 | 0 | 0 | 0
F6_Residential_Multi-Family Low Income_Existing_Secondary Heating_Natural Gas_Fireplace_E9 | F6 | Residential | Multi-Family Low Income | Existing | Secondary Heating | Natural Gas | Fireplace | E9 | Utility - Value of Sales | 0 | 0 | 0 | 0 | 0 | 0 | 0 | 0 | 0 | 0 | 0 | 0 | 0 | 0 | 0 | 0 | 0 | 0 | 0 | 0 | 0 | 0 | 0 | 0 | 0 | 0 | 0 | 0 | 0 | 0 | 0 | 0 | 0 | 0 | 0 | 0 | 0 | 0 | 0 | 0 | 0 | 0
F6_Residential_Multi-Family Low Income_Existing_Secondary Heating_Natural Gas_Fireplace_E10 | F6 | Residential | Multi-Family Low Income | Existing | Secondary Heating | Natural Gas | Fireplace | E10 | Utility - Value of Sales | 0 | 0 | 0 | 0 | 0 | 0 | 0 | 0 | 0 | 0 | 0 | 0 | 0 | 0 | 0 | 0 | 0 | 0 | 0 | 0 | 0 | 0 | 0 | 0 | 0 | 0 | 0 | 0 | 0 | 0 | 0 | 0 | 0 | 0 | 0 | 0 | 0 | 0 | 0 | 0 | 0 | 0
F1_Residential_Multi-Family Low Income_Existing_Water Heating_Natural Gas_Water Heater (<= 55 gal)_E1 | F1 | Residential | Multi-Family Low Income | Existing | Water Heating | Natural Gas | Water Heater (<= 55 gal) | E1 | RVT - Cost of Equipment | 140.9856 | 141.3984 | 142.3244 | 143.1031 | 142.7864 | 143.5501 | 145.2702 | 146.6978 | 148.4142 | 150.0884 | 151.7761 | 153.3738 | 155.0738 | 156.8303 | 158.5422 | 160.293 | 162.051 | 163.8351 | 165.5506 | 167.2 | 168.6442 | 169.9674 | 170.9821 | 171.8665 | 172.5072 | 172.9364 | 173.2241 | 173.3356 | 173.2057 | 172.9134 | 172.3146 | 171.5688 | 170.5569 | 0 | 0 | 0 | 0 | 0 | 0 | 0 | 0 | 0
F1_Residential_Multi-Family Low Income_Existing_Water Heating_Natural Gas_Water Heater (<= 55 gal)_E2 | F1 | Residential | Multi-Family Low Income | Existing | Water Heating | Natural Gas | Water Heater (<= 55 gal) | E2 | RVT - Cost of Equipment | 127.7682 | 128.1423 | 128.9815 | 129.6871 | 129.4001 | 130.0923 | 131.6511 | 132.9449 | 134.5004 | 136.0176 | 137.5471 | 138.995 | 140.5356 | 142.1274 | 143.6788 | 145.2655 | 146.8588 | 148.4756 | 150.0302 | 151.525 | 152.8338 | 154.0329 | 154.9525 | 155.754 | 156.3346 | 156.7236 | 156.9843 | 157.0854 | 156.9677 | 156.7028 | 156.1601 | 155.4843 | 154.5672 | 0 | 0 | 0 | 0 | 0 | 0 | 0 | 0 | 0
F1_Residential_Multi-Family Low Income_Existing_Water Heating_Natural Gas_Water Heater (<= 55 gal)_E3 | F1 | Residential | Multi-Family Low Income | Existing | Water Heating | Natural Gas | Water Heater (<= 55 gal) | E3 | RVT - Cost of Equipment | 100.9526 | 101.2483 | 101.9113 | 102.4689 | 102.2421 | 102.789 | 104.0206 | 105.0429 | 106.2719 | 107.4707 | 108.6792 | 109.8232 | 111.0405 | 112.2982 | 113.524 | 114.7777 | 116.0365 | 117.314 | 118.5424 | 119.7235 | 120.7576 | 121.705 | 122.4316 | 123.0649 | 123.5236 | 123.831 | 124.037 | 124.1169 | 124.0238 | 123.8146 | 123.3858 | 122.8518 | 122.1272 | 0 | 0 | 0 | 0 | 0 | 0 | 0 | 0 | 0
F1_Residential_Multi-Family Low Income_Existing_Water Heating_Natural Gas_Water Heater (<= 55 gal)_E4 | F1 | Residential | Multi-Family Low Income | Existing | Water Heating | Natural Gas | Water Heater (<= 55 gal) | E4 | RVT - Cost of Equipment | 95.9264 | 96.4197 | 97.1665 | 97.8513 | 98.0139 | 98.7135 | 99.8836 | 100.9315 | 102.1029 | 103.233 | 104.3386 | 105.3653 | 106.3941 | 107.4021 | 108.3212 | 109.1915 | 109.987 | 110.7581 | 111.4596 | 112.1318 | 112.7157 | 113.2682 | 113.7072 | 114.1333 | 114.4419 | 114.6487 | 114.7873 | 114.8411 | 114.7785 | 114.6377 | 114.3492 | 113.9899 | 113.5023 | 0 | 0 | 0 | 0 | 0 | 0 | 0 | 0 | 0
F1_Residential_Multi-Family Low Income_Existing_Water Heating_Natural Gas_Water Heater (<= 55 gal)_E5 | F1 | Residential | Multi-Family Low Income | Existing | Water Heating | Natural Gas | Water Heater (<= 55 gal) | E5 | RVT - Cost of Equipment | 91.7099 | 92.1815 | 92.8954 | 93.5502 | 93.7056 | 94.3744 | 95.4931 | 96.495 | 97.6148 | 98.6953 | 99.7523 | 100.7339 | 101.7175 | 102.6811 | 103.5599 | 104.3919 | 105.1524 | 105.8896 | 106.5603 | 107.2029 | 107.7612 | 108.2894 | 108.7091 | 109.1164 | 109.4115 | 109.6092 | 109.7417 | 109.7931 | 109.7333 | 109.5987 | 109.3229 | 108.9793 | 108.5132 | 0 | 0 | 0 | 0 | 0 | 0 | 0 | 0 | 0
F1_Residential_Multi-Family Low Income_Existing_Water Heating_Natural Gas_Water Heater (<= 55 gal)_E6 | F1 | Residential | Multi-Family Low Income | Existing | Water Heating | Natural Gas | Water Heater (<= 55 gal) | E6 | RVT - Cost of Equipment | 77.143 | 77.369 | 77.8756 | 78.3017 | 78.1284 | 78.5463 | 79.4875 | 80.2686 | 81.2078 | 82.1238 | 83.0473 | 83.9215 | 84.8517 | 85.8128 | 86.7495 | 87.7075 | 88.6694 | 89.6456 | 90.5843 | 91.4868 | 92.277 | 93.001 | 93.5563 | 94.0402 | 94.3907 | 94.6256 | 94.783 | 94.844 | 94.7729 | 94.613 | 94.2854 | 93.8773 | 93.3236 | 0 | 0 | 0 | 0 | 0 | 0 | 0 | 0 | 0
F1_Residential_Multi-Family Low Income_Existing_Water Heating_Natural Gas_Water Heater (<= 55 gal)_E7 | F1 | Residential | Multi-Family Low Income | Existing | Water Heating | Natural Gas | Water Heater (<= 55 gal) | E7 | RVT - Cost of Equipment | 0 | 0 | 0 | 0 | 62.988 | 63.3248 | 64.0893 | 64.7316 | 65.5051 | 66.2564 | 67.0102 | 67.7215 | 68.4736 | 69.2334 | 69.9435 | 70.6415 | 71.3107 | 71.997 | 72.6659 | 73.3244 | 73.9132 | 74.4818 | 74.95 | 75.4051 | 75.7461 | 75.9796 | 76.1326 | 76.1824 | 76.1244 | 75.994 | 75.7269 | 75.3941 | 74.9427 | 0 | 0 | 0 | 0 | 0 | 0 | 0 | 0 | 0
F1_Residential_Multi-Family Low Income_Existing_Water Heating_Natural Gas_Water Heater (<= 55 gal)_E8 | F1 | Residential | Multi-Family Low Income | Existing | Water Heating | Natural Gas | Water Heater (<= 55 gal) | E8 | RVT - Cost of Equipment | 0 | 0 | 0 | 0 | 0 | 0 | 0 | 0 | 0 | 0 | 0 | 0 | 0 | 0 | 0 | 0 | 0 | 0 | 0 | 0 | 0 | 0 | 0 | 0 | 0 | 0 | 0 | 0 | 0 | 0 | 0 | 0 | 0 | 0 | 0 | 0 | 0 | 0 | 0 | 0 | 0 | 0
F1_Residential_Multi-Family Low Income_Existing_Water Heating_Natural Gas_Water Heater (<= 55 gal)_E9 | F1 | Residential | Multi-Family Low Income | Existing | Water Heating | Natural Gas | Water Heater (<= 55 gal) | E9 | RVT - Cost of Equipment | 0 | 0 | 0 | 0 | 0 | 0 | 0 | 0 | 0 | 0 | 0 | 0 | 0 | 0 | 0 | 0 | 0 | 0 | 0 | 0 | 0 | 0 | 0 | 0 | 0 | 0 | 0 | 0 | 0 | 0 | 0 | 0 | 0 | 0 | 0 | 0 | 0 | 0 | 0 | 0 | 0 | 0
F1_Residential_Multi-Family Low Income_Existing_Water Heating_Natural Gas_Water Heater (<= 55 gal)_E10 | F1 | Residential | Multi-Family Low Income | Existing | Water Heating | Natural Gas | Water Heater (<= 55 gal) | E10 | RVT - Cost of Equipment | 0 | 0 | 0 | 0 | 0 | 0 | 0 | 0 | 0 | 0 | 0 | 0 | 0 | 0 | 0 | 0 | 0 | 0 | 0 | 0 | 0 | 0 | 0 | 0 | 0 | 0 | 0 | 0 | 0 | 0 | 0 | 0 | 0 | 0 | 0 | 0 | 0 | 0 | 0 | 0 | 0 | 0
F2_Residential_Multi-Family Low Income_Existing_Water Heating_Natural Gas_Water Heater (<= 55 gal)_E1 | F2 | Residential | Multi-Family Low Income | Existing | Water Heating | Natural Gas | Water Heater (<= 55 gal) | E1 | RVT - Cost of Operation | 140.7582 | 141.1705 | 142.095 | 142.8723 | 142.5561 | 143.3186 | 145.036 | 146.4613 | 148.1749 | 149.8464 | 151.5313 | 153.1265 | 154.8238 | 156.5774 | 158.2865 | 160.0346 | 161.7898 | 163.571 | 165.2837 | 166.9304 | 168.3722 | 169.6933 | 170.7064 | 171.5894 | 172.229 | 172.6575 | 172.9448 | 173.0561 | 172.9264 | 172.6346 | 172.0368 | 171.2922 | 170.2819 | 0 | 0 | 0 | 0 | 0 | 0 | 0 | 0 | 0
F2_Residential_Multi-Family Low Income_Existing_Water Heating_Natural Gas_Water Heater (<= 55 gal)_E2 | F2 | Residential | Multi-Family Low Income | Existing | Water Heating | Natural Gas | Water Heater (<= 55 gal) | E2 | RVT - Cost of Operation | 127.5621 | 127.9357 | 128.7736 | 129.478 | 129.1915 | 129.8825 | 131.4388 | 132.7305 | 134.2835 | 135.7983 | 137.3253 | 138.7709 | 140.309 | 141.8983 | 143.4472 | 145.0313 | 146.622 | 148.2362 | 149.7883 | 151.2807 | 152.5873 | 153.7846 | 154.7027 | 155.5029 | 156.0825 | 156.4709 | 156.7312 | 156.8321 | 156.7146 | 156.4501 | 155.9083 | 155.2336 | 154.318 | 0 | 0 | 0 | 0 | 0 | 0 | 0 | 0 | 0
F2_Residential_Multi-Family Low Income_Existing_Water Heating_Natural Gas_Water Heater (<= 55 gal)_E3 | F2 | Residential | Multi-Family Low Income | Existing | Water Heating | Natural Gas | Water Heater (<= 55 gal) | E3 | RVT - Cost of Operation | 100.7898 | 101.085 | 101.747 | 102.3036 | 102.0772 | 102.6232 | 103.8529 | 104.8735 | 106.1005 | 107.2974 | 108.5039 | 109.6462 | 110.8615 | 112.1171 | 113.341 | 114.5926 | 115.8495 | 117.1249 | 118.3513 | 119.5304 | 120.5628 | 121.5088 | 122.2342 | 122.8665 | 123.3245 | 123.6313 | 123.837 | 123.9167 | 123.8238 | 123.6149 | 123.1868 | 122.6537 | 121.9303 | 0 | 0 | 0 | 0 | 0 | 0 | 0 | 0 | 0
F2_Residential_Multi-Family Low Income_Existing_Water Heating_Natural Gas_Water Heater (<= 55 gal)_E4 | F2 | Residential | Multi-Family Low Income | Existing | Water Heating | Natural Gas | Water Heater (<= 55 gal) | E4 | RVT - Cost of Operation | 95.7718 | 96.2642 | 97.0098 | 97.6935 | 97.8559 | 98.5543 | 99.7225 | 100.7688 | 101.9382 | 103.0665 | 104.1704 | 105.1954 | 106.2226 | 107.2289 | 108.1466 | 109.0155 | 109.8096 | 110.5795 | 111.2799 | 111.951 | 112.534 | 113.0856 | 113.5238 | 113.9493 | 114.2574 | 114.4639 | 114.6023 | 114.6559 | 114.5934 | 114.4528 | 114.1648 | 113.8061 | 113.3193 | 0 | 0 | 0 | 0 | 0 | 0 | 0 | 0 | 0
F2_Residential_Multi-Family Low Income_Existing_Water Heating_Natural Gas_Water Heater (<= 55 gal)_E5 | F2 | Residential | Multi-Family Low Income | Existing | Water Heating | Natural Gas | Water Heater (<= 55 gal) | E5 | RVT - Cost of Operation | 91.562 | 92.0328 | 92.7456 | 93.3993 | 93.5545 | 94.2223 | 95.3391 | 96.3394 | 97.4574 | 98.5361 | 99.5914 | 100.5714 | 101.5535 | 102.5156 | 103.3929 | 104.2236 | 104.9828 | 105.7189 | 106.3885 | 107.0301 | 107.5875 | 108.1148 | 108.5338 | 108.9405 | 109.2351 | 109.4325 | 109.5648 | 109.6161 | 109.5563 | 109.422 | 109.1466 | 108.8036 | 108.3383 | 0 | 0 | 0 | 0 | 0 | 0 | 0 | 0 | 0
F2_Residential_Multi-Family Low Income_Existing_Water Heating_Natural Gas_Water Heater (<= 55 gal)_E6 | F2 | Residential | Multi-Family Low Income | Existing | Water Heating | Natural Gas | Water Heater (<= 55 gal) | E6 | RVT - Cost of Operation | 77.0187 | 77.2442 | 77.7501 | 78.1754 | 78.0024 | 78.4196 | 79.3593 | 80.1392 | 81.0768 | 81.9914 | 82.9134 | 83.7862 | 84.7149 | 85.6744 | 86.6096 | 87.5661 | 88.5265 | 89.5011 | 90.4382 | 91.3393 | 92.1282 | 92.851 | 93.4054 | 93.8885 | 94.2385 | 94.473 | 94.6302 | 94.6911 | 94.6201 | 94.4605 | 94.1333 | 93.7259 | 93.1731 | 0 | 0 | 0 | 0 | 0 | 0 | 0 | 0 | 0
F2_Residential_Multi-Family Low Income_Existing_Water Heating_Natural Gas_Water Heater (<= 55 gal)_E7 | F2 | Residential | Multi-Family Low Income | Existing | Water Heating | Natural Gas | Water Heater (<= 55 gal) | E7 | RVT - Cost of Operation | 0 | 0 | 0 | 0 | 62.8865 | 63.2227 | 63.986 | 64.6273 | 65.3995 | 66.1496 | 66.9022 | 67.6123 | 68.3632 | 69.1218 | 69.8307 | 70.5276 | 71.1957 | 71.8809 | 72.5488 | 73.2062 | 73.7941 | 74.3617 | 74.8291 | 75.2835 | 75.624 | 75.8571 | 76.0099 | 76.0595 | 76.0017 | 75.8715 | 75.6048 | 75.2726 | 74.8218 | 0 | 0 | 0 | 0 | 0 | 0 | 0 | 0 | 0
F2_Residential_Multi-Family Low Income_Existing_Water Heating_Natural Gas_Water Heater (<= 55 gal)_E8 | F2 | Residential | Multi-Family Low Income | Existing | Water Heating | Natural Gas | Water Heater (<= 55 gal) | E8 | RVT - Cost of Operation | 0 | 0 | 0 | 0 | 0 | 0 | 0 | 0 | 0 | 0 | 0 | 0 | 0 | 0 | 0 | 0 | 0 | 0 | 0 | 0 | 0 | 0 | 0 | 0 | 0 | 0 | 0 | 0 | 0 | 0 | 0 | 0 | 0 | 0 | 0 | 0 | 0 | 0 | 0 | 0 | 0 | 0
F2_Residential_Multi-Family Low Income_Existing_Water Heating_Natural Gas_Water Heater (<= 55 gal)_E9 | F2 | Residential | Multi-Family Low Income | Existing | Water Heating | Natural Gas | Water Heater (<= 55 gal) | E9 | RVT - Cost of Operation | 0 | 0 | 0 | 0 | 0 | 0 | 0 | 0 | 0 | 0 | 0 | 0 | 0 | 0 | 0 | 0 | 0 | 0 | 0 | 0 | 0 | 0 | 0 | 0 | 0 | 0 | 0 | 0 | 0 | 0 | 0 | 0 | 0 | 0 | 0 | 0 | 0 | 0 | 0 | 0 | 0 | 0
F2_Residential_Multi-Family Low Income_Existing_Water Heating_Natural Gas_Water Heater (<= 55 gal)_E10 | F2 | Residential | Multi-Family Low Income | Existing | Water Heating | Natural Gas | Water Heater (<= 55 gal) | E10 | RVT - Cost of Operation | 0 | 0 | 0 | 0 | 0 | 0 | 0 | 0 | 0 | 0 | 0 | 0 | 0 | 0 | 0 | 0 | 0 | 0 | 0 | 0 | 0 | 0 | 0 | 0 | 0 | 0 | 0 | 0 | 0 | 0 | 0 | 0 | 0 | 0 | 0 | 0 | 0 | 0 | 0 | 0 | 0 | 0
F3_Residential_Multi-Family Low Income_Existing_Water Heating_Natural Gas_Water Heater (<= 55 gal)_E1 | F3 | Residential | Multi-Family Low Income | Existing | Water Heating | Natural Gas | Water Heater (<= 55 gal) | E1 | System - kBTUs of Consumption | 108.75 | 108.75 | 108.75 | 108.75 | 108.75 | 108.75 | 108.75 | 108.75 | 108.75 | 108.75 | 108.75 | 108.75 | 108.75 | 108.75 | 108.75 | 108.75 | 108.75 | 108.75 | 108.75 | 108.75 | 108.75 | 108.75 | 108.75 | 108.75 | 108.75 | 108.75 | 108.75 | 108.75 | 108.75 | 108.75 | 108.75 | 108.75 | 108.75 | 0 | 0 | 0 | 0 | 0 | 0 | 0 | 0 | 0
F3_Residential_Multi-Family Low Income_Existing_Water Heating_Natural Gas_Water Heater (<= 55 gal)_E2 | F3 | Residential | Multi-Family Low Income | Existing | Water Heating | Natural Gas | Water Heater (<= 55 gal) | E2 | System - kBTUs of Consumption | 122.6873 | 122.6873 | 122.6873 | 122.6873 | 122.6873 | 122.6873 | 122.6873 | 122.6873 | 122.6873 | 122.6873 | 122.6873 | 122.6873 | 122.6873 | 122.6873 | 122.6873 | 122.6873 | 122.6873 | 122.6873 | 122.6873 | 122.6873 | 122.6873 | 122.6873 | 122.6873 | 122.6873 | 122.6873 | 122.6873 | 122.6873 | 122.6873 | 122.6873 | 122.6873 | 122.6873 | 122.6873 | 122.6873 | 0 | 0 | 0 | 0 | 0 | 0 | 0 | 0 | 0
F3_Residential_Multi-Family Low Income_Existing_Water Heating_Natural Gas_Water Heater (<= 55 gal)_E3 | F3 | Residential | Multi-Family Low Income | Existing | Water Heating | Natural Gas | Water Heater (<= 55 gal) | E3 | System - kBTUs of Consumption | 346.2727 | 346.2727 | 346.2727 | 346.2727 | 346.2727 | 346.2727 | 346.2727 | 346.2727 | 346.2727 | 346.2727 | 346.2727 | 346.2727 | 346.2727 | 346.2727 | 346.2727 | 346.2727 | 346.2727 | 346.2727 | 346.2727 | 346.2727 | 346.2727 | 346.2727 | 346.2727 | 346.2727 | 346.2727 | 346.2727 | 346.2727 | 346.2727 | 346.2727 | 346.2727 | 346.2727 | 346.2727 | 346.2727 | 0 | 0 | 0 | 0 | 0 | 0 | 0 | 0 | 0
F3_Residential_Multi-Family Low Income_Existing_Water Heating_Natural Gas_Water Heater (<= 55 gal)_E4 | F3 | Residential | Multi-Family Low Income | Existing | Water Heating | Natural Gas | Water Heater (<= 55 gal) | E4 | System - kBTUs of Consumption | 160.3908 | 160.3908 | 160.3908 | 160.3908 | 160.3908 | 160.3908 | 160.3908 | 160.3908 | 160.3908 | 160.3908 | 160.3908 | 160.3908 | 160.3908 | 160.3908 | 160.3908 | 160.3908 | 160.3908 | 160.3908 | 160.3908 | 160.3908 | 160.3908 | 160.3908 | 160.3908 | 160.3908 | 160.3908 | 160.3908 | 160.3908 | 160.3908 | 160.3908 | 160.3908 | 160.3908 | 160.3908 | 160.3908 | 0 | 0 | 0 | 0 | 0 | 0 | 0 | 0 | 0
F3_Residential_Multi-Family Low Income_Existing_Water Heating_Natural Gas_Water Heater (<= 55 gal)_E5 | F3 | Residential | Multi-Family Low Income | Existing | Water Heating | Natural Gas | Water Heater (<= 55 gal) | E5 | System - kBTUs of Consumption | 181.9005 | 181.9005 | 181.9005 | 181.9005 | 181.9005 | 181.9005 | 181.9005 | 181.9005 | 181.9005 | 181.9005 | 181.9005 | 181.9005 | 181.9005 | 181.9005 | 181.9005 | 181.9005 | 181.9005 | 181.9005 | 181.9005 | 181.9005 | 181.9005 | 181.9005 | 181.9005 | 181.9005 | 181.9005 | 181.9005 | 181.9005 | 181.9005 | 181.9005 | 181.9005 | 181.9005 | 181.9005 | 181.9005 | 0 | 0 | 0 | 0 | 0 | 0 | 0 | 0 | 0
F3_Residential_Multi-Family Low Income_Existing_Water Heating_Natural Gas_Water Heater (<= 55 gal)_E6 | F3 | Residential | Multi-Family Low Income | Existing | Water Heating | Natural Gas | Water Heater (<= 55 gal) | E6 | System - kBTUs of Consumption | 501.237 | 501.237 | 501.237 | 501.237 | 501.237 | 501.237 | 501.237 | 501.237 | 501.237 | 501.237 | 501.237 | 501.237 | 501.237 | 501.237 | 501.237 | 501.237 | 501.237 | 501.237 | 501.237 | 501.237 | 501.237 | 501.237 | 501.237 | 501.237 | 501.237 | 501.237 | 501.237 | 501.237 | 501.237 | 501.237 | 501.237 | 501.237 | 501.237 | 0 | 0 | 0 | 0 | 0 | 0 | 0 | 0 | 0
F3_Residential_Multi-Family Low Income_Existing_Water Heating_Natural Gas_Water Heater (<= 55 gal)_E7 | F3 | Residential | Multi-Family Low Income | Existing | Water Heating | Natural Gas | Water Heater (<= 55 gal) | E7 | System - kBTUs of Consumption | 0 | 0 | 0 | 0 | 593.764 | 593.764 | 593.764 | 593.764 | 593.764 | 593.764 | 593.764 | 593.764 | 593.764 | 593.764 | 593.764 | 593.764 | 593.764 | 593.764 | 593.764 | 593.764 | 593.764 | 593.764 | 593.764 | 593.764 | 593.764 | 593.764 | 593.764 | 593.764 | 593.764 | 593.764 | 593.764 | 593.764 | 593.764 | 0 | 0 | 0 | 0 | 0 | 0 | 0 | 0 | 0
F3_Residential_Multi-Family Low Income_Existing_Water Heating_Natural Gas_Water Heater (<= 55 gal)_E8 | F3 | Residential | Multi-Family Low Income | Existing | Water Heating | Natural Gas | Water Heater (<= 55 gal) | E8 | System - kBTUs of Consumption | 0 | 0 | 0 | 0 | 0 | 0 | 0 | 0 | 0 | 0 | 0 | 0 | 0 | 0 | 0 | 0 | 0 | 0 | 0 | 0 | 0 | 0 | 0 | 0 | 0 | 0 | 0 | 0 | 0 | 0 | 0 | 0 | 0 | 0 | 0 | 0 | 0 | 0 | 0 | 0 | 0 | 0
F3_Residential_Multi-Family Low Income_Existing_Water Heating_Natural Gas_Water Heater (<= 55 gal)_E9 | F3 | Residential | Multi-Family Low Income | Existing | Water Heating | Natural Gas | Water Heater (<= 55 gal) | E9 | System - kBTUs of Consumption | 0 | 0 | 0 | 0 | 0 | 0 | 0 | 0 | 0 | 0 | 0 | 0 | 0 | 0 | 0 | 0 | 0 | 0 | 0 | 0 | 0 | 0 | 0 | 0 | 0 | 0 | 0 | 0 | 0 | 0 | 0 | 0 | 0 | 0 | 0 | 0 | 0 | 0 | 0 | 0 | 0 | 0
F3_Residential_Multi-Family Low Income_Existing_Water Heating_Natural Gas_Water Heater (<= 55 gal)_E10 | F3 | Residential | Multi-Family Low Income | Existing | Water Heating | Natural Gas | Water Heater (<= 55 gal) | E10 | System - kBTUs of Consumption | 0 | 0 | 0 | 0 | 0 | 0 | 0 | 0 | 0 | 0 | 0 | 0 | 0 | 0 | 0 | 0 | 0 | 0 | 0 | 0 | 0 | 0 | 0 | 0 | 0 | 0 | 0 | 0 | 0 | 0 | 0 | 0 | 0 | 0 | 0 | 0 | 0 | 0 | 0 | 0 | 0 | 0
F4_Residential_Multi-Family Low Income_Existing_Water Heating_Natural Gas_Water Heater (<= 55 gal)_E1 | F4 | Residential | Multi-Family Low Income | Existing | Water Heating | Natural Gas | Water Heater (<= 55 gal) | E1 | Utility - Cost of Equipment | 140.7582 | 141.1705 | 142.095 | 142.8723 | 142.5561 | 143.3186 | 145.036 | 146.4613 | 148.1749 | 149.8464 | 151.5313 | 153.1265 | 154.8238 | 156.5774 | 158.2865 | 160.0346 | 161.7898 | 163.571 | 165.2837 | 166.9304 | 168.3722 | 169.6933 | 170.7064 | 171.5894 | 172.229 | 172.6575 | 172.9448 | 173.0561 | 172.9264 | 172.6346 | 172.0368 | 171.2922 | 170.2819 | 0 | 0 | 0 | 0 | 0 | 0 | 0 | 0 | 0
F4_Residential_Multi-Family Low Income_Existing_Water Heating_Natural Gas_Water Heater (<= 55 gal)_E2 | F4 | Residential | Multi-Family Low Income | Existing | Water Heating | Natural Gas | Water Heater (<= 55 gal) | E2 | Utility - Cost of Equipment | 127.5621 | 127.9357 | 128.7736 | 129.478 | 129.1915 | 129.8825 | 131.4388 | 132.7305 | 134.2835 | 135.7983 | 137.3253 | 138.7709 | 140.309 | 141.8983 | 143.4472 | 145.0313 | 146.622 | 148.2362 | 149.7883 | 151.2807 | 152.5873 | 153.7846 | 154.7027 | 155.5029 | 156.0825 | 156.4709 | 156.7312 | 156.8321 | 156.7146 | 156.4501 | 155.9083 | 155.2336 | 154.318 | 0 | 0 | 0 | 0 | 0 | 0 | 0 | 0 | 0
F4_Residential_Multi-Family Low Income_Existing_Water Heating_Natural Gas_Water Heater (<= 55 gal)_E3 | F4 | Residential | Multi-Family Low Income | Existing | Water Heating | Natural Gas | Water Heater (<= 55 gal) | E3 | Utility - Cost of Equipment | 100.7898 | 101.085 | 101.747 | 102.3036 | 102.0772 | 102.6232 | 103.8529 | 104.8735 | 106.1005 | 107.2974 | 108.5039 | 109.6462 | 110.8615 | 112.1171 | 113.341 | 114.5926 | 115.8495 | 117.1249 | 118.3513 | 119.5304 | 120.5628 | 121.5088 | 122.2342 | 122.8665 | 123.3245 | 123.6313 | 123.837 | 123.9167 | 123.8238 | 123.6149 | 123.1868 | 122.6537 | 121.9303 | 0 | 0 | 0 | 0 | 0 | 0 | 0 | 0 | 0
F4_Residential_Multi-Family Low Income_Existing_Water Heating_Natural Gas_Water Heater (<= 55 gal)_E4 | F4 | Residential | Multi-Family Low Income | Existing | Water Heating | Natural Gas | Water Heater (<= 55 gal) | E4 | Utility - Cost of Equipment | 95.7718 | 96.2642 | 97.0098 | 97.6935 | 97.8559 | 98.5543 | 99.7225 | 100.7688 | 101.9382 | 103.0665 | 104.1704 | 105.1954 | 106.2226 | 107.2289 | 108.1466 | 109.0155 | 109.8096 | 110.5795 | 111.2799 | 111.951 | 112.534 | 113.0856 | 113.5238 | 113.9493 | 114.2574 | 114.4639 | 114.6023 | 114.6559 | 114.5934 | 114.4528 | 114.1648 | 113.8061 | 113.3193 | 0 | 0 | 0 | 0 | 0 | 0 | 0 | 0 | 0
F4_Residential_Multi-Family Low Income_Existing_Water Heating_Natural Gas_Water Heater (<= 55 gal)_E5 | F4 | Residential | Multi-Family Low Income | Existing | Water Heating | Natural Gas | Water Heater (<= 55 gal) | E5 | Utility - Cost of Equipment | 91.562 | 92.0328 | 92.7456 | 93.3993 | 93.5545 | 94.2223 | 95.3391 | 96.3394 | 97.4574 | 98.5361 | 99.5914 | 100.5714 | 101.5535 | 102.5156 | 103.3929 | 104.2236 | 104.9828 | 105.7189 | 106.3885 | 107.0301 | 107.5875 | 108.1148 | 108.5338 | 108.9405 | 109.2351 | 109.4325 | 109.5648 | 109.6161 | 109.5563 | 109.422 | 109.1466 | 108.8036 | 108.3383 | 0 | 0 | 0 | 0 | 0 | 0 | 0 | 0 | 0
F4_Residential_Multi-Family Low Income_Existing_Water Heating_Natural Gas_Water Heater (<= 55 gal)_E6 | F4 | Residential | Multi-Family Low Income | Existing | Water Heating | Natural Gas | Water Heater (<= 55 gal) | E6 | Utility - Cost of Equipment | 77.0187 | 77.2442 | 77.7501 | 78.1754 | 78.0024 | 78.4196 | 79.3593 | 80.1392 | 81.0768 | 81.9914 | 82.9134 | 83.7862 | 84.7149 | 85.6744 | 86.6096 | 87.5661 | 88.5265 | 89.5011 | 90.4382 | 91.3393 | 92.1282 | 92.851 | 93.4054 | 93.8885 | 94.2385 | 94.473 | 94.6302 | 94.6911 | 94.6201 | 94.4605 | 94.1333 | 93.7259 | 93.1731 | 0 | 0 | 0 | 0 | 0 | 0 | 0 | 0 | 0
F4_Residential_Multi-Family Low Income_Existing_Water Heating_Natural Gas_Water Heater (<= 55 gal)_E7 | F4 | Residential | Multi-Family Low Income | Existing | Water Heating | Natural Gas | Water Heater (<= 55 gal) | E7 | Utility - Cost of Equipment | 0 | 0 | 0 | 0 | 62.8865 | 63.2227 | 63.986 | 64.6273 | 65.3995 | 66.1496 | 66.9022 | 67.6123 | 68.3632 | 69.1218 | 69.8307 | 70.5276 | 71.1957 | 71.8809 | 72.5488 | 73.2062 | 73.7941 | 74.3617 | 74.8291 | 75.2835 | 75.624 | 75.8571 | 76.0099 | 76.0595 | 76.0017 | 75.8715 | 75.6048 | 75.2726 | 74.8218 | 0 | 0 | 0 | 0 | 0 | 0 | 0 | 0 | 0
F4_Residential_Multi-Family Low Income_Existing_Water Heating_Natural Gas_Water Heater (<= 55 gal)_E8 | F4 | Residential | Multi-Family Low Income | Existing | Water Heating | Natural Gas | Water Heater (<= 55 gal) | E8 | Utility - Cost of Equipment | 0 | 0 | 0 | 0 | 0 | 0 | 0 | 0 | 0 | 0 | 0 | 0 | 0 | 0 | 0 | 0 | 0 | 0 | 0 | 0 | 0 | 0 | 0 | 0 | 0 | 0 | 0 | 0 | 0 | 0 | 0 | 0 | 0 | 0 | 0 | 0 | 0 | 0 | 0 | 0 | 0 | 0
F4_Residential_Multi-Family Low Income_Existing_Water Heating_Natural Gas_Water Heater (<= 55 gal)_E9 | F4 | Residential | Multi-Family Low Income | Existing | Water Heating | Natural Gas | Water Heater (<= 55 gal) | E9 | Utility - Cost of Equipment | 0 | 0 | 0 | 0 | 0 | 0 | 0 | 0 | 0 | 0 | 0 | 0 | 0 | 0 | 0 | 0 | 0 | 0 | 0 | 0 | 0 | 0 | 0 | 0 | 0 | 0 | 0 | 0 | 0 | 0 | 0 | 0 | 0 | 0 | 0 | 0 | 0 | 0 | 0 | 0 | 0 | 0
F4_Residential_Multi-Family Low Income_Existing_Water Heating_Natural Gas_Water Heater (<= 55 gal)_E10 | F4 | Residential | Multi-Family Low Income | Existing | Water Heating | Natural Gas | Water Heater (<= 55 gal) | E10 | Utility - Cost of Equipment | 0 | 0 | 0 | 0 | 0 | 0 | 0 | 0 | 0 | 0 | 0 | 0 | 0 | 0 | 0 | 0 | 0 | 0 | 0 | 0 | 0 | 0 | 0 | 0 | 0 | 0 | 0 | 0 | 0 | 0 | 0 | 0 | 0 | 0 | 0 | 0 | 0 | 0 | 0 | 0 | 0 | 0
F5_Residential_Multi-Family Low Income_Existing_Water Heating_Natural Gas_Water Heater (<= 55 gal)_E1 | F5 | Residential | Multi-Family Low Income | Existing | Water Heating | Natural Gas | Water Heater (<= 55 gal) | E1 | Utility - Cost of Operation | 108.75 | 108.75 | 108.75 | 108.75 | 108.75 | 108.75 | 108.75 | 108.75 | 108.75 | 108.75 | 108.75 | 108.75 | 108.75 | 108.75 | 108.75 | 108.75 | 108.75 | 108.75 | 108.75 | 108.75 | 108.75 | 108.75 | 108.75 | 108.75 | 108.75 | 108.75 | 108.75 | 108.75 | 108.75 | 108.75 | 108.75 | 108.75 | 108.75 | 0 | 0 | 0 | 0 | 0 | 0 | 0 | 0 | 0
F5_Residential_Multi-Family Low Income_Existing_Water Heating_Natural Gas_Water Heater (<= 55 gal)_E2 | F5 | Residential | Multi-Family Low Income | Existing | Water Heating | Natural Gas | Water Heater (<= 55 gal) | E2 | Utility - Cost of Operation | 122.6873 | 122.6873 | 122.6873 | 122.6873 | 122.6873 | 122.6873 | 122.6873 | 122.6873 | 122.6873 | 122.6873 | 122.6873 | 122.6873 | 122.6873 | 122.6873 | 122.6873 | 122.6873 | 122.6873 | 122.6873 | 122.6873 | 122.6873 | 122.6873 | 122.6873 | 122.6873 | 122.6873 | 122.6873 | 122.6873 | 122.6873 | 122.6873 | 122.6873 | 122.6873 | 122.6873 | 122.6873 | 122.6873 | 0 | 0 | 0 | 0 | 0 | 0 | 0 | 0 | 0
F5_Residential_Multi-Family Low Income_Existing_Water Heating_Natural Gas_Water Heater (<= 55 gal)_E3 | F5 | Residential | Multi-Family Low Income | Existing | Water Heating | Natural Gas | Water Heater (<= 55 gal) | E3 | Utility - Cost of Operation | 346.2727 | 346.2727 | 346.2727 | 346.2727 | 346.2727 | 346.2727 | 346.2727 | 346.2727 | 346.2727 | 346.2727 | 346.2727 | 346.2727 | 346.2727 | 346.2727 | 346.2727 | 346.2727 | 346.2727 | 346.2727 | 346.2727 | 346.2727 | 346.2727 | 346.2727 | 346.2727 | 346.2727 | 346.2727 | 346.2727 | 346.2727 | 346.2727 | 346.2727 | 346.2727 | 346.2727 | 346.2727 | 346.2727 | 0 | 0 | 0 | 0 | 0 | 0 | 0 | 0 | 0
F5_Residential_Multi-Family Low Income_Existing_Water Heating_Natural Gas_Water Heater (<= 55 gal)_E4 | F5 | Residential | Multi-Family Low Income | Existing | Water Heating | Natural Gas | Water Heater (<= 55 gal) | E4 | Utility - Cost of Operation | 160.3908 | 160.3908 | 160.3908 | 160.3908 | 160.3908 | 160.3908 | 160.3908 | 160.3908 | 160.3908 | 160.3908 | 160.3908 | 160.3908 | 160.3908 | 160.3908 | 160.3908 | 160.3908 | 160.3908 | 160.3908 | 160.3908 | 160.3908 | 160.3908 | 160.3908 | 160.3908 | 160.3908 | 160.3908 | 160.3908 | 160.3908 | 160.3908 | 160.3908 | 160.3908 | 160.3908 | 160.3908 | 160.3908 | 0 | 0 | 0 | 0 | 0 | 0 | 0 | 0 | 0
F5_Residential_Multi-Family Low Income_Existing_Water Heating_Natural Gas_Water Heater (<= 55 gal)_E5 | F5 | Residential | Multi-Family Low Income | Existing | Water Heating | Natural Gas | Water Heater (<= 55 gal) | E5 | Utility - Cost of Operation | 181.9005 | 181.9005 | 181.9005 | 181.9005 | 181.9005 | 181.9005 | 181.9005 | 181.9005 | 181.9005 | 181.9005 | 181.9005 | 181.9005 | 181.9005 | 181.9005 | 181.9005 | 181.9005 | 181.9005 | 181.9005 | 181.9005 | 181.9005 | 181.9005 | 181.9005 | 181.9005 | 181.9005 | 181.9005 | 181.9005 | 181.9005 | 181.9005 | 181.9005 | 181.9005 | 181.9005 | 181.9005 | 181.9005 | 0 | 0 | 0 | 0 | 0 | 0 | 0 | 0 | 0
F5_Residential_Multi-Family Low Income_Existing_Water Heating_Natural Gas_Water Heater (<= 55 gal)_E6 | F5 | Residential | Multi-Family Low Income | Existing | Water Heating | Natural Gas | Water Heater (<= 55 gal) | E6 | Utility - Cost of Operation | 501.237 | 501.237 | 501.237 | 501.237 | 501.237 | 501.237 | 501.237 | 501.237 | 501.237 | 501.237 | 501.237 | 501.237 | 501.237 | 501.237 | 501.237 | 501.237 | 501.237 | 501.237 | 501.237 | 501.237 | 501.237 | 501.237 | 501.237 | 501.237 | 501.237 | 501.237 | 501.237 | 501.237 | 501.237 | 501.237 | 501.237 | 501.237 | 501.237 | 0 | 0 | 0 | 0 | 0 | 0 | 0 | 0 | 0
F5_Residential_Multi-Family Low Income_Existing_Water Heating_Natural Gas_Water Heater (<= 55 gal)_E7 | F5 | Residential | Multi-Family Low Income | Existing | Water Heating | Natural Gas | Water Heater (<= 55 gal) | E7 | Utility - Cost of Operation | 0 | 0 | 0 | 0 | 593.764 | 593.764 | 593.764 | 593.764 | 593.764 | 593.764 | 593.764 | 593.764 | 593.764 | 593.764 | 593.764 | 593.764 | 593.764 | 593.764 | 593.764 | 593.764 | 593.764 | 593.764 | 593.764 | 593.764 | 593.764 | 593.764 | 593.764 | 593.764 | 593.764 | 593.764 | 593.764 | 593.764 | 593.764 | 0 | 0 | 0 | 0 | 0 | 0 | 0 | 0 | 0
F5_Residential_Multi-Family Low Income_Existing_Water Heating_Natural Gas_Water Heater (<= 55 gal)_E8 | F5 | Residential | Multi-Family Low Income | Existing | Water Heating | Natural Gas | Water Heater (<= 55 gal) | E8 | Utility - Cost of Operation | 0 | 0 | 0 | 0 | 0 | 0 | 0 | 0 | 0 | 0 | 0 | 0 | 0 | 0 | 0 | 0 | 0 | 0 | 0 | 0 | 0 | 0 | 0 | 0 | 0 | 0 | 0 | 0 | 0 | 0 | 0 | 0 | 0 | 0 | 0 | 0 | 0 | 0 | 0 | 0 | 0 | 0
F5_Residential_Multi-Family Low Income_Existing_Water Heating_Natural Gas_Water Heater (<= 55 gal)_E9 | F5 | Residential | Multi-Family Low Income | Existing | Water Heating | Natural Gas | Water Heater (<= 55 gal) | E9 | Utility - Cost of Operation | 0 | 0 | 0 | 0 | 0 | 0 | 0 | 0 | 0 | 0 | 0 | 0 | 0 | 0 | 0 | 0 | 0 | 0 | 0 | 0 | 0 | 0 | 0 | 0 | 0 | 0 | 0 | 0 | 0 | 0 | 0 | 0 | 0 | 0 | 0 | 0 | 0 | 0 | 0 | 0 | 0 | 0
F5_Residential_Multi-Family Low Income_Existing_Water Heating_Natural Gas_Water Heater (<= 55 gal)_E10 | F5 | Residential | Multi-Family Low Income | Existing | Water Heating | Natural Gas | Water Heater (<= 55 gal) | E10 | Utility - Cost of Operation | 0 | 0 | 0 | 0 | 0 | 0 | 0 | 0 | 0 | 0 | 0 | 0 | 0 | 0 | 0 | 0 | 0 | 0 | 0 | 0 | 0 | 0 | 0 | 0 | 0 | 0 | 0 | 0 | 0 | 0 | 0 | 0 | 0 | 0 | 0 | 0 | 0 | 0 | 0 | 0 | 0 | 0
F6_Residential_Multi-Family Low Income_Existing_Water Heating_Natural Gas_Water Heater (<= 55 gal)_E1 | F6 | Residential | Multi-Family Low Income | Existing | Water Heating | Natural Gas | Water Heater (<= 55 gal) | E1 | Utility - Value of Sales | 113.9949 | 114.6591 | 115.5706 | 116.3156 | 116.3156 | 116.3156 | 116.3156 | 116.3156 | 116.3156 | 116.3156 | 116.3156 | 116.3156 | 116.3156 | 116.3156 | 116.3156 | 116.3156 | 116.3156 | 116.3156 | 116.3156 | 116.3156 | 116.3156 | 116.3156 | 116.3156 | 116.3156 | 116.3156 | 116.3156 | 116.3156 | 116.3156 | 116.3156 | 116.3156 | 116.3156 | 116.3156 | 116.3156 | 0 | 0 | 0 | 0 | 0 | 0 | 0 | 0 | 0
F6_Residential_Multi-Family Low Income_Existing_Water Heating_Natural Gas_Water Heater (<= 55 gal)_E2 | F6 | Residential | Multi-Family Low Income | Existing | Water Heating | Natural Gas | Water Heater (<= 55 gal) | E2 | Utility - Value of Sales | 103.3079 | 103.9098 | 104.7359 | 105.411 | 105.411 | 105.411 | 105.411 | 105.411 | 105.411 | 105.411 | 105.411 | 105.411 | 105.411 | 105.411 | 105.411 | 105.411 | 105.411 | 105.411 | 105.411 | 105.411 | 105.411 | 105.411 | 105.411 | 105.411 | 105.411 | 105.411 | 105.411 | 105.411 | 105.411 | 105.411 | 105.411 | 105.411 | 105.411 | 0 | 0 | 0 | 0 | 0 | 0 | 0 | 0 | 0
F6_Residential_Multi-Family Low Income_Existing_Water Heating_Natural Gas_Water Heater (<= 55 gal)_E3 | F6 | Residential | Multi-Family Low Income | Existing | Water Heating | Natural Gas | Water Heater (<= 55 gal) | E3 | Utility - Value of Sales | 81.626 | 82.1016 | 82.7543 | 83.2877 | 83.2877 | 83.2877 | 83.2877 | 83.2877 | 83.2877 | 83.2877 | 83.2877 | 83.2877 | 83.2877 | 83.2877 | 83.2877 | 83.2877 | 83.2877 | 83.2877 | 83.2877 | 83.2877 | 83.2877 | 83.2877 | 83.2877 | 83.2877 | 83.2877 | 83.2877 | 83.2877 | 83.2877 | 83.2877 | 83.2877 | 83.2877 | 83.2877 | 83.2877 | 0 | 0 | 0 | 0 | 0 | 0 | 0 | 0 | 0
F6_Residential_Multi-Family Low Income_Existing_Water Heating_Natural Gas_Water Heater (<= 55 gal)_E4 | F6 | Residential | Multi-Family Low Income | Existing | Water Heating | Natural Gas | Water Heater (<= 55 gal) | E4 | Utility - Value of Sales | 76.5381 | 76.8259 | 77.2209 | 77.5438 | 77.5438 | 77.5438 | 77.5438 | 77.5438 | 77.5438 | 77.5438 | 77.5438 | 77.5438 | 77.5438 | 77.5438 | 77.5438 | 77.5438 | 77.5438 | 77.5438 | 77.5438 | 77.5438 | 77.5438 | 77.5438 | 77.5438 | 77.5438 | 77.5438 | 77.5438 | 77.5438 | 77.5438 | 77.5438 | 77.5438 | 77.5438 | 77.5438 | 77.5438 | 0 | 0 | 0 | 0 | 0 | 0 | 0 | 0 | 0
F6_Residential_Multi-Family Low Income_Existing_Water Heating_Natural Gas_Water Heater (<= 55 gal)_E5 | F6 | Residential | Multi-Family Low Income | Existing | Water Heating | Natural Gas | Water Heater (<= 55 gal) | E5 | Utility - Value of Sales | 73.1738 | 73.449 | 73.8266 | 74.1352 | 74.1352 | 74.1352 | 74.1352 | 74.1352 | 74.1352 | 74.1352 | 74.1352 | 74.1352 | 74.1352 | 74.1352 | 74.1352 | 74.1352 | 74.1352 | 74.1352 | 74.1352 | 74.1352 | 74.1352 | 74.1352 | 74.1352 | 74.1352 | 74.1352 | 74.1352 | 74.1352 | 74.1352 | 74.1352 | 74.1352 | 74.1352 | 74.1352 | 74.1352 | 0 | 0 | 0 | 0 | 0 | 0 | 0 | 0 | 0
F6_Residential_Multi-Family Low Income_Existing_Water Heating_Natural Gas_Water Heater (<= 55 gal)_E6 | F6 | Residential | Multi-Family Low Income | Existing | Water Heating | Natural Gas | Water Heater (<= 55 gal) | E6 | Utility - Value of Sales | 62.3746 | 62.738 | 63.2368 | 63.6444 | 63.6444 | 63.6444 | 63.6444 | 63.6444 | 63.6444 | 63.6444 | 63.6444 | 63.6444 | 63.6444 | 63.6444 | 63.6444 | 63.6444 | 63.6444 | 63.6444 | 63.6444 | 63.6444 | 63.6444 | 63.6444 | 63.6444 | 63.6444 | 63.6444 | 63.6444 | 63.6444 | 63.6444 | 63.6444 | 63.6444 | 63.6444 | 63.6444 | 63.6444 | 0 | 0 | 0 | 0 | 0 | 0 | 0 | 0 | 0
F6_Residential_Multi-Family Low Income_Existing_Water Heating_Natural Gas_Water Heater (<= 55 gal)_E7 | F6 | Residential | Multi-Family Low Income | Existing | Water Heating | Natural Gas | Water Heater (<= 55 gal) | E7 | Utility - Value of Sales | 0 | 0 | 0 | 0 | 51.8947 | 51.8947 | 51.8947 | 51.8947 | 51.8947 | 51.8947 | 51.8947 | 51.8947 | 51.8947 | 51.8947 | 51.8947 | 51.8947 | 51.8947 | 51.8947 | 51.8947 | 51.8947 | 51.8947 | 51.8947 | 51.8947 | 51.8947 | 51.8947 | 51.8947 | 51.8947 | 51.8947 | 51.8947 | 51.8947 | 51.8947 | 51.8947 | 51.8947 | 0 | 0 | 0 | 0 | 0 | 0 | 0 | 0 | 0
F6_Residential_Multi-Family Low Income_Existing_Water Heating_Natural Gas_Water Heater (<= 55 gal)_E8 | F6 | Residential | Multi-Family Low Income | Existing | Water Heating | Natural Gas | Water Heater (<= 55 gal) | E8 | Utility - Value of Sales | 0 | 0 | 0 | 0 | 0 | 0 | 0 | 0 | 0 | 0 | 0 | 0 | 0 | 0 | 0 | 0 | 0 | 0 | 0 | 0 | 0 | 0 | 0 | 0 | 0 | 0 | 0 | 0 | 0 | 0 | 0 | 0 | 0 | 0 | 0 | 0 | 0 | 0 | 0 | 0 | 0 | 0
F6_Residential_Multi-Family Low Income_Existing_Water Heating_Natural Gas_Water Heater (<= 55 gal)_E9 | F6 | Residential | Multi-Family Low Income | Existing | Water Heating | Natural Gas | Water Heater (<= 55 gal) | E9 | Utility - Value of Sales | 0 | 0 | 0 | 0 | 0 | 0 | 0 | 0 | 0 | 0 | 0 | 0 | 0 | 0 | 0 | 0 | 0 | 0 | 0 | 0 | 0 | 0 | 0 | 0 | 0 | 0 | 0 | 0 | 0 | 0 | 0 | 0 | 0 | 0 | 0 | 0 | 0 | 0 | 0 | 0 | 0 | 0
F6_Residential_Multi-Family Low Income_Existing_Water Heating_Natural Gas_Water Heater (<= 55 gal)_E10 | F6 | Residential | Multi-Family Low Income | Existing | Water Heating | Natural Gas | Water Heater (<= 55 gal) | E10 | Utility - Value of Sales | 0 | 0 | 0 | 0 | 0 | 0 | 0 | 0 | 0 | 0 | 0 | 0 | 0 | 0 | 0 | 0 | 0 | 0 | 0 | 0 | 0 | 0 | 0 | 0 | 0 | 0 | 0 | 0 | 0 | 0 | 0 | 0 | 0 | 0 | 0 | 0 | 0 | 0 | 0 | 0 | 0 | 0
F1_Residential_Multi-Family Low Income_Existing_Water Heating_Natural Gas_Water Heater (> 55 gal)_E1 | F1 | Residential | Multi-Family Low Income | Existing | Water Heating | Natural Gas | Water Heater (> 55 gal) | E1 | RVT - Cost of Equipment | 140.9856 | 141.3984 | 142.3244 | 143.1031 | 142.7864 | 143.5501 | 145.2702 | 146.6978 | 148.4142 | 150.0884 | 151.7761 | 153.3738 | 155.0738 | 156.8303 | 158.5422 | 160.293 | 162.051 | 163.8351 | 165.5506 | 167.2 | 168.6442 | 169.9674 | 170.9821 | 171.8665 | 172.5072 | 172.9364 | 173.2241 | 173.3356 | 173.2057 | 172.9134 | 172.3146 | 171.5688 | 170.5569 | 0 | 0 | 0 | 0 | 0 | 0 | 0 | 0 | 0
F1_Residential_Multi-Family Low Income_Existing_Water Heating_Natural Gas_Water Heater (> 55 gal)_E2 | F1 | Residential | Multi-Family Low Income | Existing | Water Heating | Natural Gas | Water Heater (> 55 gal) | E2 | RVT - Cost of Equipment | 137.3705 | 137.7728 | 138.6751 | 139.4337 | 139.1252 | 139.8693 | 141.5453 | 142.9363 | 144.6087 | 146.24 | 147.8844 | 149.4412 | 151.0976 | 152.809 | 154.477 | 156.1829 | 157.8959 | 159.6342 | 161.3057 | 162.9129 | 164.32 | 165.6092 | 166.598 | 167.4597 | 168.0839 | 168.5021 | 168.7824 | 168.8911 | 168.7645 | 168.4798 | 167.8963 | 167.1696 | 166.1837 | 0 | 0 | 0 | 0 | 0 | 0 | 0 | 0 | 0
F1_Residential_Multi-Family Low Income_Existing_Water Heating_Natural Gas_Water Heater (> 55 gal)_E3 | F1 | Residential | Multi-Family Low Income | Existing | Water Heating | Natural Gas | Water Heater (> 55 gal) | E3 | RVT - Cost of Equipment | 132.2827 | 132.6701 | 133.539 | 134.2695 | 133.9724 | 134.689 | 136.3029 | 137.6424 | 139.2528 | 140.8237 | 142.4072 | 143.9063 | 145.5014 | 147.1494 | 148.7556 | 150.3984 | 152.0479 | 153.7218 | 155.3314 | 156.8791 | 158.234 | 159.4755 | 160.4277 | 161.2575 | 161.8586 | 162.2613 | 162.5312 | 162.6359 | 162.514 | 162.2398 | 161.6779 | 160.9782 | 160.0287 | 0 | 0 | 0 | 0 | 0 | 0 | 0 | 0 | 0
F1_Residential_Multi-Family Low Income_Existing_Water Heating_Natural Gas_Water Heater (> 55 gal)_E4 | F1 | Residential | Multi-Family Low Income | Existing | Water Heating | Natural Gas | Water Heater (> 55 gal) | E4 | RVT - Cost of Equipment | 125.6967 | 126.343 | 127.3216 | 128.219 | 128.432 | 129.3487 | 130.882 | 132.2551 | 133.79 | 135.2708 | 136.7195 | 138.0649 | 139.413 | 140.7338 | 141.9382 | 143.0786 | 144.1209 | 145.1313 | 146.0506 | 146.9313 | 147.6965 | 148.4204 | 148.9956 | 149.554 | 149.9584 | 150.2294 | 150.411 | 150.4814 | 150.3994 | 150.2149 | 149.8369 | 149.366 | 148.7272 | 0 | 0 | 0 | 0 | 0 | 0 | 0 | 0 | 0
F1_Residential_Multi-Family Low Income_Existing_Water Heating_Natural Gas_Water Heater (> 55 gal)_E5 | F1 | Residential | Multi-Family Low Income | Existing | Water Heating | Natural Gas | Water Heater (> 55 gal) | E5 | RVT - Cost of Equipment | 120.1716 | 120.7895 | 121.725 | 122.583 | 122.7867 | 123.663 | 125.1289 | 126.4417 | 127.9091 | 129.3248 | 130.7099 | 131.9961 | 133.285 | 134.5477 | 135.6991 | 136.7894 | 137.7859 | 138.7519 | 139.6308 | 140.4728 | 141.2043 | 141.8964 | 142.4464 | 142.9802 | 143.3668 | 143.6259 | 143.7995 | 143.8669 | 143.7884 | 143.6121 | 143.2506 | 142.8005 | 142.1897 | 0 | 0 | 0 | 0 | 0 | 0 | 0 | 0 | 0
F1_Residential_Multi-Family Low Income_Existing_Water Heating_Natural Gas_Water Heater (> 55 gal)_E6 | F1 | Residential | Multi-Family Low Income | Existing | Water Heating | Natural Gas | Water Heater (> 55 gal) | E6 | RVT - Cost of Equipment | 101.084 | 101.38 | 102.0439 | 102.6022 | 102.3751 | 102.9227 | 104.156 | 105.1796 | 106.4102 | 107.6105 | 108.8206 | 109.9661 | 111.185 | 112.4443 | 113.6717 | 114.9271 | 116.1875 | 117.4667 | 118.6967 | 119.8793 | 120.9147 | 121.8634 | 122.591 | 123.2251 | 123.6844 | 123.9921 | 124.1984 | 124.2784 | 124.1852 | 123.9757 | 123.5463 | 123.0116 | 122.2861 | 0 | 0 | 0 | 0 | 0 | 0 | 0 | 0 | 0
F1_Residential_Multi-Family Low Income_Existing_Water Heating_Natural Gas_Water Heater (> 55 gal)_E7 | F1 | Residential | Multi-Family Low Income | Existing | Water Heating | Natural Gas | Water Heater (> 55 gal) | E7 | RVT - Cost of Equipment | 0 | 0 | 0 | 0 | 0 | 82.9773 | 83.9791 | 84.8208 | 85.8343 | 86.8188 | 87.8065 | 88.7385 | 89.724 | 90.7196 | 91.6501 | 92.5648 | 93.4416 | 94.3409 | 95.2174 | 96.0802 | 96.8518 | 97.5968 | 98.2103 | 98.8067 | 99.2535 | 99.5595 | 99.76 | 99.8252 | 99.7492 | 99.5784 | 99.2283 | 98.7923 | 98.2007 | 0 | 0 | 0 | 0 | 0 | 0 | 0 | 0 | 0
F1_Residential_Multi-Family Low Income_Existing_Water Heating_Natural Gas_Water Heater (> 55 gal)_E8 | F1 | Residential | Multi-Family Low Income | Existing | Water Heating | Natural Gas | Water Heater (> 55 gal) | E8 | RVT - Cost of Equipment | 0 | 0 | 0 | 0 | 0 | 0 | 0 | 0 | 0 | 0 | 0 | 0 | 0 | 0 | 0 | 0 | 0 | 0 | 0 | 0 | 0 | 0 | 0 | 0 | 0 | 0 | 0 | 0 | 0 | 0 | 0 | 0 | 0 | 0 | 0 | 0 | 0 | 0 | 0 | 0 | 0 | 0
F1_Residential_Multi-Family Low Income_Existing_Water Heating_Natural Gas_Water Heater (> 55 gal)_E9 | F1 | Residential | Multi-Family Low Income | Existing | Water Heating | Natural Gas | Water Heater (> 55 gal) | E9 | RVT - Cost of Equipment | 0 | 0 | 0 | 0 | 0 | 0 | 0 | 0 | 0 | 0 | 0 | 0 | 0 | 0 | 0 | 0 | 0 | 0 | 0 | 0 | 0 | 0 | 0 | 0 | 0 | 0 | 0 | 0 | 0 | 0 | 0 | 0 | 0 | 0 | 0 | 0 | 0 | 0 | 0 | 0 | 0 | 0
F1_Residential_Multi-Family Low Income_Existing_Water Heating_Natural Gas_Water Heater (> 55 gal)_E10 | F1 | Residential | Multi-Family Low Income | Existing | Water Heating | Natural Gas | Water Heater (> 55 gal) | E10 | RVT - Cost of Equipment | 0 | 0 | 0 | 0 | 0 | 0 | 0 | 0 | 0 | 0 | 0 | 0 | 0 | 0 | 0 | 0 | 0 | 0 | 0 | 0 | 0 | 0 | 0 | 0 | 0 | 0 | 0 | 0 | 0 | 0 | 0 | 0 | 0 | 0 | 0 | 0 | 0 | 0 | 0 | 0 | 0 | 0
F2_Residential_Multi-Family Low Income_Existing_Water Heating_Natural Gas_Water Heater (> 55 gal)_E1 | F2 | Residential | Multi-Family Low Income | Existing | Water Heating | Natural Gas | Water Heater (> 55 gal) | E1 | RVT - Cost of Operation | 140.7582 | 141.1705 | 142.095 | 142.8723 | 142.5561 | 143.3186 | 145.036 | 146.4613 | 148.1749 | 149.8464 | 151.5313 | 153.1265 | 154.8238 | 156.5774 | 158.2865 | 160.0346 | 161.7898 | 163.571 | 165.2837 | 166.9304 | 168.3722 | 169.6933 | 170.7064 | 171.5894 | 172.229 | 172.6575 | 172.9448 | 173.0561 | 172.9264 | 172.6346 | 172.0368 | 171.2922 | 170.2819 | 0 | 0 | 0 | 0 | 0 | 0 | 0 | 0 | 0
F2_Residential_Multi-Family Low Income_Existing_Water Heating_Natural Gas_Water Heater (> 55 gal)_E2 | F2 | Residential | Multi-Family Low Income | Existing | Water Heating | Natural Gas | Water Heater (> 55 gal) | E2 | RVT - Cost of Operation | 137.149 | 137.5507 | 138.4515 | 139.2089 | 138.9008 | 139.6438 | 141.3171 | 142.7059 | 144.3755 | 146.0042 | 147.6459 | 149.2002 | 150.8539 | 152.5626 | 154.2279 | 155.9311 | 157.6413 | 159.3768 | 161.0456 | 162.6502 | 164.055 | 165.3422 | 166.3293 | 167.1897 | 167.8129 | 168.2304 | 168.5103 | 168.6188 | 168.4924 | 168.2081 | 167.6256 | 166.9001 | 165.9157 | 0 | 0 | 0 | 0 | 0 | 0 | 0 | 0 | 0
F2_Residential_Multi-Family Low Income_Existing_Water Heating_Natural Gas_Water Heater (> 55 gal)_E3 | F2 | Residential | Multi-Family Low Income | Existing | Water Heating | Natural Gas | Water Heater (> 55 gal) | E3 | RVT - Cost of Operation | 132.0695 | 132.4562 | 133.3237 | 134.053 | 133.7564 | 134.4718 | 136.0831 | 137.4205 | 139.0283 | 140.5966 | 142.1776 | 143.6743 | 145.2668 | 146.9121 | 148.5158 | 150.1559 | 151.8027 | 153.474 | 155.081 | 156.6261 | 157.9789 | 159.2184 | 160.169 | 160.9975 | 161.5976 | 161.9996 | 162.2692 | 162.3737 | 162.2519 | 161.9782 | 161.4172 | 160.7186 | 159.7707 | 0 | 0 | 0 | 0 | 0 | 0 | 0 | 0 | 0
F2_Residential_Multi-Family Low Income_Existing_Water Heating_Natural Gas_Water Heater (> 55 gal)_E4 | F2 | Residential | Multi-Family Low Income | Existing | Water Heating | Natural Gas | Water Heater (> 55 gal) | E4 | RVT - Cost of Operation | 125.494 | 126.1393 | 127.1163 | 128.0122 | 128.2249 | 129.1401 | 130.6709 | 132.0418 | 133.5743 | 135.0527 | 136.4991 | 137.8423 | 139.1882 | 140.5069 | 141.7093 | 142.8479 | 143.8885 | 144.8973 | 145.8151 | 146.6944 | 147.4583 | 148.1811 | 148.7554 | 149.3128 | 149.7166 | 149.9871 | 150.1685 | 150.2388 | 150.1569 | 149.9727 | 149.5953 | 149.1252 | 148.4874 | 0 | 0 | 0 | 0 | 0 | 0 | 0 | 0 | 0
F2_Residential_Multi-Family Low Income_Existing_Water Heating_Natural Gas_Water Heater (> 55 gal)_E5 | F2 | Residential | Multi-Family Low Income | Existing | Water Heating | Natural Gas | Water Heater (> 55 gal) | E5 | RVT - Cost of Operation | 119.9778 | 120.5947 | 121.5287 | 122.3853 | 122.5887 | 123.4636 | 124.9271 | 126.2378 | 127.7029 | 129.1163 | 130.4991 | 131.7833 | 133.0701 | 134.3308 | 135.4803 | 136.5688 | 137.5637 | 138.5282 | 139.4056 | 140.2463 | 140.9767 | 141.6676 | 142.2167 | 142.7496 | 143.1357 | 143.3943 | 143.5677 | 143.6349 | 143.5566 | 143.3805 | 143.0197 | 142.5702 | 141.9605 | 0 | 0 | 0 | 0 | 0 | 0 | 0 | 0 | 0
F2_Residential_Multi-Family Low Income_Existing_Water Heating_Natural Gas_Water Heater (> 55 gal)_E6 | F2 | Residential | Multi-Family Low Income | Existing | Water Heating | Natural Gas | Water Heater (> 55 gal) | E6 | RVT - Cost of Operation | 100.921 | 101.2166 | 101.8794 | 102.4368 | 102.2101 | 102.7568 | 103.988 | 105.01 | 106.2386 | 107.437 | 108.6451 | 109.7888 | 111.0057 | 112.263 | 113.4885 | 114.7418 | 116.0002 | 117.2773 | 118.5053 | 119.686 | 120.7197 | 121.6669 | 122.3933 | 123.0264 | 123.485 | 123.7922 | 123.9981 | 124.078 | 123.985 | 123.7758 | 123.3471 | 122.8133 | 122.0889 | 0 | 0 | 0 | 0 | 0 | 0 | 0 | 0 | 0
F2_Residential_Multi-Family Low Income_Existing_Water Heating_Natural Gas_Water Heater (> 55 gal)_E7 | F2 | Residential | Multi-Family Low Income | Existing | Water Heating | Natural Gas | Water Heater (> 55 gal) | E7 | RVT - Cost of Operation | 0 | 0 | 0 | 0 | 0 | 82.8435 | 83.8437 | 84.684 | 85.6959 | 86.6788 | 87.665 | 88.5954 | 89.5794 | 90.5734 | 91.5023 | 92.4155 | 93.291 | 94.1888 | 95.0639 | 95.9253 | 96.6957 | 97.4394 | 98.052 | 98.6474 | 99.0935 | 99.3989 | 99.5991 | 99.6642 | 99.5884 | 99.4178 | 99.0683 | 98.633 | 98.0424 | 0 | 0 | 0 | 0 | 0 | 0 | 0 | 0 | 0
F2_Residential_Multi-Family Low Income_Existing_Water Heating_Natural Gas_Water Heater (> 55 gal)_E8 | F2 | Residential | Multi-Family Low Income | Existing | Water Heating | Natural Gas | Water Heater (> 55 gal) | E8 | RVT - Cost of Operation | 0 | 0 | 0 | 0 | 0 | 0 | 0 | 0 | 0 | 0 | 0 | 0 | 0 | 0 | 0 | 0 | 0 | 0 | 0 | 0 | 0 | 0 | 0 | 0 | 0 | 0 | 0 | 0 | 0 | 0 | 0 | 0 | 0 | 0 | 0 | 0 | 0 | 0 | 0 | 0 | 0 | 0
F2_Residential_Multi-Family Low Income_Existing_Water Heating_Natural Gas_Water Heater (> 55 gal)_E9 | F2 | Residential | Multi-Family Low Income | Existing | Water Heating | Natural Gas | Water Heater (> 55 gal) | E9 | RVT - Cost of Operation | 0 | 0 | 0 | 0 | 0 | 0 | 0 | 0 | 0 | 0 | 0 | 0 | 0 | 0 | 0 | 0 | 0 | 0 | 0 | 0 | 0 | 0 | 0 | 0 | 0 | 0 | 0 | 0 | 0 | 0 | 0 | 0 | 0 | 0 | 0 | 0 | 0 | 0 | 0 | 0 | 0 | 0
F2_Residential_Multi-Family Low Income_Existing_Water Heating_Natural Gas_Water Heater (> 55 gal)_E10 | F2 | Residential | Multi-Family Low Income | Existing | Water Heating | Natural Gas | Water Heater (> 55 gal) | E10 | RVT - Cost of Operation | 0 | 0 | 0 | 0 | 0 | 0 | 0 | 0 | 0 | 0 | 0 | 0 | 0 | 0 | 0 | 0 | 0 | 0 | 0 | 0 | 0 | 0 | 0 | 0 | 0 | 0 | 0 | 0 | 0 | 0 | 0 | 0 | 0 | 0 | 0 | 0 | 0 | 0 | 0 | 0 | 0 | 0
F3_Residential_Multi-Family Low Income_Existing_Water Heating_Natural Gas_Water Heater (> 55 gal)_E1 | F3 | Residential | Multi-Family Low Income | Existing | Water Heating | Natural Gas | Water Heater (> 55 gal) | E1 | System - kBTUs of Consumption | 125.0625 | 125.0625 | 125.0625 | 125.0625 | 125.0625 | 125.0625 | 125.0625 | 125.0625 | 125.0625 | 125.0625 | 125.0625 | 125.0625 | 125.0625 | 125.0625 | 125.0625 | 125.0625 | 125.0625 | 125.0625 | 125.0625 | 125.0625 | 125.0625 | 125.0625 | 125.0625 | 125.0625 | 125.0625 | 125.0625 | 125.0625 | 125.0625 | 125.0625 | 125.0625 | 125.0625 | 125.0625 | 125.0625 | 0 | 0 | 0 | 0 | 0 | 0 | 0 | 0 | 0
F3_Residential_Multi-Family Low Income_Existing_Water Heating_Natural Gas_Water Heater (> 55 gal)_E2 | F3 | Residential | Multi-Family Low Income | Existing | Water Heating | Natural Gas | Water Heater (> 55 gal) | E2 | System - kBTUs of Consumption | 141.0904 | 141.0904 | 141.0904 | 141.0904 | 141.0904 | 141.0904 | 141.0904 | 141.0904 | 141.0904 | 141.0904 | 141.0904 | 141.0904 | 141.0904 | 141.0904 | 141.0904 | 141.0904 | 141.0904 | 141.0904 | 141.0904 | 141.0904 | 141.0904 | 141.0904 | 141.0904 | 141.0904 | 141.0904 | 141.0904 | 141.0904 | 141.0904 | 141.0904 | 141.0904 | 141.0904 | 141.0904 | 141.0904 | 0 | 0 | 0 | 0 | 0 | 0 | 0 | 0 | 0
F3_Residential_Multi-Family Low Income_Existing_Water Heating_Natural Gas_Water Heater (> 55 gal)_E3 | F3 | Residential | Multi-Family Low Income | Existing | Water Heating | Natural Gas | Water Heater (> 55 gal) | E3 | System - kBTUs of Consumption | 398.2136 | 398.2136 | 398.2136 | 398.2136 | 398.2136 | 398.2136 | 398.2136 | 398.2136 | 398.2136 | 398.2136 | 398.2136 | 398.2136 | 398.2136 | 398.2136 | 398.2136 | 398.2136 | 398.2136 | 398.2136 | 398.2136 | 398.2136 | 398.2136 | 398.2136 | 398.2136 | 398.2136 | 398.2136 | 398.2136 | 398.2136 | 398.2136 | 398.2136 | 398.2136 | 398.2136 | 398.2136 | 398.2136 | 0 | 0 | 0 | 0 | 0 | 0 | 0 | 0 | 0
F3_Residential_Multi-Family Low Income_Existing_Water Heating_Natural Gas_Water Heater (> 55 gal)_E4 | F3 | Residential | Multi-Family Low Income | Existing | Water Heating | Natural Gas | Water Heater (> 55 gal) | E4 | System - kBTUs of Consumption | 184.4494 | 184.4494 | 184.4494 | 184.4494 | 184.4494 | 184.4494 | 184.4494 | 184.4494 | 184.4494 | 184.4494 | 184.4494 | 184.4494 | 184.4494 | 184.4494 | 184.4494 | 184.4494 | 184.4494 | 184.4494 | 184.4494 | 184.4494 | 184.4494 | 184.4494 | 184.4494 | 184.4494 | 184.4494 | 184.4494 | 184.4494 | 184.4494 | 184.4494 | 184.4494 | 184.4494 | 184.4494 | 184.4494 | 0 | 0 | 0 | 0 | 0 | 0 | 0 | 0 | 0
F3_Residential_Multi-Family Low Income_Existing_Water Heating_Natural Gas_Water Heater (> 55 gal)_E5 | F3 | Residential | Multi-Family Low Income | Existing | Water Heating | Natural Gas | Water Heater (> 55 gal) | E5 | System - kBTUs of Consumption | 209.1856 | 209.1856 | 209.1856 | 209.1856 | 209.1856 | 209.1856 | 209.1856 | 209.1856 | 209.1856 | 209.1856 | 209.1856 | 209.1856 | 209.1856 | 209.1856 | 209.1856 | 209.1856 | 209.1856 | 209.1856 | 209.1856 | 209.1856 | 209.1856 | 209.1856 | 209.1856 | 209.1856 | 209.1856 | 209.1856 | 209.1856 | 209.1856 | 209.1856 | 209.1856 | 209.1856 | 209.1856 | 209.1856 | 0 | 0 | 0 | 0 | 0 | 0 | 0 | 0 | 0
F3_Residential_Multi-Family Low Income_Existing_Water Heating_Natural Gas_Water Heater (> 55 gal)_E6 | F3 | Residential | Multi-Family Low Income | Existing | Water Heating | Natural Gas | Water Heater (> 55 gal) | E6 | System - kBTUs of Consumption | 576.4226 | 576.4226 | 576.4226 | 576.4226 | 576.4226 | 576.4226 | 576.4226 | 576.4226 | 576.4226 | 576.4226 | 576.4226 | 576.4226 | 576.4226 | 576.4226 | 576.4226 | 576.4226 | 576.4226 | 576.4226 | 576.4226 | 576.4226 | 576.4226 | 576.4226 | 576.4226 | 576.4226 | 576.4226 | 576.4226 | 576.4226 | 576.4226 | 576.4226 | 576.4226 | 576.4226 | 576.4226 | 576.4226 | 0 | 0 | 0 | 0 | 0 | 0 | 0 | 0 | 0
F3_Residential_Multi-Family Low Income_Existing_Water Heating_Natural Gas_Water Heater (> 55 gal)_E7 | F3 | Residential | Multi-Family Low Income | Existing | Water Heating | Natural Gas | Water Heater (> 55 gal) | E7 | System - kBTUs of Consumption | 0 | 0 | 0 | 0 | 0 | 682.8286 | 682.8286 | 682.8286 | 682.8286 | 682.8286 | 682.8286 | 682.8286 | 682.8286 | 682.8286 | 682.8286 | 682.8286 | 682.8286 | 682.8286 | 682.8286 | 682.8286 | 682.8286 | 682.8286 | 682.8286 | 682.8286 | 682.8286 | 682.8286 | 682.8286 | 682.8286 | 682.8286 | 682.8286 | 682.8286 | 682.8286 | 682.8286 | 0 | 0 | 0 | 0 | 0 | 0 | 0 | 0 | 0
F3_Residential_Multi-Family Low Income_Existing_Water Heating_Natural Gas_Water Heater (> 55 gal)_E8 | F3 | Residential | Multi-Family Low Income | Existing | Water Heating | Natural Gas | Water Heater (> 55 gal) | E8 | System - kBTUs of Consumption | 0 | 0 | 0 | 0 | 0 | 0 | 0 | 0 | 0 | 0 | 0 | 0 | 0 | 0 | 0 | 0 | 0 | 0 | 0 | 0 | 0 | 0 | 0 | 0 | 0 | 0 | 0 | 0 | 0 | 0 | 0 | 0 | 0 | 0 | 0 | 0 | 0 | 0 | 0 | 0 | 0 | 0
F3_Residential_Multi-Family Low Income_Existing_Water Heating_Natural Gas_Water Heater (> 55 gal)_E9 | F3 | Residential | Multi-Family Low Income | Existing | Water Heating | Natural Gas | Water Heater (> 55 gal) | E9 | System - kBTUs of Consumption | 0 | 0 | 0 | 0 | 0 | 0 | 0 | 0 | 0 | 0 | 0 | 0 | 0 | 0 | 0 | 0 | 0 | 0 | 0 | 0 | 0 | 0 | 0 | 0 | 0 | 0 | 0 | 0 | 0 | 0 | 0 | 0 | 0 | 0 | 0 | 0 | 0 | 0 | 0 | 0 | 0 | 0
F3_Residential_Multi-Family Low Income_Existing_Water Heating_Natural Gas_Water Heater (> 55 gal)_E10 | F3 | Residential | Multi-Family Low Income | Existing | Water Heating | Natural Gas | Water Heater (> 55 gal) | E10 | System - kBTUs of Consumption | 0 | 0 | 0 | 0 | 0 | 0 | 0 | 0 | 0 | 0 | 0 | 0 | 0 | 0 | 0 | 0 | 0 | 0 | 0 | 0 | 0 | 0 | 0 | 0 | 0 | 0 | 0 | 0 | 0 | 0 | 0 | 0 | 0 | 0 | 0 | 0 | 0 | 0 | 0 | 0 | 0 | 0
F4_Residential_Multi-Family Low Income_Existing_Water Heating_Natural Gas_Water Heater (> 55 gal)_E1 | F4 | Residential | Multi-Family Low Income | Existing | Water Heating | Natural Gas | Water Heater (> 55 gal) | E1 | Utility - Cost of Equipment | 140.7582 | 141.1705 | 142.095 | 142.8723 | 142.5561 | 143.3186 | 145.036 | 146.4613 | 148.1749 | 149.8464 | 151.5313 | 153.1265 | 154.8238 | 156.5774 | 158.2865 | 160.0346 | 161.7898 | 163.571 | 165.2837 | 166.9304 | 168.3722 | 169.6933 | 170.7064 | 171.5894 | 172.229 | 172.6575 | 172.9448 | 173.0561 | 172.9264 | 172.6346 | 172.0368 | 171.2922 | 170.2819 | 0 | 0 | 0 | 0 | 0 | 0 | 0 | 0 | 0
F4_Residential_Multi-Family Low Income_Existing_Water Heating_Natural Gas_Water Heater (> 55 gal)_E2 | F4 | Residential | Multi-Family Low Income | Existing | Water Heating | Natural Gas | Water Heater (> 55 gal) | E2 | Utility - Cost of Equipment | 137.149 | 137.5507 | 138.4515 | 139.2089 | 138.9008 | 139.6438 | 141.3171 | 142.7059 | 144.3755 | 146.0042 | 147.6459 | 149.2002 | 150.8539 | 152.5626 | 154.2279 | 155.9311 | 157.6413 | 159.3768 | 161.0456 | 162.6502 | 164.055 | 165.3422 | 166.3293 | 167.1897 | 167.8129 | 168.2304 | 168.5103 | 168.6188 | 168.4924 | 168.2081 | 167.6256 | 166.9001 | 165.9157 | 0 | 0 | 0 | 0 | 0 | 0 | 0 | 0 | 0
F4_Residential_Multi-Family Low Income_Existing_Water Heating_Natural Gas_Water Heater (> 55 gal)_E3 | F4 | Residential | Multi-Family Low Income | Existing | Water Heating | Natural Gas | Water Heater (> 55 gal) | E3 | Utility - Cost of Equipment | 132.0695 | 132.4562 | 133.3237 | 134.053 | 133.7564 | 134.4718 | 136.0831 | 137.4205 | 139.0283 | 140.5966 | 142.1776 | 143.6743 | 145.2668 | 146.9121 | 148.5158 | 150.1559 | 151.8027 | 153.474 | 155.081 | 156.6261 | 157.9789 | 159.2184 | 160.169 | 160.9975 | 161.5976 | 161.9996 | 162.2692 | 162.3737 | 162.2519 | 161.9782 | 161.4172 | 160.7186 | 159.7707 | 0 | 0 | 0 | 0 | 0 | 0 | 0 | 0 | 0
F4_Residential_Multi-Family Low Income_Existing_Water Heating_Natural Gas_Water Heater (> 55 gal)_E4 | F4 | Residential | Multi-Family Low Income | Existing | Water Heating | Natural Gas | Water Heater (> 55 gal) | E4 | Utility - Cost of Equipment | 125.494 | 126.1393 | 127.1163 | 128.0122 | 128.2249 | 129.1401 | 130.6709 | 132.0418 | 133.5743 | 135.0527 | 136.4991 | 137.8423 | 139.1882 | 140.5069 | 141.7093 | 142.8479 | 143.8885 | 144.8973 | 145.8151 | 146.6944 | 147.4583 | 148.1811 | 148.7554 | 149.3128 | 149.7166 | 149.9871 | 150.1685 | 150.2388 | 150.1569 | 149.9727 | 149.5953 | 149.1252 | 148.4874 | 0 | 0 | 0 | 0 | 0 | 0 | 0 | 0 | 0
F4_Residential_Multi-Family Low Income_Existing_Water Heating_Natural Gas_Water Heater (> 55 gal)_E5 | F4 | Residential | Multi-Family Low Income | Existing | Water Heating | Natural Gas | Water Heater (> 55 gal) | E5 | Utility - Cost of Equipment | 119.9778 | 120.5947 | 121.5287 | 122.3853 | 122.5887 | 123.4636 | 124.9271 | 126.2378 | 127.7029 | 129.1163 | 130.4991 | 131.7833 | 133.0701 | 134.3308 | 135.4803 | 136.5688 | 137.5637 | 138.5282 | 139.4056 | 140.2463 | 140.9767 | 141.6676 | 142.2167 | 142.7496 | 143.1357 | 143.3943 | 143.5677 | 143.6349 | 143.5566 | 143.3805 | 143.0197 | 142.5702 | 141.9605 | 0 | 0 | 0 | 0 | 0 | 0 | 0 | 0 | 0
F4_Residential_Multi-Family Low Income_Existing_Water Heating_Natural Gas_Water Heater (> 55 gal)_E6 | F4 | Residential | Multi-Family Low Income | Existing | Water Heating | Natural Gas | Water Heater (> 55 gal) | E6 | Utility - Cost of Equipment | 100.921 | 101.2166 | 101.8794 | 102.4368 | 102.2101 | 102.7568 | 103.988 | 105.01 | 106.2386 | 107.437 | 108.6451 | 109.7888 | 111.0057 | 112.263 | 113.4885 | 114.7418 | 116.0002 | 117.2773 | 118.5053 | 119.686 | 120.7197 | 121.6669 | 122.3933 | 123.0264 | 123.485 | 123.7922 | 123.9981 | 124.078 | 123.985 | 123.7758 | 123.3471 | 122.8133 | 122.0889 | 0 | 0 | 0 | 0 | 0 | 0 | 0 | 0 | 0
F4_Residential_Multi-Family Low Income_Existing_Water Heating_Natural Gas_Water Heater (> 55 gal)_E7 | F4 | Residential | Multi-Family Low Income | Existing | Water Heating | Natural Gas | Water Heater (> 55 gal) | E7 | Utility - Cost of Equipment | 0 | 0 | 0 | 0 | 0 | 82.8435 | 83.8437 | 84.684 | 85.6959 | 86.6788 | 87.665 | 88.5954 | 89.5794 | 90.5734 | 91.5023 | 92.4155 | 93.291 | 94.1888 | 95.0639 | 95.9253 | 96.6957 | 97.4394 | 98.052 | 98.6474 | 99.0935 | 99.3989 | 99.5991 | 99.6642 | 99.5884 | 99.4178 | 99.0683 | 98.633 | 98.0424 | 0 | 0 | 0 | 0 | 0 | 0 | 0 | 0 | 0
F4_Residential_Multi-Family Low Income_Existing_Water Heating_Natural Gas_Water Heater (> 55 gal)_E8 | F4 | Residential | Multi-Family Low Income | Existing | Water Heating | Natural Gas | Water Heater (> 55 gal) | E8 | Utility - Cost of Equipment | 0 | 0 | 0 | 0 | 0 | 0 | 0 | 0 | 0 | 0 | 0 | 0 | 0 | 0 | 0 | 0 | 0 | 0 | 0 | 0 | 0 | 0 | 0 | 0 | 0 | 0 | 0 | 0 | 0 | 0 | 0 | 0 | 0 | 0 | 0 | 0 | 0 | 0 | 0 | 0 | 0 | 0
F4_Residential_Multi-Family Low Income_Existing_Water Heating_Natural Gas_Water Heater (> 55 gal)_E9 | F4 | Residential | Multi-Family Low Income | Existing | Water Heating | Natural Gas | Water Heater (> 55 gal) | E9 | Utility - Cost of Equipment | 0 | 0 | 0 | 0 | 0 | 0 | 0 | 0 | 0 | 0 | 0 | 0 | 0 | 0 | 0 | 0 | 0 | 0 | 0 | 0 | 0 | 0 | 0 | 0 | 0 | 0 | 0 | 0 | 0 | 0 | 0 | 0 | 0 | 0 | 0 | 0 | 0 | 0 | 0 | 0 | 0 | 0
F4_Residential_Multi-Family Low Income_Existing_Water Heating_Natural Gas_Water Heater (> 55 gal)_E10 | F4 | Residential | Multi-Family Low Income | Existing | Water Heating | Natural Gas | Water Heater (> 55 gal) | E10 | Utility - Cost of Equipment | 0 | 0 | 0 | 0 | 0 | 0 | 0 | 0 | 0 | 0 | 0 | 0 | 0 | 0 | 0 | 0 | 0 | 0 | 0 | 0 | 0 | 0 | 0 | 0 | 0 | 0 | 0 | 0 | 0 | 0 | 0 | 0 | 0 | 0 | 0 | 0 | 0 | 0 | 0 | 0 | 0 | 0
F5_Residential_Multi-Family Low Income_Existing_Water Heating_Natural Gas_Water Heater (> 55 gal)_E1 | F5 | Residential | Multi-Family Low Income | Existing | Water Heating | Natural Gas | Water Heater (> 55 gal) | E1 | Utility - Cost of Operation | 125.0625 | 125.0625 | 125.0625 | 125.0625 | 125.0625 | 125.0625 | 125.0625 | 125.0625 | 125.0625 | 125.0625 | 125.0625 | 125.0625 | 125.0625 | 125.0625 | 125.0625 | 125.0625 | 125.0625 | 125.0625 | 125.0625 | 125.0625 | 125.0625 | 125.0625 | 125.0625 | 125.0625 | 125.0625 | 125.0625 | 125.0625 | 125.0625 | 125.0625 | 125.0625 | 125.0625 | 125.0625 | 125.0625 | 0 | 0 | 0 | 0 | 0 | 0 | 0 | 0 | 0
F5_Residential_Multi-Family Low Income_Existing_Water Heating_Natural Gas_Water Heater (> 55 gal)_E2 | F5 | Residential | Multi-Family Low Income | Existing | Water Heating | Natural Gas | Water Heater (> 55 gal) | E2 | Utility - Cost of Operation | 141.0904 | 141.0904 | 141.0904 | 141.0904 | 141.0904 | 141.0904 | 141.0904 | 141.0904 | 141.0904 | 141.0904 | 141.0904 | 141.0904 | 141.0904 | 141.0904 | 141.0904 | 141.0904 | 141.0904 | 141.0904 | 141.0904 | 141.0904 | 141.0904 | 141.0904 | 141.0904 | 141.0904 | 141.0904 | 141.0904 | 141.0904 | 141.0904 | 141.0904 | 141.0904 | 141.0904 | 141.0904 | 141.0904 | 0 | 0 | 0 | 0 | 0 | 0 | 0 | 0 | 0
F5_Residential_Multi-Family Low Income_Existing_Water Heating_Natural Gas_Water Heater (> 55 gal)_E3 | F5 | Residential | Multi-Family Low Income | Existing | Water Heating | Natural Gas | Water Heater (> 55 gal) | E3 | Utility - Cost of Operation | 398.2136 | 398.2136 | 398.2136 | 398.2136 | 398.2136 | 398.2136 | 398.2136 | 398.2136 | 398.2136 | 398.2136 | 398.2136 | 398.2136 | 398.2136 | 398.2136 | 398.2136 | 398.2136 | 398.2136 | 398.2136 | 398.2136 | 398.2136 | 398.2136 | 398.2136 | 398.2136 | 398.2136 | 398.2136 | 398.2136 | 398.2136 | 398.2136 | 398.2136 | 398.2136 | 398.2136 | 398.2136 | 398.2136 | 0 | 0 | 0 | 0 | 0 | 0 | 0 | 0 | 0
F5_Residential_Multi-Family Low Income_Existing_Water Heating_Natural Gas_Water Heater (> 55 gal)_E4 | F5 | Residential | Multi-Family Low Income | Existing | Water Heating | Natural Gas | Water Heater (> 55 gal) | E4 | Utility - Cost of Operation | 184.4494 | 184.4494 | 184.4494 | 184.4494 | 184.4494 | 184.4494 | 184.4494 | 184.4494 | 184.4494 | 184.4494 | 184.4494 | 184.4494 | 184.4494 | 184.4494 | 184.4494 | 184.4494 | 184.4494 | 184.4494 | 184.4494 | 184.4494 | 184.4494 | 184.4494 | 184.4494 | 184.4494 | 184.4494 | 184.4494 | 184.4494 | 184.4494 | 184.4494 | 184.4494 | 184.4494 | 184.4494 | 184.4494 | 0 | 0 | 0 | 0 | 0 | 0 | 0 | 0 | 0
F5_Residential_Multi-Family Low Income_Existing_Water Heating_Natural Gas_Water Heater (> 55 gal)_E5 | F5 | Residential | Multi-Family Low Income | Existing | Water Heating | Natural Gas | Water Heater (> 55 gal) | E5 | Utility - Cost of Operation | 209.1856 | 209.1856 | 209.1856 | 209.1856 | 209.1856 | 209.1856 | 209.1856 | 209.1856 | 209.1856 | 209.1856 | 209.1856 | 209.1856 | 209.1856 | 209.1856 | 209.1856 | 209.1856 | 209.1856 | 209.1856 | 209.1856 | 209.1856 | 209.1856 | 209.1856 | 209.1856 | 209.1856 | 209.1856 | 209.1856 | 209.1856 | 209.1856 | 209.1856 | 209.1856 | 209.1856 | 209.1856 | 209.1856 | 0 | 0 | 0 | 0 | 0 | 0 | 0 | 0 | 0
F5_Residential_Multi-Family Low Income_Existing_Water Heating_Natural Gas_Water Heater (> 55 gal)_E6 | F5 | Residential | Multi-Family Low Income | Existing | Water Heating | Natural Gas | Water Heater (> 55 gal) | E6 | Utility - Cost of Operation | 576.4226 | 576.4226 | 576.4226 | 576.4226 | 576.4226 | 576.4226 | 576.4226 | 576.4226 | 576.4226 | 576.4226 | 576.4226 | 576.4226 | 576.4226 | 576.4226 | 576.4226 | 576.4226 | 576.4226 | 576.4226 | 576.4226 | 576.4226 | 576.4226 | 576.4226 | 576.4226 | 576.4226 | 576.4226 | 576.4226 | 576.4226 | 576.4226 | 576.4226 | 576.4226 | 576.4226 | 576.4226 | 576.4226 | 0 | 0 | 0 | 0 | 0 | 0 | 0 | 0 | 0
F5_Residential_Multi-Family Low Income_Existing_Water Heating_Natural Gas_Water Heater (> 55 gal)_E7 | F5 | Residential | Multi-Family Low Income | Existing | Water Heating | Natural Gas | Water Heater (> 55 gal) | E7 | Utility - Cost of Operation | 0 | 0 | 0 | 0 | 0 | 682.8286 | 682.8286 | 682.8286 | 682.8286 | 682.8286 | 682.8286 | 682.8286 | 682.8286 | 682.8286 | 682.8286 | 682.8286 | 682.8286 | 682.8286 | 682.8286 | 682.8286 | 682.8286 | 682.8286 | 682.8286 | 682.8286 | 682.8286 | 682.8286 | 682.8286 | 682.8286 | 682.8286 | 682.8286 | 682.8286 | 682.8286 | 682.8286 | 0 | 0 | 0 | 0 | 0 | 0 | 0 | 0 | 0
F5_Residential_Multi-Family Low Income_Existing_Water Heating_Natural Gas_Water Heater (> 55 gal)_E8 | F5 | Residential | Multi-Family Low Income | Existing | Water Heating | Natural Gas | Water Heater (> 55 gal) | E8 | Utility - Cost of Operation | 0 | 0 | 0 | 0 | 0 | 0 | 0 | 0 | 0 | 0 | 0 | 0 | 0 | 0 | 0 | 0 | 0 | 0 | 0 | 0 | 0 | 0 | 0 | 0 | 0 | 0 | 0 | 0 | 0 | 0 | 0 | 0 | 0 | 0 | 0 | 0 | 0 | 0 | 0 | 0 | 0 | 0
F5_Residential_Multi-Family Low Income_Existing_Water Heating_Natural Gas_Water Heater (> 55 gal)_E9 | F5 | Residential | Multi-Family Low Income | Existing | Water Heating | Natural Gas | Water Heater (> 55 gal) | E9 | Utility - Cost of Operation | 0 | 0 | 0 | 0 | 0 | 0 | 0 | 0 | 0 | 0 | 0 | 0 | 0 | 0 | 0 | 0 | 0 | 0 | 0 | 0 | 0 | 0 | 0 | 0 | 0 | 0 | 0 | 0 | 0 | 0 | 0 | 0 | 0 | 0 | 0 | 0 | 0 | 0 | 0 | 0 | 0 | 0
F5_Residential_Multi-Family Low Income_Existing_Water Heating_Natural Gas_Water Heater (> 55 gal)_E10 | F5 | Residential | Multi-Family Low Income | Existing | Water Heating | Natural Gas | Water Heater (> 55 gal) | E10 | Utility - Cost of Operation | 0 | 0 | 0 | 0 | 0 | 0 | 0 | 0 | 0 | 0 | 0 | 0 | 0 | 0 | 0 | 0 | 0 | 0 | 0 | 0 | 0 | 0 | 0 | 0 | 0 | 0 | 0 | 0 | 0 | 0 | 0 | 0 | 0 | 0 | 0 | 0 | 0 | 0 | 0 | 0 | 0 | 0
F6_Residential_Multi-Family Low Income_Existing_Water Heating_Natural Gas_Water Heater (> 55 gal)_E1 | F6 | Residential | Multi-Family Low Income | Existing | Water Heating | Natural Gas | Water Heater (> 55 gal) | E1 | Utility - Value of Sales | 113.9949 | 114.6591 | 115.5706 | 116.3156 | 116.3156 | 116.3156 | 116.3156 | 116.3156 | 116.3156 | 116.3156 | 116.3156 | 116.3156 | 116.3156 | 116.3156 | 116.3156 | 116.3156 | 116.3156 | 116.3156 | 116.3156 | 116.3156 | 116.3156 | 116.3156 | 116.3156 | 116.3156 | 116.3156 | 116.3156 | 116.3156 | 116.3156 | 116.3156 | 116.3156 | 116.3156 | 116.3156 | 116.3156 | 0 | 0 | 0 | 0 | 0 | 0 | 0 | 0 | 0
F6_Residential_Multi-Family Low Income_Existing_Water Heating_Natural Gas_Water Heater (> 55 gal)_E2 | F6 | Residential | Multi-Family Low Income | Existing | Water Heating | Natural Gas | Water Heater (> 55 gal) | E2 | Utility - Value of Sales | 111.0719 | 111.7191 | 112.6073 | 113.3332 | 113.3332 | 113.3332 | 113.3332 | 113.3332 | 113.3332 | 113.3332 | 113.3332 | 113.3332 | 113.3332 | 113.3332 | 113.3332 | 113.3332 | 113.3332 | 113.3332 | 113.3332 | 113.3332 | 113.3332 | 113.3332 | 113.3332 | 113.3332 | 113.3332 | 113.3332 | 113.3332 | 113.3332 | 113.3332 | 113.3332 | 113.3332 | 113.3332 | 113.3332 | 0 | 0 | 0 | 0 | 0 | 0 | 0 | 0 | 0
F6_Residential_Multi-Family Low Income_Existing_Water Heating_Natural Gas_Water Heater (> 55 gal)_E3 | F6 | Residential | Multi-Family Low Income | Existing | Water Heating | Natural Gas | Water Heater (> 55 gal) | E3 | Utility - Value of Sales | 106.9582 | 107.5814 | 108.4366 | 109.1357 | 109.1357 | 109.1357 | 109.1357 | 109.1357 | 109.1357 | 109.1357 | 109.1357 | 109.1357 | 109.1357 | 109.1357 | 109.1357 | 109.1357 | 109.1357 | 109.1357 | 109.1357 | 109.1357 | 109.1357 | 109.1357 | 109.1357 | 109.1357 | 109.1357 | 109.1357 | 109.1357 | 109.1357 | 109.1357 | 109.1357 | 109.1357 | 109.1357 | 109.1357 | 0 | 0 | 0 | 0 | 0 | 0 | 0 | 0 | 0
F6_Residential_Multi-Family Low Income_Existing_Water Heating_Natural Gas_Water Heater (> 55 gal)_E4 | F6 | Residential | Multi-Family Low Income | Existing | Water Heating | Natural Gas | Water Heater (> 55 gal) | E4 | Utility - Value of Sales | 100.2913 | 100.6685 | 101.186 | 101.6091 | 101.6091 | 101.6091 | 101.6091 | 101.6091 | 101.6091 | 101.6091 | 101.6091 | 101.6091 | 101.6091 | 101.6091 | 101.6091 | 101.6091 | 101.6091 | 101.6091 | 101.6091 | 101.6091 | 101.6091 | 101.6091 | 101.6091 | 101.6091 | 101.6091 | 101.6091 | 101.6091 | 101.6091 | 101.6091 | 101.6091 | 101.6091 | 101.6091 | 101.6091 | 0 | 0 | 0 | 0 | 0 | 0 | 0 | 0 | 0
F6_Residential_Multi-Family Low Income_Existing_Water Heating_Natural Gas_Water Heater (> 55 gal)_E5 | F6 | Residential | Multi-Family Low Income | Existing | Water Heating | Natural Gas | Water Heater (> 55 gal) | E5 | Utility - Value of Sales | 95.8829 | 96.2435 | 96.7383 | 97.1427 | 97.1427 | 97.1427 | 97.1427 | 97.1427 | 97.1427 | 97.1427 | 97.1427 | 97.1427 | 97.1427 | 97.1427 | 97.1427 | 97.1427 | 97.1427 | 97.1427 | 97.1427 | 97.1427 | 97.1427 | 97.1427 | 97.1427 | 97.1427 | 97.1427 | 97.1427 | 97.1427 | 97.1427 | 97.1427 | 97.1427 | 97.1427 | 97.1427 | 97.1427 | 0 | 0 | 0 | 0 | 0 | 0 | 0 | 0 | 0
F6_Residential_Multi-Family Low Income_Existing_Water Heating_Natural Gas_Water Heater (> 55 gal)_E6 | F6 | Residential | Multi-Family Low Income | Existing | Water Heating | Natural Gas | Water Heater (> 55 gal) | E6 | Utility - Value of Sales | 81.7322 | 82.2084 | 82.862 | 83.3961 | 83.3961 | 83.3961 | 83.3961 | 83.3961 | 83.3961 | 83.3961 | 83.3961 | 83.3961 | 83.3961 | 83.3961 | 83.3961 | 83.3961 | 83.3961 | 83.3961 | 83.3961 | 83.3961 | 83.3961 | 83.3961 | 83.3961 | 83.3961 | 83.3961 | 83.3961 | 83.3961 | 83.3961 | 83.3961 | 83.3961 | 83.3961 | 83.3961 | 83.3961 | 0 | 0 | 0 | 0 | 0 | 0 | 0 | 0 | 0
F6_Residential_Multi-Family Low Income_Existing_Water Heating_Natural Gas_Water Heater (> 55 gal)_E7 | F6 | Residential | Multi-Family Low Income | Existing | Water Heating | Natural Gas | Water Heater (> 55 gal) | E7 | Utility - Value of Sales | 0 | 0 | 0 | 0 | 0 | 67.9999 | 67.9999 | 67.9999 | 67.9999 | 67.9999 | 67.9999 | 67.9999 | 67.9999 | 67.9999 | 67.9999 | 67.9999 | 67.9999 | 67.9999 | 67.9999 | 67.9999 | 67.9999 | 67.9999 | 67.9999 | 67.9999 | 67.9999 | 67.9999 | 67.9999 | 67.9999 | 67.9999 | 67.9999 | 67.9999 | 67.9999 | 67.9999 | 0 | 0 | 0 | 0 | 0 | 0 | 0 | 0 | 0
F6_Residential_Multi-Family Low Income_Existing_Water Heating_Natural Gas_Water Heater (> 55 gal)_E8 | F6 | Residential | Multi-Family Low Income | Existing | Water Heating | Natural Gas | Water Heater (> 55 gal) | E8 | Utility - Value of Sales | 0 | 0 | 0 | 0 | 0 | 0 | 0 | 0 | 0 | 0 | 0 | 0 | 0 | 0 | 0 | 0 | 0 | 0 | 0 | 0 | 0 | 0 | 0 | 0 | 0 | 0 | 0 | 0 | 0 | 0 | 0 | 0 | 0 | 0 | 0 | 0 | 0 | 0 | 0 | 0 | 0 | 0
F6_Residential_Multi-Family Low Income_Existing_Water Heating_Natural Gas_Water Heater (> 55 gal)_E9 | F6 | Residential | Multi-Family Low Income | Existing | Water Heating | Natural Gas | Water Heater (> 55 gal) | E9 | Utility - Value of Sales | 0 | 0 | 0 | 0 | 0 | 0 | 0 | 0 | 0 | 0 | 0 | 0 | 0 | 0 | 0 | 0 | 0 | 0 | 0 | 0 | 0 | 0 | 0 | 0 | 0 | 0 | 0 | 0 | 0 | 0 | 0 | 0 | 0 | 0 | 0 | 0 | 0 | 0 | 0 | 0 | 0 | 0
F6_Residential_Multi-Family Low Income_Existing_Water Heating_Natural Gas_Water Heater (> 55 gal)_E10 | F6 | Residential | Multi-Family Low Income | Existing | Water Heating | Natural Gas | Water Heater (> 55 gal) | E10 | Utility - Value of Sales | 0 | 0 | 0 | 0 | 0 | 0 | 0 | 0 | 0 | 0 | 0 | 0 | 0 | 0 | 0 | 0 | 0 | 0 | 0 | 0 | 0 | 0 | 0 | 0 | 0 | 0 | 0 | 0 | 0 | 0 | 0 | 0 | 0 | 0 | 0 | 0 | 0 | 0 | 0 | 0 | 0 | 0
F1_Residential_Multi-Family Low Income_Existing_Appliances_Natural Gas_Clothes Dryer_E1 | F1 | Residential | Multi-Family Low Income | Existing | Appliances | Natural Gas | Clothes Dryer | E1 | RVT - Cost of Equipment | 20.5164 | 20.5803 | 20.7225 | 20.839 | 20.7825 | 20.8655 | 21.0645 | 21.2285 | 21.4258 | 21.6167 | 21.8095 | 21.9916 | 22.1843 | 22.3856 | 22.5781 | 22.7771 | 22.9772 | 23.1919 | 23.3995 | 23.5996 | 23.7744 | 23.9367 | 24.0597 | 24.1684 | 24.2316 | 24.2677 | 24.2864 | 24.2825 | 24.2491 | 24.1949 | 24.1019 | 23.9909 | 23.8477 | 0 | 0 | 0 | 0 | 0 | 0 | 0 | 0 | 0
F1_Residential_Multi-Family Low Income_Existing_Appliances_Natural Gas_Clothes Dryer_E2 | F1 | Residential | Multi-Family Low Income | Existing | Appliances | Natural Gas | Clothes Dryer | E2 | RVT - Cost of Equipment | 19.3732 | 19.4335 | 19.5678 | 19.6778 | 19.6245 | 19.7028 | 19.8907 | 20.0456 | 20.2319 | 20.4122 | 20.5942 | 20.7662 | 20.9482 | 21.1382 | 21.32 | 21.5079 | 21.6969 | 21.8996 | 22.0957 | 22.2846 | 22.4496 | 22.6029 | 22.7191 | 22.8217 | 22.8814 | 22.9154 | 22.9332 | 22.9295 | 22.8979 | 22.8467 | 22.7589 | 22.6541 | 22.5189 | 0 | 0 | 0 | 0 | 0 | 0 | 0 | 0 | 0
F1_Residential_Multi-Family Low Income_Existing_Appliances_Natural Gas_Clothes Dryer_E3 | F1 | Residential | Multi-Family Low Income | Existing | Appliances | Natural Gas | Clothes Dryer | E3 | RVT - Cost of Equipment | 0 | 0 | 0 | 0 | 0 | 0 | 0 | 0 | 0 | 0 | 0 | 0 | 0 | 0 | 0 | 0 | 0 | 0 | 0 | 0 | 0 | 0 | 0 | 0 | 0 | 0 | 0 | 0 | 0 | 0 | 0 | 0 | 0 | 0 | 0 | 0 | 0 | 0 | 0 | 0 | 0 | 0
F1_Residential_Multi-Family Low Income_Existing_Appliances_Natural Gas_Clothes Dryer_E4 | F1 | Residential | Multi-Family Low Income | Existing | Appliances | Natural Gas | Clothes Dryer | E4 | RVT - Cost of Equipment | 0 | 0 | 0 | 0 | 0 | 0 | 0 | 0 | 0 | 0 | 0 | 0 | 0 | 0 | 0 | 0 | 0 | 0 | 0 | 0 | 0 | 0 | 0 | 0 | 0 | 0 | 0 | 0 | 0 | 0 | 0 | 0 | 0 | 0 | 0 | 0 | 0 | 0 | 0 | 0 | 0 | 0
F1_Residential_Multi-Family Low Income_Existing_Appliances_Natural Gas_Clothes Dryer_E5 | F1 | Residential | Multi-Family Low Income | Existing | Appliances | Natural Gas | Clothes Dryer | E5 | RVT - Cost of Equipment | 0 | 0 | 0 | 0 | 0 | 0 | 0 | 0 | 0 | 0 | 0 | 0 | 0 | 0 | 0 | 0 | 0 | 0 | 0 | 0 | 0 | 0 | 0 | 0 | 0 | 0 | 0 | 0 | 0 | 0 | 0 | 0 | 0 | 0 | 0 | 0 | 0 | 0 | 0 | 0 | 0 | 0
F1_Residential_Multi-Family Low Income_Existing_Appliances_Natural Gas_Clothes Dryer_E6 | F1 | Residential | Multi-Family Low Income | Existing | Appliances | Natural Gas | Clothes Dryer | E6 | RVT - Cost of Equipment | 0 | 0 | 0 | 0 | 0 | 0 | 0 | 0 | 0 | 0 | 0 | 0 | 0 | 0 | 0 | 0 | 0 | 0 | 0 | 0 | 0 | 0 | 0 | 0 | 0 | 0 | 0 | 0 | 0 | 0 | 0 | 0 | 0 | 0 | 0 | 0 | 0 | 0 | 0 | 0 | 0 | 0
F1_Residential_Multi-Family Low Income_Existing_Appliances_Natural Gas_Clothes Dryer_E7 | F1 | Residential | Multi-Family Low Income | Existing | Appliances | Natural Gas | Clothes Dryer | E7 | RVT - Cost of Equipment | 0 | 0 | 0 | 0 | 0 | 0 | 0 | 0 | 0 | 0 | 0 | 0 | 0 | 0 | 0 | 0 | 0 | 0 | 0 | 0 | 0 | 0 | 0 | 0 | 0 | 0 | 0 | 0 | 0 | 0 | 0 | 0 | 0 | 0 | 0 | 0 | 0 | 0 | 0 | 0 | 0 | 0
F1_Residential_Multi-Family Low Income_Existing_Appliances_Natural Gas_Clothes Dryer_E8 | F1 | Residential | Multi-Family Low Income | Existing | Appliances | Natural Gas | Clothes Dryer | E8 | RVT - Cost of Equipment | 0 | 0 | 0 | 0 | 0 | 0 | 0 | 0 | 0 | 0 | 0 | 0 | 0 | 0 | 0 | 0 | 0 | 0 | 0 | 0 | 0 | 0 | 0 | 0 | 0 | 0 | 0 | 0 | 0 | 0 | 0 | 0 | 0 | 0 | 0 | 0 | 0 | 0 | 0 | 0 | 0 | 0
F1_Residential_Multi-Family Low Income_Existing_Appliances_Natural Gas_Clothes Dryer_E9 | F1 | Residential | Multi-Family Low Income | Existing | Appliances | Natural Gas | Clothes Dryer | E9 | RVT - Cost of Equipment | 0 | 0 | 0 | 0 | 0 | 0 | 0 | 0 | 0 | 0 | 0 | 0 | 0 | 0 | 0 | 0 | 0 | 0 | 0 | 0 | 0 | 0 | 0 | 0 | 0 | 0 | 0 | 0 | 0 | 0 | 0 | 0 | 0 | 0 | 0 | 0 | 0 | 0 | 0 | 0 | 0 | 0
F1_Residential_Multi-Family Low Income_Existing_Appliances_Natural Gas_Clothes Dryer_E10 | F1 | Residential | Multi-Family Low Income | Existing | Appliances | Natural Gas | Clothes Dryer | E10 | RVT - Cost of Equipment | 0 | 0 | 0 | 0 | 0 | 0 | 0 | 0 | 0 | 0 | 0 | 0 | 0 | 0 | 0 | 0 | 0 | 0 | 0 | 0 | 0 | 0 | 0 | 0 | 0 | 0 | 0 | 0 | 0 | 0 | 0 | 0 | 0 | 0 | 0 | 0 | 0 | 0 | 0 | 0 | 0 | 0
F2_Residential_Multi-Family Low Income_Existing_Appliances_Natural Gas_Clothes Dryer_E1 | F2 | Residential | Multi-Family Low Income | Existing | Appliances | Natural Gas | Clothes Dryer | E1 | RVT - Cost of Operation | 14.6498 | 14.6728 | 14.7556 | 14.8221 | 14.7657 | 14.8486 | 15.0472 | 15.211 | 15.408 | 15.5986 | 15.791 | 15.9729 | 16.1653 | 16.3662 | 16.5585 | 16.7571 | 16.9569 | 17.1712 | 17.3811 | 17.586 | 17.7686 | 17.9419 | 18.0791 | 18.2055 | 18.2903 | 18.3486 | 18.3905 | 18.4104 | 18.4018 | 18.3731 | 18.3067 | 18.2232 | 18.1084 | 0 | 0 | 0 | 0 | 0 | 0 | 0 | 0 | 0
F2_Residential_Multi-Family Low Income_Existing_Appliances_Natural Gas_Clothes Dryer_E2 | F2 | Residential | Multi-Family Low Income | Existing | Appliances | Natural Gas | Clothes Dryer | E2 | RVT - Cost of Operation | 13.8335 | 13.8552 | 13.9334 | 13.9962 | 13.9429 | 14.0212 | 14.2088 | 14.3634 | 14.5494 | 14.7294 | 14.9111 | 15.0829 | 15.2645 | 15.4543 | 15.6358 | 15.8234 | 16.012 | 16.2144 | 16.4126 | 16.6061 | 16.7785 | 16.9422 | 17.0717 | 17.1911 | 17.2711 | 17.3262 | 17.3657 | 17.3846 | 17.3764 | 17.3494 | 17.2867 | 17.2078 | 17.0994 | 0 | 0 | 0 | 0 | 0 | 0 | 0 | 0 | 0
F2_Residential_Multi-Family Low Income_Existing_Appliances_Natural Gas_Clothes Dryer_E3 | F2 | Residential | Multi-Family Low Income | Existing | Appliances | Natural Gas | Clothes Dryer | E3 | RVT - Cost of Operation | 0 | 0 | 0 | 0 | 0 | 0 | 0 | 0 | 0 | 0 | 0 | 0 | 0 | 0 | 0 | 0 | 0 | 0 | 0 | 0 | 0 | 0 | 0 | 0 | 0 | 0 | 0 | 0 | 0 | 0 | 0 | 0 | 0 | 0 | 0 | 0 | 0 | 0 | 0 | 0 | 0 | 0
F2_Residential_Multi-Family Low Income_Existing_Appliances_Natural Gas_Clothes Dryer_E4 | F2 | Residential | Multi-Family Low Income | Existing | Appliances | Natural Gas | Clothes Dryer | E4 | RVT - Cost of Operation | 0 | 0 | 0 | 0 | 0 | 0 | 0 | 0 | 0 | 0 | 0 | 0 | 0 | 0 | 0 | 0 | 0 | 0 | 0 | 0 | 0 | 0 | 0 | 0 | 0 | 0 | 0 | 0 | 0 | 0 | 0 | 0 | 0 | 0 | 0 | 0 | 0 | 0 | 0 | 0 | 0 | 0
F2_Residential_Multi-Family Low Income_Existing_Appliances_Natural Gas_Clothes Dryer_E5 | F2 | Residential | Multi-Family Low Income | Existing | Appliances | Natural Gas | Clothes Dryer | E5 | RVT - Cost of Operation | 0 | 0 | 0 | 0 | 0 | 0 | 0 | 0 | 0 | 0 | 0 | 0 | 0 | 0 | 0 | 0 | 0 | 0 | 0 | 0 | 0 | 0 | 0 | 0 | 0 | 0 | 0 | 0 | 0 | 0 | 0 | 0 | 0 | 0 | 0 | 0 | 0 | 0 | 0 | 0 | 0 | 0
F2_Residential_Multi-Family Low Income_Existing_Appliances_Natural Gas_Clothes Dryer_E6 | F2 | Residential | Multi-Family Low Income | Existing | Appliances | Natural Gas | Clothes Dryer | E6 | RVT - Cost of Operation | 0 | 0 | 0 | 0 | 0 | 0 | 0 | 0 | 0 | 0 | 0 | 0 | 0 | 0 | 0 | 0 | 0 | 0 | 0 | 0 | 0 | 0 | 0 | 0 | 0 | 0 | 0 | 0 | 0 | 0 | 0 | 0 | 0 | 0 | 0 | 0 | 0 | 0 | 0 | 0 | 0 | 0
F2_Residential_Multi-Family Low Income_Existing_Appliances_Natural Gas_Clothes Dryer_E7 | F2 | Residential | Multi-Family Low Income | Existing | Appliances | Natural Gas | Clothes Dryer | E7 | RVT - Cost of Operation | 0 | 0 | 0 | 0 | 0 | 0 | 0 | 0 | 0 | 0 | 0 | 0 | 0 | 0 | 0 | 0 | 0 | 0 | 0 | 0 | 0 | 0 | 0 | 0 | 0 | 0 | 0 | 0 | 0 | 0 | 0 | 0 | 0 | 0 | 0 | 0 | 0 | 0 | 0 | 0 | 0 | 0
F2_Residential_Multi-Family Low Income_Existing_Appliances_Natural Gas_Clothes Dryer_E8 | F2 | Residential | Multi-Family Low Income | Existing | Appliances | Natural Gas | Clothes Dryer | E8 | RVT - Cost of Operation | 0 | 0 | 0 | 0 | 0 | 0 | 0 | 0 | 0 | 0 | 0 | 0 | 0 | 0 | 0 | 0 | 0 | 0 | 0 | 0 | 0 | 0 | 0 | 0 | 0 | 0 | 0 | 0 | 0 | 0 | 0 | 0 | 0 | 0 | 0 | 0 | 0 | 0 | 0 | 0 | 0 | 0
F2_Residential_Multi-Family Low Income_Existing_Appliances_Natural Gas_Clothes Dryer_E9 | F2 | Residential | Multi-Family Low Income | Existing | Appliances | Natural Gas | Clothes Dryer | E9 | RVT - Cost of Operation | 0 | 0 | 0 | 0 | 0 | 0 | 0 | 0 | 0 | 0 | 0 | 0 | 0 | 0 | 0 | 0 | 0 | 0 | 0 | 0 | 0 | 0 | 0 | 0 | 0 | 0 | 0 | 0 | 0 | 0 | 0 | 0 | 0 | 0 | 0 | 0 | 0 | 0 | 0 | 0 | 0 | 0
F2_Residential_Multi-Family Low Income_Existing_Appliances_Natural Gas_Clothes Dryer_E10 | F2 | Residential | Multi-Family Low Income | Existing | Appliances | Natural Gas | Clothes Dryer | E10 | RVT - Cost of Operation | 0 | 0 | 0 | 0 | 0 | 0 | 0 | 0 | 0 | 0 | 0 | 0 | 0 | 0 | 0 | 0 | 0 | 0 | 0 | 0 | 0 | 0 | 0 | 0 | 0 | 0 | 0 | 0 | 0 | 0 | 0 | 0 | 0 | 0 | 0 | 0 | 0 | 0 | 0 | 0 | 0 | 0
F3_Residential_Multi-Family Low Income_Existing_Appliances_Natural Gas_Clothes Dryer_E1 | F3 | Residential | Multi-Family Low Income | Existing | Appliances | Natural Gas | Clothes Dryer | E1 | System - kBTUs of Consumption | 71.2482 | 71.2482 | 71.2482 | 71.2482 | 71.2482 | 71.2482 | 71.2482 | 71.2482 | 71.2482 | 71.2482 | 71.2482 | 71.2482 | 71.2482 | 71.2482 | 71.2482 | 71.2482 | 71.2482 | 71.2482 | 71.2482 | 71.2482 | 71.2482 | 71.2482 | 71.2482 | 71.2482 | 71.2482 | 71.2482 | 71.2482 | 71.2482 | 71.2482 | 71.2482 | 71.2482 | 71.2482 | 71.2482 | 0 | 0 | 0 | 0 | 0 | 0 | 0 | 0 | 0
F3_Residential_Multi-Family Low Income_Existing_Appliances_Natural Gas_Clothes Dryer_E2 | F3 | Residential | Multi-Family Low Income | Existing | Appliances | Natural Gas | Clothes Dryer | E2 | System - kBTUs of Consumption | 76.5063 | 76.5063 | 76.5063 | 76.5063 | 76.5063 | 76.5063 | 76.5063 | 76.5063 | 76.5063 | 76.5063 | 76.5063 | 76.5063 | 76.5063 | 76.5063 | 76.5063 | 76.5063 | 76.5063 | 76.5063 | 76.5063 | 76.5063 | 76.5063 | 76.5063 | 76.5063 | 76.5063 | 76.5063 | 76.5063 | 76.5063 | 76.5063 | 76.5063 | 76.5063 | 76.5063 | 76.5063 | 76.5063 | 0 | 0 | 0 | 0 | 0 | 0 | 0 | 0 | 0
F3_Residential_Multi-Family Low Income_Existing_Appliances_Natural Gas_Clothes Dryer_E3 | F3 | Residential | Multi-Family Low Income | Existing | Appliances | Natural Gas | Clothes Dryer | E3 | System - kBTUs of Consumption | 0 | 0 | 0 | 0 | 0 | 0 | 0 | 0 | 0 | 0 | 0 | 0 | 0 | 0 | 0 | 0 | 0 | 0 | 0 | 0 | 0 | 0 | 0 | 0 | 0 | 0 | 0 | 0 | 0 | 0 | 0 | 0 | 0 | 0 | 0 | 0 | 0 | 0 | 0 | 0 | 0 | 0
F3_Residential_Multi-Family Low Income_Existing_Appliances_Natural Gas_Clothes Dryer_E4 | F3 | Residential | Multi-Family Low Income | Existing | Appliances | Natural Gas | Clothes Dryer | E4 | System - kBTUs of Consumption | 0 | 0 | 0 | 0 | 0 | 0 | 0 | 0 | 0 | 0 | 0 | 0 | 0 | 0 | 0 | 0 | 0 | 0 | 0 | 0 | 0 | 0 | 0 | 0 | 0 | 0 | 0 | 0 | 0 | 0 | 0 | 0 | 0 | 0 | 0 | 0 | 0 | 0 | 0 | 0 | 0 | 0
F3_Residential_Multi-Family Low Income_Existing_Appliances_Natural Gas_Clothes Dryer_E5 | F3 | Residential | Multi-Family Low Income | Existing | Appliances | Natural Gas | Clothes Dryer | E5 | System - kBTUs of Consumption | 0 | 0 | 0 | 0 | 0 | 0 | 0 | 0 | 0 | 0 | 0 | 0 | 0 | 0 | 0 | 0 | 0 | 0 | 0 | 0 | 0 | 0 | 0 | 0 | 0 | 0 | 0 | 0 | 0 | 0 | 0 | 0 | 0 | 0 | 0 | 0 | 0 | 0 | 0 | 0 | 0 | 0
F3_Residential_Multi-Family Low Income_Existing_Appliances_Natural Gas_Clothes Dryer_E6 | F3 | Residential | Multi-Family Low Income | Existing | Appliances | Natural Gas | Clothes Dryer | E6 | System - kBTUs of Consumption | 0 | 0 | 0 | 0 | 0 | 0 | 0 | 0 | 0 | 0 | 0 | 0 | 0 | 0 | 0 | 0 | 0 | 0 | 0 | 0 | 0 | 0 | 0 | 0 | 0 | 0 | 0 | 0 | 0 | 0 | 0 | 0 | 0 | 0 | 0 | 0 | 0 | 0 | 0 | 0 | 0 | 0
F3_Residential_Multi-Family Low Income_Existing_Appliances_Natural Gas_Clothes Dryer_E7 | F3 | Residential | Multi-Family Low Income | Existing | Appliances | Natural Gas | Clothes Dryer | E7 | System - kBTUs of Consumption | 0 | 0 | 0 | 0 | 0 | 0 | 0 | 0 | 0 | 0 | 0 | 0 | 0 | 0 | 0 | 0 | 0 | 0 | 0 | 0 | 0 | 0 | 0 | 0 | 0 | 0 | 0 | 0 | 0 | 0 | 0 | 0 | 0 | 0 | 0 | 0 | 0 | 0 | 0 | 0 | 0 | 0
F3_Residential_Multi-Family Low Income_Existing_Appliances_Natural Gas_Clothes Dryer_E8 | F3 | Residential | Multi-Family Low Income | Existing | Appliances | Natural Gas | Clothes Dryer | E8 | System - kBTUs of Consumption | 0 | 0 | 0 | 0 | 0 | 0 | 0 | 0 | 0 | 0 | 0 | 0 | 0 | 0 | 0 | 0 | 0 | 0 | 0 | 0 | 0 | 0 | 0 | 0 | 0 | 0 | 0 | 0 | 0 | 0 | 0 | 0 | 0 | 0 | 0 | 0 | 0 | 0 | 0 | 0 | 0 | 0
F3_Residential_Multi-Family Low Income_Existing_Appliances_Natural Gas_Clothes Dryer_E9 | F3 | Residential | Multi-Family Low Income | Existing | Appliances | Natural Gas | Clothes Dryer | E9 | System - kBTUs of Consumption | 0 | 0 | 0 | 0 | 0 | 0 | 0 | 0 | 0 | 0 | 0 | 0 | 0 | 0 | 0 | 0 | 0 | 0 | 0 | 0 | 0 | 0 | 0 | 0 | 0 | 0 | 0 | 0 | 0 | 0 | 0 | 0 | 0 | 0 | 0 | 0 | 0 | 0 | 0 | 0 | 0 | 0
F3_Residential_Multi-Family Low Income_Existing_Appliances_Natural Gas_Clothes Dryer_E10 | F3 | Residential | Multi-Family Low Income | Existing | Appliances | Natural Gas | Clothes Dryer | E10 | System - kBTUs of Consumption | 0 | 0 | 0 | 0 | 0 | 0 | 0 | 0 | 0 | 0 | 0 | 0 | 0 | 0 | 0 | 0 | 0 | 0 | 0 | 0 | 0 | 0 | 0 | 0 | 0 | 0 | 0 | 0 | 0 | 0 | 0 | 0 | 0 | 0 | 0 | 0 | 0 | 0 | 0 | 0 | 0 | 0
F4_Residential_Multi-Family Low Income_Existing_Appliances_Natural Gas_Clothes Dryer_E1 | F4 | Residential | Multi-Family Low Income | Existing | Appliances | Natural Gas | Clothes Dryer | E1 | Utility - Cost of Equipment | 14.6498 | 14.6728 | 14.7556 | 14.8221 | 14.7657 | 14.8486 | 15.0472 | 15.211 | 15.408 | 15.5986 | 15.791 | 15.9729 | 16.1653 | 16.3662 | 16.5585 | 16.7571 | 16.9569 | 17.1712 | 17.3811 | 17.586 | 17.7686 | 17.9419 | 18.0791 | 18.2055 | 18.2903 | 18.3486 | 18.3905 | 18.4104 | 18.4018 | 18.3731 | 18.3067 | 18.2232 | 18.1084 | 0 | 0 | 0 | 0 | 0 | 0 | 0 | 0 | 0
F4_Residential_Multi-Family Low Income_Existing_Appliances_Natural Gas_Clothes Dryer_E2 | F4 | Residential | Multi-Family Low Income | Existing | Appliances | Natural Gas | Clothes Dryer | E2 | Utility - Cost of Equipment | 13.8335 | 13.8552 | 13.9334 | 13.9962 | 13.9429 | 14.0212 | 14.2088 | 14.3634 | 14.5494 | 14.7294 | 14.9111 | 15.0829 | 15.2645 | 15.4543 | 15.6358 | 15.8234 | 16.012 | 16.2144 | 16.4126 | 16.6061 | 16.7785 | 16.9422 | 17.0717 | 17.1911 | 17.2711 | 17.3262 | 17.3657 | 17.3846 | 17.3764 | 17.3494 | 17.2867 | 17.2078 | 17.0994 | 0 | 0 | 0 | 0 | 0 | 0 | 0 | 0 | 0
F4_Residential_Multi-Family Low Income_Existing_Appliances_Natural Gas_Clothes Dryer_E3 | F4 | Residential | Multi-Family Low Income | Existing | Appliances | Natural Gas | Clothes Dryer | E3 | Utility - Cost of Equipment | 0 | 0 | 0 | 0 | 0 | 0 | 0 | 0 | 0 | 0 | 0 | 0 | 0 | 0 | 0 | 0 | 0 | 0 | 0 | 0 | 0 | 0 | 0 | 0 | 0 | 0 | 0 | 0 | 0 | 0 | 0 | 0 | 0 | 0 | 0 | 0 | 0 | 0 | 0 | 0 | 0 | 0
F4_Residential_Multi-Family Low Income_Existing_Appliances_Natural Gas_Clothes Dryer_E4 | F4 | Residential | Multi-Family Low Income | Existing | Appliances | Natural Gas | Clothes Dryer | E4 | Utility - Cost of Equipment | 0 | 0 | 0 | 0 | 0 | 0 | 0 | 0 | 0 | 0 | 0 | 0 | 0 | 0 | 0 | 0 | 0 | 0 | 0 | 0 | 0 | 0 | 0 | 0 | 0 | 0 | 0 | 0 | 0 | 0 | 0 | 0 | 0 | 0 | 0 | 0 | 0 | 0 | 0 | 0 | 0 | 0
F4_Residential_Multi-Family Low Income_Existing_Appliances_Natural Gas_Clothes Dryer_E5 | F4 | Residential | Multi-Family Low Income | Existing | Appliances | Natural Gas | Clothes Dryer | E5 | Utility - Cost of Equipment | 0 | 0 | 0 | 0 | 0 | 0 | 0 | 0 | 0 | 0 | 0 | 0 | 0 | 0 | 0 | 0 | 0 | 0 | 0 | 0 | 0 | 0 | 0 | 0 | 0 | 0 | 0 | 0 | 0 | 0 | 0 | 0 | 0 | 0 | 0 | 0 | 0 | 0 | 0 | 0 | 0 | 0
F4_Residential_Multi-Family Low Income_Existing_Appliances_Natural Gas_Clothes Dryer_E6 | F4 | Residential | Multi-Family Low Income | Existing | Appliances | Natural Gas | Clothes Dryer | E6 | Utility - Cost of Equipment | 0 | 0 | 0 | 0 | 0 | 0 | 0 | 0 | 0 | 0 | 0 | 0 | 0 | 0 | 0 | 0 | 0 | 0 | 0 | 0 | 0 | 0 | 0 | 0 | 0 | 0 | 0 | 0 | 0 | 0 | 0 | 0 | 0 | 0 | 0 | 0 | 0 | 0 | 0 | 0 | 0 | 0
F4_Residential_Multi-Family Low Income_Existing_Appliances_Natural Gas_Clothes Dryer_E7 | F4 | Residential | Multi-Family Low Income | Existing | Appliances | Natural Gas | Clothes Dryer | E7 | Utility - Cost of Equipment | 0 | 0 | 0 | 0 | 0 | 0 | 0 | 0 | 0 | 0 | 0 | 0 | 0 | 0 | 0 | 0 | 0 | 0 | 0 | 0 | 0 | 0 | 0 | 0 | 0 | 0 | 0 | 0 | 0 | 0 | 0 | 0 | 0 | 0 | 0 | 0 | 0 | 0 | 0 | 0 | 0 | 0
F4_Residential_Multi-Family Low Income_Existing_Appliances_Natural Gas_Clothes Dryer_E8 | F4 | Residential | Multi-Family Low Income | Existing | Appliances | Natural Gas | Clothes Dryer | E8 | Utility - Cost of Equipment | 0 | 0 | 0 | 0 | 0 | 0 | 0 | 0 | 0 | 0 | 0 | 0 | 0 | 0 | 0 | 0 | 0 | 0 | 0 | 0 | 0 | 0 | 0 | 0 | 0 | 0 | 0 | 0 | 0 | 0 | 0 | 0 | 0 | 0 | 0 | 0 | 0 | 0 | 0 | 0 | 0 | 0
F4_Residential_Multi-Family Low Income_Existing_Appliances_Natural Gas_Clothes Dryer_E9 | F4 | Residential | Multi-Family Low Income | Existing | Appliances | Natural Gas | Clothes Dryer | E9 | Utility - Cost of Equipment | 0 | 0 | 0 | 0 | 0 | 0 | 0 | 0 | 0 | 0 | 0 | 0 | 0 | 0 | 0 | 0 | 0 | 0 | 0 | 0 | 0 | 0 | 0 | 0 | 0 | 0 | 0 | 0 | 0 | 0 | 0 | 0 | 0 | 0 | 0 | 0 | 0 | 0 | 0 | 0 | 0 | 0
F4_Residential_Multi-Family Low Income_Existing_Appliances_Natural Gas_Clothes Dryer_E10 | F4 | Residential | Multi-Family Low Income | Existing | Appliances | Natural Gas | Clothes Dryer | E10 | Utility - Cost of Equipment | 0 | 0 | 0 | 0 | 0 | 0 | 0 | 0 | 0 | 0 | 0 | 0 | 0 | 0 | 0 | 0 | 0 | 0 | 0 | 0 | 0 | 0 | 0 | 0 | 0 | 0 | 0 | 0 | 0 | 0 | 0 | 0 | 0 | 0 | 0 | 0 | 0 | 0 | 0 | 0 | 0 | 0
F5_Residential_Multi-Family Low Income_Existing_Appliances_Natural Gas_Clothes Dryer_E1 | F5 | Residential | Multi-Family Low Income | Existing | Appliances | Natural Gas | Clothes Dryer | E1 | Utility - Cost of Operation | 71.2482 | 71.2482 | 71.2482 | 71.2482 | 71.2482 | 71.2482 | 71.2482 | 71.2482 | 71.2482 | 71.2482 | 71.2482 | 71.2482 | 71.2482 | 71.2482 | 71.2482 | 71.2482 | 71.2482 | 71.2482 | 71.2482 | 71.2482 | 71.2482 | 71.2482 | 71.2482 | 71.2482 | 71.2482 | 71.2482 | 71.2482 | 71.2482 | 71.2482 | 71.2482 | 71.2482 | 71.2482 | 71.2482 | 0 | 0 | 0 | 0 | 0 | 0 | 0 | 0 | 0
F5_Residential_Multi-Family Low Income_Existing_Appliances_Natural Gas_Clothes Dryer_E2 | F5 | Residential | Multi-Family Low Income | Existing | Appliances | Natural Gas | Clothes Dryer | E2 | Utility - Cost of Operation | 76.5063 | 76.5063 | 76.5063 | 76.5063 | 76.5063 | 76.5063 | 76.5063 | 76.5063 | 76.5063 | 76.5063 | 76.5063 | 76.5063 | 76.5063 | 76.5063 | 76.5063 | 76.5063 | 76.5063 | 76.5063 | 76.5063 | 76.5063 | 76.5063 | 76.5063 | 76.5063 | 76.5063 | 76.5063 | 76.5063 | 76.5063 | 76.5063 | 76.5063 | 76.5063 | 76.5063 | 76.5063 | 76.5063 | 0 | 0 | 0 | 0 | 0 | 0 | 0 | 0 | 0
F5_Residential_Multi-Family Low Income_Existing_Appliances_Natural Gas_Clothes Dryer_E3 | F5 | Residential | Multi-Family Low Income | Existing | Appliances | Natural Gas | Clothes Dryer | E3 | Utility - Cost of Operation | 0 | 0 | 0 | 0 | 0 | 0 | 0 | 0 | 0 | 0 | 0 | 0 | 0 | 0 | 0 | 0 | 0 | 0 | 0 | 0 | 0 | 0 | 0 | 0 | 0 | 0 | 0 | 0 | 0 | 0 | 0 | 0 | 0 | 0 | 0 | 0 | 0 | 0 | 0 | 0 | 0 | 0
F5_Residential_Multi-Family Low Income_Existing_Appliances_Natural Gas_Clothes Dryer_E4 | F5 | Residential | Multi-Family Low Income | Existing | Appliances | Natural Gas | Clothes Dryer | E4 | Utility - Cost of Operation | 0 | 0 | 0 | 0 | 0 | 0 | 0 | 0 | 0 | 0 | 0 | 0 | 0 | 0 | 0 | 0 | 0 | 0 | 0 | 0 | 0 | 0 | 0 | 0 | 0 | 0 | 0 | 0 | 0 | 0 | 0 | 0 | 0 | 0 | 0 | 0 | 0 | 0 | 0 | 0 | 0 | 0
F5_Residential_Multi-Family Low Income_Existing_Appliances_Natural Gas_Clothes Dryer_E5 | F5 | Residential | Multi-Family Low Income | Existing | Appliances | Natural Gas | Clothes Dryer | E5 | Utility - Cost of Operation | 0 | 0 | 0 | 0 | 0 | 0 | 0 | 0 | 0 | 0 | 0 | 0 | 0 | 0 | 0 | 0 | 0 | 0 | 0 | 0 | 0 | 0 | 0 | 0 | 0 | 0 | 0 | 0 | 0 | 0 | 0 | 0 | 0 | 0 | 0 | 0 | 0 | 0 | 0 | 0 | 0 | 0
F5_Residential_Multi-Family Low Income_Existing_Appliances_Natural Gas_Clothes Dryer_E6 | F5 | Residential | Multi-Family Low Income | Existing | Appliances | Natural Gas | Clothes Dryer | E6 | Utility - Cost of Operation | 0 | 0 | 0 | 0 | 0 | 0 | 0 | 0 | 0 | 0 | 0 | 0 | 0 | 0 | 0 | 0 | 0 | 0 | 0 | 0 | 0 | 0 | 0 | 0 | 0 | 0 | 0 | 0 | 0 | 0 | 0 | 0 | 0 | 0 | 0 | 0 | 0 | 0 | 0 | 0 | 0 | 0
F5_Residential_Multi-Family Low Income_Existing_Appliances_Natural Gas_Clothes Dryer_E7 | F5 | Residential | Multi-Family Low Income | Existing | Appliances | Natural Gas | Clothes Dryer | E7 | Utility - Cost of Operation | 0 | 0 | 0 | 0 | 0 | 0 | 0 | 0 | 0 | 0 | 0 | 0 | 0 | 0 | 0 | 0 | 0 | 0 | 0 | 0 | 0 | 0 | 0 | 0 | 0 | 0 | 0 | 0 | 0 | 0 | 0 | 0 | 0 | 0 | 0 | 0 | 0 | 0 | 0 | 0 | 0 | 0
F5_Residential_Multi-Family Low Income_Existing_Appliances_Natural Gas_Clothes Dryer_E8 | F5 | Residential | Multi-Family Low Income | Existing | Appliances | Natural Gas | Clothes Dryer | E8 | Utility - Cost of Operation | 0 | 0 | 0 | 0 | 0 | 0 | 0 | 0 | 0 | 0 | 0 | 0 | 0 | 0 | 0 | 0 | 0 | 0 | 0 | 0 | 0 | 0 | 0 | 0 | 0 | 0 | 0 | 0 | 0 | 0 | 0 | 0 | 0 | 0 | 0 | 0 | 0 | 0 | 0 | 0 | 0 | 0
F5_Residential_Multi-Family Low Income_Existing_Appliances_Natural Gas_Clothes Dryer_E9 | F5 | Residential | Multi-Family Low Income | Existing | Appliances | Natural Gas | Clothes Dryer | E9 | Utility - Cost of Operation | 0 | 0 | 0 | 0 | 0 | 0 | 0 | 0 | 0 | 0 | 0 | 0 | 0 | 0 | 0 | 0 | 0 | 0 | 0 | 0 | 0 | 0 | 0 | 0 | 0 | 0 | 0 | 0 | 0 | 0 | 0 | 0 | 0 | 0 | 0 | 0 | 0 | 0 | 0 | 0 | 0 | 0
F5_Residential_Multi-Family Low Income_Existing_Appliances_Natural Gas_Clothes Dryer_E10 | F5 | Residential | Multi-Family Low Income | Existing | Appliances | Natural Gas | Clothes Dryer | E10 | Utility - Cost of Operation | 0 | 0 | 0 | 0 | 0 | 0 | 0 | 0 | 0 | 0 | 0 | 0 | 0 | 0 | 0 | 0 | 0 | 0 | 0 | 0 | 0 | 0 | 0 | 0 | 0 | 0 | 0 | 0 | 0 | 0 | 0 | 0 | 0 | 0 | 0 | 0 | 0 | 0 | 0 | 0 | 0 | 0
F6_Residential_Multi-Family Low Income_Existing_Appliances_Natural Gas_Clothes Dryer_E1 | F6 | Residential | Multi-Family Low Income | Existing | Appliances | Natural Gas | Clothes Dryer | E1 | Utility - Value of Sales | 13.0618 | 13.1444 | 13.2578 | 13.3504 | 13.3504 | 13.3504 | 13.3504 | 13.3504 | 13.3504 | 13.3504 | 13.3504 | 13.3504 | 13.3504 | 13.3504 | 13.3504 | 13.3504 | 13.3504 | 13.3504 | 13.3504 | 13.3504 | 13.3504 | 13.3504 | 13.3504 | 13.3504 | 13.3504 | 13.3504 | 13.3504 | 13.3504 | 13.3504 | 13.3504 | 13.3504 | 13.3504 | 13.3504 | 0 | 0 | 0 | 0 | 0 | 0 | 0 | 0 | 0
F6_Residential_Multi-Family Low Income_Existing_Appliances_Natural Gas_Clothes Dryer_E2 | F6 | Residential | Multi-Family Low Income | Existing | Appliances | Natural Gas | Clothes Dryer | E2 | Utility - Value of Sales | 12.334 | 12.412 | 12.519 | 12.6065 | 12.6065 | 12.6065 | 12.6065 | 12.6065 | 12.6065 | 12.6065 | 12.6065 | 12.6065 | 12.6065 | 12.6065 | 12.6065 | 12.6065 | 12.6065 | 12.6065 | 12.6065 | 12.6065 | 12.6065 | 12.6065 | 12.6065 | 12.6065 | 12.6065 | 12.6065 | 12.6065 | 12.6065 | 12.6065 | 12.6065 | 12.6065 | 12.6065 | 12.6065 | 0 | 0 | 0 | 0 | 0 | 0 | 0 | 0 | 0
F6_Residential_Multi-Family Low Income_Existing_Appliances_Natural Gas_Clothes Dryer_E3 | F6 | Residential | Multi-Family Low Income | Existing | Appliances | Natural Gas | Clothes Dryer | E3 | Utility - Value of Sales | 0 | 0 | 0 | 0 | 0 | 0 | 0 | 0 | 0 | 0 | 0 | 0 | 0 | 0 | 0 | 0 | 0 | 0 | 0 | 0 | 0 | 0 | 0 | 0 | 0 | 0 | 0 | 0 | 0 | 0 | 0 | 0 | 0 | 0 | 0 | 0 | 0 | 0 | 0 | 0 | 0 | 0
F6_Residential_Multi-Family Low Income_Existing_Appliances_Natural Gas_Clothes Dryer_E4 | F6 | Residential | Multi-Family Low Income | Existing | Appliances | Natural Gas | Clothes Dryer | E4 | Utility - Value of Sales | 0 | 0 | 0 | 0 | 0 | 0 | 0 | 0 | 0 | 0 | 0 | 0 | 0 | 0 | 0 | 0 | 0 | 0 | 0 | 0 | 0 | 0 | 0 | 0 | 0 | 0 | 0 | 0 | 0 | 0 | 0 | 0 | 0 | 0 | 0 | 0 | 0 | 0 | 0 | 0 | 0 | 0
F6_Residential_Multi-Family Low Income_Existing_Appliances_Natural Gas_Clothes Dryer_E5 | F6 | Residential | Multi-Family Low Income | Existing | Appliances | Natural Gas | Clothes Dryer | E5 | Utility - Value of Sales | 0 | 0 | 0 | 0 | 0 | 0 | 0 | 0 | 0 | 0 | 0 | 0 | 0 | 0 | 0 | 0 | 0 | 0 | 0 | 0 | 0 | 0 | 0 | 0 | 0 | 0 | 0 | 0 | 0 | 0 | 0 | 0 | 0 | 0 | 0 | 0 | 0 | 0 | 0 | 0 | 0 | 0
F6_Residential_Multi-Family Low Income_Existing_Appliances_Natural Gas_Clothes Dryer_E6 | F6 | Residential | Multi-Family Low Income | Existing | Appliances | Natural Gas | Clothes Dryer | E6 | Utility - Value of Sales | 0 | 0 | 0 | 0 | 0 | 0 | 0 | 0 | 0 | 0 | 0 | 0 | 0 | 0 | 0 | 0 | 0 | 0 | 0 | 0 | 0 | 0 | 0 | 0 | 0 | 0 | 0 | 0 | 0 | 0 | 0 | 0 | 0 | 0 | 0 | 0 | 0 | 0 | 0 | 0 | 0 | 0
F6_Residential_Multi-Family Low Income_Existing_Appliances_Natural Gas_Clothes Dryer_E7 | F6 | Residential | Multi-Family Low Income | Existing | Appliances | Natural Gas | Clothes Dryer | E7 | Utility - Value of Sales | 0 | 0 | 0 | 0 | 0 | 0 | 0 | 0 | 0 | 0 | 0 | 0 | 0 | 0 | 0 | 0 | 0 | 0 | 0 | 0 | 0 | 0 | 0 | 0 | 0 | 0 | 0 | 0 | 0 | 0 | 0 | 0 | 0 | 0 | 0 | 0 | 0 | 0 | 0 | 0 | 0 | 0
F6_Residential_Multi-Family Low Income_Existing_Appliances_Natural Gas_Clothes Dryer_E8 | F6 | Residential | Multi-Family Low Income | Existing | Appliances | Natural Gas | Clothes Dryer | E8 | Utility - Value of Sales | 0 | 0 | 0 | 0 | 0 | 0 | 0 | 0 | 0 | 0 | 0 | 0 | 0 | 0 | 0 | 0 | 0 | 0 | 0 | 0 | 0 | 0 | 0 | 0 | 0 | 0 | 0 | 0 | 0 | 0 | 0 | 0 | 0 | 0 | 0 | 0 | 0 | 0 | 0 | 0 | 0 | 0
F6_Residential_Multi-Family Low Income_Existing_Appliances_Natural Gas_Clothes Dryer_E9 | F6 | Residential | Multi-Family Low Income | Existing | Appliances | Natural Gas | Clothes Dryer | E9 | Utility - Value of Sales | 0 | 0 | 0 | 0 | 0 | 0 | 0 | 0 | 0 | 0 | 0 | 0 | 0 | 0 | 0 | 0 | 0 | 0 | 0 | 0 | 0 | 0 | 0 | 0 | 0 | 0 | 0 | 0 | 0 | 0 | 0 | 0 | 0 | 0 | 0 | 0 | 0 | 0 | 0 | 0 | 0 | 0
F6_Residential_Multi-Family Low Income_Existing_Appliances_Natural Gas_Clothes Dryer_E10 | F6 | Residential | Multi-Family Low Income | Existing | Appliances | Natural Gas | Clothes Dryer | E10 | Utility - Value of Sales | 0 | 0 | 0 | 0 | 0 | 0 | 0 | 0 | 0 | 0 | 0 | 0 | 0 | 0 | 0 | 0 | 0 | 0 | 0 | 0 | 0 | 0 | 0 | 0 | 0 | 0 | 0 | 0 | 0 | 0 | 0 | 0 | 0 | 0 | 0 | 0 | 0 | 0 | 0 | 0 | 0 | 0
F1_Residential_Multi-Family Low Income_Existing_Appliances_Natural Gas_Stove/Oven_E1 | F1 | Residential | Multi-Family Low Income | Existing | Appliances | Natural Gas | Stove/Oven | E1 | RVT - Cost of Equipment | 25.8922 | 25.9728 | 26.1523 | 26.2994 | 26.228 | 26.3328 | 26.5839 | 26.7909 | 27.0399 | 27.2808 | 27.5241 | 27.754 | 27.9971 | 28.2512 | 28.4942 | 28.7453 | 28.9978 | 29.2687 | 29.5308 | 29.7832 | 30.0038 | 30.2088 | 30.3639 | 30.5011 | 30.5809 | 30.6264 | 30.6501 | 30.6452 | 30.603 | 30.5345 | 30.4172 | 30.2771 | 30.0964 | 0 | 0 | 0 | 0 | 0 | 0 | 0 | 0 | 0
F1_Residential_Multi-Family Low Income_Existing_Appliances_Natural Gas_Stove/Oven_E2 | F1 | Residential | Multi-Family Low Income | Existing | Appliances | Natural Gas | Stove/Oven | E2 | RVT - Cost of Equipment | 19.4476 | 19.5082 | 19.643 | 19.7534 | 19.6999 | 19.7785 | 19.9671 | 20.1227 | 20.3097 | 20.4906 | 20.6733 | 20.846 | 21.0287 | 21.2194 | 21.402 | 21.5906 | 21.7802 | 21.9837 | 22.1806 | 22.3702 | 22.5359 | 22.6898 | 22.8064 | 22.9094 | 22.9693 | 23.0035 | 23.0213 | 23.0176 | 22.9859 | 22.9345 | 22.8464 | 22.7411 | 22.6054 | 0 | 0 | 0 | 0 | 0 | 0 | 0 | 0 | 0
F1_Residential_Multi-Family Low Income_Existing_Appliances_Natural Gas_Stove/Oven_E3 | F1 | Residential | Multi-Family Low Income | Existing | Appliances | Natural Gas | Stove/Oven | E3 | RVT - Cost of Equipment | 0 | 0 | 0 | 0 | 0 | 0 | 0 | 0 | 0 | 0 | 0 | 0 | 0 | 0 | 0 | 0 | 0 | 0 | 0 | 0 | 0 | 0 | 0 | 0 | 0 | 0 | 0 | 0 | 0 | 0 | 0 | 0 | 0 | 0 | 0 | 0 | 0 | 0 | 0 | 0 | 0 | 0
F1_Residential_Multi-Family Low Income_Existing_Appliances_Natural Gas_Stove/Oven_E4 | F1 | Residential | Multi-Family Low Income | Existing | Appliances | Natural Gas | Stove/Oven | E4 | RVT - Cost of Equipment | 0 | 0 | 0 | 0 | 0 | 0 | 0 | 0 | 0 | 0 | 0 | 0 | 0 | 0 | 0 | 0 | 0 | 0 | 0 | 0 | 0 | 0 | 0 | 0 | 0 | 0 | 0 | 0 | 0 | 0 | 0 | 0 | 0 | 0 | 0 | 0 | 0 | 0 | 0 | 0 | 0 | 0
F1_Residential_Multi-Family Low Income_Existing_Appliances_Natural Gas_Stove/Oven_E5 | F1 | Residential | Multi-Family Low Income | Existing | Appliances | Natural Gas | Stove/Oven | E5 | RVT - Cost of Equipment | 0 | 0 | 0 | 0 | 0 | 0 | 0 | 0 | 0 | 0 | 0 | 0 | 0 | 0 | 0 | 0 | 0 | 0 | 0 | 0 | 0 | 0 | 0 | 0 | 0 | 0 | 0 | 0 | 0 | 0 | 0 | 0 | 0 | 0 | 0 | 0 | 0 | 0 | 0 | 0 | 0 | 0
F1_Residential_Multi-Family Low Income_Existing_Appliances_Natural Gas_Stove/Oven_E6 | F1 | Residential | Multi-Family Low Income | Existing | Appliances | Natural Gas | Stove/Oven | E6 | RVT - Cost of Equipment | 0 | 0 | 0 | 0 | 0 | 0 | 0 | 0 | 0 | 0 | 0 | 0 | 0 | 0 | 0 | 0 | 0 | 0 | 0 | 0 | 0 | 0 | 0 | 0 | 0 | 0 | 0 | 0 | 0 | 0 | 0 | 0 | 0 | 0 | 0 | 0 | 0 | 0 | 0 | 0 | 0 | 0
F1_Residential_Multi-Family Low Income_Existing_Appliances_Natural Gas_Stove/Oven_E7 | F1 | Residential | Multi-Family Low Income | Existing | Appliances | Natural Gas | Stove/Oven | E7 | RVT - Cost of Equipment | 0 | 0 | 0 | 0 | 0 | 0 | 0 | 0 | 0 | 0 | 0 | 0 | 0 | 0 | 0 | 0 | 0 | 0 | 0 | 0 | 0 | 0 | 0 | 0 | 0 | 0 | 0 | 0 | 0 | 0 | 0 | 0 | 0 | 0 | 0 | 0 | 0 | 0 | 0 | 0 | 0 | 0
F1_Residential_Multi-Family Low Income_Existing_Appliances_Natural Gas_Stove/Oven_E8 | F1 | Residential | Multi-Family Low Income | Existing | Appliances | Natural Gas | Stove/Oven | E8 | RVT - Cost of Equipment | 0 | 0 | 0 | 0 | 0 | 0 | 0 | 0 | 0 | 0 | 0 | 0 | 0 | 0 | 0 | 0 | 0 | 0 | 0 | 0 | 0 | 0 | 0 | 0 | 0 | 0 | 0 | 0 | 0 | 0 | 0 | 0 | 0 | 0 | 0 | 0 | 0 | 0 | 0 | 0 | 0 | 0
F1_Residential_Multi-Family Low Income_Existing_Appliances_Natural Gas_Stove/Oven_E9 | F1 | Residential | Multi-Family Low Income | Existing | Appliances | Natural Gas | Stove/Oven | E9 | RVT - Cost of Equipment | 0 | 0 | 0 | 0 | 0 | 0 | 0 | 0 | 0 | 0 | 0 | 0 | 0 | 0 | 0 | 0 | 0 | 0 | 0 | 0 | 0 | 0 | 0 | 0 | 0 | 0 | 0 | 0 | 0 | 0 | 0 | 0 | 0 | 0 | 0 | 0 | 0 | 0 | 0 | 0 | 0 | 0
F1_Residential_Multi-Family Low Income_Existing_Appliances_Natural Gas_Stove/Oven_E10 | F1 | Residential | Multi-Family Low Income | Existing | Appliances | Natural Gas | Stove/Oven | E10 | RVT - Cost of Equipment | 0 | 0 | 0 | 0 | 0 | 0 | 0 | 0 | 0 | 0 | 0 | 0 | 0 | 0 | 0 | 0 | 0 | 0 | 0 | 0 | 0 | 0 | 0 | 0 | 0 | 0 | 0 | 0 | 0 | 0 | 0 | 0 | 0 | 0 | 0 | 0 | 0 | 0 | 0 | 0 | 0 | 0
F2_Residential_Multi-Family Low Income_Existing_Appliances_Natural Gas_Stove/Oven_E1 | F2 | Residential | Multi-Family Low Income | Existing | Appliances | Natural Gas | Stove/Oven | E1 | RVT - Cost of Operation | 18.4885 | 18.5175 | 18.6219 | 18.7059 | 18.6347 | 18.7393 | 18.99 | 19.1967 | 19.4452 | 19.6858 | 19.9287 | 20.1582 | 20.401 | 20.6546 | 20.8972 | 21.1479 | 21.4 | 21.6705 | 21.9353 | 22.194 | 22.4244 | 22.6431 | 22.8163 | 22.9758 | 23.0828 | 23.1564 | 23.2092 | 23.2344 | 23.2235 | 23.1874 | 23.1036 | 22.9981 | 22.8533 | 0 | 0 | 0 | 0 | 0 | 0 | 0 | 0 | 0
F2_Residential_Multi-Family Low Income_Existing_Appliances_Natural Gas_Stove/Oven_E2 | F2 | Residential | Multi-Family Low Income | Existing | Appliances | Natural Gas | Stove/Oven | E2 | RVT - Cost of Operation | 13.8867 | 13.9085 | 13.9869 | 14.05 | 13.9965 | 14.0751 | 14.2634 | 14.4186 | 14.6053 | 14.786 | 14.9684 | 15.1408 | 15.3232 | 15.5136 | 15.6959 | 15.8842 | 16.0735 | 16.2767 | 16.4756 | 16.6699 | 16.843 | 17.0073 | 17.1373 | 17.2572 | 17.3375 | 17.3928 | 17.4324 | 17.4514 | 17.4432 | 17.416 | 17.3531 | 17.2739 | 17.1651 | 0 | 0 | 0 | 0 | 0 | 0 | 0 | 0 | 0
F2_Residential_Multi-Family Low Income_Existing_Appliances_Natural Gas_Stove/Oven_E3 | F2 | Residential | Multi-Family Low Income | Existing | Appliances | Natural Gas | Stove/Oven | E3 | RVT - Cost of Operation | 0 | 0 | 0 | 0 | 0 | 0 | 0 | 0 | 0 | 0 | 0 | 0 | 0 | 0 | 0 | 0 | 0 | 0 | 0 | 0 | 0 | 0 | 0 | 0 | 0 | 0 | 0 | 0 | 0 | 0 | 0 | 0 | 0 | 0 | 0 | 0 | 0 | 0 | 0 | 0 | 0 | 0
F2_Residential_Multi-Family Low Income_Existing_Appliances_Natural Gas_Stove/Oven_E4 | F2 | Residential | Multi-Family Low Income | Existing | Appliances | Natural Gas | Stove/Oven | E4 | RVT - Cost of Operation | 0 | 0 | 0 | 0 | 0 | 0 | 0 | 0 | 0 | 0 | 0 | 0 | 0 | 0 | 0 | 0 | 0 | 0 | 0 | 0 | 0 | 0 | 0 | 0 | 0 | 0 | 0 | 0 | 0 | 0 | 0 | 0 | 0 | 0 | 0 | 0 | 0 | 0 | 0 | 0 | 0 | 0
F2_Residential_Multi-Family Low Income_Existing_Appliances_Natural Gas_Stove/Oven_E5 | F2 | Residential | Multi-Family Low Income | Existing | Appliances | Natural Gas | Stove/Oven | E5 | RVT - Cost of Operation | 0 | 0 | 0 | 0 | 0 | 0 | 0 | 0 | 0 | 0 | 0 | 0 | 0 | 0 | 0 | 0 | 0 | 0 | 0 | 0 | 0 | 0 | 0 | 0 | 0 | 0 | 0 | 0 | 0 | 0 | 0 | 0 | 0 | 0 | 0 | 0 | 0 | 0 | 0 | 0 | 0 | 0
F2_Residential_Multi-Family Low Income_Existing_Appliances_Natural Gas_Stove/Oven_E6 | F2 | Residential | Multi-Family Low Income | Existing | Appliances | Natural Gas | Stove/Oven | E6 | RVT - Cost of Operation | 0 | 0 | 0 | 0 | 0 | 0 | 0 | 0 | 0 | 0 | 0 | 0 | 0 | 0 | 0 | 0 | 0 | 0 | 0 | 0 | 0 | 0 | 0 | 0 | 0 | 0 | 0 | 0 | 0 | 0 | 0 | 0 | 0 | 0 | 0 | 0 | 0 | 0 | 0 | 0 | 0 | 0
F2_Residential_Multi-Family Low Income_Existing_Appliances_Natural Gas_Stove/Oven_E7 | F2 | Residential | Multi-Family Low Income | Existing | Appliances | Natural Gas | Stove/Oven | E7 | RVT - Cost of Operation | 0 | 0 | 0 | 0 | 0 | 0 | 0 | 0 | 0 | 0 | 0 | 0 | 0 | 0 | 0 | 0 | 0 | 0 | 0 | 0 | 0 | 0 | 0 | 0 | 0 | 0 | 0 | 0 | 0 | 0 | 0 | 0 | 0 | 0 | 0 | 0 | 0 | 0 | 0 | 0 | 0 | 0
F2_Residential_Multi-Family Low Income_Existing_Appliances_Natural Gas_Stove/Oven_E8 | F2 | Residential | Multi-Family Low Income | Existing | Appliances | Natural Gas | Stove/Oven | E8 | RVT - Cost of Operation | 0 | 0 | 0 | 0 | 0 | 0 | 0 | 0 | 0 | 0 | 0 | 0 | 0 | 0 | 0 | 0 | 0 | 0 | 0 | 0 | 0 | 0 | 0 | 0 | 0 | 0 | 0 | 0 | 0 | 0 | 0 | 0 | 0 | 0 | 0 | 0 | 0 | 0 | 0 | 0 | 0 | 0
F2_Residential_Multi-Family Low Income_Existing_Appliances_Natural Gas_Stove/Oven_E9 | F2 | Residential | Multi-Family Low Income | Existing | Appliances | Natural Gas | Stove/Oven | E9 | RVT - Cost of Operation | 0 | 0 | 0 | 0 | 0 | 0 | 0 | 0 | 0 | 0 | 0 | 0 | 0 | 0 | 0 | 0 | 0 | 0 | 0 | 0 | 0 | 0 | 0 | 0 | 0 | 0 | 0 | 0 | 0 | 0 | 0 | 0 | 0 | 0 | 0 | 0 | 0 | 0 | 0 | 0 | 0 | 0
F2_Residential_Multi-Family Low Income_Existing_Appliances_Natural Gas_Stove/Oven_E10 | F2 | Residential | Multi-Family Low Income | Existing | Appliances | Natural Gas | Stove/Oven | E10 | RVT - Cost of Operation | 0 | 0 | 0 | 0 | 0 | 0 | 0 | 0 | 0 | 0 | 0 | 0 | 0 | 0 | 0 | 0 | 0 | 0 | 0 | 0 | 0 | 0 | 0 | 0 | 0 | 0 | 0 | 0 | 0 | 0 | 0 | 0 | 0 | 0 | 0 | 0 | 0 | 0 | 0 | 0 | 0 | 0
F3_Residential_Multi-Family Low Income_Existing_Appliances_Natural Gas_Stove/Oven_E1 | F3 | Residential | Multi-Family Low Income | Existing | Appliances | Natural Gas | Stove/Oven | E1 | System - kBTUs of Consumption | 100.3952 | 100.3952 | 100.3952 | 100.3952 | 100.3952 | 100.3952 | 100.3952 | 100.3952 | 100.3952 | 100.3952 | 100.3952 | 100.3952 | 100.3952 | 100.3952 | 100.3952 | 100.3952 | 100.3952 | 100.3952 | 100.3952 | 100.3952 | 100.3952 | 100.3952 | 100.3952 | 100.3952 | 100.3952 | 100.3952 | 100.3952 | 100.3952 | 100.3952 | 100.3952 | 100.3952 | 100.3952 | 100.3952 | 0 | 0 | 0 | 0 | 0 | 0 | 0 | 0 | 0
F3_Residential_Multi-Family Low Income_Existing_Appliances_Natural Gas_Stove/Oven_E2 | F3 | Residential | Multi-Family Low Income | Existing | Appliances | Natural Gas | Stove/Oven | E2 | System - kBTUs of Consumption | 105.7927 | 105.7927 | 105.7927 | 105.7927 | 105.7927 | 105.7927 | 105.7927 | 105.7927 | 105.7927 | 105.7927 | 105.7927 | 105.7927 | 105.7927 | 105.7927 | 105.7927 | 105.7927 | 105.7927 | 105.7927 | 105.7927 | 105.7927 | 105.7927 | 105.7927 | 105.7927 | 105.7927 | 105.7927 | 105.7927 | 105.7927 | 105.7927 | 105.7927 | 105.7927 | 105.7927 | 105.7927 | 105.7927 | 0 | 0 | 0 | 0 | 0 | 0 | 0 | 0 | 0
F3_Residential_Multi-Family Low Income_Existing_Appliances_Natural Gas_Stove/Oven_E3 | F3 | Residential | Multi-Family Low Income | Existing | Appliances | Natural Gas | Stove/Oven | E3 | System - kBTUs of Consumption | 0 | 0 | 0 | 0 | 0 | 0 | 0 | 0 | 0 | 0 | 0 | 0 | 0 | 0 | 0 | 0 | 0 | 0 | 0 | 0 | 0 | 0 | 0 | 0 | 0 | 0 | 0 | 0 | 0 | 0 | 0 | 0 | 0 | 0 | 0 | 0 | 0 | 0 | 0 | 0 | 0 | 0
F3_Residential_Multi-Family Low Income_Existing_Appliances_Natural Gas_Stove/Oven_E4 | F3 | Residential | Multi-Family Low Income | Existing | Appliances | Natural Gas | Stove/Oven | E4 | System - kBTUs of Consumption | 0 | 0 | 0 | 0 | 0 | 0 | 0 | 0 | 0 | 0 | 0 | 0 | 0 | 0 | 0 | 0 | 0 | 0 | 0 | 0 | 0 | 0 | 0 | 0 | 0 | 0 | 0 | 0 | 0 | 0 | 0 | 0 | 0 | 0 | 0 | 0 | 0 | 0 | 0 | 0 | 0 | 0
F3_Residential_Multi-Family Low Income_Existing_Appliances_Natural Gas_Stove/Oven_E5 | F3 | Residential | Multi-Family Low Income | Existing | Appliances | Natural Gas | Stove/Oven | E5 | System - kBTUs of Consumption | 0 | 0 | 0 | 0 | 0 | 0 | 0 | 0 | 0 | 0 | 0 | 0 | 0 | 0 | 0 | 0 | 0 | 0 | 0 | 0 | 0 | 0 | 0 | 0 | 0 | 0 | 0 | 0 | 0 | 0 | 0 | 0 | 0 | 0 | 0 | 0 | 0 | 0 | 0 | 0 | 0 | 0
F3_Residential_Multi-Family Low Income_Existing_Appliances_Natural Gas_Stove/Oven_E6 | F3 | Residential | Multi-Family Low Income | Existing | Appliances | Natural Gas | Stove/Oven | E6 | System - kBTUs of Consumption | 0 | 0 | 0 | 0 | 0 | 0 | 0 | 0 | 0 | 0 | 0 | 0 | 0 | 0 | 0 | 0 | 0 | 0 | 0 | 0 | 0 | 0 | 0 | 0 | 0 | 0 | 0 | 0 | 0 | 0 | 0 | 0 | 0 | 0 | 0 | 0 | 0 | 0 | 0 | 0 | 0 | 0
F3_Residential_Multi-Family Low Income_Existing_Appliances_Natural Gas_Stove/Oven_E7 | F3 | Residential | Multi-Family Low Income | Existing | Appliances | Natural Gas | Stove/Oven | E7 | System - kBTUs of Consumption | 0 | 0 | 0 | 0 | 0 | 0 | 0 | 0 | 0 | 0 | 0 | 0 | 0 | 0 | 0 | 0 | 0 | 0 | 0 | 0 | 0 | 0 | 0 | 0 | 0 | 0 | 0 | 0 | 0 | 0 | 0 | 0 | 0 | 0 | 0 | 0 | 0 | 0 | 0 | 0 | 0 | 0
F3_Residential_Multi-Family Low Income_Existing_Appliances_Natural Gas_Stove/Oven_E8 | F3 | Residential | Multi-Family Low Income | Existing | Appliances | Natural Gas | Stove/Oven | E8 | System - kBTUs of Consumption | 0 | 0 | 0 | 0 | 0 | 0 | 0 | 0 | 0 | 0 | 0 | 0 | 0 | 0 | 0 | 0 | 0 | 0 | 0 | 0 | 0 | 0 | 0 | 0 | 0 | 0 | 0 | 0 | 0 | 0 | 0 | 0 | 0 | 0 | 0 | 0 | 0 | 0 | 0 | 0 | 0 | 0
F3_Residential_Multi-Family Low Income_Existing_Appliances_Natural Gas_Stove/Oven_E9 | F3 | Residential | Multi-Family Low Income | Existing | Appliances | Natural Gas | Stove/Oven | E9 | System - kBTUs of Consumption | 0 | 0 | 0 | 0 | 0 | 0 | 0 | 0 | 0 | 0 | 0 | 0 | 0 | 0 | 0 | 0 | 0 | 0 | 0 | 0 | 0 | 0 | 0 | 0 | 0 | 0 | 0 | 0 | 0 | 0 | 0 | 0 | 0 | 0 | 0 | 0 | 0 | 0 | 0 | 0 | 0 | 0
F3_Residential_Multi-Family Low Income_Existing_Appliances_Natural Gas_Stove/Oven_E10 | F3 | Residential | Multi-Family Low Income | Existing | Appliances | Natural Gas | Stove/Oven | E10 | System - kBTUs of Consumption | 0 | 0 | 0 | 0 | 0 | 0 | 0 | 0 | 0 | 0 | 0 | 0 | 0 | 0 | 0 | 0 | 0 | 0 | 0 | 0 | 0 | 0 | 0 | 0 | 0 | 0 | 0 | 0 | 0 | 0 | 0 | 0 | 0 | 0 | 0 | 0 | 0 | 0 | 0 | 0 | 0 | 0
F4_Residential_Multi-Family Low Income_Existing_Appliances_Natural Gas_Stove/Oven_E1 | F4 | Residential | Multi-Family Low Income | Existing | Appliances | Natural Gas | Stove/Oven | E1 | Utility - Cost of Equipment | 18.4885 | 18.5175 | 18.6219 | 18.7059 | 18.6347 | 18.7393 | 18.99 | 19.1967 | 19.4452 | 19.6858 | 19.9287 | 20.1582 | 20.401 | 20.6546 | 20.8972 | 21.1479 | 21.4 | 21.6705 | 21.9353 | 22.194 | 22.4244 | 22.6431 | 22.8163 | 22.9758 | 23.0828 | 23.1564 | 23.2092 | 23.2344 | 23.2235 | 23.1874 | 23.1036 | 22.9981 | 22.8533 | 0 | 0 | 0 | 0 | 0 | 0 | 0 | 0 | 0
F4_Residential_Multi-Family Low Income_Existing_Appliances_Natural Gas_Stove/Oven_E2 | F4 | Residential | Multi-Family Low Income | Existing | Appliances | Natural Gas | Stove/Oven | E2 | Utility - Cost of Equipment | 13.8867 | 13.9085 | 13.9869 | 14.05 | 13.9965 | 14.0751 | 14.2634 | 14.4186 | 14.6053 | 14.786 | 14.9684 | 15.1408 | 15.3232 | 15.5136 | 15.6959 | 15.8842 | 16.0735 | 16.2767 | 16.4756 | 16.6699 | 16.843 | 17.0073 | 17.1373 | 17.2572 | 17.3375 | 17.3928 | 17.4324 | 17.4514 | 17.4432 | 17.416 | 17.3531 | 17.2739 | 17.1651 | 0 | 0 | 0 | 0 | 0 | 0 | 0 | 0 | 0
F4_Residential_Multi-Family Low Income_Existing_Appliances_Natural Gas_Stove/Oven_E3 | F4 | Residential | Multi-Family Low Income | Existing | Appliances | Natural Gas | Stove/Oven | E3 | Utility - Cost of Equipment | 0 | 0 | 0 | 0 | 0 | 0 | 0 | 0 | 0 | 0 | 0 | 0 | 0 | 0 | 0 | 0 | 0 | 0 | 0 | 0 | 0 | 0 | 0 | 0 | 0 | 0 | 0 | 0 | 0 | 0 | 0 | 0 | 0 | 0 | 0 | 0 | 0 | 0 | 0 | 0 | 0 | 0
F4_Residential_Multi-Family Low Income_Existing_Appliances_Natural Gas_Stove/Oven_E4 | F4 | Residential | Multi-Family Low Income | Existing | Appliances | Natural Gas | Stove/Oven | E4 | Utility - Cost of Equipment | 0 | 0 | 0 | 0 | 0 | 0 | 0 | 0 | 0 | 0 | 0 | 0 | 0 | 0 | 0 | 0 | 0 | 0 | 0 | 0 | 0 | 0 | 0 | 0 | 0 | 0 | 0 | 0 | 0 | 0 | 0 | 0 | 0 | 0 | 0 | 0 | 0 | 0 | 0 | 0 | 0 | 0
F4_Residential_Multi-Family Low Income_Existing_Appliances_Natural Gas_Stove/Oven_E5 | F4 | Residential | Multi-Family Low Income | Existing | Appliances | Natural Gas | Stove/Oven | E5 | Utility - Cost of Equipment | 0 | 0 | 0 | 0 | 0 | 0 | 0 | 0 | 0 | 0 | 0 | 0 | 0 | 0 | 0 | 0 | 0 | 0 | 0 | 0 | 0 | 0 | 0 | 0 | 0 | 0 | 0 | 0 | 0 | 0 | 0 | 0 | 0 | 0 | 0 | 0 | 0 | 0 | 0 | 0 | 0 | 0
F4_Residential_Multi-Family Low Income_Existing_Appliances_Natural Gas_Stove/Oven_E6 | F4 | Residential | Multi-Family Low Income | Existing | Appliances | Natural Gas | Stove/Oven | E6 | Utility - Cost of Equipment | 0 | 0 | 0 | 0 | 0 | 0 | 0 | 0 | 0 | 0 | 0 | 0 | 0 | 0 | 0 | 0 | 0 | 0 | 0 | 0 | 0 | 0 | 0 | 0 | 0 | 0 | 0 | 0 | 0 | 0 | 0 | 0 | 0 | 0 | 0 | 0 | 0 | 0 | 0 | 0 | 0 | 0
F4_Residential_Multi-Family Low Income_Existing_Appliances_Natural Gas_Stove/Oven_E7 | F4 | Residential | Multi-Family Low Income | Existing | Appliances | Natural Gas | Stove/Oven | E7 | Utility - Cost of Equipment | 0 | 0 | 0 | 0 | 0 | 0 | 0 | 0 | 0 | 0 | 0 | 0 | 0 | 0 | 0 | 0 | 0 | 0 | 0 | 0 | 0 | 0 | 0 | 0 | 0 | 0 | 0 | 0 | 0 | 0 | 0 | 0 | 0 | 0 | 0 | 0 | 0 | 0 | 0 | 0 | 0 | 0
F4_Residential_Multi-Family Low Income_Existing_Appliances_Natural Gas_Stove/Oven_E8 | F4 | Residential | Multi-Family Low Income | Existing | Appliances | Natural Gas | Stove/Oven | E8 | Utility - Cost of Equipment | 0 | 0 | 0 | 0 | 0 | 0 | 0 | 0 | 0 | 0 | 0 | 0 | 0 | 0 | 0 | 0 | 0 | 0 | 0 | 0 | 0 | 0 | 0 | 0 | 0 | 0 | 0 | 0 | 0 | 0 | 0 | 0 | 0 | 0 | 0 | 0 | 0 | 0 | 0 | 0 | 0 | 0
F4_Residential_Multi-Family Low Income_Existing_Appliances_Natural Gas_Stove/Oven_E9 | F4 | Residential | Multi-Family Low Income | Existing | Appliances | Natural Gas | Stove/Oven | E9 | Utility - Cost of Equipment | 0 | 0 | 0 | 0 | 0 | 0 | 0 | 0 | 0 | 0 | 0 | 0 | 0 | 0 | 0 | 0 | 0 | 0 | 0 | 0 | 0 | 0 | 0 | 0 | 0 | 0 | 0 | 0 | 0 | 0 | 0 | 0 | 0 | 0 | 0 | 0 | 0 | 0 | 0 | 0 | 0 | 0
F4_Residential_Multi-Family Low Income_Existing_Appliances_Natural Gas_Stove/Oven_E10 | F4 | Residential | Multi-Family Low Income | Existing | Appliances | Natural Gas | Stove/Oven | E10 | Utility - Cost of Equipment | 0 | 0 | 0 | 0 | 0 | 0 | 0 | 0 | 0 | 0 | 0 | 0 | 0 | 0 | 0 | 0 | 0 | 0 | 0 | 0 | 0 | 0 | 0 | 0 | 0 | 0 | 0 | 0 | 0 | 0 | 0 | 0 | 0 | 0 | 0 | 0 | 0 | 0 | 0 | 0 | 0 | 0
F5_Residential_Multi-Family Low Income_Existing_Appliances_Natural Gas_Stove/Oven_E1 | F5 | Residential | Multi-Family Low Income | Existing | Appliances | Natural Gas | Stove/Oven | E1 | Utility - Cost of Operation | 100.3952 | 100.3952 | 100.3952 | 100.3952 | 100.3952 | 100.3952 | 100.3952 | 100.3952 | 100.3952 | 100.3952 | 100.3952 | 100.3952 | 100.3952 | 100.3952 | 100.3952 | 100.3952 | 100.3952 | 100.3952 | 100.3952 | 100.3952 | 100.3952 | 100.3952 | 100.3952 | 100.3952 | 100.3952 | 100.3952 | 100.3952 | 100.3952 | 100.3952 | 100.3952 | 100.3952 | 100.3952 | 100.3952 | 0 | 0 | 0 | 0 | 0 | 0 | 0 | 0 | 0
F5_Residential_Multi-Family Low Income_Existing_Appliances_Natural Gas_Stove/Oven_E2 | F5 | Residential | Multi-Family Low Income | Existing | Appliances | Natural Gas | Stove/Oven | E2 | Utility - Cost of Operation | 105.7927 | 105.7927 | 105.7927 | 105.7927 | 105.7927 | 105.7927 | 105.7927 | 105.7927 | 105.7927 | 105.7927 | 105.7927 | 105.7927 | 105.7927 | 105.7927 | 105.7927 | 105.7927 | 105.7927 | 105.7927 | 105.7927 | 105.7927 | 105.7927 | 105.7927 | 105.7927 | 105.7927 | 105.7927 | 105.7927 | 105.7927 | 105.7927 | 105.7927 | 105.7927 | 105.7927 | 105.7927 | 105.7927 | 0 | 0 | 0 | 0 | 0 | 0 | 0 | 0 | 0
F5_Residential_Multi-Family Low Income_Existing_Appliances_Natural Gas_Stove/Oven_E3 | F5 | Residential | Multi-Family Low Income | Existing | Appliances | Natural Gas | Stove/Oven | E3 | Utility - Cost of Operation | 0 | 0 | 0 | 0 | 0 | 0 | 0 | 0 | 0 | 0 | 0 | 0 | 0 | 0 | 0 | 0 | 0 | 0 | 0 | 0 | 0 | 0 | 0 | 0 | 0 | 0 | 0 | 0 | 0 | 0 | 0 | 0 | 0 | 0 | 0 | 0 | 0 | 0 | 0 | 0 | 0 | 0
F5_Residential_Multi-Family Low Income_Existing_Appliances_Natural Gas_Stove/Oven_E4 | F5 | Residential | Multi-Family Low Income | Existing | Appliances | Natural Gas | Stove/Oven | E4 | Utility - Cost of Operation | 0 | 0 | 0 | 0 | 0 | 0 | 0 | 0 | 0 | 0 | 0 | 0 | 0 | 0 | 0 | 0 | 0 | 0 | 0 | 0 | 0 | 0 | 0 | 0 | 0 | 0 | 0 | 0 | 0 | 0 | 0 | 0 | 0 | 0 | 0 | 0 | 0 | 0 | 0 | 0 | 0 | 0
F5_Residential_Multi-Family Low Income_Existing_Appliances_Natural Gas_Stove/Oven_E5 | F5 | Residential | Multi-Family Low Income | Existing | Appliances | Natural Gas | Stove/Oven | E5 | Utility - Cost of Operation | 0 | 0 | 0 | 0 | 0 | 0 | 0 | 0 | 0 | 0 | 0 | 0 | 0 | 0 | 0 | 0 | 0 | 0 | 0 | 0 | 0 | 0 | 0 | 0 | 0 | 0 | 0 | 0 | 0 | 0 | 0 | 0 | 0 | 0 | 0 | 0 | 0 | 0 | 0 | 0 | 0 | 0
F5_Residential_Multi-Family Low Income_Existing_Appliances_Natural Gas_Stove/Oven_E6 | F5 | Residential | Multi-Family Low Income | Existing | Appliances | Natural Gas | Stove/Oven | E6 | Utility - Cost of Operation | 0 | 0 | 0 | 0 | 0 | 0 | 0 | 0 | 0 | 0 | 0 | 0 | 0 | 0 | 0 | 0 | 0 | 0 | 0 | 0 | 0 | 0 | 0 | 0 | 0 | 0 | 0 | 0 | 0 | 0 | 0 | 0 | 0 | 0 | 0 | 0 | 0 | 0 | 0 | 0 | 0 | 0
F5_Residential_Multi-Family Low Income_Existing_Appliances_Natural Gas_Stove/Oven_E7 | F5 | Residential | Multi-Family Low Income | Existing | Appliances | Natural Gas | Stove/Oven | E7 | Utility - Cost of Operation | 0 | 0 | 0 | 0 | 0 | 0 | 0 | 0 | 0 | 0 | 0 | 0 | 0 | 0 | 0 | 0 | 0 | 0 | 0 | 0 | 0 | 0 | 0 | 0 | 0 | 0 | 0 | 0 | 0 | 0 | 0 | 0 | 0 | 0 | 0 | 0 | 0 | 0 | 0 | 0 | 0 | 0
F5_Residential_Multi-Family Low Income_Existing_Appliances_Natural Gas_Stove/Oven_E8 | F5 | Residential | Multi-Family Low Income | Existing | Appliances | Natural Gas | Stove/Oven | E8 | Utility - Cost of Operation | 0 | 0 | 0 | 0 | 0 | 0 | 0 | 0 | 0 | 0 | 0 | 0 | 0 | 0 | 0 | 0 | 0 | 0 | 0 | 0 | 0 | 0 | 0 | 0 | 0 | 0 | 0 | 0 | 0 | 0 | 0 | 0 | 0 | 0 | 0 | 0 | 0 | 0 | 0 | 0 | 0 | 0
F5_Residential_Multi-Family Low Income_Existing_Appliances_Natural Gas_Stove/Oven_E9 | F5 | Residential | Multi-Family Low Income | Existing | Appliances | Natural Gas | Stove/Oven | E9 | Utility - Cost of Operation | 0 | 0 | 0 | 0 | 0 | 0 | 0 | 0 | 0 | 0 | 0 | 0 | 0 | 0 | 0 | 0 | 0 | 0 | 0 | 0 | 0 | 0 | 0 | 0 | 0 | 0 | 0 | 0 | 0 | 0 | 0 | 0 | 0 | 0 | 0 | 0 | 0 | 0 | 0 | 0 | 0 | 0
F5_Residential_Multi-Family Low Income_Existing_Appliances_Natural Gas_Stove/Oven_E10 | F5 | Residential | Multi-Family Low Income | Existing | Appliances | Natural Gas | Stove/Oven | E10 | Utility - Cost of Operation | 0 | 0 | 0 | 0 | 0 | 0 | 0 | 0 | 0 | 0 | 0 | 0 | 0 | 0 | 0 | 0 | 0 | 0 | 0 | 0 | 0 | 0 | 0 | 0 | 0 | 0 | 0 | 0 | 0 | 0 | 0 | 0 | 0 | 0 | 0 | 0 | 0 | 0 | 0 | 0 | 0 | 0
F6_Residential_Multi-Family Low Income_Existing_Appliances_Natural Gas_Stove/Oven_E1 | F6 | Residential | Multi-Family Low Income | Existing | Appliances | Natural Gas | Stove/Oven | E1 | Utility - Value of Sales | 16.4844 | 16.5886 | 16.7316 | 16.8485 | 16.8485 | 16.8485 | 16.8485 | 16.8485 | 16.8485 | 16.8485 | 16.8485 | 16.8485 | 16.8485 | 16.8485 | 16.8485 | 16.8485 | 16.8485 | 16.8485 | 16.8485 | 16.8485 | 16.8485 | 16.8485 | 16.8485 | 16.8485 | 16.8485 | 16.8485 | 16.8485 | 16.8485 | 16.8485 | 16.8485 | 16.8485 | 16.8485 | 16.8485 | 0 | 0 | 0 | 0 | 0 | 0 | 0 | 0 | 0
F6_Residential_Multi-Family Low Income_Existing_Appliances_Natural Gas_Stove/Oven_E2 | F6 | Residential | Multi-Family Low Income | Existing | Appliances | Natural Gas | Stove/Oven | E2 | Utility - Value of Sales | 12.3814 | 12.4597 | 12.5671 | 12.6549 | 12.6549 | 12.6549 | 12.6549 | 12.6549 | 12.6549 | 12.6549 | 12.6549 | 12.6549 | 12.6549 | 12.6549 | 12.6549 | 12.6549 | 12.6549 | 12.6549 | 12.6549 | 12.6549 | 12.6549 | 12.6549 | 12.6549 | 12.6549 | 12.6549 | 12.6549 | 12.6549 | 12.6549 | 12.6549 | 12.6549 | 12.6549 | 12.6549 | 12.6549 | 0 | 0 | 0 | 0 | 0 | 0 | 0 | 0 | 0
F6_Residential_Multi-Family Low Income_Existing_Appliances_Natural Gas_Stove/Oven_E3 | F6 | Residential | Multi-Family Low Income | Existing | Appliances | Natural Gas | Stove/Oven | E3 | Utility - Value of Sales | 0 | 0 | 0 | 0 | 0 | 0 | 0 | 0 | 0 | 0 | 0 | 0 | 0 | 0 | 0 | 0 | 0 | 0 | 0 | 0 | 0 | 0 | 0 | 0 | 0 | 0 | 0 | 0 | 0 | 0 | 0 | 0 | 0 | 0 | 0 | 0 | 0 | 0 | 0 | 0 | 0 | 0
F6_Residential_Multi-Family Low Income_Existing_Appliances_Natural Gas_Stove/Oven_E4 | F6 | Residential | Multi-Family Low Income | Existing | Appliances | Natural Gas | Stove/Oven | E4 | Utility - Value of Sales | 0 | 0 | 0 | 0 | 0 | 0 | 0 | 0 | 0 | 0 | 0 | 0 | 0 | 0 | 0 | 0 | 0 | 0 | 0 | 0 | 0 | 0 | 0 | 0 | 0 | 0 | 0 | 0 | 0 | 0 | 0 | 0 | 0 | 0 | 0 | 0 | 0 | 0 | 0 | 0 | 0 | 0
F6_Residential_Multi-Family Low Income_Existing_Appliances_Natural Gas_Stove/Oven_E5 | F6 | Residential | Multi-Family Low Income | Existing | Appliances | Natural Gas | Stove/Oven | E5 | Utility - Value of Sales | 0 | 0 | 0 | 0 | 0 | 0 | 0 | 0 | 0 | 0 | 0 | 0 | 0 | 0 | 0 | 0 | 0 | 0 | 0 | 0 | 0 | 0 | 0 | 0 | 0 | 0 | 0 | 0 | 0 | 0 | 0 | 0 | 0 | 0 | 0 | 0 | 0 | 0 | 0 | 0 | 0 | 0
F6_Residential_Multi-Family Low Income_Existing_Appliances_Natural Gas_Stove/Oven_E6 | F6 | Residential | Multi-Family Low Income | Existing | Appliances | Natural Gas | Stove/Oven | E6 | Utility - Value of Sales | 0 | 0 | 0 | 0 | 0 | 0 | 0 | 0 | 0 | 0 | 0 | 0 | 0 | 0 | 0 | 0 | 0 | 0 | 0 | 0 | 0 | 0 | 0 | 0 | 0 | 0 | 0 | 0 | 0 | 0 | 0 | 0 | 0 | 0 | 0 | 0 | 0 | 0 | 0 | 0 | 0 | 0
F6_Residential_Multi-Family Low Income_Existing_Appliances_Natural Gas_Stove/Oven_E7 | F6 | Residential | Multi-Family Low Income | Existing | Appliances | Natural Gas | Stove/Oven | E7 | Utility - Value of Sales | 0 | 0 | 0 | 0 | 0 | 0 | 0 | 0 | 0 | 0 | 0 | 0 | 0 | 0 | 0 | 0 | 0 | 0 | 0 | 0 | 0 | 0 | 0 | 0 | 0 | 0 | 0 | 0 | 0 | 0 | 0 | 0 | 0 | 0 | 0 | 0 | 0 | 0 | 0 | 0 | 0 | 0
F6_Residential_Multi-Family Low Income_Existing_Appliances_Natural Gas_Stove/Oven_E8 | F6 | Residential | Multi-Family Low Income | Existing | Appliances | Natural Gas | Stove/Oven | E8 | Utility - Value of Sales | 0 | 0 | 0 | 0 | 0 | 0 | 0 | 0 | 0 | 0 | 0 | 0 | 0 | 0 | 0 | 0 | 0 | 0 | 0 | 0 | 0 | 0 | 0 | 0 | 0 | 0 | 0 | 0 | 0 | 0 | 0 | 0 | 0 | 0 | 0 | 0 | 0 | 0 | 0 | 0 | 0 | 0
F6_Residential_Multi-Family Low Income_Existing_Appliances_Natural Gas_Stove/Oven_E9 | F6 | Residential | Multi-Family Low Income | Existing | Appliances | Natural Gas | Stove/Oven | E9 | Utility - Value of Sales | 0 | 0 | 0 | 0 | 0 | 0 | 0 | 0 | 0 | 0 | 0 | 0 | 0 | 0 | 0 | 0 | 0 | 0 | 0 | 0 | 0 | 0 | 0 | 0 | 0 | 0 | 0 | 0 | 0 | 0 | 0 | 0 | 0 | 0 | 0 | 0 | 0 | 0 | 0 | 0 | 0 | 0
F6_Residential_Multi-Family Low Income_Existing_Appliances_Natural Gas_Stove/Oven_E10 | F6 | Residential | Multi-Family Low Income | Existing | Appliances | Natural Gas | Stove/Oven | E10 | Utility - Value of Sales | 0 | 0 | 0 | 0 | 0 | 0 | 0 | 0 | 0 | 0 | 0 | 0 | 0 | 0 | 0 | 0 | 0 | 0 | 0 | 0 | 0 | 0 | 0 | 0 | 0 | 0 | 0 | 0 | 0 | 0 | 0 | 0 | 0 | 0 | 0 | 0 | 0 | 0 | 0 | 0 | 0 | 0
F1_Residential_Multi-Family Low Income_Existing_Miscellaneous_Natural Gas_Pool Heater_E1 | F1 | Residential | Multi-Family Low Income | Existing | Miscellaneous | Natural Gas | Pool Heater | E1 | RVT - Cost of Equipment | 0 | 0 | 0 | 0 | 0 | 0 | 0 | 0 | 0 | 0 | 0 | 0 | 0 | 0 | 0 | 0 | 0 | 0 | 0 | 0 | 0 | 0 | 0 | 0 | 0 | 0 | 0 | 0 | 0 | 0 | 0 | 0 | 0 | 0 | 0 | 0 | 0 | 0 | 0 | 0 | 0 | 0
F1_Residential_Multi-Family Low Income_Existing_Miscellaneous_Natural Gas_Pool Heater_E2 | F1 | Residential | Multi-Family Low Income | Existing | Miscellaneous | Natural Gas | Pool Heater | E2 | RVT - Cost of Equipment | 0 | 0 | 0 | 0 | 0 | 0 | 0 | 0 | 0 | 0 | 0 | 0 | 0 | 0 | 0 | 0 | 0 | 0 | 0 | 0 | 0 | 0 | 0 | 0 | 0 | 0 | 0 | 0 | 0 | 0 | 0 | 0 | 0 | 0 | 0 | 0 | 0 | 0 | 0 | 0 | 0 | 0
F1_Residential_Multi-Family Low Income_Existing_Miscellaneous_Natural Gas_Pool Heater_E3 | F1 | Residential | Multi-Family Low Income | Existing | Miscellaneous | Natural Gas | Pool Heater | E3 | RVT - Cost of Equipment | 0 | 0 | 0 | 0 | 0 | 0 | 0 | 0 | 0 | 0 | 0 | 0 | 0 | 0 | 0 | 0 | 0 | 0 | 0 | 0 | 0 | 0 | 0 | 0 | 0 | 0 | 0 | 0 | 0 | 0 | 0 | 0 | 0 | 0 | 0 | 0 | 0 | 0 | 0 | 0 | 0 | 0
F1_Residential_Multi-Family Low Income_Existing_Miscellaneous_Natural Gas_Pool Heater_E4 | F1 | Residential | Multi-Family Low Income | Existing | Miscellaneous | Natural Gas | Pool Heater | E4 | RVT - Cost of Equipment | 0 | 0 | 0 | 0 | 0 | 0 | 0 | 0 | 0 | 0 | 0 | 0 | 0 | 0 | 0 | 0 | 0 | 0 | 0 | 0 | 0 | 0 | 0 | 0 | 0 | 0 | 0 | 0 | 0 | 0 | 0 | 0 | 0 | 0 | 0 | 0 | 0 | 0 | 0 | 0 | 0 | 0
F1_Residential_Multi-Family Low Income_Existing_Miscellaneous_Natural Gas_Pool Heater_E5 | F1 | Residential | Multi-Family Low Income | Existing | Miscellaneous | Natural Gas | Pool Heater | E5 | RVT - Cost of Equipment | 0 | 0 | 0 | 0 | 0 | 0 | 0 | 0 | 0 | 0 | 0 | 0 | 0 | 0 | 0 | 0 | 0 | 0 | 0 | 0 | 0 | 0 | 0 | 0 | 0 | 0 | 0 | 0 | 0 | 0 | 0 | 0 | 0 | 0 | 0 | 0 | 0 | 0 | 0 | 0 | 0 | 0
F1_Residential_Multi-Family Low Income_Existing_Miscellaneous_Natural Gas_Pool Heater_E6 | F1 | Residential | Multi-Family Low Income | Existing | Miscellaneous | Natural Gas | Pool Heater | E6 | RVT - Cost of Equipment | 0 | 0 | 0 | 0 | 0 | 0 | 0 | 0 | 0 | 0 | 0 | 0 | 0 | 0 | 0 | 0 | 0 | 0 | 0 | 0 | 0 | 0 | 0 | 0 | 0 | 0 | 0 | 0 | 0 | 0 | 0 | 0 | 0 | 0 | 0 | 0 | 0 | 0 | 0 | 0 | 0 | 0
F1_Residential_Multi-Family Low Income_Existing_Miscellaneous_Natural Gas_Pool Heater_E7 | F1 | Residential | Multi-Family Low Income | Existing | Miscellaneous | Natural Gas | Pool Heater | E7 | RVT - Cost of Equipment | 0 | 0 | 0 | 0 | 0 | 0 | 0 | 0 | 0 | 0 | 0 | 0 | 0 | 0 | 0 | 0 | 0 | 0 | 0 | 0 | 0 | 0 | 0 | 0 | 0 | 0 | 0 | 0 | 0 | 0 | 0 | 0 | 0 | 0 | 0 | 0 | 0 | 0 | 0 | 0 | 0 | 0
F1_Residential_Multi-Family Low Income_Existing_Miscellaneous_Natural Gas_Pool Heater_E8 | F1 | Residential | Multi-Family Low Income | Existing | Miscellaneous | Natural Gas | Pool Heater | E8 | RVT - Cost of Equipment | 0 | 0 | 0 | 0 | 0 | 0 | 0 | 0 | 0 | 0 | 0 | 0 | 0 | 0 | 0 | 0 | 0 | 0 | 0 | 0 | 0 | 0 | 0 | 0 | 0 | 0 | 0 | 0 | 0 | 0 | 0 | 0 | 0 | 0 | 0 | 0 | 0 | 0 | 0 | 0 | 0 | 0
F1_Residential_Multi-Family Low Income_Existing_Miscellaneous_Natural Gas_Pool Heater_E9 | F1 | Residential | Multi-Family Low Income | Existing | Miscellaneous | Natural Gas | Pool Heater | E9 | RVT - Cost of Equipment | 0 | 0 | 0 | 0 | 0 | 0 | 0 | 0 | 0 | 0 | 0 | 0 | 0 | 0 | 0 | 0 | 0 | 0 | 0 | 0 | 0 | 0 | 0 | 0 | 0 | 0 | 0 | 0 | 0 | 0 | 0 | 0 | 0 | 0 | 0 | 0 | 0 | 0 | 0 | 0 | 0 | 0
F1_Residential_Multi-Family Low Income_Existing_Miscellaneous_Natural Gas_Pool Heater_E10 | F1 | Residential | Multi-Family Low Income | Existing | Miscellaneous | Natural Gas | Pool Heater | E10 | RVT - Cost of Equipment | 0 | 0 | 0 | 0 | 0 | 0 | 0 | 0 | 0 | 0 | 0 | 0 | 0 | 0 | 0 | 0 | 0 | 0 | 0 | 0 | 0 | 0 | 0 | 0 | 0 | 0 | 0 | 0 | 0 | 0 | 0 | 0 | 0 | 0 | 0 | 0 | 0 | 0 | 0 | 0 | 0 | 0
F2_Residential_Multi-Family Low Income_Existing_Miscellaneous_Natural Gas_Pool Heater_E1 | F2 | Residential | Multi-Family Low Income | Existing | Miscellaneous | Natural Gas | Pool Heater | E1 | RVT - Cost of Operation | 0 | 0 | 0 | 0 | 0 | 0 | 0 | 0 | 0 | 0 | 0 | 0 | 0 | 0 | 0 | 0 | 0 | 0 | 0 | 0 | 0 | 0 | 0 | 0 | 0 | 0 | 0 | 0 | 0 | 0 | 0 | 0 | 0 | 0 | 0 | 0 | 0 | 0 | 0 | 0 | 0 | 0
F2_Residential_Multi-Family Low Income_Existing_Miscellaneous_Natural Gas_Pool Heater_E2 | F2 | Residential | Multi-Family Low Income | Existing | Miscellaneous | Natural Gas | Pool Heater | E2 | RVT - Cost of Operation | 0 | 0 | 0 | 0 | 0 | 0 | 0 | 0 | 0 | 0 | 0 | 0 | 0 | 0 | 0 | 0 | 0 | 0 | 0 | 0 | 0 | 0 | 0 | 0 | 0 | 0 | 0 | 0 | 0 | 0 | 0 | 0 | 0 | 0 | 0 | 0 | 0 | 0 | 0 | 0 | 0 | 0
F2_Residential_Multi-Family Low Income_Existing_Miscellaneous_Natural Gas_Pool Heater_E3 | F2 | Residential | Multi-Family Low Income | Existing | Miscellaneous | Natural Gas | Pool Heater | E3 | RVT - Cost of Operation | 0 | 0 | 0 | 0 | 0 | 0 | 0 | 0 | 0 | 0 | 0 | 0 | 0 | 0 | 0 | 0 | 0 | 0 | 0 | 0 | 0 | 0 | 0 | 0 | 0 | 0 | 0 | 0 | 0 | 0 | 0 | 0 | 0 | 0 | 0 | 0 | 0 | 0 | 0 | 0 | 0 | 0
F2_Residential_Multi-Family Low Income_Existing_Miscellaneous_Natural Gas_Pool Heater_E4 | F2 | Residential | Multi-Family Low Income | Existing | Miscellaneous | Natural Gas | Pool Heater | E4 | RVT - Cost of Operation | 0 | 0 | 0 | 0 | 0 | 0 | 0 | 0 | 0 | 0 | 0 | 0 | 0 | 0 | 0 | 0 | 0 | 0 | 0 | 0 | 0 | 0 | 0 | 0 | 0 | 0 | 0 | 0 | 0 | 0 | 0 | 0 | 0 | 0 | 0 | 0 | 0 | 0 | 0 | 0 | 0 | 0
F2_Residential_Multi-Family Low Income_Existing_Miscellaneous_Natural Gas_Pool Heater_E5 | F2 | Residential | Multi-Family Low Income | Existing | Miscellaneous | Natural Gas | Pool Heater | E5 | RVT - Cost of Operation | 0 | 0 | 0 | 0 | 0 | 0 | 0 | 0 | 0 | 0 | 0 | 0 | 0 | 0 | 0 | 0 | 0 | 0 | 0 | 0 | 0 | 0 | 0 | 0 | 0 | 0 | 0 | 0 | 0 | 0 | 0 | 0 | 0 | 0 | 0 | 0 | 0 | 0 | 0 | 0 | 0 | 0
F2_Residential_Multi-Family Low Income_Existing_Miscellaneous_Natural Gas_Pool Heater_E6 | F2 | Residential | Multi-Family Low Income | Existing | Miscellaneous | Natural Gas | Pool Heater | E6 | RVT - Cost of Operation | 0 | 0 | 0 | 0 | 0 | 0 | 0 | 0 | 0 | 0 | 0 | 0 | 0 | 0 | 0 | 0 | 0 | 0 | 0 | 0 | 0 | 0 | 0 | 0 | 0 | 0 | 0 | 0 | 0 | 0 | 0 | 0 | 0 | 0 | 0 | 0 | 0 | 0 | 0 | 0 | 0 | 0
F2_Residential_Multi-Family Low Income_Existing_Miscellaneous_Natural Gas_Pool Heater_E7 | F2 | Residential | Multi-Family Low Income | Existing | Miscellaneous | Natural Gas | Pool Heater | E7 | RVT - Cost of Operation | 0 | 0 | 0 | 0 | 0 | 0 | 0 | 0 | 0 | 0 | 0 | 0 | 0 | 0 | 0 | 0 | 0 | 0 | 0 | 0 | 0 | 0 | 0 | 0 | 0 | 0 | 0 | 0 | 0 | 0 | 0 | 0 | 0 | 0 | 0 | 0 | 0 | 0 | 0 | 0 | 0 | 0
F2_Residential_Multi-Family Low Income_Existing_Miscellaneous_Natural Gas_Pool Heater_E8 | F2 | Residential | Multi-Family Low Income | Existing | Miscellaneous | Natural Gas | Pool Heater | E8 | RVT - Cost of Operation | 0 | 0 | 0 | 0 | 0 | 0 | 0 | 0 | 0 | 0 | 0 | 0 | 0 | 0 | 0 | 0 | 0 | 0 | 0 | 0 | 0 | 0 | 0 | 0 | 0 | 0 | 0 | 0 | 0 | 0 | 0 | 0 | 0 | 0 | 0 | 0 | 0 | 0 | 0 | 0 | 0 | 0
F2_Residential_Multi-Family Low Income_Existing_Miscellaneous_Natural Gas_Pool Heater_E9 | F2 | Residential | Multi-Family Low Income | Existing | Miscellaneous | Natural Gas | Pool Heater | E9 | RVT - Cost of Operation | 0 | 0 | 0 | 0 | 0 | 0 | 0 | 0 | 0 | 0 | 0 | 0 | 0 | 0 | 0 | 0 | 0 | 0 | 0 | 0 | 0 | 0 | 0 | 0 | 0 | 0 | 0 | 0 | 0 | 0 | 0 | 0 | 0 | 0 | 0 | 0 | 0 | 0 | 0 | 0 | 0 | 0
F2_Residential_Multi-Family Low Income_Existing_Miscellaneous_Natural Gas_Pool Heater_E10 | F2 | Residential | Multi-Family Low Income | Existing | Miscellaneous | Natural Gas | Pool Heater | E10 | RVT - Cost of Operation | 0 | 0 | 0 | 0 | 0 | 0 | 0 | 0 | 0 | 0 | 0 | 0 | 0 | 0 | 0 | 0 | 0 | 0 | 0 | 0 | 0 | 0 | 0 | 0 | 0 | 0 | 0 | 0 | 0 | 0 | 0 | 0 | 0 | 0 | 0 | 0 | 0 | 0 | 0 | 0 | 0 | 0
F3_Residential_Multi-Family Low Income_Existing_Miscellaneous_Natural Gas_Pool Heater_E1 | F3 | Residential | Multi-Family Low Income | Existing | Miscellaneous | Natural Gas | Pool Heater | E1 | System - kBTUs of Consumption | 351.766 | 351.766 | 351.766 | 351.766 | 351.766 | 351.766 | 351.766 | 351.766 | 351.766 | 351.766 | 351.766 | 351.766 | 351.766 | 351.766 | 351.766 | 351.766 | 351.766 | 351.766 | 351.766 | 351.766 | 351.766 | 351.766 | 351.766 | 351.766 | 351.766 | 351.766 | 351.766 | 351.766 | 351.766 | 351.766 | 351.766 | 351.766 | 351.766 | 0 | 0 | 0 | 0 | 0 | 0 | 0 | 0 | 0
F3_Residential_Multi-Family Low Income_Existing_Miscellaneous_Natural Gas_Pool Heater_E2 | F3 | Residential | Multi-Family Low Income | Existing | Miscellaneous | Natural Gas | Pool Heater | E2 | System - kBTUs of Consumption | 427.2575 | 427.2575 | 427.2575 | 427.2575 | 427.2575 | 427.2575 | 427.2575 | 427.2575 | 427.2575 | 427.2575 | 427.2575 | 427.2575 | 427.2575 | 427.2575 | 427.2575 | 427.2575 | 427.2575 | 427.2575 | 427.2575 | 427.2575 | 427.2575 | 427.2575 | 427.2575 | 427.2575 | 427.2575 | 427.2575 | 427.2575 | 427.2575 | 427.2575 | 427.2575 | 427.2575 | 427.2575 | 427.2575 | 0 | 0 | 0 | 0 | 0 | 0 | 0 | 0 | 0
F3_Residential_Multi-Family Low Income_Existing_Miscellaneous_Natural Gas_Pool Heater_E3 | F3 | Residential | Multi-Family Low Income | Existing | Miscellaneous | Natural Gas | Pool Heater | E3 | System - kBTUs of Consumption | 710.8377 | 710.8377 | 710.8377 | 710.8377 | 710.8377 | 710.8377 | 710.8377 | 710.8377 | 710.8377 | 710.8377 | 710.8377 | 710.8377 | 710.8377 | 710.8377 | 710.8377 | 710.8377 | 710.8377 | 710.8377 | 710.8377 | 710.8377 | 710.8377 | 710.8377 | 710.8377 | 710.8377 | 710.8377 | 710.8377 | 710.8377 | 710.8377 | 710.8377 | 710.8377 | 710.8377 | 710.8377 | 710.8377 | 0 | 0 | 0 | 0 | 0 | 0 | 0 | 0 | 0
F3_Residential_Multi-Family Low Income_Existing_Miscellaneous_Natural Gas_Pool Heater_E4 | F3 | Residential | Multi-Family Low Income | Existing | Miscellaneous | Natural Gas | Pool Heater | E4 | System - kBTUs of Consumption | 717.234 | 717.234 | 717.234 | 717.234 | 717.234 | 717.234 | 717.234 | 717.234 | 717.234 | 717.234 | 717.234 | 717.234 | 717.234 | 717.234 | 717.234 | 717.234 | 717.234 | 717.234 | 717.234 | 717.234 | 717.234 | 717.234 | 717.234 | 717.234 | 717.234 | 717.234 | 717.234 | 717.234 | 717.234 | 717.234 | 717.234 | 717.234 | 717.234 | 0 | 0 | 0 | 0 | 0 | 0 | 0 | 0 | 0
F3_Residential_Multi-Family Low Income_Existing_Miscellaneous_Natural Gas_Pool Heater_E5 | F3 | Residential | Multi-Family Low Income | Existing | Miscellaneous | Natural Gas | Pool Heater | E5 | System - kBTUs of Consumption | 0 | 0 | 0 | 0 | 0 | 0 | 0 | 0 | 0 | 0 | 0 | 0 | 0 | 0 | 0 | 0 | 0 | 0 | 0 | 0 | 0 | 0 | 0 | 0 | 0 | 0 | 0 | 0 | 0 | 0 | 0 | 0 | 0 | 0 | 0 | 0 | 0 | 0 | 0 | 0 | 0 | 0
F3_Residential_Multi-Family Low Income_Existing_Miscellaneous_Natural Gas_Pool Heater_E6 | F3 | Residential | Multi-Family Low Income | Existing | Miscellaneous | Natural Gas | Pool Heater | E6 | System - kBTUs of Consumption | 0 | 0 | 0 | 0 | 0 | 0 | 0 | 0 | 0 | 0 | 0 | 0 | 0 | 0 | 0 | 0 | 0 | 0 | 0 | 0 | 0 | 0 | 0 | 0 | 0 | 0 | 0 | 0 | 0 | 0 | 0 | 0 | 0 | 0 | 0 | 0 | 0 | 0 | 0 | 0 | 0 | 0
F3_Residential_Multi-Family Low Income_Existing_Miscellaneous_Natural Gas_Pool Heater_E7 | F3 | Residential | Multi-Family Low Income | Existing | Miscellaneous | Natural Gas | Pool Heater | E7 | System - kBTUs of Consumption | 0 | 0 | 0 | 0 | 0 | 0 | 0 | 0 | 0 | 0 | 0 | 0 | 0 | 0 | 0 | 0 | 0 | 0 | 0 | 0 | 0 | 0 | 0 | 0 | 0 | 0 | 0 | 0 | 0 | 0 | 0 | 0 | 0 | 0 | 0 | 0 | 0 | 0 | 0 | 0 | 0 | 0
F3_Residential_Multi-Family Low Income_Existing_Miscellaneous_Natural Gas_Pool Heater_E8 | F3 | Residential | Multi-Family Low Income | Existing | Miscellaneous | Natural Gas | Pool Heater | E8 | System - kBTUs of Consumption | 0 | 0 | 0 | 0 | 0 | 0 | 0 | 0 | 0 | 0 | 0 | 0 | 0 | 0 | 0 | 0 | 0 | 0 | 0 | 0 | 0 | 0 | 0 | 0 | 0 | 0 | 0 | 0 | 0 | 0 | 0 | 0 | 0 | 0 | 0 | 0 | 0 | 0 | 0 | 0 | 0 | 0
F3_Residential_Multi-Family Low Income_Existing_Miscellaneous_Natural Gas_Pool Heater_E9 | F3 | Residential | Multi-Family Low Income | Existing | Miscellaneous | Natural Gas | Pool Heater | E9 | System - kBTUs of Consumption | 0 | 0 | 0 | 0 | 0 | 0 | 0 | 0 | 0 | 0 | 0 | 0 | 0 | 0 | 0 | 0 | 0 | 0 | 0 | 0 | 0 | 0 | 0 | 0 | 0 | 0 | 0 | 0 | 0 | 0 | 0 | 0 | 0 | 0 | 0 | 0 | 0 | 0 | 0 | 0 | 0 | 0
F3_Residential_Multi-Family Low Income_Existing_Miscellaneous_Natural Gas_Pool Heater_E10 | F3 | Residential | Multi-Family Low Income | Existing | Miscellaneous | Natural Gas | Pool Heater | E10 | System - kBTUs of Consumption | 0 | 0 | 0 | 0 | 0 | 0 | 0 | 0 | 0 | 0 | 0 | 0 | 0 | 0 | 0 | 0 | 0 | 0 | 0 | 0 | 0 | 0 | 0 | 0 | 0 | 0 | 0 | 0 | 0 | 0 | 0 | 0 | 0 | 0 | 0 | 0 | 0 | 0 | 0 | 0 | 0 | 0
F4_Residential_Multi-Family Low Income_Existing_Miscellaneous_Natural Gas_Pool Heater_E1 | F4 | Residential | Multi-Family Low Income | Existing | Miscellaneous | Natural Gas | Pool Heater | E1 | Utility - Cost of Equipment | 0 | 0 | 0 | 0 | 0 | 0 | 0 | 0 | 0 | 0 | 0 | 0 | 0 | 0 | 0 | 0 | 0 | 0 | 0 | 0 | 0 | 0 | 0 | 0 | 0 | 0 | 0 | 0 | 0 | 0 | 0 | 0 | 0 | 0 | 0 | 0 | 0 | 0 | 0 | 0 | 0 | 0
F4_Residential_Multi-Family Low Income_Existing_Miscellaneous_Natural Gas_Pool Heater_E2 | F4 | Residential | Multi-Family Low Income | Existing | Miscellaneous | Natural Gas | Pool Heater | E2 | Utility - Cost of Equipment | 0 | 0 | 0 | 0 | 0 | 0 | 0 | 0 | 0 | 0 | 0 | 0 | 0 | 0 | 0 | 0 | 0 | 0 | 0 | 0 | 0 | 0 | 0 | 0 | 0 | 0 | 0 | 0 | 0 | 0 | 0 | 0 | 0 | 0 | 0 | 0 | 0 | 0 | 0 | 0 | 0 | 0
F4_Residential_Multi-Family Low Income_Existing_Miscellaneous_Natural Gas_Pool Heater_E3 | F4 | Residential | Multi-Family Low Income | Existing | Miscellaneous | Natural Gas | Pool Heater | E3 | Utility - Cost of Equipment | 0 | 0 | 0 | 0 | 0 | 0 | 0 | 0 | 0 | 0 | 0 | 0 | 0 | 0 | 0 | 0 | 0 | 0 | 0 | 0 | 0 | 0 | 0 | 0 | 0 | 0 | 0 | 0 | 0 | 0 | 0 | 0 | 0 | 0 | 0 | 0 | 0 | 0 | 0 | 0 | 0 | 0
F4_Residential_Multi-Family Low Income_Existing_Miscellaneous_Natural Gas_Pool Heater_E4 | F4 | Residential | Multi-Family Low Income | Existing | Miscellaneous | Natural Gas | Pool Heater | E4 | Utility - Cost of Equipment | 0 | 0 | 0 | 0 | 0 | 0 | 0 | 0 | 0 | 0 | 0 | 0 | 0 | 0 | 0 | 0 | 0 | 0 | 0 | 0 | 0 | 0 | 0 | 0 | 0 | 0 | 0 | 0 | 0 | 0 | 0 | 0 | 0 | 0 | 0 | 0 | 0 | 0 | 0 | 0 | 0 | 0
F4_Residential_Multi-Family Low Income_Existing_Miscellaneous_Natural Gas_Pool Heater_E5 | F4 | Residential | Multi-Family Low Income | Existing | Miscellaneous | Natural Gas | Pool Heater | E5 | Utility - Cost of Equipment | 0 | 0 | 0 | 0 | 0 | 0 | 0 | 0 | 0 | 0 | 0 | 0 | 0 | 0 | 0 | 0 | 0 | 0 | 0 | 0 | 0 | 0 | 0 | 0 | 0 | 0 | 0 | 0 | 0 | 0 | 0 | 0 | 0 | 0 | 0 | 0 | 0 | 0 | 0 | 0 | 0 | 0
F4_Residential_Multi-Family Low Income_Existing_Miscellaneous_Natural Gas_Pool Heater_E6 | F4 | Residential | Multi-Family Low Income | Existing | Miscellaneous | Natural Gas | Pool Heater | E6 | Utility - Cost of Equipment | 0 | 0 | 0 | 0 | 0 | 0 | 0 | 0 | 0 | 0 | 0 | 0 | 0 | 0 | 0 | 0 | 0 | 0 | 0 | 0 | 0 | 0 | 0 | 0 | 0 | 0 | 0 | 0 | 0 | 0 | 0 | 0 | 0 | 0 | 0 | 0 | 0 | 0 | 0 | 0 | 0 | 0
F4_Residential_Multi-Family Low Income_Existing_Miscellaneous_Natural Gas_Pool Heater_E7 | F4 | Residential | Multi-Family Low Income | Existing | Miscellaneous | Natural Gas | Pool Heater | E7 | Utility - Cost of Equipment | 0 | 0 | 0 | 0 | 0 | 0 | 0 | 0 | 0 | 0 | 0 | 0 | 0 | 0 | 0 | 0 | 0 | 0 | 0 | 0 | 0 | 0 | 0 | 0 | 0 | 0 | 0 | 0 | 0 | 0 | 0 | 0 | 0 | 0 | 0 | 0 | 0 | 0 | 0 | 0 | 0 | 0
F4_Residential_Multi-Family Low Income_Existing_Miscellaneous_Natural Gas_Pool Heater_E8 | F4 | Residential | Multi-Family Low Income | Existing | Miscellaneous | Natural Gas | Pool Heater | E8 | Utility - Cost of Equipment | 0 | 0 | 0 | 0 | 0 | 0 | 0 | 0 | 0 | 0 | 0 | 0 | 0 | 0 | 0 | 0 | 0 | 0 | 0 | 0 | 0 | 0 | 0 | 0 | 0 | 0 | 0 | 0 | 0 | 0 | 0 | 0 | 0 | 0 | 0 | 0 | 0 | 0 | 0 | 0 | 0 | 0
F4_Residential_Multi-Family Low Income_Existing_Miscellaneous_Natural Gas_Pool Heater_E9 | F4 | Residential | Multi-Family Low Income | Existing | Miscellaneous | Natural Gas | Pool Heater | E9 | Utility - Cost of Equipment | 0 | 0 | 0 | 0 | 0 | 0 | 0 | 0 | 0 | 0 | 0 | 0 | 0 | 0 | 0 | 0 | 0 | 0 | 0 | 0 | 0 | 0 | 0 | 0 | 0 | 0 | 0 | 0 | 0 | 0 | 0 | 0 | 0 | 0 | 0 | 0 | 0 | 0 | 0 | 0 | 0 | 0
F4_Residential_Multi-Family Low Income_Existing_Miscellaneous_Natural Gas_Pool Heater_E10 | F4 | Residential | Multi-Family Low Income | Existing | Miscellaneous | Natural Gas | Pool Heater | E10 | Utility - Cost of Equipment | 0 | 0 | 0 | 0 | 0 | 0 | 0 | 0 | 0 | 0 | 0 | 0 | 0 | 0 | 0 | 0 | 0 | 0 | 0 | 0 | 0 | 0 | 0 | 0 | 0 | 0 | 0 | 0 | 0 | 0 | 0 | 0 | 0 | 0 | 0 | 0 | 0 | 0 | 0 | 0 | 0 | 0
F5_Residential_Multi-Family Low Income_Existing_Miscellaneous_Natural Gas_Pool Heater_E1 | F5 | Residential | Multi-Family Low Income | Existing | Miscellaneous | Natural Gas | Pool Heater | E1 | Utility - Cost of Operation | 351.766 | 351.766 | 351.766 | 351.766 | 351.766 | 351.766 | 351.766 | 351.766 | 351.766 | 351.766 | 351.766 | 351.766 | 351.766 | 351.766 | 351.766 | 351.766 | 351.766 | 351.766 | 351.766 | 351.766 | 351.766 | 351.766 | 351.766 | 351.766 | 351.766 | 351.766 | 351.766 | 351.766 | 351.766 | 351.766 | 351.766 | 351.766 | 351.766 | 0 | 0 | 0 | 0 | 0 | 0 | 0 | 0 | 0
F5_Residential_Multi-Family Low Income_Existing_Miscellaneous_Natural Gas_Pool Heater_E2 | F5 | Residential | Multi-Family Low Income | Existing | Miscellaneous | Natural Gas | Pool Heater | E2 | Utility - Cost of Operation | 427.2575 | 427.2575 | 427.2575 | 427.2575 | 427.2575 | 427.2575 | 427.2575 | 427.2575 | 427.2575 | 427.2575 | 427.2575 | 427.2575 | 427.2575 | 427.2575 | 427.2575 | 427.2575 | 427.2575 | 427.2575 | 427.2575 | 427.2575 | 427.2575 | 427.2575 | 427.2575 | 427.2575 | 427.2575 | 427.2575 | 427.2575 | 427.2575 | 427.2575 | 427.2575 | 427.2575 | 427.2575 | 427.2575 | 0 | 0 | 0 | 0 | 0 | 0 | 0 | 0 | 0
F5_Residential_Multi-Family Low Income_Existing_Miscellaneous_Natural Gas_Pool Heater_E3 | F5 | Residential | Multi-Family Low Income | Existing | Miscellaneous | Natural Gas | Pool Heater | E3 | Utility - Cost of Operation | 710.8377 | 710.8377 | 710.8377 | 710.8377 | 710.8377 | 710.8377 | 710.8377 | 710.8377 | 710.8377 | 710.8377 | 710.8377 | 710.8377 | 710.8377 | 710.8377 | 710.8377 | 710.8377 | 710.8377 | 710.8377 | 710.8377 | 710.8377 | 710.8377 | 710.8377 | 710.8377 | 710.8377 | 710.8377 | 710.8377 | 710.8377 | 710.8377 | 710.8377 | 710.8377 | 710.8377 | 710.8377 | 710.8377 | 0 | 0 | 0 | 0 | 0 | 0 | 0 | 0 | 0
F5_Residential_Multi-Family Low Income_Existing_Miscellaneous_Natural Gas_Pool Heater_E4 | F5 | Residential | Multi-Family Low Income | Existing | Miscellaneous | Natural Gas | Pool Heater | E4 | Utility - Cost of Operation | 717.234 | 717.234 | 717.234 | 717.234 | 717.234 | 717.234 | 717.234 | 717.234 | 717.234 | 717.234 | 717.234 | 717.234 | 717.234 | 717.234 | 717.234 | 717.234 | 717.234 | 717.234 | 717.234 | 717.234 | 717.234 | 717.234 | 717.234 | 717.234 | 717.234 | 717.234 | 717.234 | 717.234 | 717.234 | 717.234 | 717.234 | 717.234 | 717.234 | 0 | 0 | 0 | 0 | 0 | 0 | 0 | 0 | 0
F5_Residential_Multi-Family Low Income_Existing_Miscellaneous_Natural Gas_Pool Heater_E5 | F5 | Residential | Multi-Family Low Income | Existing | Miscellaneous | Natural Gas | Pool Heater | E5 | Utility - Cost of Operation | 0 | 0 | 0 | 0 | 0 | 0 | 0 | 0 | 0 | 0 | 0 | 0 | 0 | 0 | 0 | 0 | 0 | 0 | 0 | 0 | 0 | 0 | 0 | 0 | 0 | 0 | 0 | 0 | 0 | 0 | 0 | 0 | 0 | 0 | 0 | 0 | 0 | 0 | 0 | 0 | 0 | 0
F5_Residential_Multi-Family Low Income_Existing_Miscellaneous_Natural Gas_Pool Heater_E6 | F5 | Residential | Multi-Family Low Income | Existing | Miscellaneous | Natural Gas | Pool Heater | E6 | Utility - Cost of Operation | 0 | 0 | 0 | 0 | 0 | 0 | 0 | 0 | 0 | 0 | 0 | 0 | 0 | 0 | 0 | 0 | 0 | 0 | 0 | 0 | 0 | 0 | 0 | 0 | 0 | 0 | 0 | 0 | 0 | 0 | 0 | 0 | 0 | 0 | 0 | 0 | 0 | 0 | 0 | 0 | 0 | 0
F5_Residential_Multi-Family Low Income_Existing_Miscellaneous_Natural Gas_Pool Heater_E7 | F5 | Residential | Multi-Family Low Income | Existing | Miscellaneous | Natural Gas | Pool Heater | E7 | Utility - Cost of Operation | 0 | 0 | 0 | 0 | 0 | 0 | 0 | 0 | 0 | 0 | 0 | 0 | 0 | 0 | 0 | 0 | 0 | 0 | 0 | 0 | 0 | 0 | 0 | 0 | 0 | 0 | 0 | 0 | 0 | 0 | 0 | 0 | 0 | 0 | 0 | 0 | 0 | 0 | 0 | 0 | 0 | 0
F5_Residential_Multi-Family Low Income_Existing_Miscellaneous_Natural Gas_Pool Heater_E8 | F5 | Residential | Multi-Family Low Income | Existing | Miscellaneous | Natural Gas | Pool Heater | E8 | Utility - Cost of Operation | 0 | 0 | 0 | 0 | 0 | 0 | 0 | 0 | 0 | 0 | 0 | 0 | 0 | 0 | 0 | 0 | 0 | 0 | 0 | 0 | 0 | 0 | 0 | 0 | 0 | 0 | 0 | 0 | 0 | 0 | 0 | 0 | 0 | 0 | 0 | 0 | 0 | 0 | 0 | 0 | 0 | 0
F5_Residential_Multi-Family Low Income_Existing_Miscellaneous_Natural Gas_Pool Heater_E9 | F5 | Residential | Multi-Family Low Income | Existing | Miscellaneous | Natural Gas | Pool Heater | E9 | Utility - Cost of Operation | 0 | 0 | 0 | 0 | 0 | 0 | 0 | 0 | 0 | 0 | 0 | 0 | 0 | 0 | 0 | 0 | 0 | 0 | 0 | 0 | 0 | 0 | 0 | 0 | 0 | 0 | 0 | 0 | 0 | 0 | 0 | 0 | 0 | 0 | 0 | 0 | 0 | 0 | 0 | 0 | 0 | 0
F5_Residential_Multi-Family Low Income_Existing_Miscellaneous_Natural Gas_Pool Heater_E10 | F5 | Residential | Multi-Family Low Income | Existing | Miscellaneous | Natural Gas | Pool Heater | E10 | Utility - Cost of Operation | 0 | 0 | 0 | 0 | 0 | 0 | 0 | 0 | 0 | 0 | 0 | 0 | 0 | 0 | 0 | 0 | 0 | 0 | 0 | 0 | 0 | 0 | 0 | 0 | 0 | 0 | 0 | 0 | 0 | 0 | 0 | 0 | 0 | 0 | 0 | 0 | 0 | 0 | 0 | 0 | 0 | 0
F6_Residential_Multi-Family Low Income_Existing_Miscellaneous_Natural Gas_Pool Heater_E1 | F6 | Residential | Multi-Family Low Income | Existing | Miscellaneous | Natural Gas | Pool Heater | E1 | Utility - Value of Sales | 62.9037 | 63.3831 | 64.041 | 64.5787 | 64.5787 | 64.5787 | 64.5787 | 64.5787 | 64.5787 | 64.5787 | 64.5787 | 64.5787 | 64.5787 | 64.5787 | 64.5787 | 64.5787 | 64.5787 | 64.5787 | 64.5787 | 64.5787 | 64.5787 | 64.5787 | 64.5787 | 64.5787 | 64.5787 | 64.5787 | 64.5787 | 64.5787 | 64.5787 | 64.5787 | 64.5787 | 64.5787 | 64.5787 | 0 | 0 | 0 | 0 | 0 | 0 | 0 | 0 | 0
F6_Residential_Multi-Family Low Income_Existing_Miscellaneous_Natural Gas_Pool Heater_E2 | F6 | Residential | Multi-Family Low Income | Existing | Miscellaneous | Natural Gas | Pool Heater | E2 | Utility - Value of Sales | 60.6482 | 61.1104 | 61.7447 | 62.2631 | 62.2631 | 62.2631 | 62.2631 | 62.2631 | 62.2631 | 62.2631 | 62.2631 | 62.2631 | 62.2631 | 62.2631 | 62.2631 | 62.2631 | 62.2631 | 62.2631 | 62.2631 | 62.2631 | 62.2631 | 62.2631 | 62.2631 | 62.2631 | 62.2631 | 62.2631 | 62.2631 | 62.2631 | 62.2631 | 62.2631 | 62.2631 | 62.2631 | 62.2631 | 0 | 0 | 0 | 0 | 0 | 0 | 0 | 0 | 0
F6_Residential_Multi-Family Low Income_Existing_Miscellaneous_Natural Gas_Pool Heater_E3 | F6 | Residential | Multi-Family Low Income | Existing | Miscellaneous | Natural Gas | Pool Heater | E3 | Utility - Value of Sales | 53.7563 | 54.166 | 54.7283 | 55.1878 | 55.1878 | 55.1878 | 55.1878 | 55.1878 | 55.1878 | 55.1878 | 55.1878 | 55.1878 | 55.1878 | 55.1878 | 55.1878 | 55.1878 | 55.1878 | 55.1878 | 55.1878 | 55.1878 | 55.1878 | 55.1878 | 55.1878 | 55.1878 | 55.1878 | 55.1878 | 55.1878 | 55.1878 | 55.1878 | 55.1878 | 55.1878 | 55.1878 | 55.1878 | 0 | 0 | 0 | 0 | 0 | 0 | 0 | 0 | 0
F6_Residential_Multi-Family Low Income_Existing_Miscellaneous_Natural Gas_Pool Heater_E4 | F6 | Residential | Multi-Family Low Income | Existing | Miscellaneous | Natural Gas | Pool Heater | E4 | Utility - Value of Sales | 53.2188 | 53.6244 | 54.181 | 54.6359 | 54.6359 | 54.6359 | 54.6359 | 54.6359 | 54.6359 | 54.6359 | 54.6359 | 54.6359 | 54.6359 | 54.6359 | 54.6359 | 54.6359 | 54.6359 | 54.6359 | 54.6359 | 54.6359 | 54.6359 | 54.6359 | 54.6359 | 54.6359 | 54.6359 | 54.6359 | 54.6359 | 54.6359 | 54.6359 | 54.6359 | 54.6359 | 54.6359 | 54.6359 | 0 | 0 | 0 | 0 | 0 | 0 | 0 | 0 | 0
F6_Residential_Multi-Family Low Income_Existing_Miscellaneous_Natural Gas_Pool Heater_E5 | F6 | Residential | Multi-Family Low Income | Existing | Miscellaneous | Natural Gas | Pool Heater | E5 | Utility - Value of Sales | 0 | 0 | 0 | 0 | 0 | 0 | 0 | 0 | 0 | 0 | 0 | 0 | 0 | 0 | 0 | 0 | 0 | 0 | 0 | 0 | 0 | 0 | 0 | 0 | 0 | 0 | 0 | 0 | 0 | 0 | 0 | 0 | 0 | 0 | 0 | 0 | 0 | 0 | 0 | 0 | 0 | 0
F6_Residential_Multi-Family Low Income_Existing_Miscellaneous_Natural Gas_Pool Heater_E6 | F6 | Residential | Multi-Family Low Income | Existing | Miscellaneous | Natural Gas | Pool Heater | E6 | Utility - Value of Sales | 0 | 0 | 0 | 0 | 0 | 0 | 0 | 0 | 0 | 0 | 0 | 0 | 0 | 0 | 0 | 0 | 0 | 0 | 0 | 0 | 0 | 0 | 0 | 0 | 0 | 0 | 0 | 0 | 0 | 0 | 0 | 0 | 0 | 0 | 0 | 0 | 0 | 0 | 0 | 0 | 0 | 0
F6_Residential_Multi-Family Low Income_Existing_Miscellaneous_Natural Gas_Pool Heater_E7 | F6 | Residential | Multi-Family Low Income | Existing | Miscellaneous | Natural Gas | Pool Heater | E7 | Utility - Value of Sales | 0 | 0 | 0 | 0 | 0 | 0 | 0 | 0 | 0 | 0 | 0 | 0 | 0 | 0 | 0 | 0 | 0 | 0 | 0 | 0 | 0 | 0 | 0 | 0 | 0 | 0 | 0 | 0 | 0 | 0 | 0 | 0 | 0 | 0 | 0 | 0 | 0 | 0 | 0 | 0 | 0 | 0
F6_Residential_Multi-Family Low Income_Existing_Miscellaneous_Natural Gas_Pool Heater_E8 | F6 | Residential | Multi-Family Low Income | Existing | Miscellaneous | Natural Gas | Pool Heater | E8 | Utility - Value of Sales | 0 | 0 | 0 | 0 | 0 | 0 | 0 | 0 | 0 | 0 | 0 | 0 | 0 | 0 | 0 | 0 | 0 | 0 | 0 | 0 | 0 | 0 | 0 | 0 | 0 | 0 | 0 | 0 | 0 | 0 | 0 | 0 | 0 | 0 | 0 | 0 | 0 | 0 | 0 | 0 | 0 | 0
F6_Residential_Multi-Family Low Income_Existing_Miscellaneous_Natural Gas_Pool Heater_E9 | F6 | Residential | Multi-Family Low Income | Existing | Miscellaneous | Natural Gas | Pool Heater | E9 | Utility - Value of Sales | 0 | 0 | 0 | 0 | 0 | 0 | 0 | 0 | 0 | 0 | 0 | 0 | 0 | 0 | 0 | 0 | 0 | 0 | 0 | 0 | 0 | 0 | 0 | 0 | 0 | 0 | 0 | 0 | 0 | 0 | 0 | 0 | 0 | 0 | 0 | 0 | 0 | 0 | 0 | 0 | 0 | 0
F6_Residential_Multi-Family Low Income_Existing_Miscellaneous_Natural Gas_Pool Heater_E10 | F6 | Residential | Multi-Family Low Income | Existing | Miscellaneous | Natural Gas | Pool Heater | E10 | Utility - Value of Sales | 0 | 0 | 0 | 0 | 0 | 0 | 0 | 0 | 0 | 0 | 0 | 0 | 0 | 0 | 0 | 0 | 0 | 0 | 0 | 0 | 0 | 0 | 0 | 0 | 0 | 0 | 0 | 0 | 0 | 0 | 0 | 0 | 0 | 0 | 0 | 0 | 0 | 0 | 0 | 0 | 0 | 0
F1_Residential_Multi-Family Low Income_Existing_Miscellaneous_Natural Gas_Miscellaneous_E1 | F1 | Residential | Multi-Family Low Income | Existing | Miscellaneous | Natural Gas | Miscellaneous | E1 | RVT - Cost of Equipment | 0 | 0 | 0 | 0 | 0 | 0 | 0 | 0 | 0 | 0 | 0 | 0 | 0 | 0 | 0 | 0 | 0 | 0 | 0 | 0 | 0 | 0 | 0 | 0 | 0 | 0 | 0 | 0 | 0 | 0 | 0 | 0 | 0 | 0 | 0 | 0 | 0 | 0 | 0 | 0 | 0 | 0
F1_Residential_Multi-Family Low Income_Existing_Miscellaneous_Natural Gas_Miscellaneous_E2 | F1 | Residential | Multi-Family Low Income | Existing | Miscellaneous | Natural Gas | Miscellaneous | E2 | RVT - Cost of Equipment | 0 | 0 | 0 | 0 | 0 | 0 | 0 | 0 | 0 | 0 | 0 | 0 | 0 | 0 | 0 | 0 | 0 | 0 | 0 | 0 | 0 | 0 | 0 | 0 | 0 | 0 | 0 | 0 | 0 | 0 | 0 | 0 | 0 | 0 | 0 | 0 | 0 | 0 | 0 | 0 | 0 | 0
F1_Residential_Multi-Family Low Income_Existing_Miscellaneous_Natural Gas_Miscellaneous_E3 | F1 | Residential | Multi-Family Low Income | Existing | Miscellaneous | Natural Gas | Miscellaneous | E3 | RVT - Cost of Equipment | 0 | 0 | 0 | 0 | 0 | 0 | 0 | 0 | 0 | 0 | 0 | 0 | 0 | 0 | 0 | 0 | 0 | 0 | 0 | 0 | 0 | 0 | 0 | 0 | 0 | 0 | 0 | 0 | 0 | 0 | 0 | 0 | 0 | 0 | 0 | 0 | 0 | 0 | 0 | 0 | 0 | 0
F1_Residential_Multi-Family Low Income_Existing_Miscellaneous_Natural Gas_Miscellaneous_E4 | F1 | Residential | Multi-Family Low Income | Existing | Miscellaneous | Natural Gas | Miscellaneous | E4 | RVT - Cost of Equipment | 0 | 0 | 0 | 0 | 0 | 0 | 0 | 0 | 0 | 0 | 0 | 0 | 0 | 0 | 0 | 0 | 0 | 0 | 0 | 0 | 0 | 0 | 0 | 0 | 0 | 0 | 0 | 0 | 0 | 0 | 0 | 0 | 0 | 0 | 0 | 0 | 0 | 0 | 0 | 0 | 0 | 0
F1_Residential_Multi-Family Low Income_Existing_Miscellaneous_Natural Gas_Miscellaneous_E5 | F1 | Residential | Multi-Family Low Income | Existing | Miscellaneous | Natural Gas | Miscellaneous | E5 | RVT - Cost of Equipment | 0 | 0 | 0 | 0 | 0 | 0 | 0 | 0 | 0 | 0 | 0 | 0 | 0 | 0 | 0 | 0 | 0 | 0 | 0 | 0 | 0 | 0 | 0 | 0 | 0 | 0 | 0 | 0 | 0 | 0 | 0 | 0 | 0 | 0 | 0 | 0 | 0 | 0 | 0 | 0 | 0 | 0
F1_Residential_Multi-Family Low Income_Existing_Miscellaneous_Natural Gas_Miscellaneous_E6 | F1 | Residential | Multi-Family Low Income | Existing | Miscellaneous | Natural Gas | Miscellaneous | E6 | RVT - Cost of Equipment | 0 | 0 | 0 | 0 | 0 | 0 | 0 | 0 | 0 | 0 | 0 | 0 | 0 | 0 | 0 | 0 | 0 | 0 | 0 | 0 | 0 | 0 | 0 | 0 | 0 | 0 | 0 | 0 | 0 | 0 | 0 | 0 | 0 | 0 | 0 | 0 | 0 | 0 | 0 | 0 | 0 | 0
F1_Residential_Multi-Family Low Income_Existing_Miscellaneous_Natural Gas_Miscellaneous_E7 | F1 | Residential | Multi-Family Low Income | Existing | Miscellaneous | Natural Gas | Miscellaneous | E7 | RVT - Cost of Equipment | 0 | 0 | 0 | 0 | 0 | 0 | 0 | 0 | 0 | 0 | 0 | 0 | 0 | 0 | 0 | 0 | 0 | 0 | 0 | 0 | 0 | 0 | 0 | 0 | 0 | 0 | 0 | 0 | 0 | 0 | 0 | 0 | 0 | 0 | 0 | 0 | 0 | 0 | 0 | 0 | 0 | 0
F1_Residential_Multi-Family Low Income_Existing_Miscellaneous_Natural Gas_Miscellaneous_E8 | F1 | Residential | Multi-Family Low Income | Existing | Miscellaneous | Natural Gas | Miscellaneous | E8 | RVT - Cost of Equipment | 0 | 0 | 0 | 0 | 0 | 0 | 0 | 0 | 0 | 0 | 0 | 0 | 0 | 0 | 0 | 0 | 0 | 0 | 0 | 0 | 0 | 0 | 0 | 0 | 0 | 0 | 0 | 0 | 0 | 0 | 0 | 0 | 0 | 0 | 0 | 0 | 0 | 0 | 0 | 0 | 0 | 0
F1_Residential_Multi-Family Low Income_Existing_Miscellaneous_Natural Gas_Miscellaneous_E9 | F1 | Residential | Multi-Family Low Income | Existing | Miscellaneous | Natural Gas | Miscellaneous | E9 | RVT - Cost of Equipment | 0 | 0 | 0 | 0 | 0 | 0 | 0 | 0 | 0 | 0 | 0 | 0 | 0 | 0 | 0 | 0 | 0 | 0 | 0 | 0 | 0 | 0 | 0 | 0 | 0 | 0 | 0 | 0 | 0 | 0 | 0 | 0 | 0 | 0 | 0 | 0 | 0 | 0 | 0 | 0 | 0 | 0
F1_Residential_Multi-Family Low Income_Existing_Miscellaneous_Natural Gas_Miscellaneous_E10 | F1 | Residential | Multi-Family Low Income | Existing | Miscellaneous | Natural Gas | Miscellaneous | E10 | RVT - Cost of Equipment | 0 | 0 | 0 | 0 | 0 | 0 | 0 | 0 | 0 | 0 | 0 | 0 | 0 | 0 | 0 | 0 | 0 | 0 | 0 | 0 | 0 | 0 | 0 | 0 | 0 | 0 | 0 | 0 | 0 | 0 | 0 | 0 | 0 | 0 | 0 | 0 | 0 | 0 | 0 | 0 | 0 | 0
F2_Residential_Multi-Family Low Income_Existing_Miscellaneous_Natural Gas_Miscellaneous_E1 | F2 | Residential | Multi-Family Low Income | Existing | Miscellaneous | Natural Gas | Miscellaneous | E1 | RVT - Cost of Operation | 0 | 0 | 0 | 0 | 0 | 0 | 0 | 0 | 0 | 0 | 0 | 0 | 0 | 0 | 0 | 0 | 0 | 0 | 0 | 0 | 0 | 0 | 0 | 0 | 0 | 0 | 0 | 0 | 0 | 0 | 0 | 0 | 0 | 0 | 0 | 0 | 0 | 0 | 0 | 0 | 0 | 0
F2_Residential_Multi-Family Low Income_Existing_Miscellaneous_Natural Gas_Miscellaneous_E2 | F2 | Residential | Multi-Family Low Income | Existing | Miscellaneous | Natural Gas | Miscellaneous | E2 | RVT - Cost of Operation | 0 | 0 | 0 | 0 | 0 | 0 | 0 | 0 | 0 | 0 | 0 | 0 | 0 | 0 | 0 | 0 | 0 | 0 | 0 | 0 | 0 | 0 | 0 | 0 | 0 | 0 | 0 | 0 | 0 | 0 | 0 | 0 | 0 | 0 | 0 | 0 | 0 | 0 | 0 | 0 | 0 | 0
F2_Residential_Multi-Family Low Income_Existing_Miscellaneous_Natural Gas_Miscellaneous_E3 | F2 | Residential | Multi-Family Low Income | Existing | Miscellaneous | Natural Gas | Miscellaneous | E3 | RVT - Cost of Operation | 0 | 0 | 0 | 0 | 0 | 0 | 0 | 0 | 0 | 0 | 0 | 0 | 0 | 0 | 0 | 0 | 0 | 0 | 0 | 0 | 0 | 0 | 0 | 0 | 0 | 0 | 0 | 0 | 0 | 0 | 0 | 0 | 0 | 0 | 0 | 0 | 0 | 0 | 0 | 0 | 0 | 0
F2_Residential_Multi-Family Low Income_Existing_Miscellaneous_Natural Gas_Miscellaneous_E4 | F2 | Residential | Multi-Family Low Income | Existing | Miscellaneous | Natural Gas | Miscellaneous | E4 | RVT - Cost of Operation | 0 | 0 | 0 | 0 | 0 | 0 | 0 | 0 | 0 | 0 | 0 | 0 | 0 | 0 | 0 | 0 | 0 | 0 | 0 | 0 | 0 | 0 | 0 | 0 | 0 | 0 | 0 | 0 | 0 | 0 | 0 | 0 | 0 | 0 | 0 | 0 | 0 | 0 | 0 | 0 | 0 | 0
F2_Residential_Multi-Family Low Income_Existing_Miscellaneous_Natural Gas_Miscellaneous_E5 | F2 | Residential | Multi-Family Low Income | Existing | Miscellaneous | Natural Gas | Miscellaneous | E5 | RVT - Cost of Operation | 0 | 0 | 0 | 0 | 0 | 0 | 0 | 0 | 0 | 0 | 0 | 0 | 0 | 0 | 0 | 0 | 0 | 0 | 0 | 0 | 0 | 0 | 0 | 0 | 0 | 0 | 0 | 0 | 0 | 0 | 0 | 0 | 0 | 0 | 0 | 0 | 0 | 0 | 0 | 0 | 0 | 0
F2_Residential_Multi-Family Low Income_Existing_Miscellaneous_Natural Gas_Miscellaneous_E6 | F2 | Residential | Multi-Family Low Income | Existing | Miscellaneous | Natural Gas | Miscellaneous | E6 | RVT - Cost of Operation | 0 | 0 | 0 | 0 | 0 | 0 | 0 | 0 | 0 | 0 | 0 | 0 | 0 | 0 | 0 | 0 | 0 | 0 | 0 | 0 | 0 | 0 | 0 | 0 | 0 | 0 | 0 | 0 | 0 | 0 | 0 | 0 | 0 | 0 | 0 | 0 | 0 | 0 | 0 | 0 | 0 | 0
F2_Residential_Multi-Family Low Income_Existing_Miscellaneous_Natural Gas_Miscellaneous_E7 | F2 | Residential | Multi-Family Low Income | Existing | Miscellaneous | Natural Gas | Miscellaneous | E7 | RVT - Cost of Operation | 0 | 0 | 0 | 0 | 0 | 0 | 0 | 0 | 0 | 0 | 0 | 0 | 0 | 0 | 0 | 0 | 0 | 0 | 0 | 0 | 0 | 0 | 0 | 0 | 0 | 0 | 0 | 0 | 0 | 0 | 0 | 0 | 0 | 0 | 0 | 0 | 0 | 0 | 0 | 0 | 0 | 0
F2_Residential_Multi-Family Low Income_Existing_Miscellaneous_Natural Gas_Miscellaneous_E8 | F2 | Residential | Multi-Family Low Income | Existing | Miscellaneous | Natural Gas | Miscellaneous | E8 | RVT - Cost of Operation | 0 | 0 | 0 | 0 | 0 | 0 | 0 | 0 | 0 | 0 | 0 | 0 | 0 | 0 | 0 | 0 | 0 | 0 | 0 | 0 | 0 | 0 | 0 | 0 | 0 | 0 | 0 | 0 | 0 | 0 | 0 | 0 | 0 | 0 | 0 | 0 | 0 | 0 | 0 | 0 | 0 | 0
F2_Residential_Multi-Family Low Income_Existing_Miscellaneous_Natural Gas_Miscellaneous_E9 | F2 | Residential | Multi-Family Low Income | Existing | Miscellaneous | Natural Gas | Miscellaneous | E9 | RVT - Cost of Operation | 0 | 0 | 0 | 0 | 0 | 0 | 0 | 0 | 0 | 0 | 0 | 0 | 0 | 0 | 0 | 0 | 0 | 0 | 0 | 0 | 0 | 0 | 0 | 0 | 0 | 0 | 0 | 0 | 0 | 0 | 0 | 0 | 0 | 0 | 0 | 0 | 0 | 0 | 0 | 0 | 0 | 0
F2_Residential_Multi-Family Low Income_Existing_Miscellaneous_Natural Gas_Miscellaneous_E10 | F2 | Residential | Multi-Family Low Income | Existing | Miscellaneous | Natural Gas | Miscellaneous | E10 | RVT - Cost of Operation | 0 | 0 | 0 | 0 | 0 | 0 | 0 | 0 | 0 | 0 | 0 | 0 | 0 | 0 | 0 | 0 | 0 | 0 | 0 | 0 | 0 | 0 | 0 | 0 | 0 | 0 | 0 | 0 | 0 | 0 | 0 | 0 | 0 | 0 | 0 | 0 | 0 | 0 | 0 | 0 | 0 | 0
F3_Residential_Multi-Family Low Income_Existing_Miscellaneous_Natural Gas_Miscellaneous_E1 | F3 | Residential | Multi-Family Low Income | Existing | Miscellaneous | Natural Gas | Miscellaneous | E1 | System - kBTUs of Consumption | 16.4611 | 16.4611 | 16.4611 | 16.4611 | 16.4611 | 16.4611 | 16.4611 | 16.4611 | 16.4611 | 16.4611 | 16.4611 | 16.4611 | 16.4611 | 16.4611 | 16.4611 | 16.4611 | 16.4611 | 16.4611 | 16.4611 | 16.4611 | 16.4611 | 16.4611 | 16.4611 | 16.4611 | 16.4611 | 16.4611 | 16.4611 | 16.4611 | 16.4611 | 16.4611 | 16.4611 | 16.4611 | 16.4611 | 0 | 0 | 0 | 0 | 0 | 0 | 0 | 0 | 0
F3_Residential_Multi-Family Low Income_Existing_Miscellaneous_Natural Gas_Miscellaneous_E2 | F3 | Residential | Multi-Family Low Income | Existing | Miscellaneous | Natural Gas | Miscellaneous | E2 | System - kBTUs of Consumption | 0 | 0 | 0 | 0 | 0 | 0 | 0 | 0 | 0 | 0 | 0 | 0 | 0 | 0 | 0 | 0 | 0 | 0 | 0 | 0 | 0 | 0 | 0 | 0 | 0 | 0 | 0 | 0 | 0 | 0 | 0 | 0 | 0 | 0 | 0 | 0 | 0 | 0 | 0 | 0 | 0 | 0
F3_Residential_Multi-Family Low Income_Existing_Miscellaneous_Natural Gas_Miscellaneous_E3 | F3 | Residential | Multi-Family Low Income | Existing | Miscellaneous | Natural Gas | Miscellaneous | E3 | System - kBTUs of Consumption | 0 | 0 | 0 | 0 | 0 | 0 | 0 | 0 | 0 | 0 | 0 | 0 | 0 | 0 | 0 | 0 | 0 | 0 | 0 | 0 | 0 | 0 | 0 | 0 | 0 | 0 | 0 | 0 | 0 | 0 | 0 | 0 | 0 | 0 | 0 | 0 | 0 | 0 | 0 | 0 | 0 | 0
F3_Residential_Multi-Family Low Income_Existing_Miscellaneous_Natural Gas_Miscellaneous_E4 | F3 | Residential | Multi-Family Low Income | Existing | Miscellaneous | Natural Gas | Miscellaneous | E4 | System - kBTUs of Consumption | 0 | 0 | 0 | 0 | 0 | 0 | 0 | 0 | 0 | 0 | 0 | 0 | 0 | 0 | 0 | 0 | 0 | 0 | 0 | 0 | 0 | 0 | 0 | 0 | 0 | 0 | 0 | 0 | 0 | 0 | 0 | 0 | 0 | 0 | 0 | 0 | 0 | 0 | 0 | 0 | 0 | 0
F3_Residential_Multi-Family Low Income_Existing_Miscellaneous_Natural Gas_Miscellaneous_E5 | F3 | Residential | Multi-Family Low Income | Existing | Miscellaneous | Natural Gas | Miscellaneous | E5 | System - kBTUs of Consumption | 0 | 0 | 0 | 0 | 0 | 0 | 0 | 0 | 0 | 0 | 0 | 0 | 0 | 0 | 0 | 0 | 0 | 0 | 0 | 0 | 0 | 0 | 0 | 0 | 0 | 0 | 0 | 0 | 0 | 0 | 0 | 0 | 0 | 0 | 0 | 0 | 0 | 0 | 0 | 0 | 0 | 0
F3_Residential_Multi-Family Low Income_Existing_Miscellaneous_Natural Gas_Miscellaneous_E6 | F3 | Residential | Multi-Family Low Income | Existing | Miscellaneous | Natural Gas | Miscellaneous | E6 | System - kBTUs of Consumption | 0 | 0 | 0 | 0 | 0 | 0 | 0 | 0 | 0 | 0 | 0 | 0 | 0 | 0 | 0 | 0 | 0 | 0 | 0 | 0 | 0 | 0 | 0 | 0 | 0 | 0 | 0 | 0 | 0 | 0 | 0 | 0 | 0 | 0 | 0 | 0 | 0 | 0 | 0 | 0 | 0 | 0
F3_Residential_Multi-Family Low Income_Existing_Miscellaneous_Natural Gas_Miscellaneous_E7 | F3 | Residential | Multi-Family Low Income | Existing | Miscellaneous | Natural Gas | Miscellaneous | E7 | System - kBTUs of Consumption | 0 | 0 | 0 | 0 | 0 | 0 | 0 | 0 | 0 | 0 | 0 | 0 | 0 | 0 | 0 | 0 | 0 | 0 | 0 | 0 | 0 | 0 | 0 | 0 | 0 | 0 | 0 | 0 | 0 | 0 | 0 | 0 | 0 | 0 | 0 | 0 | 0 | 0 | 0 | 0 | 0 | 0
F3_Residential_Multi-Family Low Income_Existing_Miscellaneous_Natural Gas_Miscellaneous_E8 | F3 | Residential | Multi-Family Low Income | Existing | Miscellaneous | Natural Gas | Miscellaneous | E8 | System - kBTUs of Consumption | 0 | 0 | 0 | 0 | 0 | 0 | 0 | 0 | 0 | 0 | 0 | 0 | 0 | 0 | 0 | 0 | 0 | 0 | 0 | 0 | 0 | 0 | 0 | 0 | 0 | 0 | 0 | 0 | 0 | 0 | 0 | 0 | 0 | 0 | 0 | 0 | 0 | 0 | 0 | 0 | 0 | 0
F3_Residential_Multi-Family Low Income_Existing_Miscellaneous_Natural Gas_Miscellaneous_E9 | F3 | Residential | Multi-Family Low Income | Existing | Miscellaneous | Natural Gas | Miscellaneous | E9 | System - kBTUs of Consumption | 0 | 0 | 0 | 0 | 0 | 0 | 0 | 0 | 0 | 0 | 0 | 0 | 0 | 0 | 0 | 0 | 0 | 0 | 0 | 0 | 0 | 0 | 0 | 0 | 0 | 0 | 0 | 0 | 0 | 0 | 0 | 0 | 0 | 0 | 0 | 0 | 0 | 0 | 0 | 0 | 0 | 0
F3_Residential_Multi-Family Low Income_Existing_Miscellaneous_Natural Gas_Miscellaneous_E10 | F3 | Residential | Multi-Family Low Income | Existing | Miscellaneous | Natural Gas | Miscellaneous | E10 | System - kBTUs of Consumption | 0 | 0 | 0 | 0 | 0 | 0 | 0 | 0 | 0 | 0 | 0 | 0 | 0 | 0 | 0 | 0 | 0 | 0 | 0 | 0 | 0 | 0 | 0 | 0 | 0 | 0 | 0 | 0 | 0 | 0 | 0 | 0 | 0 | 0 | 0 | 0 | 0 | 0 | 0 | 0 | 0 | 0
F4_Residential_Multi-Family Low Income_Existing_Miscellaneous_Natural Gas_Miscellaneous_E1 | F4 | Residential | Multi-Family Low Income | Existing | Miscellaneous | Natural Gas | Miscellaneous | E1 | Utility - Cost of Equipment | 0 | 0 | 0 | 0 | 0 | 0 | 0 | 0 | 0 | 0 | 0 | 0 | 0 | 0 | 0 | 0 | 0 | 0 | 0 | 0 | 0 | 0 | 0 | 0 | 0 | 0 | 0 | 0 | 0 | 0 | 0 | 0 | 0 | 0 | 0 | 0 | 0 | 0 | 0 | 0 | 0 | 0
F4_Residential_Multi-Family Low Income_Existing_Miscellaneous_Natural Gas_Miscellaneous_E2 | F4 | Residential | Multi-Family Low Income | Existing | Miscellaneous | Natural Gas | Miscellaneous | E2 | Utility - Cost of Equipment | 0 | 0 | 0 | 0 | 0 | 0 | 0 | 0 | 0 | 0 | 0 | 0 | 0 | 0 | 0 | 0 | 0 | 0 | 0 | 0 | 0 | 0 | 0 | 0 | 0 | 0 | 0 | 0 | 0 | 0 | 0 | 0 | 0 | 0 | 0 | 0 | 0 | 0 | 0 | 0 | 0 | 0
F4_Residential_Multi-Family Low Income_Existing_Miscellaneous_Natural Gas_Miscellaneous_E3 | F4 | Residential | Multi-Family Low Income | Existing | Miscellaneous | Natural Gas | Miscellaneous | E3 | Utility - Cost of Equipment | 0 | 0 | 0 | 0 | 0 | 0 | 0 | 0 | 0 | 0 | 0 | 0 | 0 | 0 | 0 | 0 | 0 | 0 | 0 | 0 | 0 | 0 | 0 | 0 | 0 | 0 | 0 | 0 | 0 | 0 | 0 | 0 | 0 | 0 | 0 | 0 | 0 | 0 | 0 | 0 | 0 | 0
F4_Residential_Multi-Family Low Income_Existing_Miscellaneous_Natural Gas_Miscellaneous_E4 | F4 | Residential | Multi-Family Low Income | Existing | Miscellaneous | Natural Gas | Miscellaneous | E4 | Utility - Cost of Equipment | 0 | 0 | 0 | 0 | 0 | 0 | 0 | 0 | 0 | 0 | 0 | 0 | 0 | 0 | 0 | 0 | 0 | 0 | 0 | 0 | 0 | 0 | 0 | 0 | 0 | 0 | 0 | 0 | 0 | 0 | 0 | 0 | 0 | 0 | 0 | 0 | 0 | 0 | 0 | 0 | 0 | 0
F4_Residential_Multi-Family Low Income_Existing_Miscellaneous_Natural Gas_Miscellaneous_E5 | F4 | Residential | Multi-Family Low Income | Existing | Miscellaneous | Natural Gas | Miscellaneous | E5 | Utility - Cost of Equipment | 0 | 0 | 0 | 0 | 0 | 0 | 0 | 0 | 0 | 0 | 0 | 0 | 0 | 0 | 0 | 0 | 0 | 0 | 0 | 0 | 0 | 0 | 0 | 0 | 0 | 0 | 0 | 0 | 0 | 0 | 0 | 0 | 0 | 0 | 0 | 0 | 0 | 0 | 0 | 0 | 0 | 0
F4_Residential_Multi-Family Low Income_Existing_Miscellaneous_Natural Gas_Miscellaneous_E6 | F4 | Residential | Multi-Family Low Income | Existing | Miscellaneous | Natural Gas | Miscellaneous | E6 | Utility - Cost of Equipment | 0 | 0 | 0 | 0 | 0 | 0 | 0 | 0 | 0 | 0 | 0 | 0 | 0 | 0 | 0 | 0 | 0 | 0 | 0 | 0 | 0 | 0 | 0 | 0 | 0 | 0 | 0 | 0 | 0 | 0 | 0 | 0 | 0 | 0 | 0 | 0 | 0 | 0 | 0 | 0 | 0 | 0
F4_Residential_Multi-Family Low Income_Existing_Miscellaneous_Natural Gas_Miscellaneous_E7 | F4 | Residential | Multi-Family Low Income | Existing | Miscellaneous | Natural Gas | Miscellaneous | E7 | Utility - Cost of Equipment | 0 | 0 | 0 | 0 | 0 | 0 | 0 | 0 | 0 | 0 | 0 | 0 | 0 | 0 | 0 | 0 | 0 | 0 | 0 | 0 | 0 | 0 | 0 | 0 | 0 | 0 | 0 | 0 | 0 | 0 | 0 | 0 | 0 | 0 | 0 | 0 | 0 | 0 | 0 | 0 | 0 | 0
F4_Residential_Multi-Family Low Income_Existing_Miscellaneous_Natural Gas_Miscellaneous_E8 | F4 | Residential | Multi-Family Low Income | Existing | Miscellaneous | Natural Gas | Miscellaneous | E8 | Utility - Cost of Equipment | 0 | 0 | 0 | 0 | 0 | 0 | 0 | 0 | 0 | 0 | 0 | 0 | 0 | 0 | 0 | 0 | 0 | 0 | 0 | 0 | 0 | 0 | 0 | 0 | 0 | 0 | 0 | 0 | 0 | 0 | 0 | 0 | 0 | 0 | 0 | 0 | 0 | 0 | 0 | 0 | 0 | 0
F4_Residential_Multi-Family Low Income_Existing_Miscellaneous_Natural Gas_Miscellaneous_E9 | F4 | Residential | Multi-Family Low Income | Existing | Miscellaneous | Natural Gas | Miscellaneous | E9 | Utility - Cost of Equipment | 0 | 0 | 0 | 0 | 0 | 0 | 0 | 0 | 0 | 0 | 0 | 0 | 0 | 0 | 0 | 0 | 0 | 0 | 0 | 0 | 0 | 0 | 0 | 0 | 0 | 0 | 0 | 0 | 0 | 0 | 0 | 0 | 0 | 0 | 0 | 0 | 0 | 0 | 0 | 0 | 0 | 0
F4_Residential_Multi-Family Low Income_Existing_Miscellaneous_Natural Gas_Miscellaneous_E10 | F4 | Residential | Multi-Family Low Income | Existing | Miscellaneous | Natural Gas | Miscellaneous | E10 | Utility - Cost of Equipment | 0 | 0 | 0 | 0 | 0 | 0 | 0 | 0 | 0 | 0 | 0 | 0 | 0 | 0 | 0 | 0 | 0 | 0 | 0 | 0 | 0 | 0 | 0 | 0 | 0 | 0 | 0 | 0 | 0 | 0 | 0 | 0 | 0 | 0 | 0 | 0 | 0 | 0 | 0 | 0 | 0 | 0
F5_Residential_Multi-Family Low Income_Existing_Miscellaneous_Natural Gas_Miscellaneous_E1 | F5 | Residential | Multi-Family Low Income | Existing | Miscellaneous | Natural Gas | Miscellaneous | E1 | Utility - Cost of Operation | 16.4611 | 16.4611 | 16.4611 | 16.4611 | 16.4611 | 16.4611 | 16.4611 | 16.4611 | 16.4611 | 16.4611 | 16.4611 | 16.4611 | 16.4611 | 16.4611 | 16.4611 | 16.4611 | 16.4611 | 16.4611 | 16.4611 | 16.4611 | 16.4611 | 16.4611 | 16.4611 | 16.4611 | 16.4611 | 16.4611 | 16.4611 | 16.4611 | 16.4611 | 16.4611 | 16.4611 | 16.4611 | 16.4611 | 0 | 0 | 0 | 0 | 0 | 0 | 0 | 0 | 0
F5_Residential_Multi-Family Low Income_Existing_Miscellaneous_Natural Gas_Miscellaneous_E2 | F5 | Residential | Multi-Family Low Income | Existing | Miscellaneous | Natural Gas | Miscellaneous | E2 | Utility - Cost of Operation | 0 | 0 | 0 | 0 | 0 | 0 | 0 | 0 | 0 | 0 | 0 | 0 | 0 | 0 | 0 | 0 | 0 | 0 | 0 | 0 | 0 | 0 | 0 | 0 | 0 | 0 | 0 | 0 | 0 | 0 | 0 | 0 | 0 | 0 | 0 | 0 | 0 | 0 | 0 | 0 | 0 | 0
F5_Residential_Multi-Family Low Income_Existing_Miscellaneous_Natural Gas_Miscellaneous_E3 | F5 | Residential | Multi-Family Low Income | Existing | Miscellaneous | Natural Gas | Miscellaneous | E3 | Utility - Cost of Operation | 0 | 0 | 0 | 0 | 0 | 0 | 0 | 0 | 0 | 0 | 0 | 0 | 0 | 0 | 0 | 0 | 0 | 0 | 0 | 0 | 0 | 0 | 0 | 0 | 0 | 0 | 0 | 0 | 0 | 0 | 0 | 0 | 0 | 0 | 0 | 0 | 0 | 0 | 0 | 0 | 0 | 0
F5_Residential_Multi-Family Low Income_Existing_Miscellaneous_Natural Gas_Miscellaneous_E4 | F5 | Residential | Multi-Family Low Income | Existing | Miscellaneous | Natural Gas | Miscellaneous | E4 | Utility - Cost of Operation | 0 | 0 | 0 | 0 | 0 | 0 | 0 | 0 | 0 | 0 | 0 | 0 | 0 | 0 | 0 | 0 | 0 | 0 | 0 | 0 | 0 | 0 | 0 | 0 | 0 | 0 | 0 | 0 | 0 | 0 | 0 | 0 | 0 | 0 | 0 | 0 | 0 | 0 | 0 | 0 | 0 | 0
F5_Residential_Multi-Family Low Income_Existing_Miscellaneous_Natural Gas_Miscellaneous_E5 | F5 | Residential | Multi-Family Low Income | Existing | Miscellaneous | Natural Gas | Miscellaneous | E5 | Utility - Cost of Operation | 0 | 0 | 0 | 0 | 0 | 0 | 0 | 0 | 0 | 0 | 0 | 0 | 0 | 0 | 0 | 0 | 0 | 0 | 0 | 0 | 0 | 0 | 0 | 0 | 0 | 0 | 0 | 0 | 0 | 0 | 0 | 0 | 0 | 0 | 0 | 0 | 0 | 0 | 0 | 0 | 0 | 0
F5_Residential_Multi-Family Low Income_Existing_Miscellaneous_Natural Gas_Miscellaneous_E6 | F5 | Residential | Multi-Family Low Income | Existing | Miscellaneous | Natural Gas | Miscellaneous | E6 | Utility - Cost of Operation | 0 | 0 | 0 | 0 | 0 | 0 | 0 | 0 | 0 | 0 | 0 | 0 | 0 | 0 | 0 | 0 | 0 | 0 | 0 | 0 | 0 | 0 | 0 | 0 | 0 | 0 | 0 | 0 | 0 | 0 | 0 | 0 | 0 | 0 | 0 | 0 | 0 | 0 | 0 | 0 | 0 | 0
F5_Residential_Multi-Family Low Income_Existing_Miscellaneous_Natural Gas_Miscellaneous_E7 | F5 | Residential | Multi-Family Low Income | Existing | Miscellaneous | Natural Gas | Miscellaneous | E7 | Utility - Cost of Operation | 0 | 0 | 0 | 0 | 0 | 0 | 0 | 0 | 0 | 0 | 0 | 0 | 0 | 0 | 0 | 0 | 0 | 0 | 0 | 0 | 0 | 0 | 0 | 0 | 0 | 0 | 0 | 0 | 0 | 0 | 0 | 0 | 0 | 0 | 0 | 0 | 0 | 0 | 0 | 0 | 0 | 0
F5_Residential_Multi-Family Low Income_Existing_Miscellaneous_Natural Gas_Miscellaneous_E8 | F5 | Residential | Multi-Family Low Income | Existing | Miscellaneous | Natural Gas | Miscellaneous | E8 | Utility - Cost of Operation | 0 | 0 | 0 | 0 | 0 | 0 | 0 | 0 | 0 | 0 | 0 | 0 | 0 | 0 | 0 | 0 | 0 | 0 | 0 | 0 | 0 | 0 | 0 | 0 | 0 | 0 | 0 | 0 | 0 | 0 | 0 | 0 | 0 | 0 | 0 | 0 | 0 | 0 | 0 | 0 | 0 | 0
F5_Residential_Multi-Family Low Income_Existing_Miscellaneous_Natural Gas_Miscellaneous_E9 | F5 | Residential | Multi-Family Low Income | Existing | Miscellaneous | Natural Gas | Miscellaneous | E9 | Utility - Cost of Operation | 0 | 0 | 0 | 0 | 0 | 0 | 0 | 0 | 0 | 0 | 0 | 0 | 0 | 0 | 0 | 0 | 0 | 0 | 0 | 0 | 0 | 0 | 0 | 0 | 0 | 0 | 0 | 0 | 0 | 0 | 0 | 0 | 0 | 0 | 0 | 0 | 0 | 0 | 0 | 0 | 0 | 0
F5_Residential_Multi-Family Low Income_Existing_Miscellaneous_Natural Gas_Miscellaneous_E10 | F5 | Residential | Multi-Family Low Income | Existing | Miscellaneous | Natural Gas | Miscellaneous | E10 | Utility - Cost of Operation | 0 | 0 | 0 | 0 | 0 | 0 | 0 | 0 | 0 | 0 | 0 | 0 | 0 | 0 | 0 | 0 | 0 | 0 | 0 | 0 | 0 | 0 | 0 | 0 | 0 | 0 | 0 | 0 | 0 | 0 | 0 | 0 | 0 | 0 | 0 | 0 | 0 | 0 | 0 | 0 | 0 | 0
F6_Residential_Multi-Family Low Income_Existing_Miscellaneous_Natural Gas_Miscellaneous_E1 | F6 | Residential | Multi-Family Low Income | Existing | Miscellaneous | Natural Gas | Miscellaneous | E1 | Utility - Value of Sales | 2.9373 | 2.9674 | 3.0087 | 3.0425 | 3.0425 | 3.0425 | 3.0425 | 3.0425 | 3.0425 | 3.0425 | 3.0425 | 3.0425 | 3.0425 | 3.0425 | 3.0425 | 3.0425 | 3.0425 | 3.0425 | 3.0425 | 3.0425 | 3.0425 | 3.0425 | 3.0425 | 3.0425 | 3.0425 | 3.0425 | 3.0425 | 3.0425 | 3.0425 | 3.0425 | 3.0425 | 3.0425 | 3.0425 | 0 | 0 | 0 | 0 | 0 | 0 | 0 | 0 | 0
F6_Residential_Multi-Family Low Income_Existing_Miscellaneous_Natural Gas_Miscellaneous_E2 | F6 | Residential | Multi-Family Low Income | Existing | Miscellaneous | Natural Gas | Miscellaneous | E2 | Utility - Value of Sales | 0 | 0 | 0 | 0 | 0 | 0 | 0 | 0 | 0 | 0 | 0 | 0 | 0 | 0 | 0 | 0 | 0 | 0 | 0 | 0 | 0 | 0 | 0 | 0 | 0 | 0 | 0 | 0 | 0 | 0 | 0 | 0 | 0 | 0 | 0 | 0 | 0 | 0 | 0 | 0 | 0 | 0
F6_Residential_Multi-Family Low Income_Existing_Miscellaneous_Natural Gas_Miscellaneous_E3 | F6 | Residential | Multi-Family Low Income | Existing | Miscellaneous | Natural Gas | Miscellaneous | E3 | Utility - Value of Sales | 0 | 0 | 0 | 0 | 0 | 0 | 0 | 0 | 0 | 0 | 0 | 0 | 0 | 0 | 0 | 0 | 0 | 0 | 0 | 0 | 0 | 0 | 0 | 0 | 0 | 0 | 0 | 0 | 0 | 0 | 0 | 0 | 0 | 0 | 0 | 0 | 0 | 0 | 0 | 0 | 0 | 0
F6_Residential_Multi-Family Low Income_Existing_Miscellaneous_Natural Gas_Miscellaneous_E4 | F6 | Residential | Multi-Family Low Income | Existing | Miscellaneous | Natural Gas | Miscellaneous | E4 | Utility - Value of Sales | 0 | 0 | 0 | 0 | 0 | 0 | 0 | 0 | 0 | 0 | 0 | 0 | 0 | 0 | 0 | 0 | 0 | 0 | 0 | 0 | 0 | 0 | 0 | 0 | 0 | 0 | 0 | 0 | 0 | 0 | 0 | 0 | 0 | 0 | 0 | 0 | 0 | 0 | 0 | 0 | 0 | 0
F6_Residential_Multi-Family Low Income_Existing_Miscellaneous_Natural Gas_Miscellaneous_E5 | F6 | Residential | Multi-Family Low Income | Existing | Miscellaneous | Natural Gas | Miscellaneous | E5 | Utility - Value of Sales | 0 | 0 | 0 | 0 | 0 | 0 | 0 | 0 | 0 | 0 | 0 | 0 | 0 | 0 | 0 | 0 | 0 | 0 | 0 | 0 | 0 | 0 | 0 | 0 | 0 | 0 | 0 | 0 | 0 | 0 | 0 | 0 | 0 | 0 | 0 | 0 | 0 | 0 | 0 | 0 | 0 | 0
F6_Residential_Multi-Family Low Income_Existing_Miscellaneous_Natural Gas_Miscellaneous_E6 | F6 | Residential | Multi-Family Low Income | Existing | Miscellaneous | Natural Gas | Miscellaneous | E6 | Utility - Value of Sales | 0 | 0 | 0 | 0 | 0 | 0 | 0 | 0 | 0 | 0 | 0 | 0 | 0 | 0 | 0 | 0 | 0 | 0 | 0 | 0 | 0 | 0 | 0 | 0 | 0 | 0 | 0 | 0 | 0 | 0 | 0 | 0 | 0 | 0 | 0 | 0 | 0 | 0 | 0 | 0 | 0 | 0
F6_Residential_Multi-Family Low Income_Existing_Miscellaneous_Natural Gas_Miscellaneous_E7 | F6 | Residential | Multi-Family Low Income | Existing | Miscellaneous | Natural Gas | Miscellaneous | E7 | Utility - Value of Sales | 0 | 0 | 0 | 0 | 0 | 0 | 0 | 0 | 0 | 0 | 0 | 0 | 0 | 0 | 0 | 0 | 0 | 0 | 0 | 0 | 0 | 0 | 0 | 0 | 0 | 0 | 0 | 0 | 0 | 0 | 0 | 0 | 0 | 0 | 0 | 0 | 0 | 0 | 0 | 0 | 0 | 0
F6_Residential_Multi-Family Low Income_Existing_Miscellaneous_Natural Gas_Miscellaneous_E8 | F6 | Residential | Multi-Family Low Income | Existing | Miscellaneous | Natural Gas | Miscellaneous | E8 | Utility - Value of Sales | 0 | 0 | 0 | 0 | 0 | 0 | 0 | 0 | 0 | 0 | 0 | 0 | 0 | 0 | 0 | 0 | 0 | 0 | 0 | 0 | 0 | 0 | 0 | 0 | 0 | 0 | 0 | 0 | 0 | 0 | 0 | 0 | 0 | 0 | 0 | 0 | 0 | 0 | 0 | 0 | 0 | 0
F6_Residential_Multi-Family Low Income_Existing_Miscellaneous_Natural Gas_Miscellaneous_E9 | F6 | Residential | Multi-Family Low Income | Existing | Miscellaneous | Natural Gas | Miscellaneous | E9 | Utility - Value of Sales | 0 | 0 | 0 | 0 | 0 | 0 | 0 | 0 | 0 | 0 | 0 | 0 | 0 | 0 | 0 | 0 | 0 | 0 | 0 | 0 | 0 | 0 | 0 | 0 | 0 | 0 | 0 | 0 | 0 | 0 | 0 | 0 | 0 | 0 | 0 | 0 | 0 | 0 | 0 | 0 | 0 | 0
F6_Residential_Multi-Family Low Income_Existing_Miscellaneous_Natural Gas_Miscellaneous_E10 | F6 | Residential | Multi-Family Low Income | Existing | Miscellaneous | Natural Gas | Miscellaneous | E10 | Utility - Value of Sales | 0 | 0 | 0 | 0 | 0 | 0 | 0 | 0 | 0 | 0 | 0 | 0 | 0 | 0 | 0 | 0 | 0 | 0 | 0 | 0 | 0 | 0 | 0 | 0 | 0 | 0 | 0 | 0 | 0 | 0 | 0 | 0 | 0 | 0 | 0 | 0 | 0 | 0 | 0 | 0 | 0 | 0
F1_Residential_Multi-Family Low Income_New_Space Heating_Natural Gas_Furnace_E1 | F1 | Residential | Multi-Family Low Income | New | Space Heating | Natural Gas | Furnace | E1 | RVT - Cost of Equipment | 446.4531 | 446.8315 | 448.1255 | 449.049 | 447.5605 | 0 | 0 | 0 | 0 | 0 | 0 | 0 | 0 | 0 | 0 | 0 | 0 | 0 | 0 | 0 | 0 | 0 | 0 | 0 | 0 | 0 | 0 | 0 | 0 | 0 | 0 | 0 | 0 | 0 | 0 | 0 | 0 | 0 | 0 | 0 | 0 | 0
F1_Residential_Multi-Family Low Income_New_Space Heating_Natural Gas_Furnace_E2 | F1 | Residential | Multi-Family Low Income | New | Space Heating | Natural Gas | Furnace | E2 | RVT - Cost of Equipment | 378.1627 | 378.4833 | 379.5793 | 380.3616 | 379.1008 | 0 | 0 | 0 | 0 | 0 | 0 | 0 | 0 | 0 | 0 | 0 | 0 | 0 | 0 | 0 | 0 | 0 | 0 | 0 | 0 | 0 | 0 | 0 | 0 | 0 | 0 | 0 | 0 | 0 | 0 | 0 | 0 | 0 | 0 | 0 | 0 | 0
F1_Residential_Multi-Family Low Income_New_Space Heating_Natural Gas_Furnace_E3 | F1 | Residential | Multi-Family Low Income | New | Space Heating | Natural Gas | Furnace | E3 | RVT - Cost of Equipment | 365.4473 | 365.7571 | 366.8163 | 367.5722 | 366.3538 | 0 | 0 | 0 | 0 | 0 | 0 | 0 | 0 | 0 | 0 | 0 | 0 | 0 | 0 | 0 | 0 | 0 | 0 | 0 | 0 | 0 | 0 | 0 | 0 | 0 | 0 | 0 | 0 | 0 | 0 | 0 | 0 | 0 | 0 | 0 | 0 | 0
F1_Residential_Multi-Family Low Income_New_Space Heating_Natural Gas_Furnace_E4 | F1 | Residential | Multi-Family Low Income | New | Space Heating | Natural Gas | Furnace | E4 | RVT - Cost of Equipment | 298.0095 | 298.2554 | 299.2879 | 299.9774 | 298.5568 | 298.0906 | 298.5133 | 298.7128 | 299.2031 | 299.5957 | 299.9395 | 300.1932 | 300.5477 | 300.947 | 301.2756 | 301.401 | 301.2963 | 301.031 | 300.474 | 299.7256 | 298.5941 | 297.1429 | 295.5337 | 293.9161 | 292.1118 | 290.1958 | 288.1725 | 286.0859 | 283.7911 | 281.4216 | 278.8504 | 276.2176 | 273.2994 | 0 | 0 | 0 | 0 | 0 | 0 | 0 | 0 | 0
F1_Residential_Multi-Family Low Income_New_Space Heating_Natural Gas_Furnace_E5 | F1 | Residential | Multi-Family Low Income | New | Space Heating | Natural Gas | Furnace | E5 | RVT - Cost of Equipment | 238.3192 | 238.5102 | 239.2484 | 239.7551 | 238.798 | 238.5175 | 238.8658 | 239.0629 | 239.465 | 239.8013 | 240.1077 | 240.2445 | 240.325 | 240.3099 | 240.1034 | 239.7649 | 239.2764 | 238.691 | 237.92 | 237.0334 | 236.049 | 235.0366 | 233.9139 | 232.7854 | 231.5266 | 230.19 | 228.7784 | 227.3226 | 225.7217 | 224.0686 | 222.2748 | 220.438 | 218.4021 | 0 | 0 | 0 | 0 | 0 | 0 | 0 | 0 | 0
F1_Residential_Multi-Family Low Income_New_Space Heating_Natural Gas_Furnace_E6 | F1 | Residential | Multi-Family Low Income | New | Space Heating | Natural Gas | Furnace | E6 | RVT - Cost of Equipment | 200.6899 | 200.8507 | 201.4723 | 201.899 | 201.093 | 200.8568 | 201.1501 | 201.3162 | 201.6547 | 201.9379 | 202.196 | 202.3111 | 202.3789 | 202.3663 | 202.1924 | 201.9073 | 201.4959 | 201.003 | 200.3537 | 199.607 | 198.7781 | 197.9256 | 196.9801 | 196.0298 | 194.9698 | 193.8442 | 192.6555 | 191.4296 | 190.0814 | 188.6893 | 187.1788 | 185.632 | 183.9176 | 0 | 0 | 0 | 0 | 0 | 0 | 0 | 0 | 0
F1_Residential_Multi-Family Low Income_New_Space Heating_Natural Gas_Furnace_E7 | F1 | Residential | Multi-Family Low Income | New | Space Heating | Natural Gas | Furnace | E7 | RVT - Cost of Equipment | 0 | 0 | 0 | 0 | 0 | 0 | 0 | 0 | 0 | 0 | 0 | 0 | 0 | 0 | 0 | 0 | 0 | 0 | 0 | 0 | 0 | 0 | 0 | 0 | 0 | 0 | 0 | 0 | 0 | 0 | 0 | 0 | 0 | 0 | 0 | 0 | 0 | 0 | 0 | 0 | 0 | 0
F1_Residential_Multi-Family Low Income_New_Space Heating_Natural Gas_Furnace_E8 | F1 | Residential | Multi-Family Low Income | New | Space Heating | Natural Gas | Furnace | E8 | RVT - Cost of Equipment | 0 | 0 | 0 | 0 | 0 | 0 | 0 | 0 | 0 | 0 | 0 | 0 | 0 | 0 | 0 | 0 | 0 | 0 | 0 | 0 | 0 | 0 | 0 | 0 | 0 | 0 | 0 | 0 | 0 | 0 | 0 | 0 | 0 | 0 | 0 | 0 | 0 | 0 | 0 | 0 | 0 | 0
F1_Residential_Multi-Family Low Income_New_Space Heating_Natural Gas_Furnace_E9 | F1 | Residential | Multi-Family Low Income | New | Space Heating | Natural Gas | Furnace | E9 | RVT - Cost of Equipment | 0 | 0 | 0 | 0 | 0 | 0 | 0 | 0 | 0 | 0 | 0 | 0 | 0 | 0 | 0 | 0 | 0 | 0 | 0 | 0 | 0 | 0 | 0 | 0 | 0 | 0 | 0 | 0 | 0 | 0 | 0 | 0 | 0 | 0 | 0 | 0 | 0 | 0 | 0 | 0 | 0 | 0
F1_Residential_Multi-Family Low Income_New_Space Heating_Natural Gas_Furnace_E10 | F1 | Residential | Multi-Family Low Income | New | Space Heating | Natural Gas | Furnace | E10 | RVT - Cost of Equipment | 0 | 0 | 0 | 0 | 0 | 0 | 0 | 0 | 0 | 0 | 0 | 0 | 0 | 0 | 0 | 0 | 0 | 0 | 0 | 0 | 0 | 0 | 0 | 0 | 0 | 0 | 0 | 0 | 0 | 0 | 0 | 0 | 0 | 0 | 0 | 0 | 0 | 0 | 0 | 0 | 0 | 0
F2_Residential_Multi-Family Low Income_New_Space Heating_Natural Gas_Furnace_E1 | F2 | Residential | Multi-Family Low Income | New | Space Heating | Natural Gas | Furnace | E1 | RVT - Cost of Operation | 445.7332 | 446.1111 | 447.403 | 448.325 | 446.8389 | 0 | 0 | 0 | 0 | 0 | 0 | 0 | 0 | 0 | 0 | 0 | 0 | 0 | 0 | 0 | 0 | 0 | 0 | 0 | 0 | 0 | 0 | 0 | 0 | 0 | 0 | 0 | 0 | 0 | 0 | 0 | 0 | 0 | 0 | 0 | 0 | 0
F2_Residential_Multi-Family Low Income_New_Space Heating_Natural Gas_Furnace_E2 | F2 | Residential | Multi-Family Low Income | New | Space Heating | Natural Gas | Furnace | E2 | RVT - Cost of Operation | 377.553 | 377.873 | 378.9673 | 379.7483 | 378.4895 | 0 | 0 | 0 | 0 | 0 | 0 | 0 | 0 | 0 | 0 | 0 | 0 | 0 | 0 | 0 | 0 | 0 | 0 | 0 | 0 | 0 | 0 | 0 | 0 | 0 | 0 | 0 | 0 | 0 | 0 | 0 | 0 | 0 | 0 | 0 | 0 | 0
F2_Residential_Multi-Family Low Income_New_Space Heating_Natural Gas_Furnace_E3 | F2 | Residential | Multi-Family Low Income | New | Space Heating | Natural Gas | Furnace | E3 | RVT - Cost of Operation | 364.858 | 365.1673 | 366.2248 | 366.9795 | 365.7631 | 0 | 0 | 0 | 0 | 0 | 0 | 0 | 0 | 0 | 0 | 0 | 0 | 0 | 0 | 0 | 0 | 0 | 0 | 0 | 0 | 0 | 0 | 0 | 0 | 0 | 0 | 0 | 0 | 0 | 0 | 0 | 0 | 0 | 0 | 0 | 0 | 0
F2_Residential_Multi-Family Low Income_New_Space Heating_Natural Gas_Furnace_E4 | F2 | Residential | Multi-Family Low Income | New | Space Heating | Natural Gas | Furnace | E4 | RVT - Cost of Operation | 297.529 | 297.7745 | 298.8053 | 299.4937 | 298.0754 | 297.6099 | 298.032 | 298.2311 | 298.7207 | 299.1126 | 299.4558 | 299.7092 | 300.0631 | 300.4618 | 300.7898 | 300.9151 | 300.8105 | 300.5456 | 299.9895 | 299.2423 | 298.1126 | 296.6638 | 295.0571 | 293.4422 | 291.6408 | 289.7279 | 287.7078 | 285.6246 | 283.3336 | 280.9678 | 278.4008 | 275.7722 | 272.8587 | 0 | 0 | 0 | 0 | 0 | 0 | 0 | 0 | 0
F2_Residential_Multi-Family Low Income_New_Space Heating_Natural Gas_Furnace_E5 | F2 | Residential | Multi-Family Low Income | New | Space Heating | Natural Gas | Furnace | E5 | RVT - Cost of Operation | 237.935 | 238.1256 | 238.8627 | 239.3685 | 238.4129 | 238.1329 | 238.4806 | 238.6775 | 239.0789 | 239.4146 | 239.7206 | 239.8571 | 239.9375 | 239.9225 | 239.7163 | 239.3783 | 238.8906 | 238.3062 | 237.5364 | 236.6512 | 235.6684 | 234.6576 | 233.5367 | 232.4101 | 231.1533 | 229.8188 | 228.4095 | 226.9561 | 225.3578 | 223.7073 | 221.9164 | 220.0826 | 218.05 | 0 | 0 | 0 | 0 | 0 | 0 | 0 | 0 | 0
F2_Residential_Multi-Family Low Income_New_Space Heating_Natural Gas_Furnace_E6 | F2 | Residential | Multi-Family Low Income | New | Space Heating | Natural Gas | Furnace | E6 | RVT - Cost of Operation | 200.3663 | 200.5268 | 201.1475 | 201.5735 | 200.7688 | 200.533 | 200.8258 | 200.9916 | 201.3296 | 201.6123 | 201.87 | 201.9849 | 202.0526 | 202.04 | 201.8663 | 201.5817 | 201.171 | 200.6789 | 200.0306 | 199.2852 | 198.4576 | 197.6064 | 196.6625 | 195.7138 | 194.6554 | 193.5316 | 192.3448 | 191.1209 | 189.775 | 188.3851 | 186.877 | 185.3327 | 183.621 | 0 | 0 | 0 | 0 | 0 | 0 | 0 | 0 | 0
F2_Residential_Multi-Family Low Income_New_Space Heating_Natural Gas_Furnace_E7 | F2 | Residential | Multi-Family Low Income | New | Space Heating | Natural Gas | Furnace | E7 | RVT - Cost of Operation | 0 | 0 | 0 | 0 | 0 | 0 | 0 | 0 | 0 | 0 | 0 | 0 | 0 | 0 | 0 | 0 | 0 | 0 | 0 | 0 | 0 | 0 | 0 | 0 | 0 | 0 | 0 | 0 | 0 | 0 | 0 | 0 | 0 | 0 | 0 | 0 | 0 | 0 | 0 | 0 | 0 | 0
F2_Residential_Multi-Family Low Income_New_Space Heating_Natural Gas_Furnace_E8 | F2 | Residential | Multi-Family Low Income | New | Space Heating | Natural Gas | Furnace | E8 | RVT - Cost of Operation | 0 | 0 | 0 | 0 | 0 | 0 | 0 | 0 | 0 | 0 | 0 | 0 | 0 | 0 | 0 | 0 | 0 | 0 | 0 | 0 | 0 | 0 | 0 | 0 | 0 | 0 | 0 | 0 | 0 | 0 | 0 | 0 | 0 | 0 | 0 | 0 | 0 | 0 | 0 | 0 | 0 | 0
F2_Residential_Multi-Family Low Income_New_Space Heating_Natural Gas_Furnace_E9 | F2 | Residential | Multi-Family Low Income | New | Space Heating | Natural Gas | Furnace | E9 | RVT - Cost of Operation | 0 | 0 | 0 | 0 | 0 | 0 | 0 | 0 | 0 | 0 | 0 | 0 | 0 | 0 | 0 | 0 | 0 | 0 | 0 | 0 | 0 | 0 | 0 | 0 | 0 | 0 | 0 | 0 | 0 | 0 | 0 | 0 | 0 | 0 | 0 | 0 | 0 | 0 | 0 | 0 | 0 | 0
F2_Residential_Multi-Family Low Income_New_Space Heating_Natural Gas_Furnace_E10 | F2 | Residential | Multi-Family Low Income | New | Space Heating | Natural Gas | Furnace | E10 | RVT - Cost of Operation | 0 | 0 | 0 | 0 | 0 | 0 | 0 | 0 | 0 | 0 | 0 | 0 | 0 | 0 | 0 | 0 | 0 | 0 | 0 | 0 | 0 | 0 | 0 | 0 | 0 | 0 | 0 | 0 | 0 | 0 | 0 | 0 | 0 | 0 | 0 | 0 | 0 | 0 | 0 | 0 | 0 | 0
F3_Residential_Multi-Family Low Income_New_Space Heating_Natural Gas_Furnace_E1 | F3 | Residential | Multi-Family Low Income | New | Space Heating | Natural Gas | Furnace | E1 | System - kBTUs of Consumption | 279.9505 | 279.9505 | 279.9505 | 279.9505 | 279.9505 | 0 | 0 | 0 | 0 | 0 | 0 | 0 | 0 | 0 | 0 | 0 | 0 | 0 | 0 | 0 | 0 | 0 | 0 | 0 | 0 | 0 | 0 | 0 | 0 | 0 | 0 | 0 | 0 | 0 | 0 | 0 | 0 | 0 | 0 | 0 | 0 | 0
F3_Residential_Multi-Family Low Income_New_Space Heating_Natural Gas_Furnace_E2 | F3 | Residential | Multi-Family Low Income | New | Space Heating | Natural Gas | Furnace | E2 | System - kBTUs of Consumption | 338.3398 | 338.3398 | 338.3398 | 338.3398 | 338.3398 | 0 | 0 | 0 | 0 | 0 | 0 | 0 | 0 | 0 | 0 | 0 | 0 | 0 | 0 | 0 | 0 | 0 | 0 | 0 | 0 | 0 | 0 | 0 | 0 | 0 | 0 | 0 | 0 | 0 | 0 | 0 | 0 | 0 | 0 | 0 | 0 | 0
F3_Residential_Multi-Family Low Income_New_Space Heating_Natural Gas_Furnace_E3 | F3 | Residential | Multi-Family Low Income | New | Space Heating | Natural Gas | Furnace | E3 | System - kBTUs of Consumption | 353.523 | 353.523 | 353.523 | 353.523 | 353.523 | 0 | 0 | 0 | 0 | 0 | 0 | 0 | 0 | 0 | 0 | 0 | 0 | 0 | 0 | 0 | 0 | 0 | 0 | 0 | 0 | 0 | 0 | 0 | 0 | 0 | 0 | 0 | 0 | 0 | 0 | 0 | 0 | 0 | 0 | 0 | 0 | 0
F3_Residential_Multi-Family Low Income_New_Space Heating_Natural Gas_Furnace_E4 | F3 | Residential | Multi-Family Low Income | New | Space Heating | Natural Gas | Furnace | E4 | System - kBTUs of Consumption | 1317.6459 | 1317.6459 | 1317.6459 | 1317.6459 | 1317.6459 | 1317.6459 | 1317.6459 | 1317.6459 | 1317.6459 | 1317.6459 | 1317.6459 | 1317.6459 | 1317.6459 | 1317.6459 | 1317.6459 | 1317.6459 | 1317.6459 | 1317.6459 | 1317.6459 | 1317.6459 | 1317.6459 | 1317.6459 | 1317.6459 | 1317.6459 | 1317.6459 | 1317.6459 | 1317.6459 | 1317.6459 | 1317.6459 | 1317.6459 | 1317.6459 | 1317.6459 | 1317.6459 | 0 | 0 | 0 | 0 | 0 | 0 | 0 | 0 | 0
F3_Residential_Multi-Family Low Income_New_Space Heating_Natural Gas_Furnace_E5 | F3 | Residential | Multi-Family Low Income | New | Space Heating | Natural Gas | Furnace | E5 | System - kBTUs of Consumption | 628.795 | 628.795 | 628.795 | 628.795 | 628.795 | 628.795 | 628.795 | 628.795 | 628.795 | 628.795 | 628.795 | 628.795 | 628.795 | 628.795 | 628.795 | 628.795 | 628.795 | 628.795 | 628.795 | 628.795 | 628.795 | 628.795 | 628.795 | 628.795 | 628.795 | 628.795 | 628.795 | 628.795 | 628.795 | 628.795 | 628.795 | 628.795 | 628.795 | 0 | 0 | 0 | 0 | 0 | 0 | 0 | 0 | 0
F3_Residential_Multi-Family Low Income_New_Space Heating_Natural Gas_Furnace_E6 | F3 | Residential | Multi-Family Low Income | New | Space Heating | Natural Gas | Furnace | E6 | System - kBTUs of Consumption | 666.0585 | 666.0585 | 666.0585 | 666.0585 | 666.0585 | 666.0585 | 666.0585 | 666.0585 | 666.0585 | 666.0585 | 666.0585 | 666.0585 | 666.0585 | 666.0585 | 666.0585 | 666.0585 | 666.0585 | 666.0585 | 666.0585 | 666.0585 | 666.0585 | 666.0585 | 666.0585 | 666.0585 | 666.0585 | 666.0585 | 666.0585 | 666.0585 | 666.0585 | 666.0585 | 666.0585 | 666.0585 | 666.0585 | 0 | 0 | 0 | 0 | 0 | 0 | 0 | 0 | 0
F3_Residential_Multi-Family Low Income_New_Space Heating_Natural Gas_Furnace_E7 | F3 | Residential | Multi-Family Low Income | New | Space Heating | Natural Gas | Furnace | E7 | System - kBTUs of Consumption | 0 | 0 | 0 | 0 | 0 | 0 | 0 | 0 | 0 | 0 | 0 | 0 | 0 | 0 | 0 | 0 | 0 | 0 | 0 | 0 | 0 | 0 | 0 | 0 | 0 | 0 | 0 | 0 | 0 | 0 | 0 | 0 | 0 | 0 | 0 | 0 | 0 | 0 | 0 | 0 | 0 | 0
F3_Residential_Multi-Family Low Income_New_Space Heating_Natural Gas_Furnace_E8 | F3 | Residential | Multi-Family Low Income | New | Space Heating | Natural Gas | Furnace | E8 | System - kBTUs of Consumption | 0 | 0 | 0 | 0 | 0 | 0 | 0 | 0 | 0 | 0 | 0 | 0 | 0 | 0 | 0 | 0 | 0 | 0 | 0 | 0 | 0 | 0 | 0 | 0 | 0 | 0 | 0 | 0 | 0 | 0 | 0 | 0 | 0 | 0 | 0 | 0 | 0 | 0 | 0 | 0 | 0 | 0
F3_Residential_Multi-Family Low Income_New_Space Heating_Natural Gas_Furnace_E9 | F3 | Residential | Multi-Family Low Income | New | Space Heating | Natural Gas | Furnace | E9 | System - kBTUs of Consumption | 0 | 0 | 0 | 0 | 0 | 0 | 0 | 0 | 0 | 0 | 0 | 0 | 0 | 0 | 0 | 0 | 0 | 0 | 0 | 0 | 0 | 0 | 0 | 0 | 0 | 0 | 0 | 0 | 0 | 0 | 0 | 0 | 0 | 0 | 0 | 0 | 0 | 0 | 0 | 0 | 0 | 0
F3_Residential_Multi-Family Low Income_New_Space Heating_Natural Gas_Furnace_E10 | F3 | Residential | Multi-Family Low Income | New | Space Heating | Natural Gas | Furnace | E10 | System - kBTUs of Consumption | 0 | 0 | 0 | 0 | 0 | 0 | 0 | 0 | 0 | 0 | 0 | 0 | 0 | 0 | 0 | 0 | 0 | 0 | 0 | 0 | 0 | 0 | 0 | 0 | 0 | 0 | 0 | 0 | 0 | 0 | 0 | 0 | 0 | 0 | 0 | 0 | 0 | 0 | 0 | 0 | 0 | 0
F4_Residential_Multi-Family Low Income_New_Space Heating_Natural Gas_Furnace_E1 | F4 | Residential | Multi-Family Low Income | New | Space Heating | Natural Gas | Furnace | E1 | Utility - Cost of Equipment | 445.7332 | 446.1111 | 447.403 | 448.325 | 446.8389 | 0 | 0 | 0 | 0 | 0 | 0 | 0 | 0 | 0 | 0 | 0 | 0 | 0 | 0 | 0 | 0 | 0 | 0 | 0 | 0 | 0 | 0 | 0 | 0 | 0 | 0 | 0 | 0 | 0 | 0 | 0 | 0 | 0 | 0 | 0 | 0 | 0
F4_Residential_Multi-Family Low Income_New_Space Heating_Natural Gas_Furnace_E2 | F4 | Residential | Multi-Family Low Income | New | Space Heating | Natural Gas | Furnace | E2 | Utility - Cost of Equipment | 377.553 | 377.873 | 378.9673 | 379.7483 | 378.4895 | 0 | 0 | 0 | 0 | 0 | 0 | 0 | 0 | 0 | 0 | 0 | 0 | 0 | 0 | 0 | 0 | 0 | 0 | 0 | 0 | 0 | 0 | 0 | 0 | 0 | 0 | 0 | 0 | 0 | 0 | 0 | 0 | 0 | 0 | 0 | 0 | 0
F4_Residential_Multi-Family Low Income_New_Space Heating_Natural Gas_Furnace_E3 | F4 | Residential | Multi-Family Low Income | New | Space Heating | Natural Gas | Furnace | E3 | Utility - Cost of Equipment | 364.858 | 365.1673 | 366.2248 | 366.9795 | 365.7631 | 0 | 0 | 0 | 0 | 0 | 0 | 0 | 0 | 0 | 0 | 0 | 0 | 0 | 0 | 0 | 0 | 0 | 0 | 0 | 0 | 0 | 0 | 0 | 0 | 0 | 0 | 0 | 0 | 0 | 0 | 0 | 0 | 0 | 0 | 0 | 0 | 0
F4_Residential_Multi-Family Low Income_New_Space Heating_Natural Gas_Furnace_E4 | F4 | Residential | Multi-Family Low Income | New | Space Heating | Natural Gas | Furnace | E4 | Utility - Cost of Equipment | 297.529 | 297.7745 | 298.8053 | 299.4937 | 298.0754 | 297.6099 | 298.032 | 298.2311 | 298.7207 | 299.1126 | 299.4558 | 299.7092 | 300.0631 | 300.4618 | 300.7898 | 300.9151 | 300.8105 | 300.5456 | 299.9895 | 299.2423 | 298.1126 | 296.6638 | 295.0571 | 293.4422 | 291.6408 | 289.7279 | 287.7078 | 285.6246 | 283.3336 | 280.9678 | 278.4008 | 275.7722 | 272.8587 | 0 | 0 | 0 | 0 | 0 | 0 | 0 | 0 | 0
F4_Residential_Multi-Family Low Income_New_Space Heating_Natural Gas_Furnace_E5 | F4 | Residential | Multi-Family Low Income | New | Space Heating | Natural Gas | Furnace | E5 | Utility - Cost of Equipment | 237.935 | 238.1256 | 238.8627 | 239.3685 | 238.4129 | 238.1329 | 238.4806 | 238.6775 | 239.0789 | 239.4146 | 239.7206 | 239.8571 | 239.9375 | 239.9225 | 239.7163 | 239.3783 | 238.8906 | 238.3062 | 237.5364 | 236.6512 | 235.6684 | 234.6576 | 233.5367 | 232.4101 | 231.1533 | 229.8188 | 228.4095 | 226.9561 | 225.3578 | 223.7073 | 221.9164 | 220.0826 | 218.05 | 0 | 0 | 0 | 0 | 0 | 0 | 0 | 0 | 0
F4_Residential_Multi-Family Low Income_New_Space Heating_Natural Gas_Furnace_E6 | F4 | Residential | Multi-Family Low Income | New | Space Heating | Natural Gas | Furnace | E6 | Utility - Cost of Equipment | 200.3663 | 200.5268 | 201.1475 | 201.5735 | 200.7688 | 200.533 | 200.8258 | 200.9916 | 201.3296 | 201.6123 | 201.87 | 201.9849 | 202.0526 | 202.04 | 201.8663 | 201.5817 | 201.171 | 200.6789 | 200.0306 | 199.2852 | 198.4576 | 197.6064 | 196.6625 | 195.7138 | 194.6554 | 193.5316 | 192.3448 | 191.1209 | 189.775 | 188.3851 | 186.877 | 185.3327 | 183.621 | 0 | 0 | 0 | 0 | 0 | 0 | 0 | 0 | 0
F4_Residential_Multi-Family Low Income_New_Space Heating_Natural Gas_Furnace_E7 | F4 | Residential | Multi-Family Low Income | New | Space Heating | Natural Gas | Furnace | E7 | Utility - Cost of Equipment | 0 | 0 | 0 | 0 | 0 | 0 | 0 | 0 | 0 | 0 | 0 | 0 | 0 | 0 | 0 | 0 | 0 | 0 | 0 | 0 | 0 | 0 | 0 | 0 | 0 | 0 | 0 | 0 | 0 | 0 | 0 | 0 | 0 | 0 | 0 | 0 | 0 | 0 | 0 | 0 | 0 | 0
F4_Residential_Multi-Family Low Income_New_Space Heating_Natural Gas_Furnace_E8 | F4 | Residential | Multi-Family Low Income | New | Space Heating | Natural Gas | Furnace | E8 | Utility - Cost of Equipment | 0 | 0 | 0 | 0 | 0 | 0 | 0 | 0 | 0 | 0 | 0 | 0 | 0 | 0 | 0 | 0 | 0 | 0 | 0 | 0 | 0 | 0 | 0 | 0 | 0 | 0 | 0 | 0 | 0 | 0 | 0 | 0 | 0 | 0 | 0 | 0 | 0 | 0 | 0 | 0 | 0 | 0
F4_Residential_Multi-Family Low Income_New_Space Heating_Natural Gas_Furnace_E9 | F4 | Residential | Multi-Family Low Income | New | Space Heating | Natural Gas | Furnace | E9 | Utility - Cost of Equipment | 0 | 0 | 0 | 0 | 0 | 0 | 0 | 0 | 0 | 0 | 0 | 0 | 0 | 0 | 0 | 0 | 0 | 0 | 0 | 0 | 0 | 0 | 0 | 0 | 0 | 0 | 0 | 0 | 0 | 0 | 0 | 0 | 0 | 0 | 0 | 0 | 0 | 0 | 0 | 0 | 0 | 0
F4_Residential_Multi-Family Low Income_New_Space Heating_Natural Gas_Furnace_E10 | F4 | Residential | Multi-Family Low Income | New | Space Heating | Natural Gas | Furnace | E10 | Utility - Cost of Equipment | 0 | 0 | 0 | 0 | 0 | 0 | 0 | 0 | 0 | 0 | 0 | 0 | 0 | 0 | 0 | 0 | 0 | 0 | 0 | 0 | 0 | 0 | 0 | 0 | 0 | 0 | 0 | 0 | 0 | 0 | 0 | 0 | 0 | 0 | 0 | 0 | 0 | 0 | 0 | 0 | 0 | 0
F5_Residential_Multi-Family Low Income_New_Space Heating_Natural Gas_Furnace_E1 | F5 | Residential | Multi-Family Low Income | New | Space Heating | Natural Gas | Furnace | E1 | Utility - Cost of Operation | 279.9505 | 279.9505 | 279.9505 | 279.9505 | 279.9505 | 0 | 0 | 0 | 0 | 0 | 0 | 0 | 0 | 0 | 0 | 0 | 0 | 0 | 0 | 0 | 0 | 0 | 0 | 0 | 0 | 0 | 0 | 0 | 0 | 0 | 0 | 0 | 0 | 0 | 0 | 0 | 0 | 0 | 0 | 0 | 0 | 0
F5_Residential_Multi-Family Low Income_New_Space Heating_Natural Gas_Furnace_E2 | F5 | Residential | Multi-Family Low Income | New | Space Heating | Natural Gas | Furnace | E2 | Utility - Cost of Operation | 338.3398 | 338.3398 | 338.3398 | 338.3398 | 338.3398 | 0 | 0 | 0 | 0 | 0 | 0 | 0 | 0 | 0 | 0 | 0 | 0 | 0 | 0 | 0 | 0 | 0 | 0 | 0 | 0 | 0 | 0 | 0 | 0 | 0 | 0 | 0 | 0 | 0 | 0 | 0 | 0 | 0 | 0 | 0 | 0 | 0
F5_Residential_Multi-Family Low Income_New_Space Heating_Natural Gas_Furnace_E3 | F5 | Residential | Multi-Family Low Income | New | Space Heating | Natural Gas | Furnace | E3 | Utility - Cost of Operation | 353.523 | 353.523 | 353.523 | 353.523 | 353.523 | 0 | 0 | 0 | 0 | 0 | 0 | 0 | 0 | 0 | 0 | 0 | 0 | 0 | 0 | 0 | 0 | 0 | 0 | 0 | 0 | 0 | 0 | 0 | 0 | 0 | 0 | 0 | 0 | 0 | 0 | 0 | 0 | 0 | 0 | 0 | 0 | 0
F5_Residential_Multi-Family Low Income_New_Space Heating_Natural Gas_Furnace_E4 | F5 | Residential | Multi-Family Low Income | New | Space Heating | Natural Gas | Furnace | E4 | Utility - Cost of Operation | 1317.6459 | 1317.6459 | 1317.6459 | 1317.6459 | 1317.6459 | 1317.6459 | 1317.6459 | 1317.6459 | 1317.6459 | 1317.6459 | 1317.6459 | 1317.6459 | 1317.6459 | 1317.6459 | 1317.6459 | 1317.6459 | 1317.6459 | 1317.6459 | 1317.6459 | 1317.6459 | 1317.6459 | 1317.6459 | 1317.6459 | 1317.6459 | 1317.6459 | 1317.6459 | 1317.6459 | 1317.6459 | 1317.6459 | 1317.6459 | 1317.6459 | 1317.6459 | 1317.6459 | 0 | 0 | 0 | 0 | 0 | 0 | 0 | 0 | 0
F5_Residential_Multi-Family Low Income_New_Space Heating_Natural Gas_Furnace_E5 | F5 | Residential | Multi-Family Low Income | New | Space Heating | Natural Gas | Furnace | E5 | Utility - Cost of Operation | 628.795 | 628.795 | 628.795 | 628.795 | 628.795 | 628.795 | 628.795 | 628.795 | 628.795 | 628.795 | 628.795 | 628.795 | 628.795 | 628.795 | 628.795 | 628.795 | 628.795 | 628.795 | 628.795 | 628.795 | 628.795 | 628.795 | 628.795 | 628.795 | 628.795 | 628.795 | 628.795 | 628.795 | 628.795 | 628.795 | 628.795 | 628.795 | 628.795 | 0 | 0 | 0 | 0 | 0 | 0 | 0 | 0 | 0
F5_Residential_Multi-Family Low Income_New_Space Heating_Natural Gas_Furnace_E6 | F5 | Residential | Multi-Family Low Income | New | Space Heating | Natural Gas | Furnace | E6 | Utility - Cost of Operation | 666.0585 | 666.0585 | 666.0585 | 666.0585 | 666.0585 | 666.0585 | 666.0585 | 666.0585 | 666.0585 | 666.0585 | 666.0585 | 666.0585 | 666.0585 | 666.0585 | 666.0585 | 666.0585 | 666.0585 | 666.0585 | 666.0585 | 666.0585 | 666.0585 | 666.0585 | 666.0585 | 666.0585 | 666.0585 | 666.0585 | 666.0585 | 666.0585 | 666.0585 | 666.0585 | 666.0585 | 666.0585 | 666.0585 | 0 | 0 | 0 | 0 | 0 | 0 | 0 | 0 | 0
F5_Residential_Multi-Family Low Income_New_Space Heating_Natural Gas_Furnace_E7 | F5 | Residential | Multi-Family Low Income | New | Space Heating | Natural Gas | Furnace | E7 | Utility - Cost of Operation | 0 | 0 | 0 | 0 | 0 | 0 | 0 | 0 | 0 | 0 | 0 | 0 | 0 | 0 | 0 | 0 | 0 | 0 | 0 | 0 | 0 | 0 | 0 | 0 | 0 | 0 | 0 | 0 | 0 | 0 | 0 | 0 | 0 | 0 | 0 | 0 | 0 | 0 | 0 | 0 | 0 | 0
F5_Residential_Multi-Family Low Income_New_Space Heating_Natural Gas_Furnace_E8 | F5 | Residential | Multi-Family Low Income | New | Space Heating | Natural Gas | Furnace | E8 | Utility - Cost of Operation | 0 | 0 | 0 | 0 | 0 | 0 | 0 | 0 | 0 | 0 | 0 | 0 | 0 | 0 | 0 | 0 | 0 | 0 | 0 | 0 | 0 | 0 | 0 | 0 | 0 | 0 | 0 | 0 | 0 | 0 | 0 | 0 | 0 | 0 | 0 | 0 | 0 | 0 | 0 | 0 | 0 | 0
F5_Residential_Multi-Family Low Income_New_Space Heating_Natural Gas_Furnace_E9 | F5 | Residential | Multi-Family Low Income | New | Space Heating | Natural Gas | Furnace | E9 | Utility - Cost of Operation | 0 | 0 | 0 | 0 | 0 | 0 | 0 | 0 | 0 | 0 | 0 | 0 | 0 | 0 | 0 | 0 | 0 | 0 | 0 | 0 | 0 | 0 | 0 | 0 | 0 | 0 | 0 | 0 | 0 | 0 | 0 | 0 | 0 | 0 | 0 | 0 | 0 | 0 | 0 | 0 | 0 | 0
F5_Residential_Multi-Family Low Income_New_Space Heating_Natural Gas_Furnace_E10 | F5 | Residential | Multi-Family Low Income | New | Space Heating | Natural Gas | Furnace | E10 | Utility - Cost of Operation | 0 | 0 | 0 | 0 | 0 | 0 | 0 | 0 | 0 | 0 | 0 | 0 | 0 | 0 | 0 | 0 | 0 | 0 | 0 | 0 | 0 | 0 | 0 | 0 | 0 | 0 | 0 | 0 | 0 | 0 | 0 | 0 | 0 | 0 | 0 | 0 | 0 | 0 | 0 | 0 | 0 | 0
F6_Residential_Multi-Family Low Income_New_Space Heating_Natural Gas_Furnace_E1 | F6 | Residential | Multi-Family Low Income | New | Space Heating | Natural Gas | Furnace | E1 | Utility - Value of Sales | 221.9669 | 221.5897 | 221.4587 | 221.1179 | 219.8648 | 0 | 0 | 0 | 0 | 0 | 0 | 0 | 0 | 0 | 0 | 0 | 0 | 0 | 0 | 0 | 0 | 0 | 0 | 0 | 0 | 0 | 0 | 0 | 0 | 0 | 0 | 0 | 0 | 0 | 0 | 0 | 0 | 0 | 0 | 0 | 0 | 0
F6_Residential_Multi-Family Low Income_New_Space Heating_Natural Gas_Furnace_E2 | F6 | Residential | Multi-Family Low Income | New | Space Heating | Natural Gas | Furnace | E2 | Utility - Value of Sales | 188.0144 | 187.6949 | 187.5839 | 187.2952 | 186.2338 | 0 | 0 | 0 | 0 | 0 | 0 | 0 | 0 | 0 | 0 | 0 | 0 | 0 | 0 | 0 | 0 | 0 | 0 | 0 | 0 | 0 | 0 | 0 | 0 | 0 | 0 | 0 | 0 | 0 | 0 | 0 | 0 | 0 | 0 | 0 | 0 | 0
F6_Residential_Multi-Family Low Income_New_Space Heating_Natural Gas_Furnace_E3 | F6 | Residential | Multi-Family Low Income | New | Space Heating | Natural Gas | Furnace | E3 | Utility - Value of Sales | 181.6926 | 181.3838 | 181.2765 | 180.9976 | 179.9719 | 0 | 0 | 0 | 0 | 0 | 0 | 0 | 0 | 0 | 0 | 0 | 0 | 0 | 0 | 0 | 0 | 0 | 0 | 0 | 0 | 0 | 0 | 0 | 0 | 0 | 0 | 0 | 0 | 0 | 0 | 0 | 0 | 0 | 0 | 0 | 0 | 0
F6_Residential_Multi-Family Low Income_New_Space Heating_Natural Gas_Furnace_E4 | F6 | Residential | Multi-Family Low Income | New | Space Heating | Natural Gas | Furnace | E4 | Utility - Value of Sales | 149.9726 | 149.9741 | 150.2107 | 150.2469 | 149.4114 | 148.5759 | 147.7404 | 146.905 | 146.0696 | 145.2343 | 144.399 | 143.5637 | 142.7285 | 141.8934 | 141.0582 | 140.2311 | 139.4199 | 138.6326 | 137.877 | 137.1613 | 136.4934 | 135.8811 | 135.3244 | 134.8234 | 134.3781 | 133.9885 | 133.6544 | 133.3761 | 133.1534 | 132.9864 | 132.875 | 132.8193 | 132.8193 | 0 | 0 | 0 | 0 | 0 | 0 | 0 | 0 | 0
F6_Residential_Multi-Family Low Income_New_Space Heating_Natural Gas_Furnace_E5 | F6 | Residential | Multi-Family Low Income | New | Space Heating | Natural Gas | Furnace | E5 | Utility - Value of Sales | 119.3116 | 119.2012 | 119.2476 | 119.1604 | 118.492 | 117.8237 | 117.1553 | 116.4871 | 115.8188 | 115.1506 | 114.4824 | 113.8184 | 113.1626 | 112.5193 | 111.8924 | 111.2862 | 110.7048 | 110.1522 | 109.6326 | 109.1501 | 108.7048 | 108.2966 | 107.9255 | 107.5915 | 107.2946 | 107.0349 | 106.8122 | 106.6266 | 106.4782 | 106.3668 | 106.2926 | 106.2554 | 106.2554 | 0 | 0 | 0 | 0 | 0 | 0 | 0 | 0 | 0
F6_Residential_Multi-Family Low Income_New_Space Heating_Natural Gas_Furnace_E6 | F6 | Residential | Multi-Family Low Income | New | Space Heating | Natural Gas | Furnace | E6 | Utility - Value of Sales | 100.4729 | 100.38 | 100.419 | 100.3456 | 99.7828 | 99.2199 | 98.6571 | 98.0944 | 97.5317 | 96.969 | 96.4063 | 95.8471 | 95.2949 | 94.7531 | 94.2252 | 93.7147 | 93.2251 | 92.7597 | 92.3222 | 91.9159 | 91.5409 | 91.1972 | 90.8846 | 90.6034 | 90.3534 | 90.1347 | 89.9471 | 89.7908 | 89.6658 | 89.5721 | 89.5095 | 89.4783 | 89.4783 | 0 | 0 | 0 | 0 | 0 | 0 | 0 | 0 | 0
F6_Residential_Multi-Family Low Income_New_Space Heating_Natural Gas_Furnace_E7 | F6 | Residential | Multi-Family Low Income | New | Space Heating | Natural Gas | Furnace | E7 | Utility - Value of Sales | 0 | 0 | 0 | 0 | 0 | 0 | 0 | 0 | 0 | 0 | 0 | 0 | 0 | 0 | 0 | 0 | 0 | 0 | 0 | 0 | 0 | 0 | 0 | 0 | 0 | 0 | 0 | 0 | 0 | 0 | 0 | 0 | 0 | 0 | 0 | 0 | 0 | 0 | 0 | 0 | 0 | 0
F6_Residential_Multi-Family Low Income_New_Space Heating_Natural Gas_Furnace_E8 | F6 | Residential | Multi-Family Low Income | New | Space Heating | Natural Gas | Furnace | E8 | Utility - Value of Sales | 0 | 0 | 0 | 0 | 0 | 0 | 0 | 0 | 0 | 0 | 0 | 0 | 0 | 0 | 0 | 0 | 0 | 0 | 0 | 0 | 0 | 0 | 0 | 0 | 0 | 0 | 0 | 0 | 0 | 0 | 0 | 0 | 0 | 0 | 0 | 0 | 0 | 0 | 0 | 0 | 0 | 0
F6_Residential_Multi-Family Low Income_New_Space Heating_Natural Gas_Furnace_E9 | F6 | Residential | Multi-Family Low Income | New | Space Heating | Natural Gas | Furnace | E9 | Utility - Value of Sales | 0 | 0 | 0 | 0 | 0 | 0 | 0 | 0 | 0 | 0 | 0 | 0 | 0 | 0 | 0 | 0 | 0 | 0 | 0 | 0 | 0 | 0 | 0 | 0 | 0 | 0 | 0 | 0 | 0 | 0 | 0 | 0 | 0 | 0 | 0 | 0 | 0 | 0 | 0 | 0 | 0 | 0
F6_Residential_Multi-Family Low Income_New_Space Heating_Natural Gas_Furnace_E10 | F6 | Residential | Multi-Family Low Income | New | Space Heating | Natural Gas | Furnace | E10 | Utility - Value of Sales | 0 | 0 | 0 | 0 | 0 | 0 | 0 | 0 | 0 | 0 | 0 | 0 | 0 | 0 | 0 | 0 | 0 | 0 | 0 | 0 | 0 | 0 | 0 | 0 | 0 | 0 | 0 | 0 | 0 | 0 | 0 | 0 | 0 | 0 | 0 | 0 | 0 | 0 | 0 | 0 | 0 | 0
F1_Residential_Multi-Family Low Income_New_Space Heating_Natural Gas_Boiler_E1 | F1 | Residential | Multi-Family Low Income | New | Space Heating | Natural Gas | Boiler | E1 | RVT - Cost of Equipment | 231.2716 | 231.4865 | 0 | 0 | 0 | 0 | 0 | 0 | 0 | 0 | 0 | 0 | 0 | 0 | 0 | 0 | 0 | 0 | 0 | 0 | 0 | 0 | 0 | 0 | 0 | 0 | 0 | 0 | 0 | 0 | 0 | 0 | 0 | 0 | 0 | 0 | 0 | 0 | 0 | 0 | 0 | 0
F1_Residential_Multi-Family Low Income_New_Space Heating_Natural Gas_Boiler_E2 | F1 | Residential | Multi-Family Low Income | New | Space Heating | Natural Gas | Boiler | E2 | RVT - Cost of Equipment | 226.1159 | 226.326 | 226.9603 | 227.3748 | 226.6327 | 0 | 0 | 0 | 0 | 0 | 0 | 0 | 0 | 0 | 0 | 0 | 0 | 0 | 0 | 0 | 0 | 0 | 0 | 0 | 0 | 0 | 0 | 0 | 0 | 0 | 0 | 0 | 0 | 0 | 0 | 0 | 0 | 0 | 0 | 0 | 0 | 0
F1_Residential_Multi-Family Low Income_New_Space Heating_Natural Gas_Boiler_E3 | F1 | Residential | Multi-Family Low Income | New | Space Heating | Natural Gas | Boiler | E3 | RVT - Cost of Equipment | 223.1697 | 223.3771 | 224.0031 | 224.4122 | 223.6799 | 0 | 0 | 0 | 0 | 0 | 0 | 0 | 0 | 0 | 0 | 0 | 0 | 0 | 0 | 0 | 0 | 0 | 0 | 0 | 0 | 0 | 0 | 0 | 0 | 0 | 0 | 0 | 0 | 0 | 0 | 0 | 0 | 0 | 0 | 0 | 0 | 0
F1_Residential_Multi-Family Low Income_New_Space Heating_Natural Gas_Boiler_E4 | F1 | Residential | Multi-Family Low Income | New | Space Heating | Natural Gas | Boiler | E4 | RVT - Cost of Equipment | 209.4231 | 209.6176 | 210.2051 | 210.589 | 209.9018 | 0 | 0 | 0 | 0 | 0 | 0 | 0 | 0 | 0 | 0 | 0 | 0 | 0 | 0 | 0 | 0 | 0 | 0 | 0 | 0 | 0 | 0 | 0 | 0 | 0 | 0 | 0 | 0 | 0 | 0 | 0 | 0 | 0 | 0 | 0 | 0 | 0
F1_Residential_Multi-Family Low Income_New_Space Heating_Natural Gas_Boiler_E5 | F1 | Residential | Multi-Family Low Income | New | Space Heating | Natural Gas | Boiler | E5 | RVT - Cost of Equipment | 194.934 | 195.1151 | 195.6619 | 196.0193 | 195.3796 | 0 | 0 | 0 | 0 | 0 | 0 | 0 | 0 | 0 | 0 | 0 | 0 | 0 | 0 | 0 | 0 | 0 | 0 | 0 | 0 | 0 | 0 | 0 | 0 | 0 | 0 | 0 | 0 | 0 | 0 | 0 | 0 | 0 | 0 | 0 | 0 | 0
F1_Residential_Multi-Family Low Income_New_Space Heating_Natural Gas_Boiler_E6 | F1 | Residential | Multi-Family Low Income | New | Space Heating | Natural Gas | Boiler | E6 | RVT - Cost of Equipment | 154.8795 | 155.0073 | 155.5439 | 155.9023 | 155.1639 | 154.9216 | 155.1414 | 155.245 | 155.4998 | 155.7039 | 155.8825 | 156.0144 | 156.1987 | 156.4062 | 156.5769 | 156.6421 | 156.5877 | 156.4498 | 156.1603 | 155.7714 | 155.1833 | 154.4291 | 153.5928 | 152.7521 | 151.8144 | 150.8187 | 149.7671 | 148.6827 | 147.49 | 146.2585 | 144.9223 | 143.554 | 142.0373 | 0 | 0 | 0 | 0 | 0 | 0 | 0 | 0 | 0
F1_Residential_Multi-Family Low Income_New_Space Heating_Natural Gas_Boiler_E7 | F1 | Residential | Multi-Family Low Income | New | Space Heating | Natural Gas | Boiler | E7 | RVT - Cost of Equipment | 123.8577 | 123.9569 | 124.3406 | 124.6039 | 124.1065 | 123.9607 | 124.1417 | 124.2442 | 124.4531 | 124.6279 | 124.7872 | 124.8583 | 124.9001 | 124.8923 | 124.785 | 124.609 | 124.3551 | 124.0509 | 123.6502 | 123.1894 | 122.6778 | 122.1517 | 121.5682 | 120.9817 | 120.3275 | 119.6328 | 118.8992 | 118.1426 | 117.3106 | 116.4514 | 115.5192 | 114.5646 | 113.5065 | 0 | 0 | 0 | 0 | 0 | 0 | 0 | 0 | 0
F1_Residential_Multi-Family Low Income_New_Space Heating_Natural Gas_Boiler_E8 | F1 | Residential | Multi-Family Low Income | New | Space Heating | Natural Gas | Boiler | E8 | RVT - Cost of Equipment | 104.3012 | 104.3848 | 104.7079 | 104.9296 | 104.5107 | 104.388 | 104.5404 | 104.6267 | 104.8026 | 104.9498 | 105.084 | 105.1438 | 105.179 | 105.1724 | 105.0821 | 104.9339 | 104.7201 | 104.4639 | 104.1265 | 103.7384 | 103.3076 | 102.8646 | 102.3732 | 101.8793 | 101.3284 | 100.7434 | 100.1256 | 99.4885 | 98.7879 | 98.0644 | 97.2793 | 96.4754 | 95.5844 | 0 | 0 | 0 | 0 | 0 | 0 | 0 | 0 | 0
F1_Residential_Multi-Family Low Income_New_Space Heating_Natural Gas_Boiler_E9 | F1 | Residential | Multi-Family Low Income | New | Space Heating | Natural Gas | Boiler | E9 | RVT - Cost of Equipment | 0 | 0 | 0 | 0 | 0 | 0 | 0 | 0 | 0 | 0 | 0 | 0 | 0 | 0 | 0 | 0 | 0 | 0 | 0 | 0 | 0 | 0 | 0 | 0 | 0 | 0 | 0 | 0 | 0 | 0 | 0 | 0 | 0 | 0 | 0 | 0 | 0 | 0 | 0 | 0 | 0 | 0
F1_Residential_Multi-Family Low Income_New_Space Heating_Natural Gas_Boiler_E10 | F1 | Residential | Multi-Family Low Income | New | Space Heating | Natural Gas | Boiler | E10 | RVT - Cost of Equipment | 0 | 0 | 0 | 0 | 0 | 0 | 0 | 0 | 0 | 0 | 0 | 0 | 0 | 0 | 0 | 0 | 0 | 0 | 0 | 0 | 0 | 0 | 0 | 0 | 0 | 0 | 0 | 0 | 0 | 0 | 0 | 0 | 0 | 0 | 0 | 0 | 0 | 0 | 0 | 0 | 0 | 0
F2_Residential_Multi-Family Low Income_New_Space Heating_Natural Gas_Boiler_E1 | F2 | Residential | Multi-Family Low Income | New | Space Heating | Natural Gas | Boiler | E1 | RVT - Cost of Operation | 230.8987 | 231.1132 | 0 | 0 | 0 | 0 | 0 | 0 | 0 | 0 | 0 | 0 | 0 | 0 | 0 | 0 | 0 | 0 | 0 | 0 | 0 | 0 | 0 | 0 | 0 | 0 | 0 | 0 | 0 | 0 | 0 | 0 | 0 | 0 | 0 | 0 | 0 | 0 | 0 | 0 | 0 | 0
F2_Residential_Multi-Family Low Income_New_Space Heating_Natural Gas_Boiler_E2 | F2 | Residential | Multi-Family Low Income | New | Space Heating | Natural Gas | Boiler | E2 | RVT - Cost of Operation | 225.7513 | 225.961 | 226.5943 | 227.0082 | 226.2673 | 0 | 0 | 0 | 0 | 0 | 0 | 0 | 0 | 0 | 0 | 0 | 0 | 0 | 0 | 0 | 0 | 0 | 0 | 0 | 0 | 0 | 0 | 0 | 0 | 0 | 0 | 0 | 0 | 0 | 0 | 0 | 0 | 0 | 0 | 0 | 0 | 0
F2_Residential_Multi-Family Low Income_New_Space Heating_Natural Gas_Boiler_E3 | F2 | Residential | Multi-Family Low Income | New | Space Heating | Natural Gas | Boiler | E3 | RVT - Cost of Operation | 222.8099 | 223.0169 | 223.642 | 224.0504 | 223.3192 | 0 | 0 | 0 | 0 | 0 | 0 | 0 | 0 | 0 | 0 | 0 | 0 | 0 | 0 | 0 | 0 | 0 | 0 | 0 | 0 | 0 | 0 | 0 | 0 | 0 | 0 | 0 | 0 | 0 | 0 | 0 | 0 | 0 | 0 | 0 | 0 | 0
F2_Residential_Multi-Family Low Income_New_Space Heating_Natural Gas_Boiler_E4 | F2 | Residential | Multi-Family Low Income | New | Space Heating | Natural Gas | Boiler | E4 | RVT - Cost of Operation | 209.0854 | 209.2797 | 209.8662 | 210.2495 | 209.5633 | 0 | 0 | 0 | 0 | 0 | 0 | 0 | 0 | 0 | 0 | 0 | 0 | 0 | 0 | 0 | 0 | 0 | 0 | 0 | 0 | 0 | 0 | 0 | 0 | 0 | 0 | 0 | 0 | 0 | 0 | 0 | 0 | 0 | 0 | 0 | 0 | 0
F2_Residential_Multi-Family Low Income_New_Space Heating_Natural Gas_Boiler_E5 | F2 | Residential | Multi-Family Low Income | New | Space Heating | Natural Gas | Boiler | E5 | RVT - Cost of Operation | 194.6197 | 194.8005 | 195.3464 | 195.7032 | 195.0645 | 0 | 0 | 0 | 0 | 0 | 0 | 0 | 0 | 0 | 0 | 0 | 0 | 0 | 0 | 0 | 0 | 0 | 0 | 0 | 0 | 0 | 0 | 0 | 0 | 0 | 0 | 0 | 0 | 0 | 0 | 0 | 0 | 0 | 0 | 0 | 0 | 0
F2_Residential_Multi-Family Low Income_New_Space Heating_Natural Gas_Boiler_E6 | F2 | Residential | Multi-Family Low Income | New | Space Heating | Natural Gas | Boiler | E6 | RVT - Cost of Operation | 154.6298 | 154.7574 | 155.2931 | 155.6509 | 154.9137 | 154.6718 | 154.8912 | 154.9947 | 155.2491 | 155.4528 | 155.6312 | 155.7628 | 155.9468 | 156.154 | 156.3245 | 156.3896 | 156.3352 | 156.1975 | 155.9085 | 155.5202 | 154.9331 | 154.1801 | 153.3451 | 152.5058 | 151.5696 | 150.5755 | 149.5256 | 148.4429 | 147.2522 | 146.0227 | 144.6886 | 143.3225 | 141.8083 | 0 | 0 | 0 | 0 | 0 | 0 | 0 | 0 | 0
F2_Residential_Multi-Family Low Income_New_Space Heating_Natural Gas_Boiler_E7 | F2 | Residential | Multi-Family Low Income | New | Space Heating | Natural Gas | Boiler | E7 | RVT - Cost of Operation | 123.658 | 123.7571 | 124.1401 | 124.403 | 123.9064 | 123.7608 | 123.9416 | 124.0439 | 124.2525 | 124.427 | 124.586 | 124.6569 | 124.6987 | 124.6909 | 124.5837 | 124.4081 | 124.1546 | 123.8509 | 123.4508 | 122.9908 | 122.48 | 121.9547 | 121.3722 | 120.7866 | 120.1334 | 119.4399 | 118.7074 | 117.9521 | 117.1214 | 116.2637 | 115.3329 | 114.3798 | 113.3235 | 0 | 0 | 0 | 0 | 0 | 0 | 0 | 0 | 0
F2_Residential_Multi-Family Low Income_New_Space Heating_Natural Gas_Boiler_E8 | F2 | Residential | Multi-Family Low Income | New | Space Heating | Natural Gas | Boiler | E8 | RVT - Cost of Operation | 104.133 | 104.2165 | 104.539 | 104.7604 | 104.3422 | 104.2196 | 104.3718 | 104.458 | 104.6337 | 104.7806 | 104.9145 | 104.9743 | 105.0094 | 105.0029 | 104.9126 | 104.7647 | 104.5513 | 104.2955 | 103.9586 | 103.5712 | 103.1411 | 102.6987 | 102.2081 | 101.715 | 101.165 | 100.581 | 99.9642 | 99.3281 | 98.6286 | 97.9062 | 97.1224 | 96.3199 | 95.4303 | 0 | 0 | 0 | 0 | 0 | 0 | 0 | 0 | 0
F2_Residential_Multi-Family Low Income_New_Space Heating_Natural Gas_Boiler_E9 | F2 | Residential | Multi-Family Low Income | New | Space Heating | Natural Gas | Boiler | E9 | RVT - Cost of Operation | 0 | 0 | 0 | 0 | 0 | 0 | 0 | 0 | 0 | 0 | 0 | 0 | 0 | 0 | 0 | 0 | 0 | 0 | 0 | 0 | 0 | 0 | 0 | 0 | 0 | 0 | 0 | 0 | 0 | 0 | 0 | 0 | 0 | 0 | 0 | 0 | 0 | 0 | 0 | 0 | 0 | 0
F2_Residential_Multi-Family Low Income_New_Space Heating_Natural Gas_Boiler_E10 | F2 | Residential | Multi-Family Low Income | New | Space Heating | Natural Gas | Boiler | E10 | RVT - Cost of Operation | 0 | 0 | 0 | 0 | 0 | 0 | 0 | 0 | 0 | 0 | 0 | 0 | 0 | 0 | 0 | 0 | 0 | 0 | 0 | 0 | 0 | 0 | 0 | 0 | 0 | 0 | 0 | 0 | 0 | 0 | 0 | 0 | 0 | 0 | 0 | 0 | 0 | 0 | 0 | 0 | 0 | 0
F3_Residential_Multi-Family Low Income_New_Space Heating_Natural Gas_Boiler_E1 | F3 | Residential | Multi-Family Low Income | New | Space Heating | Natural Gas | Boiler | E1 | System - kBTUs of Consumption | 171.371 | 171.371 | 0 | 0 | 0 | 0 | 0 | 0 | 0 | 0 | 0 | 0 | 0 | 0 | 0 | 0 | 0 | 0 | 0 | 0 | 0 | 0 | 0 | 0 | 0 | 0 | 0 | 0 | 0 | 0 | 0 | 0 | 0 | 0 | 0 | 0 | 0 | 0 | 0 | 0 | 0 | 0
F3_Residential_Multi-Family Low Income_New_Space Heating_Natural Gas_Boiler_E2 | F3 | Residential | Multi-Family Low Income | New | Space Heating | Natural Gas | Boiler | E2 | System - kBTUs of Consumption | 211.8434 | 211.8434 | 211.8434 | 211.8434 | 211.8434 | 0 | 0 | 0 | 0 | 0 | 0 | 0 | 0 | 0 | 0 | 0 | 0 | 0 | 0 | 0 | 0 | 0 | 0 | 0 | 0 | 0 | 0 | 0 | 0 | 0 | 0 | 0 | 0 | 0 | 0 | 0 | 0 | 0 | 0 | 0 | 0 | 0
F3_Residential_Multi-Family Low Income_New_Space Heating_Natural Gas_Boiler_E3 | F3 | Residential | Multi-Family Low Income | New | Space Heating | Natural Gas | Boiler | E3 | System - kBTUs of Consumption | 240.711 | 240.711 | 240.711 | 240.711 | 240.711 | 0 | 0 | 0 | 0 | 0 | 0 | 0 | 0 | 0 | 0 | 0 | 0 | 0 | 0 | 0 | 0 | 0 | 0 | 0 | 0 | 0 | 0 | 0 | 0 | 0 | 0 | 0 | 0 | 0 | 0 | 0 | 0 | 0 | 0 | 0 | 0 | 0
F3_Residential_Multi-Family Low Income_New_Space Heating_Natural Gas_Boiler_E4 | F3 | Residential | Multi-Family Low Income | New | Space Heating | Natural Gas | Boiler | E4 | System - kBTUs of Consumption | 251.814 | 251.814 | 251.814 | 251.814 | 251.814 | 0 | 0 | 0 | 0 | 0 | 0 | 0 | 0 | 0 | 0 | 0 | 0 | 0 | 0 | 0 | 0 | 0 | 0 | 0 | 0 | 0 | 0 | 0 | 0 | 0 | 0 | 0 | 0 | 0 | 0 | 0 | 0 | 0 | 0 | 0 | 0 | 0
F3_Residential_Multi-Family Low Income_New_Space Heating_Natural Gas_Boiler_E5 | F3 | Residential | Multi-Family Low Income | New | Space Heating | Natural Gas | Boiler | E5 | System - kBTUs of Consumption | 283.4357 | 283.4357 | 283.4357 | 283.4357 | 283.4357 | 0 | 0 | 0 | 0 | 0 | 0 | 0 | 0 | 0 | 0 | 0 | 0 | 0 | 0 | 0 | 0 | 0 | 0 | 0 | 0 | 0 | 0 | 0 | 0 | 0 | 0 | 0 | 0 | 0 | 0 | 0 | 0 | 0 | 0 | 0 | 0 | 0
F3_Residential_Multi-Family Low Income_New_Space Heating_Natural Gas_Boiler_E6 | F3 | Residential | Multi-Family Low Income | New | Space Heating | Natural Gas | Boiler | E6 | System - kBTUs of Consumption | 1317.6459 | 1317.6459 | 1317.6459 | 1317.6459 | 1317.6459 | 1317.6459 | 1317.6459 | 1317.6459 | 1317.6459 | 1317.6459 | 1317.6459 | 1317.6459 | 1317.6459 | 1317.6459 | 1317.6459 | 1317.6459 | 1317.6459 | 1317.6459 | 1317.6459 | 1317.6459 | 1317.6459 | 1317.6459 | 1317.6459 | 1317.6459 | 1317.6459 | 1317.6459 | 1317.6459 | 1317.6459 | 1317.6459 | 1317.6459 | 1317.6459 | 1317.6459 | 1317.6459 | 0 | 0 | 0 | 0 | 0 | 0 | 0 | 0 | 0
F3_Residential_Multi-Family Low Income_New_Space Heating_Natural Gas_Boiler_E7 | F3 | Residential | Multi-Family Low Income | New | Space Heating | Natural Gas | Boiler | E7 | System - kBTUs of Consumption | 628.795 | 628.795 | 628.795 | 628.795 | 628.795 | 628.795 | 628.795 | 628.795 | 628.795 | 628.795 | 628.795 | 628.795 | 628.795 | 628.795 | 628.795 | 628.795 | 628.795 | 628.795 | 628.795 | 628.795 | 628.795 | 628.795 | 628.795 | 628.795 | 628.795 | 628.795 | 628.795 | 628.795 | 628.795 | 628.795 | 628.795 | 628.795 | 628.795 | 0 | 0 | 0 | 0 | 0 | 0 | 0 | 0 | 0
F3_Residential_Multi-Family Low Income_New_Space Heating_Natural Gas_Boiler_E8 | F3 | Residential | Multi-Family Low Income | New | Space Heating | Natural Gas | Boiler | E8 | System - kBTUs of Consumption | 666.0585 | 666.0585 | 666.0585 | 666.0585 | 666.0585 | 666.0585 | 666.0585 | 666.0585 | 666.0585 | 666.0585 | 666.0585 | 666.0585 | 666.0585 | 666.0585 | 666.0585 | 666.0585 | 666.0585 | 666.0585 | 666.0585 | 666.0585 | 666.0585 | 666.0585 | 666.0585 | 666.0585 | 666.0585 | 666.0585 | 666.0585 | 666.0585 | 666.0585 | 666.0585 | 666.0585 | 666.0585 | 666.0585 | 0 | 0 | 0 | 0 | 0 | 0 | 0 | 0 | 0
F3_Residential_Multi-Family Low Income_New_Space Heating_Natural Gas_Boiler_E9 | F3 | Residential | Multi-Family Low Income | New | Space Heating | Natural Gas | Boiler | E9 | System - kBTUs of Consumption | 0 | 0 | 0 | 0 | 0 | 0 | 0 | 0 | 0 | 0 | 0 | 0 | 0 | 0 | 0 | 0 | 0 | 0 | 0 | 0 | 0 | 0 | 0 | 0 | 0 | 0 | 0 | 0 | 0 | 0 | 0 | 0 | 0 | 0 | 0 | 0 | 0 | 0 | 0 | 0 | 0 | 0
F3_Residential_Multi-Family Low Income_New_Space Heating_Natural Gas_Boiler_E10 | F3 | Residential | Multi-Family Low Income | New | Space Heating | Natural Gas | Boiler | E10 | System - kBTUs of Consumption | 0 | 0 | 0 | 0 | 0 | 0 | 0 | 0 | 0 | 0 | 0 | 0 | 0 | 0 | 0 | 0 | 0 | 0 | 0 | 0 | 0 | 0 | 0 | 0 | 0 | 0 | 0 | 0 | 0 | 0 | 0 | 0 | 0 | 0 | 0 | 0 | 0 | 0 | 0 | 0 | 0 | 0
F4_Residential_Multi-Family Low Income_New_Space Heating_Natural Gas_Boiler_E1 | F4 | Residential | Multi-Family Low Income | New | Space Heating | Natural Gas | Boiler | E1 | Utility - Cost of Equipment | 230.8987 | 231.1132 | 0 | 0 | 0 | 0 | 0 | 0 | 0 | 0 | 0 | 0 | 0 | 0 | 0 | 0 | 0 | 0 | 0 | 0 | 0 | 0 | 0 | 0 | 0 | 0 | 0 | 0 | 0 | 0 | 0 | 0 | 0 | 0 | 0 | 0 | 0 | 0 | 0 | 0 | 0 | 0
F4_Residential_Multi-Family Low Income_New_Space Heating_Natural Gas_Boiler_E2 | F4 | Residential | Multi-Family Low Income | New | Space Heating | Natural Gas | Boiler | E2 | Utility - Cost of Equipment | 225.7513 | 225.961 | 226.5943 | 227.0082 | 226.2673 | 0 | 0 | 0 | 0 | 0 | 0 | 0 | 0 | 0 | 0 | 0 | 0 | 0 | 0 | 0 | 0 | 0 | 0 | 0 | 0 | 0 | 0 | 0 | 0 | 0 | 0 | 0 | 0 | 0 | 0 | 0 | 0 | 0 | 0 | 0 | 0 | 0
F4_Residential_Multi-Family Low Income_New_Space Heating_Natural Gas_Boiler_E3 | F4 | Residential | Multi-Family Low Income | New | Space Heating | Natural Gas | Boiler | E3 | Utility - Cost of Equipment | 222.8099 | 223.0169 | 223.642 | 224.0504 | 223.3192 | 0 | 0 | 0 | 0 | 0 | 0 | 0 | 0 | 0 | 0 | 0 | 0 | 0 | 0 | 0 | 0 | 0 | 0 | 0 | 0 | 0 | 0 | 0 | 0 | 0 | 0 | 0 | 0 | 0 | 0 | 0 | 0 | 0 | 0 | 0 | 0 | 0
F4_Residential_Multi-Family Low Income_New_Space Heating_Natural Gas_Boiler_E4 | F4 | Residential | Multi-Family Low Income | New | Space Heating | Natural Gas | Boiler | E4 | Utility - Cost of Equipment | 209.0854 | 209.2797 | 209.8662 | 210.2495 | 209.5633 | 0 | 0 | 0 | 0 | 0 | 0 | 0 | 0 | 0 | 0 | 0 | 0 | 0 | 0 | 0 | 0 | 0 | 0 | 0 | 0 | 0 | 0 | 0 | 0 | 0 | 0 | 0 | 0 | 0 | 0 | 0 | 0 | 0 | 0 | 0 | 0 | 0
F4_Residential_Multi-Family Low Income_New_Space Heating_Natural Gas_Boiler_E5 | F4 | Residential | Multi-Family Low Income | New | Space Heating | Natural Gas | Boiler | E5 | Utility - Cost of Equipment | 194.6197 | 194.8005 | 195.3464 | 195.7032 | 195.0645 | 0 | 0 | 0 | 0 | 0 | 0 | 0 | 0 | 0 | 0 | 0 | 0 | 0 | 0 | 0 | 0 | 0 | 0 | 0 | 0 | 0 | 0 | 0 | 0 | 0 | 0 | 0 | 0 | 0 | 0 | 0 | 0 | 0 | 0 | 0 | 0 | 0
F4_Residential_Multi-Family Low Income_New_Space Heating_Natural Gas_Boiler_E6 | F4 | Residential | Multi-Family Low Income | New | Space Heating | Natural Gas | Boiler | E6 | Utility - Cost of Equipment | 154.6298 | 154.7574 | 155.2931 | 155.6509 | 154.9137 | 154.6718 | 154.8912 | 154.9947 | 155.2491 | 155.4528 | 155.6312 | 155.7628 | 155.9468 | 156.154 | 156.3245 | 156.3896 | 156.3352 | 156.1975 | 155.9085 | 155.5202 | 154.9331 | 154.1801 | 153.3451 | 152.5058 | 151.5696 | 150.5755 | 149.5256 | 148.4429 | 147.2522 | 146.0227 | 144.6886 | 143.3225 | 141.8083 | 0 | 0 | 0 | 0 | 0 | 0 | 0 | 0 | 0
F4_Residential_Multi-Family Low Income_New_Space Heating_Natural Gas_Boiler_E7 | F4 | Residential | Multi-Family Low Income | New | Space Heating | Natural Gas | Boiler | E7 | Utility - Cost of Equipment | 123.658 | 123.7571 | 124.1401 | 124.403 | 123.9064 | 123.7608 | 123.9416 | 124.0439 | 124.2525 | 124.427 | 124.586 | 124.6569 | 124.6987 | 124.6909 | 124.5837 | 124.4081 | 124.1546 | 123.8509 | 123.4508 | 122.9908 | 122.48 | 121.9547 | 121.3722 | 120.7866 | 120.1334 | 119.4399 | 118.7074 | 117.9521 | 117.1214 | 116.2637 | 115.3329 | 114.3798 | 113.3235 | 0 | 0 | 0 | 0 | 0 | 0 | 0 | 0 | 0
F4_Residential_Multi-Family Low Income_New_Space Heating_Natural Gas_Boiler_E8 | F4 | Residential | Multi-Family Low Income | New | Space Heating | Natural Gas | Boiler | E8 | Utility - Cost of Equipment | 104.133 | 104.2165 | 104.539 | 104.7604 | 104.3422 | 104.2196 | 104.3718 | 104.458 | 104.6337 | 104.7806 | 104.9145 | 104.9743 | 105.0094 | 105.0029 | 104.9126 | 104.7647 | 104.5513 | 104.2955 | 103.9586 | 103.5712 | 103.1411 | 102.6987 | 102.2081 | 101.715 | 101.165 | 100.581 | 99.9642 | 99.3281 | 98.6286 | 97.9062 | 97.1224 | 96.3199 | 95.4303 | 0 | 0 | 0 | 0 | 0 | 0 | 0 | 0 | 0
F4_Residential_Multi-Family Low Income_New_Space Heating_Natural Gas_Boiler_E9 | F4 | Residential | Multi-Family Low Income | New | Space Heating | Natural Gas | Boiler | E9 | Utility - Cost of Equipment | 0 | 0 | 0 | 0 | 0 | 0 | 0 | 0 | 0 | 0 | 0 | 0 | 0 | 0 | 0 | 0 | 0 | 0 | 0 | 0 | 0 | 0 | 0 | 0 | 0 | 0 | 0 | 0 | 0 | 0 | 0 | 0 | 0 | 0 | 0 | 0 | 0 | 0 | 0 | 0 | 0 | 0
F4_Residential_Multi-Family Low Income_New_Space Heating_Natural Gas_Boiler_E10 | F4 | Residential | Multi-Family Low Income | New | Space Heating | Natural Gas | Boiler | E10 | Utility - Cost of Equipment | 0 | 0 | 0 | 0 | 0 | 0 | 0 | 0 | 0 | 0 | 0 | 0 | 0 | 0 | 0 | 0 | 0 | 0 | 0 | 0 | 0 | 0 | 0 | 0 | 0 | 0 | 0 | 0 | 0 | 0 | 0 | 0 | 0 | 0 | 0 | 0 | 0 | 0 | 0 | 0 | 0 | 0
F5_Residential_Multi-Family Low Income_New_Space Heating_Natural Gas_Boiler_E1 | F5 | Residential | Multi-Family Low Income | New | Space Heating | Natural Gas | Boiler | E1 | Utility - Cost of Operation | 171.371 | 171.371 | 0 | 0 | 0 | 0 | 0 | 0 | 0 | 0 | 0 | 0 | 0 | 0 | 0 | 0 | 0 | 0 | 0 | 0 | 0 | 0 | 0 | 0 | 0 | 0 | 0 | 0 | 0 | 0 | 0 | 0 | 0 | 0 | 0 | 0 | 0 | 0 | 0 | 0 | 0 | 0
F5_Residential_Multi-Family Low Income_New_Space Heating_Natural Gas_Boiler_E2 | F5 | Residential | Multi-Family Low Income | New | Space Heating | Natural Gas | Boiler | E2 | Utility - Cost of Operation | 211.8434 | 211.8434 | 211.8434 | 211.8434 | 211.8434 | 0 | 0 | 0 | 0 | 0 | 0 | 0 | 0 | 0 | 0 | 0 | 0 | 0 | 0 | 0 | 0 | 0 | 0 | 0 | 0 | 0 | 0 | 0 | 0 | 0 | 0 | 0 | 0 | 0 | 0 | 0 | 0 | 0 | 0 | 0 | 0 | 0
F5_Residential_Multi-Family Low Income_New_Space Heating_Natural Gas_Boiler_E3 | F5 | Residential | Multi-Family Low Income | New | Space Heating | Natural Gas | Boiler | E3 | Utility - Cost of Operation | 240.711 | 240.711 | 240.711 | 240.711 | 240.711 | 0 | 0 | 0 | 0 | 0 | 0 | 0 | 0 | 0 | 0 | 0 | 0 | 0 | 0 | 0 | 0 | 0 | 0 | 0 | 0 | 0 | 0 | 0 | 0 | 0 | 0 | 0 | 0 | 0 | 0 | 0 | 0 | 0 | 0 | 0 | 0 | 0
F5_Residential_Multi-Family Low Income_New_Space Heating_Natural Gas_Boiler_E4 | F5 | Residential | Multi-Family Low Income | New | Space Heating | Natural Gas | Boiler | E4 | Utility - Cost of Operation | 251.814 | 251.814 | 251.814 | 251.814 | 251.814 | 0 | 0 | 0 | 0 | 0 | 0 | 0 | 0 | 0 | 0 | 0 | 0 | 0 | 0 | 0 | 0 | 0 | 0 | 0 | 0 | 0 | 0 | 0 | 0 | 0 | 0 | 0 | 0 | 0 | 0 | 0 | 0 | 0 | 0 | 0 | 0 | 0
F5_Residential_Multi-Family Low Income_New_Space Heating_Natural Gas_Boiler_E5 | F5 | Residential | Multi-Family Low Income | New | Space Heating | Natural Gas | Boiler | E5 | Utility - Cost of Operation | 283.4357 | 283.4357 | 283.4357 | 283.4357 | 283.4357 | 0 | 0 | 0 | 0 | 0 | 0 | 0 | 0 | 0 | 0 | 0 | 0 | 0 | 0 | 0 | 0 | 0 | 0 | 0 | 0 | 0 | 0 | 0 | 0 | 0 | 0 | 0 | 0 | 0 | 0 | 0 | 0 | 0 | 0 | 0 | 0 | 0
F5_Residential_Multi-Family Low Income_New_Space Heating_Natural Gas_Boiler_E6 | F5 | Residential | Multi-Family Low Income | New | Space Heating | Natural Gas | Boiler | E6 | Utility - Cost of Operation | 1317.6459 | 1317.6459 | 1317.6459 | 1317.6459 | 1317.6459 | 1317.6459 | 1317.6459 | 1317.6459 | 1317.6459 | 1317.6459 | 1317.6459 | 1317.6459 | 1317.6459 | 1317.6459 | 1317.6459 | 1317.6459 | 1317.6459 | 1317.6459 | 1317.6459 | 1317.6459 | 1317.6459 | 1317.6459 | 1317.6459 | 1317.6459 | 1317.6459 | 1317.6459 | 1317.6459 | 1317.6459 | 1317.6459 | 1317.6459 | 1317.6459 | 1317.6459 | 1317.6459 | 0 | 0 | 0 | 0 | 0 | 0 | 0 | 0 | 0
F5_Residential_Multi-Family Low Income_New_Space Heating_Natural Gas_Boiler_E7 | F5 | Residential | Multi-Family Low Income | New | Space Heating | Natural Gas | Boiler | E7 | Utility - Cost of Operation | 628.795 | 628.795 | 628.795 | 628.795 | 628.795 | 628.795 | 628.795 | 628.795 | 628.795 | 628.795 | 628.795 | 628.795 | 628.795 | 628.795 | 628.795 | 628.795 | 628.795 | 628.795 | 628.795 | 628.795 | 628.795 | 628.795 | 628.795 | 628.795 | 628.795 | 628.795 | 628.795 | 628.795 | 628.795 | 628.795 | 628.795 | 628.795 | 628.795 | 0 | 0 | 0 | 0 | 0 | 0 | 0 | 0 | 0
F5_Residential_Multi-Family Low Income_New_Space Heating_Natural Gas_Boiler_E8 | F5 | Residential | Multi-Family Low Income | New | Space Heating | Natural Gas | Boiler | E8 | Utility - Cost of Operation | 666.0585 | 666.0585 | 666.0585 | 666.0585 | 666.0585 | 666.0585 | 666.0585 | 666.0585 | 666.0585 | 666.0585 | 666.0585 | 666.0585 | 666.0585 | 666.0585 | 666.0585 | 666.0585 | 666.0585 | 666.0585 | 666.0585 | 666.0585 | 666.0585 | 666.0585 | 666.0585 | 666.0585 | 666.0585 | 666.0585 | 666.0585 | 666.0585 | 666.0585 | 666.0585 | 666.0585 | 666.0585 | 666.0585 | 0 | 0 | 0 | 0 | 0 | 0 | 0 | 0 | 0
F5_Residential_Multi-Family Low Income_New_Space Heating_Natural Gas_Boiler_E9 | F5 | Residential | Multi-Family Low Income | New | Space Heating | Natural Gas | Boiler | E9 | Utility - Cost of Operation | 0 | 0 | 0 | 0 | 0 | 0 | 0 | 0 | 0 | 0 | 0 | 0 | 0 | 0 | 0 | 0 | 0 | 0 | 0 | 0 | 0 | 0 | 0 | 0 | 0 | 0 | 0 | 0 | 0 | 0 | 0 | 0 | 0 | 0 | 0 | 0 | 0 | 0 | 0 | 0 | 0 | 0
F5_Residential_Multi-Family Low Income_New_Space Heating_Natural Gas_Boiler_E10 | F5 | Residential | Multi-Family Low Income | New | Space Heating | Natural Gas | Boiler | E10 | Utility - Cost of Operation | 0 | 0 | 0 | 0 | 0 | 0 | 0 | 0 | 0 | 0 | 0 | 0 | 0 | 0 | 0 | 0 | 0 | 0 | 0 | 0 | 0 | 0 | 0 | 0 | 0 | 0 | 0 | 0 | 0 | 0 | 0 | 0 | 0 | 0 | 0 | 0 | 0 | 0 | 0 | 0 | 0 | 0
F6_Residential_Multi-Family Low Income_New_Space Heating_Natural Gas_Boiler_E1 | F6 | Residential | Multi-Family Low Income | New | Space Heating | Natural Gas | Boiler | E1 | Utility - Value of Sales | 113.757 | 113.4989 | 0 | 0 | 0 | 0 | 0 | 0 | 0 | 0 | 0 | 0 | 0 | 0 | 0 | 0 | 0 | 0 | 0 | 0 | 0 | 0 | 0 | 0 | 0 | 0 | 0 | 0 | 0 | 0 | 0 | 0 | 0 | 0 | 0 | 0 | 0 | 0 | 0 | 0 | 0 | 0
F6_Residential_Multi-Family Low Income_New_Space Heating_Natural Gas_Boiler_E2 | F6 | Residential | Multi-Family Low Income | New | Space Heating | Natural Gas | Boiler | E2 | Utility - Value of Sales | 111.221 | 110.9687 | 110.8232 | 110.589 | 109.9633 | 0 | 0 | 0 | 0 | 0 | 0 | 0 | 0 | 0 | 0 | 0 | 0 | 0 | 0 | 0 | 0 | 0 | 0 | 0 | 0 | 0 | 0 | 0 | 0 | 0 | 0 | 0 | 0 | 0 | 0 | 0 | 0 | 0 | 0 | 0 | 0 | 0
F6_Residential_Multi-Family Low Income_New_Space Heating_Natural Gas_Boiler_E3 | F6 | Residential | Multi-Family Low Income | New | Space Heating | Natural Gas | Boiler | E3 | Utility - Value of Sales | 109.7719 | 109.5228 | 109.3793 | 109.1481 | 108.5305 | 0 | 0 | 0 | 0 | 0 | 0 | 0 | 0 | 0 | 0 | 0 | 0 | 0 | 0 | 0 | 0 | 0 | 0 | 0 | 0 | 0 | 0 | 0 | 0 | 0 | 0 | 0 | 0 | 0 | 0 | 0 | 0 | 0 | 0 | 0 | 0 | 0
F6_Residential_Multi-Family Low Income_New_Space Heating_Natural Gas_Boiler_E4 | F6 | Residential | Multi-Family Low Income | New | Space Heating | Natural Gas | Boiler | E4 | Utility - Value of Sales | 103.0102 | 102.7765 | 102.6418 | 102.4249 | 101.8453 | 0 | 0 | 0 | 0 | 0 | 0 | 0 | 0 | 0 | 0 | 0 | 0 | 0 | 0 | 0 | 0 | 0 | 0 | 0 | 0 | 0 | 0 | 0 | 0 | 0 | 0 | 0 | 0 | 0 | 0 | 0 | 0 | 0 | 0 | 0 | 0 | 0
F6_Residential_Multi-Family Low Income_New_Space Heating_Natural Gas_Boiler_E5 | F6 | Residential | Multi-Family Low Income | New | Space Heating | Natural Gas | Boiler | E5 | Utility - Value of Sales | 95.8834 | 95.6658 | 95.5405 | 95.3385 | 94.7991 | 0 | 0 | 0 | 0 | 0 | 0 | 0 | 0 | 0 | 0 | 0 | 0 | 0 | 0 | 0 | 0 | 0 | 0 | 0 | 0 | 0 | 0 | 0 | 0 | 0 | 0 | 0 | 0 | 0 | 0 | 0 | 0 | 0 | 0 | 0 | 0 | 0
F6_Residential_Multi-Family Low Income_New_Space Heating_Natural Gas_Boiler_E6 | F6 | Residential | Multi-Family Low Income | New | Space Heating | Natural Gas | Boiler | E6 | Utility - Value of Sales | 77.9428 | 77.9435 | 78.0665 | 78.0853 | 77.6511 | 77.2169 | 76.7827 | 76.3485 | 75.9143 | 75.4802 | 75.0461 | 74.612 | 74.1779 | 73.7439 | 73.3098 | 72.88 | 72.4584 | 72.0492 | 71.6565 | 71.2846 | 70.9374 | 70.6192 | 70.3299 | 70.0695 | 69.8381 | 69.6356 | 69.462 | 69.3173 | 69.2016 | 69.1148 | 69.0569 | 69.028 | 69.028 | 0 | 0 | 0 | 0 | 0 | 0 | 0 | 0 | 0
F6_Residential_Multi-Family Low Income_New_Space Heating_Natural Gas_Boiler_E7 | F6 | Residential | Multi-Family Low Income | New | Space Heating | Natural Gas | Boiler | E7 | Utility - Value of Sales | 62.0078 | 61.9505 | 61.9746 | 61.9292 | 61.5819 | 61.2345 | 60.8872 | 60.5399 | 60.1926 | 59.8453 | 59.498 | 59.1529 | 58.8121 | 58.4778 | 58.152 | 57.8369 | 57.5347 | 57.2476 | 56.9775 | 56.7268 | 56.4953 | 56.2832 | 56.0903 | 55.9167 | 55.7625 | 55.6275 | 55.5117 | 55.4153 | 55.3381 | 55.2803 | 55.2417 | 55.2224 | 55.2224 | 0 | 0 | 0 | 0 | 0 | 0 | 0 | 0 | 0
F6_Residential_Multi-Family Low Income_New_Space Heating_Natural Gas_Boiler_E8 | F6 | Residential | Multi-Family Low Income | New | Space Heating | Natural Gas | Boiler | E8 | Utility - Value of Sales | 52.2171 | 52.1688 | 52.1891 | 52.1509 | 51.8584 | 51.5659 | 51.2734 | 50.981 | 50.6885 | 50.3961 | 50.1036 | 49.813 | 49.526 | 49.2444 | 48.9701 | 48.7048 | 48.4503 | 48.2085 | 47.9811 | 47.7699 | 47.575 | 47.3964 | 47.234 | 47.0878 | 46.9579 | 46.8442 | 46.7467 | 46.6655 | 46.6005 | 46.5518 | 46.5193 | 46.503 | 46.503 | 0 | 0 | 0 | 0 | 0 | 0 | 0 | 0 | 0
F6_Residential_Multi-Family Low Income_New_Space Heating_Natural Gas_Boiler_E9 | F6 | Residential | Multi-Family Low Income | New | Space Heating | Natural Gas | Boiler | E9 | Utility - Value of Sales | 0 | 0 | 0 | 0 | 0 | 0 | 0 | 0 | 0 | 0 | 0 | 0 | 0 | 0 | 0 | 0 | 0 | 0 | 0 | 0 | 0 | 0 | 0 | 0 | 0 | 0 | 0 | 0 | 0 | 0 | 0 | 0 | 0 | 0 | 0 | 0 | 0 | 0 | 0 | 0 | 0 | 0
F6_Residential_Multi-Family Low Income_New_Space Heating_Natural Gas_Boiler_E10 | F6 | Residential | Multi-Family Low Income | New | Space Heating | Natural Gas | Boiler | E10 | Utility - Value of Sales | 0 | 0 | 0 | 0 | 0 | 0 | 0 | 0 | 0 | 0 | 0 | 0 | 0 | 0 | 0 | 0 | 0 | 0 | 0 | 0 | 0 | 0 | 0 | 0 | 0 | 0 | 0 | 0 | 0 | 0 | 0 | 0 | 0 | 0 | 0 | 0 | 0 | 0 | 0 | 0 | 0 | 0
F1_Residential_Multi-Family Low Income_New_Secondary Heating_Natural Gas_Fireplace_E1 | F1 | Residential | Multi-Family Low Income | New | Secondary Heating | Natural Gas | Fireplace | E1 | RVT - Cost of Equipment | 65.5089 | 65.7328 | 66.1417 | 66.4879 | 66.4037 | 66.5761 | 66.9867 | 67.3405 | 67.7749 | 68.1871 | 68.5894 | 68.9706 | 69.3827 | 69.7731 | 70.1027 | 70.3953 | 70.643 | 70.865 | 71.0249 | 71.1503 | 71.1876 | 71.1547 | 71.0651 | 70.9596 | 70.7877 | 70.5697 | 70.3059 | 70.0079 | 69.6341 | 69.2212 | 68.7324 | 68.2063 | 67.5783 | 0 | 0 | 0 | 0 | 0 | 0 | 0 | 0 | 0
F1_Residential_Multi-Family Low Income_New_Secondary Heating_Natural Gas_Fireplace_E2 | F1 | Residential | Multi-Family Low Income | New | Secondary Heating | Natural Gas | Fireplace | E2 | RVT - Cost of Equipment | 54.4763 | 54.6625 | 55.0024 | 55.2904 | 55.2204 | 55.3637 | 55.7052 | 55.9994 | 56.3606 | 56.7034 | 57.0379 | 57.355 | 57.6976 | 58.0223 | 58.2964 | 58.5398 | 58.7457 | 58.9303 | 59.0633 | 59.1676 | 59.1986 | 59.1713 | 59.0967 | 59.009 | 58.866 | 58.6847 | 58.4654 | 58.2176 | 57.9067 | 57.5634 | 57.1568 | 56.7194 | 56.1971 | 0 | 0 | 0 | 0 | 0 | 0 | 0 | 0 | 0
F1_Residential_Multi-Family Low Income_New_Secondary Heating_Natural Gas_Fireplace_E3 | F1 | Residential | Multi-Family Low Income | New | Secondary Heating | Natural Gas | Fireplace | E3 | RVT - Cost of Equipment | 51.9739 | 52.1516 | 52.4759 | 52.7506 | 52.6838 | 52.8206 | 53.1464 | 53.427 | 53.7717 | 54.0988 | 54.4179 | 54.7204 | 55.0473 | 55.3571 | 55.6186 | 55.8508 | 56.0473 | 56.2234 | 56.3503 | 56.4497 | 56.4794 | 56.4533 | 56.3821 | 56.2984 | 56.162 | 55.9891 | 55.7798 | 55.5434 | 55.2468 | 54.9192 | 54.5314 | 54.114 | 53.6158 | 0 | 0 | 0 | 0 | 0 | 0 | 0 | 0 | 0
F1_Residential_Multi-Family Low Income_New_Secondary Heating_Natural Gas_Fireplace_E4 | F1 | Residential | Multi-Family Low Income | New | Secondary Heating | Natural Gas | Fireplace | E4 | RVT - Cost of Equipment | 0 | 0 | 0 | 0 | 0 | 0 | 0 | 0 | 0 | 0 | 0 | 0 | 0 | 0 | 0 | 0 | 0 | 0 | 0 | 0 | 0 | 0 | 0 | 0 | 0 | 0 | 0 | 0 | 0 | 0 | 0 | 0 | 0 | 0 | 0 | 0 | 0 | 0 | 0 | 0 | 0 | 0
F1_Residential_Multi-Family Low Income_New_Secondary Heating_Natural Gas_Fireplace_E5 | F1 | Residential | Multi-Family Low Income | New | Secondary Heating | Natural Gas | Fireplace | E5 | RVT - Cost of Equipment | 0 | 0 | 0 | 0 | 0 | 0 | 0 | 0 | 0 | 0 | 0 | 0 | 0 | 0 | 0 | 0 | 0 | 0 | 0 | 0 | 0 | 0 | 0 | 0 | 0 | 0 | 0 | 0 | 0 | 0 | 0 | 0 | 0 | 0 | 0 | 0 | 0 | 0 | 0 | 0 | 0 | 0
F1_Residential_Multi-Family Low Income_New_Secondary Heating_Natural Gas_Fireplace_E6 | F1 | Residential | Multi-Family Low Income | New | Secondary Heating | Natural Gas | Fireplace | E6 | RVT - Cost of Equipment | 0 | 0 | 0 | 0 | 0 | 0 | 0 | 0 | 0 | 0 | 0 | 0 | 0 | 0 | 0 | 0 | 0 | 0 | 0 | 0 | 0 | 0 | 0 | 0 | 0 | 0 | 0 | 0 | 0 | 0 | 0 | 0 | 0 | 0 | 0 | 0 | 0 | 0 | 0 | 0 | 0 | 0
F1_Residential_Multi-Family Low Income_New_Secondary Heating_Natural Gas_Fireplace_E7 | F1 | Residential | Multi-Family Low Income | New | Secondary Heating | Natural Gas | Fireplace | E7 | RVT - Cost of Equipment | 0 | 0 | 0 | 0 | 0 | 0 | 0 | 0 | 0 | 0 | 0 | 0 | 0 | 0 | 0 | 0 | 0 | 0 | 0 | 0 | 0 | 0 | 0 | 0 | 0 | 0 | 0 | 0 | 0 | 0 | 0 | 0 | 0 | 0 | 0 | 0 | 0 | 0 | 0 | 0 | 0 | 0
F1_Residential_Multi-Family Low Income_New_Secondary Heating_Natural Gas_Fireplace_E8 | F1 | Residential | Multi-Family Low Income | New | Secondary Heating | Natural Gas | Fireplace | E8 | RVT - Cost of Equipment | 0 | 0 | 0 | 0 | 0 | 0 | 0 | 0 | 0 | 0 | 0 | 0 | 0 | 0 | 0 | 0 | 0 | 0 | 0 | 0 | 0 | 0 | 0 | 0 | 0 | 0 | 0 | 0 | 0 | 0 | 0 | 0 | 0 | 0 | 0 | 0 | 0 | 0 | 0 | 0 | 0 | 0
F1_Residential_Multi-Family Low Income_New_Secondary Heating_Natural Gas_Fireplace_E9 | F1 | Residential | Multi-Family Low Income | New | Secondary Heating | Natural Gas | Fireplace | E9 | RVT - Cost of Equipment | 0 | 0 | 0 | 0 | 0 | 0 | 0 | 0 | 0 | 0 | 0 | 0 | 0 | 0 | 0 | 0 | 0 | 0 | 0 | 0 | 0 | 0 | 0 | 0 | 0 | 0 | 0 | 0 | 0 | 0 | 0 | 0 | 0 | 0 | 0 | 0 | 0 | 0 | 0 | 0 | 0 | 0
F1_Residential_Multi-Family Low Income_New_Secondary Heating_Natural Gas_Fireplace_E10 | F1 | Residential | Multi-Family Low Income | New | Secondary Heating | Natural Gas | Fireplace | E10 | RVT - Cost of Equipment | 0 | 0 | 0 | 0 | 0 | 0 | 0 | 0 | 0 | 0 | 0 | 0 | 0 | 0 | 0 | 0 | 0 | 0 | 0 | 0 | 0 | 0 | 0 | 0 | 0 | 0 | 0 | 0 | 0 | 0 | 0 | 0 | 0 | 0 | 0 | 0 | 0 | 0 | 0 | 0 | 0 | 0
F2_Residential_Multi-Family Low Income_New_Secondary Heating_Natural Gas_Fireplace_E1 | F2 | Residential | Multi-Family Low Income | New | Secondary Heating | Natural Gas | Fireplace | E1 | RVT - Cost of Operation | 65.4033 | 65.6268 | 66.035 | 66.3807 | 66.2966 | 66.4687 | 66.8787 | 67.2319 | 67.6656 | 68.0772 | 68.4788 | 68.8594 | 69.2708 | 69.6606 | 69.9897 | 70.2818 | 70.5291 | 70.7507 | 70.9104 | 71.0356 | 71.0729 | 71.04 | 70.9505 | 70.8451 | 70.6736 | 70.4559 | 70.1925 | 69.8951 | 69.5219 | 69.1096 | 68.6215 | 68.0963 | 67.4693 | 0 | 0 | 0 | 0 | 0 | 0 | 0 | 0 | 0
F2_Residential_Multi-Family Low Income_New_Secondary Heating_Natural Gas_Fireplace_E2 | F2 | Residential | Multi-Family Low Income | New | Secondary Heating | Natural Gas | Fireplace | E2 | RVT - Cost of Operation | 54.3884 | 54.5743 | 54.9138 | 55.2012 | 55.1313 | 55.2744 | 55.6154 | 55.9091 | 56.2697 | 56.612 | 56.946 | 57.2625 | 57.6046 | 57.9288 | 58.2024 | 58.4454 | 58.651 | 58.8353 | 58.9681 | 59.0722 | 59.1032 | 59.0758 | 59.0014 | 58.9138 | 58.7711 | 58.5901 | 58.3711 | 58.1237 | 57.8134 | 57.4705 | 57.0647 | 56.6279 | 56.1065 | 0 | 0 | 0 | 0 | 0 | 0 | 0 | 0 | 0
F2_Residential_Multi-Family Low Income_New_Secondary Heating_Natural Gas_Fireplace_E3 | F2 | Residential | Multi-Family Low Income | New | Secondary Heating | Natural Gas | Fireplace | E3 | RVT - Cost of Operation | 51.8901 | 52.0675 | 52.3913 | 52.6656 | 52.5989 | 52.7354 | 53.0607 | 53.3409 | 53.685 | 54.0116 | 54.3302 | 54.6322 | 54.9585 | 55.2678 | 55.5289 | 55.7607 | 55.9569 | 56.1327 | 56.2594 | 56.3587 | 56.3883 | 56.3622 | 56.2912 | 56.2076 | 56.0715 | 55.8988 | 55.6899 | 55.4538 | 55.1577 | 54.8307 | 54.4434 | 54.0268 | 53.5293 | 0 | 0 | 0 | 0 | 0 | 0 | 0 | 0 | 0
F2_Residential_Multi-Family Low Income_New_Secondary Heating_Natural Gas_Fireplace_E4 | F2 | Residential | Multi-Family Low Income | New | Secondary Heating | Natural Gas | Fireplace | E4 | RVT - Cost of Operation | 0 | 0 | 0 | 0 | 0 | 0 | 0 | 0 | 0 | 0 | 0 | 0 | 0 | 0 | 0 | 0 | 0 | 0 | 0 | 0 | 0 | 0 | 0 | 0 | 0 | 0 | 0 | 0 | 0 | 0 | 0 | 0 | 0 | 0 | 0 | 0 | 0 | 0 | 0 | 0 | 0 | 0
F2_Residential_Multi-Family Low Income_New_Secondary Heating_Natural Gas_Fireplace_E5 | F2 | Residential | Multi-Family Low Income | New | Secondary Heating | Natural Gas | Fireplace | E5 | RVT - Cost of Operation | 0 | 0 | 0 | 0 | 0 | 0 | 0 | 0 | 0 | 0 | 0 | 0 | 0 | 0 | 0 | 0 | 0 | 0 | 0 | 0 | 0 | 0 | 0 | 0 | 0 | 0 | 0 | 0 | 0 | 0 | 0 | 0 | 0 | 0 | 0 | 0 | 0 | 0 | 0 | 0 | 0 | 0
F2_Residential_Multi-Family Low Income_New_Secondary Heating_Natural Gas_Fireplace_E6 | F2 | Residential | Multi-Family Low Income | New | Secondary Heating | Natural Gas | Fireplace | E6 | RVT - Cost of Operation | 0 | 0 | 0 | 0 | 0 | 0 | 0 | 0 | 0 | 0 | 0 | 0 | 0 | 0 | 0 | 0 | 0 | 0 | 0 | 0 | 0 | 0 | 0 | 0 | 0 | 0 | 0 | 0 | 0 | 0 | 0 | 0 | 0 | 0 | 0 | 0 | 0 | 0 | 0 | 0 | 0 | 0
F2_Residential_Multi-Family Low Income_New_Secondary Heating_Natural Gas_Fireplace_E7 | F2 | Residential | Multi-Family Low Income | New | Secondary Heating | Natural Gas | Fireplace | E7 | RVT - Cost of Operation | 0 | 0 | 0 | 0 | 0 | 0 | 0 | 0 | 0 | 0 | 0 | 0 | 0 | 0 | 0 | 0 | 0 | 0 | 0 | 0 | 0 | 0 | 0 | 0 | 0 | 0 | 0 | 0 | 0 | 0 | 0 | 0 | 0 | 0 | 0 | 0 | 0 | 0 | 0 | 0 | 0 | 0
F2_Residential_Multi-Family Low Income_New_Secondary Heating_Natural Gas_Fireplace_E8 | F2 | Residential | Multi-Family Low Income | New | Secondary Heating | Natural Gas | Fireplace | E8 | RVT - Cost of Operation | 0 | 0 | 0 | 0 | 0 | 0 | 0 | 0 | 0 | 0 | 0 | 0 | 0 | 0 | 0 | 0 | 0 | 0 | 0 | 0 | 0 | 0 | 0 | 0 | 0 | 0 | 0 | 0 | 0 | 0 | 0 | 0 | 0 | 0 | 0 | 0 | 0 | 0 | 0 | 0 | 0 | 0
F2_Residential_Multi-Family Low Income_New_Secondary Heating_Natural Gas_Fireplace_E9 | F2 | Residential | Multi-Family Low Income | New | Secondary Heating | Natural Gas | Fireplace | E9 | RVT - Cost of Operation | 0 | 0 | 0 | 0 | 0 | 0 | 0 | 0 | 0 | 0 | 0 | 0 | 0 | 0 | 0 | 0 | 0 | 0 | 0 | 0 | 0 | 0 | 0 | 0 | 0 | 0 | 0 | 0 | 0 | 0 | 0 | 0 | 0 | 0 | 0 | 0 | 0 | 0 | 0 | 0 | 0 | 0
F2_Residential_Multi-Family Low Income_New_Secondary Heating_Natural Gas_Fireplace_E10 | F2 | Residential | Multi-Family Low Income | New | Secondary Heating | Natural Gas | Fireplace | E10 | RVT - Cost of Operation | 0 | 0 | 0 | 0 | 0 | 0 | 0 | 0 | 0 | 0 | 0 | 0 | 0 | 0 | 0 | 0 | 0 | 0 | 0 | 0 | 0 | 0 | 0 | 0 | 0 | 0 | 0 | 0 | 0 | 0 | 0 | 0 | 0 | 0 | 0 | 0 | 0 | 0 | 0 | 0 | 0 | 0
F3_Residential_Multi-Family Low Income_New_Secondary Heating_Natural Gas_Fireplace_E1 | F3 | Residential | Multi-Family Low Income | New | Secondary Heating | Natural Gas | Fireplace | E1 | System - kBTUs of Consumption | 296.7502 | 296.7502 | 296.7502 | 296.7502 | 296.7502 | 296.7502 | 296.7502 | 296.7502 | 296.7502 | 296.7502 | 296.7502 | 296.7502 | 296.7502 | 296.7502 | 296.7502 | 296.7502 | 296.7502 | 296.7502 | 296.7502 | 296.7502 | 296.7502 | 296.7502 | 296.7502 | 296.7502 | 296.7502 | 296.7502 | 296.7502 | 296.7502 | 296.7502 | 296.7502 | 296.7502 | 296.7502 | 296.7502 | 0 | 0 | 0 | 0 | 0 | 0 | 0 | 0 | 0
F3_Residential_Multi-Family Low Income_New_Secondary Heating_Natural Gas_Fireplace_E2 | F3 | Residential | Multi-Family Low Income | New | Secondary Heating | Natural Gas | Fireplace | E2 | System - kBTUs of Consumption | 323.7563 | 323.7563 | 323.7563 | 323.7563 | 323.7563 | 323.7563 | 323.7563 | 323.7563 | 323.7563 | 323.7563 | 323.7563 | 323.7563 | 323.7563 | 323.7563 | 323.7563 | 323.7563 | 323.7563 | 323.7563 | 323.7563 | 323.7563 | 323.7563 | 323.7563 | 323.7563 | 323.7563 | 323.7563 | 323.7563 | 323.7563 | 323.7563 | 323.7563 | 323.7563 | 323.7563 | 323.7563 | 323.7563 | 0 | 0 | 0 | 0 | 0 | 0 | 0 | 0 | 0
F3_Residential_Multi-Family Low Income_New_Secondary Heating_Natural Gas_Fireplace_E3 | F3 | Residential | Multi-Family Low Income | New | Secondary Heating | Natural Gas | Fireplace | E3 | System - kBTUs of Consumption | 329.9912 | 329.9912 | 329.9912 | 329.9912 | 329.9912 | 329.9912 | 329.9912 | 329.9912 | 329.9912 | 329.9912 | 329.9912 | 329.9912 | 329.9912 | 329.9912 | 329.9912 | 329.9912 | 329.9912 | 329.9912 | 329.9912 | 329.9912 | 329.9912 | 329.9912 | 329.9912 | 329.9912 | 329.9912 | 329.9912 | 329.9912 | 329.9912 | 329.9912 | 329.9912 | 329.9912 | 329.9912 | 329.9912 | 0 | 0 | 0 | 0 | 0 | 0 | 0 | 0 | 0
F3_Residential_Multi-Family Low Income_New_Secondary Heating_Natural Gas_Fireplace_E4 | F3 | Residential | Multi-Family Low Income | New | Secondary Heating | Natural Gas | Fireplace | E4 | System - kBTUs of Consumption | 0 | 0 | 0 | 0 | 0 | 0 | 0 | 0 | 0 | 0 | 0 | 0 | 0 | 0 | 0 | 0 | 0 | 0 | 0 | 0 | 0 | 0 | 0 | 0 | 0 | 0 | 0 | 0 | 0 | 0 | 0 | 0 | 0 | 0 | 0 | 0 | 0 | 0 | 0 | 0 | 0 | 0
F3_Residential_Multi-Family Low Income_New_Secondary Heating_Natural Gas_Fireplace_E5 | F3 | Residential | Multi-Family Low Income | New | Secondary Heating | Natural Gas | Fireplace | E5 | System - kBTUs of Consumption | 0 | 0 | 0 | 0 | 0 | 0 | 0 | 0 | 0 | 0 | 0 | 0 | 0 | 0 | 0 | 0 | 0 | 0 | 0 | 0 | 0 | 0 | 0 | 0 | 0 | 0 | 0 | 0 | 0 | 0 | 0 | 0 | 0 | 0 | 0 | 0 | 0 | 0 | 0 | 0 | 0 | 0
F3_Residential_Multi-Family Low Income_New_Secondary Heating_Natural Gas_Fireplace_E6 | F3 | Residential | Multi-Family Low Income | New | Secondary Heating | Natural Gas | Fireplace | E6 | System - kBTUs of Consumption | 0 | 0 | 0 | 0 | 0 | 0 | 0 | 0 | 0 | 0 | 0 | 0 | 0 | 0 | 0 | 0 | 0 | 0 | 0 | 0 | 0 | 0 | 0 | 0 | 0 | 0 | 0 | 0 | 0 | 0 | 0 | 0 | 0 | 0 | 0 | 0 | 0 | 0 | 0 | 0 | 0 | 0
F3_Residential_Multi-Family Low Income_New_Secondary Heating_Natural Gas_Fireplace_E7 | F3 | Residential | Multi-Family Low Income | New | Secondary Heating | Natural Gas | Fireplace | E7 | System - kBTUs of Consumption | 0 | 0 | 0 | 0 | 0 | 0 | 0 | 0 | 0 | 0 | 0 | 0 | 0 | 0 | 0 | 0 | 0 | 0 | 0 | 0 | 0 | 0 | 0 | 0 | 0 | 0 | 0 | 0 | 0 | 0 | 0 | 0 | 0 | 0 | 0 | 0 | 0 | 0 | 0 | 0 | 0 | 0
F3_Residential_Multi-Family Low Income_New_Secondary Heating_Natural Gas_Fireplace_E8 | F3 | Residential | Multi-Family Low Income | New | Secondary Heating | Natural Gas | Fireplace | E8 | System - kBTUs of Consumption | 0 | 0 | 0 | 0 | 0 | 0 | 0 | 0 | 0 | 0 | 0 | 0 | 0 | 0 | 0 | 0 | 0 | 0 | 0 | 0 | 0 | 0 | 0 | 0 | 0 | 0 | 0 | 0 | 0 | 0 | 0 | 0 | 0 | 0 | 0 | 0 | 0 | 0 | 0 | 0 | 0 | 0
F3_Residential_Multi-Family Low Income_New_Secondary Heating_Natural Gas_Fireplace_E9 | F3 | Residential | Multi-Family Low Income | New | Secondary Heating | Natural Gas | Fireplace | E9 | System - kBTUs of Consumption | 0 | 0 | 0 | 0 | 0 | 0 | 0 | 0 | 0 | 0 | 0 | 0 | 0 | 0 | 0 | 0 | 0 | 0 | 0 | 0 | 0 | 0 | 0 | 0 | 0 | 0 | 0 | 0 | 0 | 0 | 0 | 0 | 0 | 0 | 0 | 0 | 0 | 0 | 0 | 0 | 0 | 0
F3_Residential_Multi-Family Low Income_New_Secondary Heating_Natural Gas_Fireplace_E10 | F3 | Residential | Multi-Family Low Income | New | Secondary Heating | Natural Gas | Fireplace | E10 | System - kBTUs of Consumption | 0 | 0 | 0 | 0 | 0 | 0 | 0 | 0 | 0 | 0 | 0 | 0 | 0 | 0 | 0 | 0 | 0 | 0 | 0 | 0 | 0 | 0 | 0 | 0 | 0 | 0 | 0 | 0 | 0 | 0 | 0 | 0 | 0 | 0 | 0 | 0 | 0 | 0 | 0 | 0 | 0 | 0
F4_Residential_Multi-Family Low Income_New_Secondary Heating_Natural Gas_Fireplace_E1 | F4 | Residential | Multi-Family Low Income | New | Secondary Heating | Natural Gas | Fireplace | E1 | Utility - Cost of Equipment | 65.4033 | 65.6268 | 66.035 | 66.3807 | 66.2966 | 66.4687 | 66.8787 | 67.2319 | 67.6656 | 68.0772 | 68.4788 | 68.8594 | 69.2708 | 69.6606 | 69.9897 | 70.2818 | 70.5291 | 70.7507 | 70.9104 | 71.0356 | 71.0729 | 71.04 | 70.9505 | 70.8451 | 70.6736 | 70.4559 | 70.1925 | 69.8951 | 69.5219 | 69.1096 | 68.6215 | 68.0963 | 67.4693 | 0 | 0 | 0 | 0 | 0 | 0 | 0 | 0 | 0
F4_Residential_Multi-Family Low Income_New_Secondary Heating_Natural Gas_Fireplace_E2 | F4 | Residential | Multi-Family Low Income | New | Secondary Heating | Natural Gas | Fireplace | E2 | Utility - Cost of Equipment | 54.3884 | 54.5743 | 54.9138 | 55.2012 | 55.1313 | 55.2744 | 55.6154 | 55.9091 | 56.2697 | 56.612 | 56.946 | 57.2625 | 57.6046 | 57.9288 | 58.2024 | 58.4454 | 58.651 | 58.8353 | 58.9681 | 59.0722 | 59.1032 | 59.0758 | 59.0014 | 58.9138 | 58.7711 | 58.5901 | 58.3711 | 58.1237 | 57.8134 | 57.4705 | 57.0647 | 56.6279 | 56.1065 | 0 | 0 | 0 | 0 | 0 | 0 | 0 | 0 | 0
F4_Residential_Multi-Family Low Income_New_Secondary Heating_Natural Gas_Fireplace_E3 | F4 | Residential | Multi-Family Low Income | New | Secondary Heating | Natural Gas | Fireplace | E3 | Utility - Cost of Equipment | 51.8901 | 52.0675 | 52.3913 | 52.6656 | 52.5989 | 52.7354 | 53.0607 | 53.3409 | 53.685 | 54.0116 | 54.3302 | 54.6322 | 54.9585 | 55.2678 | 55.5289 | 55.7607 | 55.9569 | 56.1327 | 56.2594 | 56.3587 | 56.3883 | 56.3622 | 56.2912 | 56.2076 | 56.0715 | 55.8988 | 55.6899 | 55.4538 | 55.1577 | 54.8307 | 54.4434 | 54.0268 | 53.5293 | 0 | 0 | 0 | 0 | 0 | 0 | 0 | 0 | 0
F4_Residential_Multi-Family Low Income_New_Secondary Heating_Natural Gas_Fireplace_E4 | F4 | Residential | Multi-Family Low Income | New | Secondary Heating | Natural Gas | Fireplace | E4 | Utility - Cost of Equipment | 0 | 0 | 0 | 0 | 0 | 0 | 0 | 0 | 0 | 0 | 0 | 0 | 0 | 0 | 0 | 0 | 0 | 0 | 0 | 0 | 0 | 0 | 0 | 0 | 0 | 0 | 0 | 0 | 0 | 0 | 0 | 0 | 0 | 0 | 0 | 0 | 0 | 0 | 0 | 0 | 0 | 0
F4_Residential_Multi-Family Low Income_New_Secondary Heating_Natural Gas_Fireplace_E5 | F4 | Residential | Multi-Family Low Income | New | Secondary Heating | Natural Gas | Fireplace | E5 | Utility - Cost of Equipment | 0 | 0 | 0 | 0 | 0 | 0 | 0 | 0 | 0 | 0 | 0 | 0 | 0 | 0 | 0 | 0 | 0 | 0 | 0 | 0 | 0 | 0 | 0 | 0 | 0 | 0 | 0 | 0 | 0 | 0 | 0 | 0 | 0 | 0 | 0 | 0 | 0 | 0 | 0 | 0 | 0 | 0
F4_Residential_Multi-Family Low Income_New_Secondary Heating_Natural Gas_Fireplace_E6 | F4 | Residential | Multi-Family Low Income | New | Secondary Heating | Natural Gas | Fireplace | E6 | Utility - Cost of Equipment | 0 | 0 | 0 | 0 | 0 | 0 | 0 | 0 | 0 | 0 | 0 | 0 | 0 | 0 | 0 | 0 | 0 | 0 | 0 | 0 | 0 | 0 | 0 | 0 | 0 | 0 | 0 | 0 | 0 | 0 | 0 | 0 | 0 | 0 | 0 | 0 | 0 | 0 | 0 | 0 | 0 | 0
F4_Residential_Multi-Family Low Income_New_Secondary Heating_Natural Gas_Fireplace_E7 | F4 | Residential | Multi-Family Low Income | New | Secondary Heating | Natural Gas | Fireplace | E7 | Utility - Cost of Equipment | 0 | 0 | 0 | 0 | 0 | 0 | 0 | 0 | 0 | 0 | 0 | 0 | 0 | 0 | 0 | 0 | 0 | 0 | 0 | 0 | 0 | 0 | 0 | 0 | 0 | 0 | 0 | 0 | 0 | 0 | 0 | 0 | 0 | 0 | 0 | 0 | 0 | 0 | 0 | 0 | 0 | 0
F4_Residential_Multi-Family Low Income_New_Secondary Heating_Natural Gas_Fireplace_E8 | F4 | Residential | Multi-Family Low Income | New | Secondary Heating | Natural Gas | Fireplace | E8 | Utility - Cost of Equipment | 0 | 0 | 0 | 0 | 0 | 0 | 0 | 0 | 0 | 0 | 0 | 0 | 0 | 0 | 0 | 0 | 0 | 0 | 0 | 0 | 0 | 0 | 0 | 0 | 0 | 0 | 0 | 0 | 0 | 0 | 0 | 0 | 0 | 0 | 0 | 0 | 0 | 0 | 0 | 0 | 0 | 0
F4_Residential_Multi-Family Low Income_New_Secondary Heating_Natural Gas_Fireplace_E9 | F4 | Residential | Multi-Family Low Income | New | Secondary Heating | Natural Gas | Fireplace | E9 | Utility - Cost of Equipment | 0 | 0 | 0 | 0 | 0 | 0 | 0 | 0 | 0 | 0 | 0 | 0 | 0 | 0 | 0 | 0 | 0 | 0 | 0 | 0 | 0 | 0 | 0 | 0 | 0 | 0 | 0 | 0 | 0 | 0 | 0 | 0 | 0 | 0 | 0 | 0 | 0 | 0 | 0 | 0 | 0 | 0
F4_Residential_Multi-Family Low Income_New_Secondary Heating_Natural Gas_Fireplace_E10 | F4 | Residential | Multi-Family Low Income | New | Secondary Heating | Natural Gas | Fireplace | E10 | Utility - Cost of Equipment | 0 | 0 | 0 | 0 | 0 | 0 | 0 | 0 | 0 | 0 | 0 | 0 | 0 | 0 | 0 | 0 | 0 | 0 | 0 | 0 | 0 | 0 | 0 | 0 | 0 | 0 | 0 | 0 | 0 | 0 | 0 | 0 | 0 | 0 | 0 | 0 | 0 | 0 | 0 | 0 | 0 | 0
F5_Residential_Multi-Family Low Income_New_Secondary Heating_Natural Gas_Fireplace_E1 | F5 | Residential | Multi-Family Low Income | New | Secondary Heating | Natural Gas | Fireplace | E1 | Utility - Cost of Operation | 296.7502 | 296.7502 | 296.7502 | 296.7502 | 296.7502 | 296.7502 | 296.7502 | 296.7502 | 296.7502 | 296.7502 | 296.7502 | 296.7502 | 296.7502 | 296.7502 | 296.7502 | 296.7502 | 296.7502 | 296.7502 | 296.7502 | 296.7502 | 296.7502 | 296.7502 | 296.7502 | 296.7502 | 296.7502 | 296.7502 | 296.7502 | 296.7502 | 296.7502 | 296.7502 | 296.7502 | 296.7502 | 296.7502 | 0 | 0 | 0 | 0 | 0 | 0 | 0 | 0 | 0
F5_Residential_Multi-Family Low Income_New_Secondary Heating_Natural Gas_Fireplace_E2 | F5 | Residential | Multi-Family Low Income | New | Secondary Heating | Natural Gas | Fireplace | E2 | Utility - Cost of Operation | 323.7563 | 323.7563 | 323.7563 | 323.7563 | 323.7563 | 323.7563 | 323.7563 | 323.7563 | 323.7563 | 323.7563 | 323.7563 | 323.7563 | 323.7563 | 323.7563 | 323.7563 | 323.7563 | 323.7563 | 323.7563 | 323.7563 | 323.7563 | 323.7563 | 323.7563 | 323.7563 | 323.7563 | 323.7563 | 323.7563 | 323.7563 | 323.7563 | 323.7563 | 323.7563 | 323.7563 | 323.7563 | 323.7563 | 0 | 0 | 0 | 0 | 0 | 0 | 0 | 0 | 0
F5_Residential_Multi-Family Low Income_New_Secondary Heating_Natural Gas_Fireplace_E3 | F5 | Residential | Multi-Family Low Income | New | Secondary Heating | Natural Gas | Fireplace | E3 | Utility - Cost of Operation | 329.9912 | 329.9912 | 329.9912 | 329.9912 | 329.9912 | 329.9912 | 329.9912 | 329.9912 | 329.9912 | 329.9912 | 329.9912 | 329.9912 | 329.9912 | 329.9912 | 329.9912 | 329.9912 | 329.9912 | 329.9912 | 329.9912 | 329.9912 | 329.9912 | 329.9912 | 329.9912 | 329.9912 | 329.9912 | 329.9912 | 329.9912 | 329.9912 | 329.9912 | 329.9912 | 329.9912 | 329.9912 | 329.9912 | 0 | 0 | 0 | 0 | 0 | 0 | 0 | 0 | 0
F5_Residential_Multi-Family Low Income_New_Secondary Heating_Natural Gas_Fireplace_E4 | F5 | Residential | Multi-Family Low Income | New | Secondary Heating | Natural Gas | Fireplace | E4 | Utility - Cost of Operation | 0 | 0 | 0 | 0 | 0 | 0 | 0 | 0 | 0 | 0 | 0 | 0 | 0 | 0 | 0 | 0 | 0 | 0 | 0 | 0 | 0 | 0 | 0 | 0 | 0 | 0 | 0 | 0 | 0 | 0 | 0 | 0 | 0 | 0 | 0 | 0 | 0 | 0 | 0 | 0 | 0 | 0
F5_Residential_Multi-Family Low Income_New_Secondary Heating_Natural Gas_Fireplace_E5 | F5 | Residential | Multi-Family Low Income | New | Secondary Heating | Natural Gas | Fireplace | E5 | Utility - Cost of Operation | 0 | 0 | 0 | 0 | 0 | 0 | 0 | 0 | 0 | 0 | 0 | 0 | 0 | 0 | 0 | 0 | 0 | 0 | 0 | 0 | 0 | 0 | 0 | 0 | 0 | 0 | 0 | 0 | 0 | 0 | 0 | 0 | 0 | 0 | 0 | 0 | 0 | 0 | 0 | 0 | 0 | 0
F5_Residential_Multi-Family Low Income_New_Secondary Heating_Natural Gas_Fireplace_E6 | F5 | Residential | Multi-Family Low Income | New | Secondary Heating | Natural Gas | Fireplace | E6 | Utility - Cost of Operation | 0 | 0 | 0 | 0 | 0 | 0 | 0 | 0 | 0 | 0 | 0 | 0 | 0 | 0 | 0 | 0 | 0 | 0 | 0 | 0 | 0 | 0 | 0 | 0 | 0 | 0 | 0 | 0 | 0 | 0 | 0 | 0 | 0 | 0 | 0 | 0 | 0 | 0 | 0 | 0 | 0 | 0
F5_Residential_Multi-Family Low Income_New_Secondary Heating_Natural Gas_Fireplace_E7 | F5 | Residential | Multi-Family Low Income | New | Secondary Heating | Natural Gas | Fireplace | E7 | Utility - Cost of Operation | 0 | 0 | 0 | 0 | 0 | 0 | 0 | 0 | 0 | 0 | 0 | 0 | 0 | 0 | 0 | 0 | 0 | 0 | 0 | 0 | 0 | 0 | 0 | 0 | 0 | 0 | 0 | 0 | 0 | 0 | 0 | 0 | 0 | 0 | 0 | 0 | 0 | 0 | 0 | 0 | 0 | 0
F5_Residential_Multi-Family Low Income_New_Secondary Heating_Natural Gas_Fireplace_E8 | F5 | Residential | Multi-Family Low Income | New | Secondary Heating | Natural Gas | Fireplace | E8 | Utility - Cost of Operation | 0 | 0 | 0 | 0 | 0 | 0 | 0 | 0 | 0 | 0 | 0 | 0 | 0 | 0 | 0 | 0 | 0 | 0 | 0 | 0 | 0 | 0 | 0 | 0 | 0 | 0 | 0 | 0 | 0 | 0 | 0 | 0 | 0 | 0 | 0 | 0 | 0 | 0 | 0 | 0 | 0 | 0
F5_Residential_Multi-Family Low Income_New_Secondary Heating_Natural Gas_Fireplace_E9 | F5 | Residential | Multi-Family Low Income | New | Secondary Heating | Natural Gas | Fireplace | E9 | Utility - Cost of Operation | 0 | 0 | 0 | 0 | 0 | 0 | 0 | 0 | 0 | 0 | 0 | 0 | 0 | 0 | 0 | 0 | 0 | 0 | 0 | 0 | 0 | 0 | 0 | 0 | 0 | 0 | 0 | 0 | 0 | 0 | 0 | 0 | 0 | 0 | 0 | 0 | 0 | 0 | 0 | 0 | 0 | 0
F5_Residential_Multi-Family Low Income_New_Secondary Heating_Natural Gas_Fireplace_E10 | F5 | Residential | Multi-Family Low Income | New | Secondary Heating | Natural Gas | Fireplace | E10 | Utility - Cost of Operation | 0 | 0 | 0 | 0 | 0 | 0 | 0 | 0 | 0 | 0 | 0 | 0 | 0 | 0 | 0 | 0 | 0 | 0 | 0 | 0 | 0 | 0 | 0 | 0 | 0 | 0 | 0 | 0 | 0 | 0 | 0 | 0 | 0 | 0 | 0 | 0 | 0 | 0 | 0 | 0 | 0 | 0
F6_Residential_Multi-Family Low Income_New_Secondary Heating_Natural Gas_Fireplace_E1 | F6 | Residential | Multi-Family Low Income | New | Secondary Heating | Natural Gas | Fireplace | E1 | Utility - Value of Sales | 42.0121 | 42.1038 | 42.263 | 42.3708 | 42.2524 | 42.1336 | 42.0146 | 41.8952 | 41.7755 | 41.6554 | 41.535 | 41.4143 | 41.2932 | 41.1726 | 41.0534 | 40.9365 | 40.8227 | 40.713 | 40.6081 | 40.5091 | 40.4167 | 40.3319 | 40.2547 | 40.1851 | 40.1232 | 40.0689 | 40.0223 | 39.9834 | 39.9522 | 39.9288 | 39.9132 | 39.9053 | 39.9053 | 0 | 0 | 0 | 0 | 0 | 0 | 0 | 0 | 0
F6_Residential_Multi-Family Low Income_New_Secondary Heating_Natural Gas_Fireplace_E2 | F6 | Residential | Multi-Family Low Income | New | Secondary Heating | Natural Gas | Fireplace | E2 | Utility - Value of Sales | 34.9367 | 35.0129 | 35.1453 | 35.2349 | 35.1365 | 35.0377 | 34.9387 | 34.8394 | 34.7399 | 34.64 | 34.5399 | 34.4395 | 34.3388 | 34.2385 | 34.1394 | 34.0422 | 33.9476 | 33.8563 | 33.7691 | 33.6868 | 33.61 | 33.5395 | 33.4752 | 33.4174 | 33.3659 | 33.3207 | 33.282 | 33.2496 | 33.2237 | 33.2042 | 33.1912 | 33.1847 | 33.1847 | 0 | 0 | 0 | 0 | 0 | 0 | 0 | 0 | 0
F6_Residential_Multi-Family Low Income_New_Secondary Heating_Natural Gas_Fireplace_E3 | F6 | Residential | Multi-Family Low Income | New | Secondary Heating | Natural Gas | Fireplace | E3 | Utility - Value of Sales | 33.3319 | 33.4046 | 33.5309 | 33.6164 | 33.5225 | 33.4283 | 33.3338 | 33.2391 | 33.1441 | 33.0489 | 32.9533 | 32.8575 | 32.7615 | 32.6658 | 32.5712 | 32.4785 | 32.3882 | 32.3011 | 32.218 | 32.1394 | 32.0661 | 31.9988 | 31.9376 | 31.8824 | 31.8332 | 31.7902 | 31.7532 | 31.7223 | 31.6976 | 31.679 | 31.6666 | 31.6604 | 31.6604 | 0 | 0 | 0 | 0 | 0 | 0 | 0 | 0 | 0
F6_Residential_Multi-Family Low Income_New_Secondary Heating_Natural Gas_Fireplace_E4 | F6 | Residential | Multi-Family Low Income | New | Secondary Heating | Natural Gas | Fireplace | E4 | Utility - Value of Sales | 0 | 0 | 0 | 0 | 0 | 0 | 0 | 0 | 0 | 0 | 0 | 0 | 0 | 0 | 0 | 0 | 0 | 0 | 0 | 0 | 0 | 0 | 0 | 0 | 0 | 0 | 0 | 0 | 0 | 0 | 0 | 0 | 0 | 0 | 0 | 0 | 0 | 0 | 0 | 0 | 0 | 0
F6_Residential_Multi-Family Low Income_New_Secondary Heating_Natural Gas_Fireplace_E5 | F6 | Residential | Multi-Family Low Income | New | Secondary Heating | Natural Gas | Fireplace | E5 | Utility - Value of Sales | 0 | 0 | 0 | 0 | 0 | 0 | 0 | 0 | 0 | 0 | 0 | 0 | 0 | 0 | 0 | 0 | 0 | 0 | 0 | 0 | 0 | 0 | 0 | 0 | 0 | 0 | 0 | 0 | 0 | 0 | 0 | 0 | 0 | 0 | 0 | 0 | 0 | 0 | 0 | 0 | 0 | 0
F6_Residential_Multi-Family Low Income_New_Secondary Heating_Natural Gas_Fireplace_E6 | F6 | Residential | Multi-Family Low Income | New | Secondary Heating | Natural Gas | Fireplace | E6 | Utility - Value of Sales | 0 | 0 | 0 | 0 | 0 | 0 | 0 | 0 | 0 | 0 | 0 | 0 | 0 | 0 | 0 | 0 | 0 | 0 | 0 | 0 | 0 | 0 | 0 | 0 | 0 | 0 | 0 | 0 | 0 | 0 | 0 | 0 | 0 | 0 | 0 | 0 | 0 | 0 | 0 | 0 | 0 | 0
F6_Residential_Multi-Family Low Income_New_Secondary Heating_Natural Gas_Fireplace_E7 | F6 | Residential | Multi-Family Low Income | New | Secondary Heating | Natural Gas | Fireplace | E7 | Utility - Value of Sales | 0 | 0 | 0 | 0 | 0 | 0 | 0 | 0 | 0 | 0 | 0 | 0 | 0 | 0 | 0 | 0 | 0 | 0 | 0 | 0 | 0 | 0 | 0 | 0 | 0 | 0 | 0 | 0 | 0 | 0 | 0 | 0 | 0 | 0 | 0 | 0 | 0 | 0 | 0 | 0 | 0 | 0
F6_Residential_Multi-Family Low Income_New_Secondary Heating_Natural Gas_Fireplace_E8 | F6 | Residential | Multi-Family Low Income | New | Secondary Heating | Natural Gas | Fireplace | E8 | Utility - Value of Sales | 0 | 0 | 0 | 0 | 0 | 0 | 0 | 0 | 0 | 0 | 0 | 0 | 0 | 0 | 0 | 0 | 0 | 0 | 0 | 0 | 0 | 0 | 0 | 0 | 0 | 0 | 0 | 0 | 0 | 0 | 0 | 0 | 0 | 0 | 0 | 0 | 0 | 0 | 0 | 0 | 0 | 0
F6_Residential_Multi-Family Low Income_New_Secondary Heating_Natural Gas_Fireplace_E9 | F6 | Residential | Multi-Family Low Income | New | Secondary Heating | Natural Gas | Fireplace | E9 | Utility - Value of Sales | 0 | 0 | 0 | 0 | 0 | 0 | 0 | 0 | 0 | 0 | 0 | 0 | 0 | 0 | 0 | 0 | 0 | 0 | 0 | 0 | 0 | 0 | 0 | 0 | 0 | 0 | 0 | 0 | 0 | 0 | 0 | 0 | 0 | 0 | 0 | 0 | 0 | 0 | 0 | 0 | 0 | 0
F6_Residential_Multi-Family Low Income_New_Secondary Heating_Natural Gas_Fireplace_E10 | F6 | Residential | Multi-Family Low Income | New | Secondary Heating | Natural Gas | Fireplace | E10 | Utility - Value of Sales | 0 | 0 | 0 | 0 | 0 | 0 | 0 | 0 | 0 | 0 | 0 | 0 | 0 | 0 | 0 | 0 | 0 | 0 | 0 | 0 | 0 | 0 | 0 | 0 | 0 | 0 | 0 | 0 | 0 | 0 | 0 | 0 | 0 | 0 | 0 | 0 | 0 | 0 | 0 | 0 | 0 | 0
F1_Residential_Multi-Family Low Income_New_Water Heating_Natural Gas_Water Heater (<= 55 gal)_E1 | F1 | Residential | Multi-Family Low Income | New | Water Heating | Natural Gas | Water Heater (<= 55 gal) | E1 | RVT - Cost of Equipment | 140.9856 | 141.3984 | 142.3244 | 143.1031 | 142.7864 | 0 | 0 | 0 | 0 | 0 | 0 | 0 | 0 | 0 | 0 | 0 | 0 | 0 | 0 | 0 | 0 | 0 | 0 | 0 | 0 | 0 | 0 | 0 | 0 | 0 | 0 | 0 | 0 | 0 | 0 | 0 | 0 | 0 | 0 | 0 | 0 | 0
F1_Residential_Multi-Family Low Income_New_Water Heating_Natural Gas_Water Heater (<= 55 gal)_E2 | F1 | Residential | Multi-Family Low Income | New | Water Heating | Natural Gas | Water Heater (<= 55 gal) | E2 | RVT - Cost of Equipment | 127.7682 | 128.1423 | 128.9815 | 129.6871 | 129.4001 | 0 | 0 | 0 | 0 | 0 | 0 | 0 | 0 | 0 | 0 | 0 | 0 | 0 | 0 | 0 | 0 | 0 | 0 | 0 | 0 | 0 | 0 | 0 | 0 | 0 | 0 | 0 | 0 | 0 | 0 | 0 | 0 | 0 | 0 | 0 | 0 | 0
F1_Residential_Multi-Family Low Income_New_Water Heating_Natural Gas_Water Heater (<= 55 gal)_E3 | F1 | Residential | Multi-Family Low Income | New | Water Heating | Natural Gas | Water Heater (<= 55 gal) | E3 | RVT - Cost of Equipment | 100.9526 | 101.2483 | 101.9113 | 102.4689 | 102.2421 | 0 | 0 | 0 | 0 | 0 | 0 | 0 | 0 | 0 | 0 | 0 | 0 | 0 | 0 | 0 | 0 | 0 | 0 | 0 | 0 | 0 | 0 | 0 | 0 | 0 | 0 | 0 | 0 | 0 | 0 | 0 | 0 | 0 | 0 | 0 | 0 | 0
F1_Residential_Multi-Family Low Income_New_Water Heating_Natural Gas_Water Heater (<= 55 gal)_E4 | F1 | Residential | Multi-Family Low Income | New | Water Heating | Natural Gas | Water Heater (<= 55 gal) | E4 | RVT - Cost of Equipment | 95.9264 | 96.4197 | 97.1665 | 97.8513 | 98.0139 | 0 | 0 | 0 | 0 | 0 | 0 | 0 | 0 | 0 | 0 | 0 | 0 | 0 | 0 | 0 | 0 | 0 | 0 | 0 | 0 | 0 | 0 | 0 | 0 | 0 | 0 | 0 | 0 | 0 | 0 | 0 | 0 | 0 | 0 | 0 | 0 | 0
F1_Residential_Multi-Family Low Income_New_Water Heating_Natural Gas_Water Heater (<= 55 gal)_E5 | F1 | Residential | Multi-Family Low Income | New | Water Heating | Natural Gas | Water Heater (<= 55 gal) | E5 | RVT - Cost of Equipment | 91.7099 | 92.1815 | 92.8954 | 93.5502 | 93.7056 | 0 | 0 | 0 | 0 | 0 | 0 | 0 | 0 | 0 | 0 | 0 | 0 | 0 | 0 | 0 | 0 | 0 | 0 | 0 | 0 | 0 | 0 | 0 | 0 | 0 | 0 | 0 | 0 | 0 | 0 | 0 | 0 | 0 | 0 | 0 | 0 | 0
F1_Residential_Multi-Family Low Income_New_Water Heating_Natural Gas_Water Heater (<= 55 gal)_E6 | F1 | Residential | Multi-Family Low Income | New | Water Heating | Natural Gas | Water Heater (<= 55 gal) | E6 | RVT - Cost of Equipment | 77.143 | 77.369 | 77.8756 | 78.3017 | 78.1284 | 78.5463 | 79.4875 | 80.2686 | 81.2078 | 82.1238 | 83.0473 | 83.9215 | 84.8517 | 85.8128 | 86.7495 | 87.7075 | 88.6694 | 89.6456 | 90.5843 | 91.4868 | 92.277 | 93.001 | 93.5563 | 94.0402 | 94.3907 | 94.6256 | 94.783 | 94.844 | 94.7729 | 94.613 | 94.2854 | 93.8773 | 93.3236 | 0 | 0 | 0 | 0 | 0 | 0 | 0 | 0 | 0
F1_Residential_Multi-Family Low Income_New_Water Heating_Natural Gas_Water Heater (<= 55 gal)_E7 | F1 | Residential | Multi-Family Low Income | New | Water Heating | Natural Gas | Water Heater (<= 55 gal) | E7 | RVT - Cost of Equipment | 0 | 0 | 0 | 0 | 62.988 | 63.3248 | 64.0893 | 64.7316 | 65.5051 | 66.2564 | 67.0102 | 67.7215 | 68.4736 | 69.2334 | 69.9435 | 70.6415 | 71.3107 | 71.997 | 72.6659 | 73.3244 | 73.9132 | 74.4818 | 74.95 | 75.4051 | 75.7461 | 75.9796 | 76.1326 | 76.1824 | 76.1244 | 75.994 | 75.7269 | 75.3941 | 74.9427 | 0 | 0 | 0 | 0 | 0 | 0 | 0 | 0 | 0
F1_Residential_Multi-Family Low Income_New_Water Heating_Natural Gas_Water Heater (<= 55 gal)_E8 | F1 | Residential | Multi-Family Low Income | New | Water Heating | Natural Gas | Water Heater (<= 55 gal) | E8 | RVT - Cost of Equipment | 0 | 0 | 0 | 0 | 0 | 0 | 0 | 0 | 0 | 0 | 0 | 0 | 0 | 0 | 0 | 0 | 0 | 0 | 0 | 0 | 0 | 0 | 0 | 0 | 0 | 0 | 0 | 0 | 0 | 0 | 0 | 0 | 0 | 0 | 0 | 0 | 0 | 0 | 0 | 0 | 0 | 0
F1_Residential_Multi-Family Low Income_New_Water Heating_Natural Gas_Water Heater (<= 55 gal)_E9 | F1 | Residential | Multi-Family Low Income | New | Water Heating | Natural Gas | Water Heater (<= 55 gal) | E9 | RVT - Cost of Equipment | 0 | 0 | 0 | 0 | 0 | 0 | 0 | 0 | 0 | 0 | 0 | 0 | 0 | 0 | 0 | 0 | 0 | 0 | 0 | 0 | 0 | 0 | 0 | 0 | 0 | 0 | 0 | 0 | 0 | 0 | 0 | 0 | 0 | 0 | 0 | 0 | 0 | 0 | 0 | 0 | 0 | 0
F1_Residential_Multi-Family Low Income_New_Water Heating_Natural Gas_Water Heater (<= 55 gal)_E10 | F1 | Residential | Multi-Family Low Income | New | Water Heating | Natural Gas | Water Heater (<= 55 gal) | E10 | RVT - Cost of Equipment | 0 | 0 | 0 | 0 | 0 | 0 | 0 | 0 | 0 | 0 | 0 | 0 | 0 | 0 | 0 | 0 | 0 | 0 | 0 | 0 | 0 | 0 | 0 | 0 | 0 | 0 | 0 | 0 | 0 | 0 | 0 | 0 | 0 | 0 | 0 | 0 | 0 | 0 | 0 | 0 | 0 | 0
F2_Residential_Multi-Family Low Income_New_Water Heating_Natural Gas_Water Heater (<= 55 gal)_E1 | F2 | Residential | Multi-Family Low Income | New | Water Heating | Natural Gas | Water Heater (<= 55 gal) | E1 | RVT - Cost of Operation | 140.7582 | 141.1705 | 142.095 | 142.8723 | 142.5561 | 0 | 0 | 0 | 0 | 0 | 0 | 0 | 0 | 0 | 0 | 0 | 0 | 0 | 0 | 0 | 0 | 0 | 0 | 0 | 0 | 0 | 0 | 0 | 0 | 0 | 0 | 0 | 0 | 0 | 0 | 0 | 0 | 0 | 0 | 0 | 0 | 0
F2_Residential_Multi-Family Low Income_New_Water Heating_Natural Gas_Water Heater (<= 55 gal)_E2 | F2 | Residential | Multi-Family Low Income | New | Water Heating | Natural Gas | Water Heater (<= 55 gal) | E2 | RVT - Cost of Operation | 127.5621 | 127.9357 | 128.7736 | 129.478 | 129.1915 | 0 | 0 | 0 | 0 | 0 | 0 | 0 | 0 | 0 | 0 | 0 | 0 | 0 | 0 | 0 | 0 | 0 | 0 | 0 | 0 | 0 | 0 | 0 | 0 | 0 | 0 | 0 | 0 | 0 | 0 | 0 | 0 | 0 | 0 | 0 | 0 | 0
F2_Residential_Multi-Family Low Income_New_Water Heating_Natural Gas_Water Heater (<= 55 gal)_E3 | F2 | Residential | Multi-Family Low Income | New | Water Heating | Natural Gas | Water Heater (<= 55 gal) | E3 | RVT - Cost of Operation | 100.7898 | 101.085 | 101.747 | 102.3036 | 102.0772 | 0 | 0 | 0 | 0 | 0 | 0 | 0 | 0 | 0 | 0 | 0 | 0 | 0 | 0 | 0 | 0 | 0 | 0 | 0 | 0 | 0 | 0 | 0 | 0 | 0 | 0 | 0 | 0 | 0 | 0 | 0 | 0 | 0 | 0 | 0 | 0 | 0
F2_Residential_Multi-Family Low Income_New_Water Heating_Natural Gas_Water Heater (<= 55 gal)_E4 | F2 | Residential | Multi-Family Low Income | New | Water Heating | Natural Gas | Water Heater (<= 55 gal) | E4 | RVT - Cost of Operation | 95.7718 | 96.2642 | 97.0098 | 97.6935 | 97.8559 | 0 | 0 | 0 | 0 | 0 | 0 | 0 | 0 | 0 | 0 | 0 | 0 | 0 | 0 | 0 | 0 | 0 | 0 | 0 | 0 | 0 | 0 | 0 | 0 | 0 | 0 | 0 | 0 | 0 | 0 | 0 | 0 | 0 | 0 | 0 | 0 | 0
F2_Residential_Multi-Family Low Income_New_Water Heating_Natural Gas_Water Heater (<= 55 gal)_E5 | F2 | Residential | Multi-Family Low Income | New | Water Heating | Natural Gas | Water Heater (<= 55 gal) | E5 | RVT - Cost of Operation | 91.562 | 92.0328 | 92.7456 | 93.3993 | 93.5545 | 0 | 0 | 0 | 0 | 0 | 0 | 0 | 0 | 0 | 0 | 0 | 0 | 0 | 0 | 0 | 0 | 0 | 0 | 0 | 0 | 0 | 0 | 0 | 0 | 0 | 0 | 0 | 0 | 0 | 0 | 0 | 0 | 0 | 0 | 0 | 0 | 0
F2_Residential_Multi-Family Low Income_New_Water Heating_Natural Gas_Water Heater (<= 55 gal)_E6 | F2 | Residential | Multi-Family Low Income | New | Water Heating | Natural Gas | Water Heater (<= 55 gal) | E6 | RVT - Cost of Operation | 77.0187 | 77.2442 | 77.7501 | 78.1754 | 78.0024 | 78.4196 | 79.3593 | 80.1392 | 81.0768 | 81.9914 | 82.9134 | 83.7862 | 84.7149 | 85.6744 | 86.6096 | 87.5661 | 88.5265 | 89.5011 | 90.4382 | 91.3393 | 92.1282 | 92.851 | 93.4054 | 93.8885 | 94.2385 | 94.473 | 94.6302 | 94.6911 | 94.6201 | 94.4605 | 94.1333 | 93.7259 | 93.1731 | 0 | 0 | 0 | 0 | 0 | 0 | 0 | 0 | 0
F2_Residential_Multi-Family Low Income_New_Water Heating_Natural Gas_Water Heater (<= 55 gal)_E7 | F2 | Residential | Multi-Family Low Income | New | Water Heating | Natural Gas | Water Heater (<= 55 gal) | E7 | RVT - Cost of Operation | 0 | 0 | 0 | 0 | 62.8865 | 63.2227 | 63.986 | 64.6273 | 65.3995 | 66.1496 | 66.9022 | 67.6123 | 68.3632 | 69.1218 | 69.8307 | 70.5276 | 71.1957 | 71.8809 | 72.5488 | 73.2062 | 73.7941 | 74.3617 | 74.8291 | 75.2835 | 75.624 | 75.8571 | 76.0099 | 76.0595 | 76.0017 | 75.8715 | 75.6048 | 75.2726 | 74.8218 | 0 | 0 | 0 | 0 | 0 | 0 | 0 | 0 | 0
F2_Residential_Multi-Family Low Income_New_Water Heating_Natural Gas_Water Heater (<= 55 gal)_E8 | F2 | Residential | Multi-Family Low Income | New | Water Heating | Natural Gas | Water Heater (<= 55 gal) | E8 | RVT - Cost of Operation | 0 | 0 | 0 | 0 | 0 | 0 | 0 | 0 | 0 | 0 | 0 | 0 | 0 | 0 | 0 | 0 | 0 | 0 | 0 | 0 | 0 | 0 | 0 | 0 | 0 | 0 | 0 | 0 | 0 | 0 | 0 | 0 | 0 | 0 | 0 | 0 | 0 | 0 | 0 | 0 | 0 | 0
F2_Residential_Multi-Family Low Income_New_Water Heating_Natural Gas_Water Heater (<= 55 gal)_E9 | F2 | Residential | Multi-Family Low Income | New | Water Heating | Natural Gas | Water Heater (<= 55 gal) | E9 | RVT - Cost of Operation | 0 | 0 | 0 | 0 | 0 | 0 | 0 | 0 | 0 | 0 | 0 | 0 | 0 | 0 | 0 | 0 | 0 | 0 | 0 | 0 | 0 | 0 | 0 | 0 | 0 | 0 | 0 | 0 | 0 | 0 | 0 | 0 | 0 | 0 | 0 | 0 | 0 | 0 | 0 | 0 | 0 | 0
F2_Residential_Multi-Family Low Income_New_Water Heating_Natural Gas_Water Heater (<= 55 gal)_E10 | F2 | Residential | Multi-Family Low Income | New | Water Heating | Natural Gas | Water Heater (<= 55 gal) | E10 | RVT - Cost of Operation | 0 | 0 | 0 | 0 | 0 | 0 | 0 | 0 | 0 | 0 | 0 | 0 | 0 | 0 | 0 | 0 | 0 | 0 | 0 | 0 | 0 | 0 | 0 | 0 | 0 | 0 | 0 | 0 | 0 | 0 | 0 | 0 | 0 | 0 | 0 | 0 | 0 | 0 | 0 | 0 | 0 | 0
F3_Residential_Multi-Family Low Income_New_Water Heating_Natural Gas_Water Heater (<= 55 gal)_E1 | F3 | Residential | Multi-Family Low Income | New | Water Heating | Natural Gas | Water Heater (<= 55 gal) | E1 | System - kBTUs of Consumption | 108.75 | 108.75 | 108.75 | 108.75 | 108.75 | 0 | 0 | 0 | 0 | 0 | 0 | 0 | 0 | 0 | 0 | 0 | 0 | 0 | 0 | 0 | 0 | 0 | 0 | 0 | 0 | 0 | 0 | 0 | 0 | 0 | 0 | 0 | 0 | 0 | 0 | 0 | 0 | 0 | 0 | 0 | 0 | 0
F3_Residential_Multi-Family Low Income_New_Water Heating_Natural Gas_Water Heater (<= 55 gal)_E2 | F3 | Residential | Multi-Family Low Income | New | Water Heating | Natural Gas | Water Heater (<= 55 gal) | E2 | System - kBTUs of Consumption | 122.6873 | 122.6873 | 122.6873 | 122.6873 | 122.6873 | 0 | 0 | 0 | 0 | 0 | 0 | 0 | 0 | 0 | 0 | 0 | 0 | 0 | 0 | 0 | 0 | 0 | 0 | 0 | 0 | 0 | 0 | 0 | 0 | 0 | 0 | 0 | 0 | 0 | 0 | 0 | 0 | 0 | 0 | 0 | 0 | 0
F3_Residential_Multi-Family Low Income_New_Water Heating_Natural Gas_Water Heater (<= 55 gal)_E3 | F3 | Residential | Multi-Family Low Income | New | Water Heating | Natural Gas | Water Heater (<= 55 gal) | E3 | System - kBTUs of Consumption | 346.2727 | 346.2727 | 346.2727 | 346.2727 | 346.2727 | 0 | 0 | 0 | 0 | 0 | 0 | 0 | 0 | 0 | 0 | 0 | 0 | 0 | 0 | 0 | 0 | 0 | 0 | 0 | 0 | 0 | 0 | 0 | 0 | 0 | 0 | 0 | 0 | 0 | 0 | 0 | 0 | 0 | 0 | 0 | 0 | 0
F3_Residential_Multi-Family Low Income_New_Water Heating_Natural Gas_Water Heater (<= 55 gal)_E4 | F3 | Residential | Multi-Family Low Income | New | Water Heating | Natural Gas | Water Heater (<= 55 gal) | E4 | System - kBTUs of Consumption | 160.3908 | 160.3908 | 160.3908 | 160.3908 | 160.3908 | 0 | 0 | 0 | 0 | 0 | 0 | 0 | 0 | 0 | 0 | 0 | 0 | 0 | 0 | 0 | 0 | 0 | 0 | 0 | 0 | 0 | 0 | 0 | 0 | 0 | 0 | 0 | 0 | 0 | 0 | 0 | 0 | 0 | 0 | 0 | 0 | 0
F3_Residential_Multi-Family Low Income_New_Water Heating_Natural Gas_Water Heater (<= 55 gal)_E5 | F3 | Residential | Multi-Family Low Income | New | Water Heating | Natural Gas | Water Heater (<= 55 gal) | E5 | System - kBTUs of Consumption | 181.9005 | 181.9005 | 181.9005 | 181.9005 | 181.9005 | 0 | 0 | 0 | 0 | 0 | 0 | 0 | 0 | 0 | 0 | 0 | 0 | 0 | 0 | 0 | 0 | 0 | 0 | 0 | 0 | 0 | 0 | 0 | 0 | 0 | 0 | 0 | 0 | 0 | 0 | 0 | 0 | 0 | 0 | 0 | 0 | 0
F3_Residential_Multi-Family Low Income_New_Water Heating_Natural Gas_Water Heater (<= 55 gal)_E6 | F3 | Residential | Multi-Family Low Income | New | Water Heating | Natural Gas | Water Heater (<= 55 gal) | E6 | System - kBTUs of Consumption | 501.237 | 501.237 | 501.237 | 501.237 | 501.237 | 501.237 | 501.237 | 501.237 | 501.237 | 501.237 | 501.237 | 501.237 | 501.237 | 501.237 | 501.237 | 501.237 | 501.237 | 501.237 | 501.237 | 501.237 | 501.237 | 501.237 | 501.237 | 501.237 | 501.237 | 501.237 | 501.237 | 501.237 | 501.237 | 501.237 | 501.237 | 501.237 | 501.237 | 0 | 0 | 0 | 0 | 0 | 0 | 0 | 0 | 0
F3_Residential_Multi-Family Low Income_New_Water Heating_Natural Gas_Water Heater (<= 55 gal)_E7 | F3 | Residential | Multi-Family Low Income | New | Water Heating | Natural Gas | Water Heater (<= 55 gal) | E7 | System - kBTUs of Consumption | 0 | 0 | 0 | 0 | 593.764 | 593.764 | 593.764 | 593.764 | 593.764 | 593.764 | 593.764 | 593.764 | 593.764 | 593.764 | 593.764 | 593.764 | 593.764 | 593.764 | 593.764 | 593.764 | 593.764 | 593.764 | 593.764 | 593.764 | 593.764 | 593.764 | 593.764 | 593.764 | 593.764 | 593.764 | 593.764 | 593.764 | 593.764 | 0 | 0 | 0 | 0 | 0 | 0 | 0 | 0 | 0
F3_Residential_Multi-Family Low Income_New_Water Heating_Natural Gas_Water Heater (<= 55 gal)_E8 | F3 | Residential | Multi-Family Low Income | New | Water Heating | Natural Gas | Water Heater (<= 55 gal) | E8 | System - kBTUs of Consumption | 0 | 0 | 0 | 0 | 0 | 0 | 0 | 0 | 0 | 0 | 0 | 0 | 0 | 0 | 0 | 0 | 0 | 0 | 0 | 0 | 0 | 0 | 0 | 0 | 0 | 0 | 0 | 0 | 0 | 0 | 0 | 0 | 0 | 0 | 0 | 0 | 0 | 0 | 0 | 0 | 0 | 0
F3_Residential_Multi-Family Low Income_New_Water Heating_Natural Gas_Water Heater (<= 55 gal)_E9 | F3 | Residential | Multi-Family Low Income | New | Water Heating | Natural Gas | Water Heater (<= 55 gal) | E9 | System - kBTUs of Consumption | 0 | 0 | 0 | 0 | 0 | 0 | 0 | 0 | 0 | 0 | 0 | 0 | 0 | 0 | 0 | 0 | 0 | 0 | 0 | 0 | 0 | 0 | 0 | 0 | 0 | 0 | 0 | 0 | 0 | 0 | 0 | 0 | 0 | 0 | 0 | 0 | 0 | 0 | 0 | 0 | 0 | 0
F3_Residential_Multi-Family Low Income_New_Water Heating_Natural Gas_Water Heater (<= 55 gal)_E10 | F3 | Residential | Multi-Family Low Income | New | Water Heating | Natural Gas | Water Heater (<= 55 gal) | E10 | System - kBTUs of Consumption | 0 | 0 | 0 | 0 | 0 | 0 | 0 | 0 | 0 | 0 | 0 | 0 | 0 | 0 | 0 | 0 | 0 | 0 | 0 | 0 | 0 | 0 | 0 | 0 | 0 | 0 | 0 | 0 | 0 | 0 | 0 | 0 | 0 | 0 | 0 | 0 | 0 | 0 | 0 | 0 | 0 | 0
F4_Residential_Multi-Family Low Income_New_Water Heating_Natural Gas_Water Heater (<= 55 gal)_E1 | F4 | Residential | Multi-Family Low Income | New | Water Heating | Natural Gas | Water Heater (<= 55 gal) | E1 | Utility - Cost of Equipment | 140.7582 | 141.1705 | 142.095 | 142.8723 | 142.5561 | 0 | 0 | 0 | 0 | 0 | 0 | 0 | 0 | 0 | 0 | 0 | 0 | 0 | 0 | 0 | 0 | 0 | 0 | 0 | 0 | 0 | 0 | 0 | 0 | 0 | 0 | 0 | 0 | 0 | 0 | 0 | 0 | 0 | 0 | 0 | 0 | 0
F4_Residential_Multi-Family Low Income_New_Water Heating_Natural Gas_Water Heater (<= 55 gal)_E2 | F4 | Residential | Multi-Family Low Income | New | Water Heating | Natural Gas | Water Heater (<= 55 gal) | E2 | Utility - Cost of Equipment | 127.5621 | 127.9357 | 128.7736 | 129.478 | 129.1915 | 0 | 0 | 0 | 0 | 0 | 0 | 0 | 0 | 0 | 0 | 0 | 0 | 0 | 0 | 0 | 0 | 0 | 0 | 0 | 0 | 0 | 0 | 0 | 0 | 0 | 0 | 0 | 0 | 0 | 0 | 0 | 0 | 0 | 0 | 0 | 0 | 0
F4_Residential_Multi-Family Low Income_New_Water Heating_Natural Gas_Water Heater (<= 55 gal)_E3 | F4 | Residential | Multi-Family Low Income | New | Water Heating | Natural Gas | Water Heater (<= 55 gal) | E3 | Utility - Cost of Equipment | 100.7898 | 101.085 | 101.747 | 102.3036 | 102.0772 | 0 | 0 | 0 | 0 | 0 | 0 | 0 | 0 | 0 | 0 | 0 | 0 | 0 | 0 | 0 | 0 | 0 | 0 | 0 | 0 | 0 | 0 | 0 | 0 | 0 | 0 | 0 | 0 | 0 | 0 | 0 | 0 | 0 | 0 | 0 | 0 | 0
F4_Residential_Multi-Family Low Income_New_Water Heating_Natural Gas_Water Heater (<= 55 gal)_E4 | F4 | Residential | Multi-Family Low Income | New | Water Heating | Natural Gas | Water Heater (<= 55 gal) | E4 | Utility - Cost of Equipment | 95.7718 | 96.2642 | 97.0098 | 97.6935 | 97.8559 | 0 | 0 | 0 | 0 | 0 | 0 | 0 | 0 | 0 | 0 | 0 | 0 | 0 | 0 | 0 | 0 | 0 | 0 | 0 | 0 | 0 | 0 | 0 | 0 | 0 | 0 | 0 | 0 | 0 | 0 | 0 | 0 | 0 | 0 | 0 | 0 | 0
F4_Residential_Multi-Family Low Income_New_Water Heating_Natural Gas_Water Heater (<= 55 gal)_E5 | F4 | Residential | Multi-Family Low Income | New | Water Heating | Natural Gas | Water Heater (<= 55 gal) | E5 | Utility - Cost of Equipment | 91.562 | 92.0328 | 92.7456 | 93.3993 | 93.5545 | 0 | 0 | 0 | 0 | 0 | 0 | 0 | 0 | 0 | 0 | 0 | 0 | 0 | 0 | 0 | 0 | 0 | 0 | 0 | 0 | 0 | 0 | 0 | 0 | 0 | 0 | 0 | 0 | 0 | 0 | 0 | 0 | 0 | 0 | 0 | 0 | 0
F4_Residential_Multi-Family Low Income_New_Water Heating_Natural Gas_Water Heater (<= 55 gal)_E6 | F4 | Residential | Multi-Family Low Income | New | Water Heating | Natural Gas | Water Heater (<= 55 gal) | E6 | Utility - Cost of Equipment | 77.0187 | 77.2442 | 77.7501 | 78.1754 | 78.0024 | 78.4196 | 79.3593 | 80.1392 | 81.0768 | 81.9914 | 82.9134 | 83.7862 | 84.7149 | 85.6744 | 86.6096 | 87.5661 | 88.5265 | 89.5011 | 90.4382 | 91.3393 | 92.1282 | 92.851 | 93.4054 | 93.8885 | 94.2385 | 94.473 | 94.6302 | 94.6911 | 94.6201 | 94.4605 | 94.1333 | 93.7259 | 93.1731 | 0 | 0 | 0 | 0 | 0 | 0 | 0 | 0 | 0
F4_Residential_Multi-Family Low Income_New_Water Heating_Natural Gas_Water Heater (<= 55 gal)_E7 | F4 | Residential | Multi-Family Low Income | New | Water Heating | Natural Gas | Water Heater (<= 55 gal) | E7 | Utility - Cost of Equipment | 0 | 0 | 0 | 0 | 62.8865 | 63.2227 | 63.986 | 64.6273 | 65.3995 | 66.1496 | 66.9022 | 67.6123 | 68.3632 | 69.1218 | 69.8307 | 70.5276 | 71.1957 | 71.8809 | 72.5488 | 73.2062 | 73.7941 | 74.3617 | 74.8291 | 75.2835 | 75.624 | 75.8571 | 76.0099 | 76.0595 | 76.0017 | 75.8715 | 75.6048 | 75.2726 | 74.8218 | 0 | 0 | 0 | 0 | 0 | 0 | 0 | 0 | 0
F4_Residential_Multi-Family Low Income_New_Water Heating_Natural Gas_Water Heater (<= 55 gal)_E8 | F4 | Residential | Multi-Family Low Income | New | Water Heating | Natural Gas | Water Heater (<= 55 gal) | E8 | Utility - Cost of Equipment | 0 | 0 | 0 | 0 | 0 | 0 | 0 | 0 | 0 | 0 | 0 | 0 | 0 | 0 | 0 | 0 | 0 | 0 | 0 | 0 | 0 | 0 | 0 | 0 | 0 | 0 | 0 | 0 | 0 | 0 | 0 | 0 | 0 | 0 | 0 | 0 | 0 | 0 | 0 | 0 | 0 | 0
F4_Residential_Multi-Family Low Income_New_Water Heating_Natural Gas_Water Heater (<= 55 gal)_E9 | F4 | Residential | Multi-Family Low Income | New | Water Heating | Natural Gas | Water Heater (<= 55 gal) | E9 | Utility - Cost of Equipment | 0 | 0 | 0 | 0 | 0 | 0 | 0 | 0 | 0 | 0 | 0 | 0 | 0 | 0 | 0 | 0 | 0 | 0 | 0 | 0 | 0 | 0 | 0 | 0 | 0 | 0 | 0 | 0 | 0 | 0 | 0 | 0 | 0 | 0 | 0 | 0 | 0 | 0 | 0 | 0 | 0 | 0
F4_Residential_Multi-Family Low Income_New_Water Heating_Natural Gas_Water Heater (<= 55 gal)_E10 | F4 | Residential | Multi-Family Low Income | New | Water Heating | Natural Gas | Water Heater (<= 55 gal) | E10 | Utility - Cost of Equipment | 0 | 0 | 0 | 0 | 0 | 0 | 0 | 0 | 0 | 0 | 0 | 0 | 0 | 0 | 0 | 0 | 0 | 0 | 0 | 0 | 0 | 0 | 0 | 0 | 0 | 0 | 0 | 0 | 0 | 0 | 0 | 0 | 0 | 0 | 0 | 0 | 0 | 0 | 0 | 0 | 0 | 0
F5_Residential_Multi-Family Low Income_New_Water Heating_Natural Gas_Water Heater (<= 55 gal)_E1 | F5 | Residential | Multi-Family Low Income | New | Water Heating | Natural Gas | Water Heater (<= 55 gal) | E1 | Utility - Cost of Operation | 108.75 | 108.75 | 108.75 | 108.75 | 108.75 | 0 | 0 | 0 | 0 | 0 | 0 | 0 | 0 | 0 | 0 | 0 | 0 | 0 | 0 | 0 | 0 | 0 | 0 | 0 | 0 | 0 | 0 | 0 | 0 | 0 | 0 | 0 | 0 | 0 | 0 | 0 | 0 | 0 | 0 | 0 | 0 | 0
F5_Residential_Multi-Family Low Income_New_Water Heating_Natural Gas_Water Heater (<= 55 gal)_E2 | F5 | Residential | Multi-Family Low Income | New | Water Heating | Natural Gas | Water Heater (<= 55 gal) | E2 | Utility - Cost of Operation | 122.6873 | 122.6873 | 122.6873 | 122.6873 | 122.6873 | 0 | 0 | 0 | 0 | 0 | 0 | 0 | 0 | 0 | 0 | 0 | 0 | 0 | 0 | 0 | 0 | 0 | 0 | 0 | 0 | 0 | 0 | 0 | 0 | 0 | 0 | 0 | 0 | 0 | 0 | 0 | 0 | 0 | 0 | 0 | 0 | 0
F5_Residential_Multi-Family Low Income_New_Water Heating_Natural Gas_Water Heater (<= 55 gal)_E3 | F5 | Residential | Multi-Family Low Income | New | Water Heating | Natural Gas | Water Heater (<= 55 gal) | E3 | Utility - Cost of Operation | 346.2727 | 346.2727 | 346.2727 | 346.2727 | 346.2727 | 0 | 0 | 0 | 0 | 0 | 0 | 0 | 0 | 0 | 0 | 0 | 0 | 0 | 0 | 0 | 0 | 0 | 0 | 0 | 0 | 0 | 0 | 0 | 0 | 0 | 0 | 0 | 0 | 0 | 0 | 0 | 0 | 0 | 0 | 0 | 0 | 0
F5_Residential_Multi-Family Low Income_New_Water Heating_Natural Gas_Water Heater (<= 55 gal)_E4 | F5 | Residential | Multi-Family Low Income | New | Water Heating | Natural Gas | Water Heater (<= 55 gal) | E4 | Utility - Cost of Operation | 160.3908 | 160.3908 | 160.3908 | 160.3908 | 160.3908 | 0 | 0 | 0 | 0 | 0 | 0 | 0 | 0 | 0 | 0 | 0 | 0 | 0 | 0 | 0 | 0 | 0 | 0 | 0 | 0 | 0 | 0 | 0 | 0 | 0 | 0 | 0 | 0 | 0 | 0 | 0 | 0 | 0 | 0 | 0 | 0 | 0
F5_Residential_Multi-Family Low Income_New_Water Heating_Natural Gas_Water Heater (<= 55 gal)_E5 | F5 | Residential | Multi-Family Low Income | New | Water Heating | Natural Gas | Water Heater (<= 55 gal) | E5 | Utility - Cost of Operation | 181.9005 | 181.9005 | 181.9005 | 181.9005 | 181.9005 | 0 | 0 | 0 | 0 | 0 | 0 | 0 | 0 | 0 | 0 | 0 | 0 | 0 | 0 | 0 | 0 | 0 | 0 | 0 | 0 | 0 | 0 | 0 | 0 | 0 | 0 | 0 | 0 | 0 | 0 | 0 | 0 | 0 | 0 | 0 | 0 | 0
F5_Residential_Multi-Family Low Income_New_Water Heating_Natural Gas_Water Heater (<= 55 gal)_E6 | F5 | Residential | Multi-Family Low Income | New | Water Heating | Natural Gas | Water Heater (<= 55 gal) | E6 | Utility - Cost of Operation | 501.237 | 501.237 | 501.237 | 501.237 | 501.237 | 501.237 | 501.237 | 501.237 | 501.237 | 501.237 | 501.237 | 501.237 | 501.237 | 501.237 | 501.237 | 501.237 | 501.237 | 501.237 | 501.237 | 501.237 | 501.237 | 501.237 | 501.237 | 501.237 | 501.237 | 501.237 | 501.237 | 501.237 | 501.237 | 501.237 | 501.237 | 501.237 | 501.237 | 0 | 0 | 0 | 0 | 0 | 0 | 0 | 0 | 0
F5_Residential_Multi-Family Low Income_New_Water Heating_Natural Gas_Water Heater (<= 55 gal)_E7 | F5 | Residential | Multi-Family Low Income | New | Water Heating | Natural Gas | Water Heater (<= 55 gal) | E7 | Utility - Cost of Operation | 0 | 0 | 0 | 0 | 593.764 | 593.764 | 593.764 | 593.764 | 593.764 | 593.764 | 593.764 | 593.764 | 593.764 | 593.764 | 593.764 | 593.764 | 593.764 | 593.764 | 593.764 | 593.764 | 593.764 | 593.764 | 593.764 | 593.764 | 593.764 | 593.764 | 593.764 | 593.764 | 593.764 | 593.764 | 593.764 | 593.764 | 593.764 | 0 | 0 | 0 | 0 | 0 | 0 | 0 | 0 | 0
F5_Residential_Multi-Family Low Income_New_Water Heating_Natural Gas_Water Heater (<= 55 gal)_E8 | F5 | Residential | Multi-Family Low Income | New | Water Heating | Natural Gas | Water Heater (<= 55 gal) | E8 | Utility - Cost of Operation | 0 | 0 | 0 | 0 | 0 | 0 | 0 | 0 | 0 | 0 | 0 | 0 | 0 | 0 | 0 | 0 | 0 | 0 | 0 | 0 | 0 | 0 | 0 | 0 | 0 | 0 | 0 | 0 | 0 | 0 | 0 | 0 | 0 | 0 | 0 | 0 | 0 | 0 | 0 | 0 | 0 | 0
F5_Residential_Multi-Family Low Income_New_Water Heating_Natural Gas_Water Heater (<= 55 gal)_E9 | F5 | Residential | Multi-Family Low Income | New | Water Heating | Natural Gas | Water Heater (<= 55 gal) | E9 | Utility - Cost of Operation | 0 | 0 | 0 | 0 | 0 | 0 | 0 | 0 | 0 | 0 | 0 | 0 | 0 | 0 | 0 | 0 | 0 | 0 | 0 | 0 | 0 | 0 | 0 | 0 | 0 | 0 | 0 | 0 | 0 | 0 | 0 | 0 | 0 | 0 | 0 | 0 | 0 | 0 | 0 | 0 | 0 | 0
F5_Residential_Multi-Family Low Income_New_Water Heating_Natural Gas_Water Heater (<= 55 gal)_E10 | F5 | Residential | Multi-Family Low Income | New | Water Heating | Natural Gas | Water Heater (<= 55 gal) | E10 | Utility - Cost of Operation | 0 | 0 | 0 | 0 | 0 | 0 | 0 | 0 | 0 | 0 | 0 | 0 | 0 | 0 | 0 | 0 | 0 | 0 | 0 | 0 | 0 | 0 | 0 | 0 | 0 | 0 | 0 | 0 | 0 | 0 | 0 | 0 | 0 | 0 | 0 | 0 | 0 | 0 | 0 | 0 | 0 | 0
F6_Residential_Multi-Family Low Income_New_Water Heating_Natural Gas_Water Heater (<= 55 gal)_E1 | F6 | Residential | Multi-Family Low Income | New | Water Heating | Natural Gas | Water Heater (<= 55 gal) | E1 | Utility - Value of Sales | 113.9949 | 114.6591 | 115.5706 | 116.3156 | 116.3156 | 0 | 0 | 0 | 0 | 0 | 0 | 0 | 0 | 0 | 0 | 0 | 0 | 0 | 0 | 0 | 0 | 0 | 0 | 0 | 0 | 0 | 0 | 0 | 0 | 0 | 0 | 0 | 0 | 0 | 0 | 0 | 0 | 0 | 0 | 0 | 0 | 0
F6_Residential_Multi-Family Low Income_New_Water Heating_Natural Gas_Water Heater (<= 55 gal)_E2 | F6 | Residential | Multi-Family Low Income | New | Water Heating | Natural Gas | Water Heater (<= 55 gal) | E2 | Utility - Value of Sales | 103.3079 | 103.9098 | 104.7359 | 105.411 | 105.411 | 0 | 0 | 0 | 0 | 0 | 0 | 0 | 0 | 0 | 0 | 0 | 0 | 0 | 0 | 0 | 0 | 0 | 0 | 0 | 0 | 0 | 0 | 0 | 0 | 0 | 0 | 0 | 0 | 0 | 0 | 0 | 0 | 0 | 0 | 0 | 0 | 0
F6_Residential_Multi-Family Low Income_New_Water Heating_Natural Gas_Water Heater (<= 55 gal)_E3 | F6 | Residential | Multi-Family Low Income | New | Water Heating | Natural Gas | Water Heater (<= 55 gal) | E3 | Utility - Value of Sales | 81.626 | 82.1016 | 82.7543 | 83.2877 | 83.2877 | 0 | 0 | 0 | 0 | 0 | 0 | 0 | 0 | 0 | 0 | 0 | 0 | 0 | 0 | 0 | 0 | 0 | 0 | 0 | 0 | 0 | 0 | 0 | 0 | 0 | 0 | 0 | 0 | 0 | 0 | 0 | 0 | 0 | 0 | 0 | 0 | 0
F6_Residential_Multi-Family Low Income_New_Water Heating_Natural Gas_Water Heater (<= 55 gal)_E4 | F6 | Residential | Multi-Family Low Income | New | Water Heating | Natural Gas | Water Heater (<= 55 gal) | E4 | Utility - Value of Sales | 76.5381 | 76.8259 | 77.2209 | 77.5438 | 77.5438 | 0 | 0 | 0 | 0 | 0 | 0 | 0 | 0 | 0 | 0 | 0 | 0 | 0 | 0 | 0 | 0 | 0 | 0 | 0 | 0 | 0 | 0 | 0 | 0 | 0 | 0 | 0 | 0 | 0 | 0 | 0 | 0 | 0 | 0 | 0 | 0 | 0
F6_Residential_Multi-Family Low Income_New_Water Heating_Natural Gas_Water Heater (<= 55 gal)_E5 | F6 | Residential | Multi-Family Low Income | New | Water Heating | Natural Gas | Water Heater (<= 55 gal) | E5 | Utility - Value of Sales | 73.1738 | 73.449 | 73.8266 | 74.1352 | 74.1352 | 0 | 0 | 0 | 0 | 0 | 0 | 0 | 0 | 0 | 0 | 0 | 0 | 0 | 0 | 0 | 0 | 0 | 0 | 0 | 0 | 0 | 0 | 0 | 0 | 0 | 0 | 0 | 0 | 0 | 0 | 0 | 0 | 0 | 0 | 0 | 0 | 0
F6_Residential_Multi-Family Low Income_New_Water Heating_Natural Gas_Water Heater (<= 55 gal)_E6 | F6 | Residential | Multi-Family Low Income | New | Water Heating | Natural Gas | Water Heater (<= 55 gal) | E6 | Utility - Value of Sales | 62.3746 | 62.738 | 63.2368 | 63.6444 | 63.6444 | 63.6444 | 63.6444 | 63.6444 | 63.6444 | 63.6444 | 63.6444 | 63.6444 | 63.6444 | 63.6444 | 63.6444 | 63.6444 | 63.6444 | 63.6444 | 63.6444 | 63.6444 | 63.6444 | 63.6444 | 63.6444 | 63.6444 | 63.6444 | 63.6444 | 63.6444 | 63.6444 | 63.6444 | 63.6444 | 63.6444 | 63.6444 | 63.6444 | 0 | 0 | 0 | 0 | 0 | 0 | 0 | 0 | 0
F6_Residential_Multi-Family Low Income_New_Water Heating_Natural Gas_Water Heater (<= 55 gal)_E7 | F6 | Residential | Multi-Family Low Income | New | Water Heating | Natural Gas | Water Heater (<= 55 gal) | E7 | Utility - Value of Sales | 0 | 0 | 0 | 0 | 51.8947 | 51.8947 | 51.8947 | 51.8947 | 51.8947 | 51.8947 | 51.8947 | 51.8947 | 51.8947 | 51.8947 | 51.8947 | 51.8947 | 51.8947 | 51.8947 | 51.8947 | 51.8947 | 51.8947 | 51.8947 | 51.8947 | 51.8947 | 51.8947 | 51.8947 | 51.8947 | 51.8947 | 51.8947 | 51.8947 | 51.8947 | 51.8947 | 51.8947 | 0 | 0 | 0 | 0 | 0 | 0 | 0 | 0 | 0
F6_Residential_Multi-Family Low Income_New_Water Heating_Natural Gas_Water Heater (<= 55 gal)_E8 | F6 | Residential | Multi-Family Low Income | New | Water Heating | Natural Gas | Water Heater (<= 55 gal) | E8 | Utility - Value of Sales | 0 | 0 | 0 | 0 | 0 | 0 | 0 | 0 | 0 | 0 | 0 | 0 | 0 | 0 | 0 | 0 | 0 | 0 | 0 | 0 | 0 | 0 | 0 | 0 | 0 | 0 | 0 | 0 | 0 | 0 | 0 | 0 | 0 | 0 | 0 | 0 | 0 | 0 | 0 | 0 | 0 | 0
F6_Residential_Multi-Family Low Income_New_Water Heating_Natural Gas_Water Heater (<= 55 gal)_E9 | F6 | Residential | Multi-Family Low Income | New | Water Heating | Natural Gas | Water Heater (<= 55 gal) | E9 | Utility - Value of Sales | 0 | 0 | 0 | 0 | 0 | 0 | 0 | 0 | 0 | 0 | 0 | 0 | 0 | 0 | 0 | 0 | 0 | 0 | 0 | 0 | 0 | 0 | 0 | 0 | 0 | 0 | 0 | 0 | 0 | 0 | 0 | 0 | 0 | 0 | 0 | 0 | 0 | 0 | 0 | 0 | 0 | 0
F6_Residential_Multi-Family Low Income_New_Water Heating_Natural Gas_Water Heater (<= 55 gal)_E10 | F6 | Residential | Multi-Family Low Income | New | Water Heating | Natural Gas | Water Heater (<= 55 gal) | E10 | Utility - Value of Sales | 0 | 0 | 0 | 0 | 0 | 0 | 0 | 0 | 0 | 0 | 0 | 0 | 0 | 0 | 0 | 0 | 0 | 0 | 0 | 0 | 0 | 0 | 0 | 0 | 0 | 0 | 0 | 0 | 0 | 0 | 0 | 0 | 0 | 0 | 0 | 0 | 0 | 0 | 0 | 0 | 0 | 0
F1_Residential_Multi-Family Low Income_New_Water Heating_Natural Gas_Water Heater (> 55 gal)_E1 | F1 | Residential | Multi-Family Low Income | New | Water Heating | Natural Gas | Water Heater (> 55 gal) | E1 | RVT - Cost of Equipment | 140.9856 | 141.3984 | 142.3244 | 143.1031 | 142.7864 | 0 | 0 | 0 | 0 | 0 | 0 | 0 | 0 | 0 | 0 | 0 | 0 | 0 | 0 | 0 | 0 | 0 | 0 | 0 | 0 | 0 | 0 | 0 | 0 | 0 | 0 | 0 | 0 | 0 | 0 | 0 | 0 | 0 | 0 | 0 | 0 | 0
F1_Residential_Multi-Family Low Income_New_Water Heating_Natural Gas_Water Heater (> 55 gal)_E2 | F1 | Residential | Multi-Family Low Income | New | Water Heating | Natural Gas | Water Heater (> 55 gal) | E2 | RVT - Cost of Equipment | 137.3705 | 137.7728 | 138.6751 | 139.4337 | 139.1252 | 0 | 0 | 0 | 0 | 0 | 0 | 0 | 0 | 0 | 0 | 0 | 0 | 0 | 0 | 0 | 0 | 0 | 0 | 0 | 0 | 0 | 0 | 0 | 0 | 0 | 0 | 0 | 0 | 0 | 0 | 0 | 0 | 0 | 0 | 0 | 0 | 0
F1_Residential_Multi-Family Low Income_New_Water Heating_Natural Gas_Water Heater (> 55 gal)_E3 | F1 | Residential | Multi-Family Low Income | New | Water Heating | Natural Gas | Water Heater (> 55 gal) | E3 | RVT - Cost of Equipment | 132.2827 | 132.6701 | 133.539 | 134.2695 | 133.9724 | 0 | 0 | 0 | 0 | 0 | 0 | 0 | 0 | 0 | 0 | 0 | 0 | 0 | 0 | 0 | 0 | 0 | 0 | 0 | 0 | 0 | 0 | 0 | 0 | 0 | 0 | 0 | 0 | 0 | 0 | 0 | 0 | 0 | 0 | 0 | 0 | 0
F1_Residential_Multi-Family Low Income_New_Water Heating_Natural Gas_Water Heater (> 55 gal)_E4 | F1 | Residential | Multi-Family Low Income | New | Water Heating | Natural Gas | Water Heater (> 55 gal) | E4 | RVT - Cost of Equipment | 125.6967 | 126.343 | 127.3216 | 128.219 | 128.432 | 0 | 0 | 0 | 0 | 0 | 0 | 0 | 0 | 0 | 0 | 0 | 0 | 0 | 0 | 0 | 0 | 0 | 0 | 0 | 0 | 0 | 0 | 0 | 0 | 0 | 0 | 0 | 0 | 0 | 0 | 0 | 0 | 0 | 0 | 0 | 0 | 0
F1_Residential_Multi-Family Low Income_New_Water Heating_Natural Gas_Water Heater (> 55 gal)_E5 | F1 | Residential | Multi-Family Low Income | New | Water Heating | Natural Gas | Water Heater (> 55 gal) | E5 | RVT - Cost of Equipment | 120.1716 | 120.7895 | 121.725 | 122.583 | 122.7867 | 0 | 0 | 0 | 0 | 0 | 0 | 0 | 0 | 0 | 0 | 0 | 0 | 0 | 0 | 0 | 0 | 0 | 0 | 0 | 0 | 0 | 0 | 0 | 0 | 0 | 0 | 0 | 0 | 0 | 0 | 0 | 0 | 0 | 0 | 0 | 0 | 0
F1_Residential_Multi-Family Low Income_New_Water Heating_Natural Gas_Water Heater (> 55 gal)_E6 | F1 | Residential | Multi-Family Low Income | New | Water Heating | Natural Gas | Water Heater (> 55 gal) | E6 | RVT - Cost of Equipment | 101.084 | 101.38 | 102.0439 | 102.6022 | 102.3751 | 102.9227 | 104.156 | 105.1796 | 106.4102 | 107.6105 | 108.8206 | 109.9661 | 111.185 | 112.4443 | 113.6717 | 114.9271 | 116.1875 | 117.4667 | 118.6967 | 119.8793 | 120.9147 | 121.8634 | 122.591 | 123.2251 | 123.6844 | 123.9921 | 124.1984 | 124.2784 | 124.1852 | 123.9757 | 123.5463 | 123.0116 | 122.2861 | 0 | 0 | 0 | 0 | 0 | 0 | 0 | 0 | 0
F1_Residential_Multi-Family Low Income_New_Water Heating_Natural Gas_Water Heater (> 55 gal)_E7 | F1 | Residential | Multi-Family Low Income | New | Water Heating | Natural Gas | Water Heater (> 55 gal) | E7 | RVT - Cost of Equipment | 0 | 0 | 0 | 0 | 0 | 82.9773 | 83.9791 | 84.8208 | 85.8343 | 86.8188 | 87.8065 | 88.7385 | 89.724 | 90.7196 | 91.6501 | 92.5648 | 93.4416 | 94.3409 | 95.2174 | 96.0802 | 96.8518 | 97.5968 | 98.2103 | 98.8067 | 99.2535 | 99.5595 | 99.76 | 99.8252 | 99.7492 | 99.5784 | 99.2283 | 98.7923 | 98.2007 | 0 | 0 | 0 | 0 | 0 | 0 | 0 | 0 | 0
F1_Residential_Multi-Family Low Income_New_Water Heating_Natural Gas_Water Heater (> 55 gal)_E8 | F1 | Residential | Multi-Family Low Income | New | Water Heating | Natural Gas | Water Heater (> 55 gal) | E8 | RVT - Cost of Equipment | 0 | 0 | 0 | 0 | 0 | 0 | 0 | 0 | 0 | 0 | 0 | 0 | 0 | 0 | 0 | 0 | 0 | 0 | 0 | 0 | 0 | 0 | 0 | 0 | 0 | 0 | 0 | 0 | 0 | 0 | 0 | 0 | 0 | 0 | 0 | 0 | 0 | 0 | 0 | 0 | 0 | 0
F1_Residential_Multi-Family Low Income_New_Water Heating_Natural Gas_Water Heater (> 55 gal)_E9 | F1 | Residential | Multi-Family Low Income | New | Water Heating | Natural Gas | Water Heater (> 55 gal) | E9 | RVT - Cost of Equipment | 0 | 0 | 0 | 0 | 0 | 0 | 0 | 0 | 0 | 0 | 0 | 0 | 0 | 0 | 0 | 0 | 0 | 0 | 0 | 0 | 0 | 0 | 0 | 0 | 0 | 0 | 0 | 0 | 0 | 0 | 0 | 0 | 0 | 0 | 0 | 0 | 0 | 0 | 0 | 0 | 0 | 0
F1_Residential_Multi-Family Low Income_New_Water Heating_Natural Gas_Water Heater (> 55 gal)_E10 | F1 | Residential | Multi-Family Low Income | New | Water Heating | Natural Gas | Water Heater (> 55 gal) | E10 | RVT - Cost of Equipment | 0 | 0 | 0 | 0 | 0 | 0 | 0 | 0 | 0 | 0 | 0 | 0 | 0 | 0 | 0 | 0 | 0 | 0 | 0 | 0 | 0 | 0 | 0 | 0 | 0 | 0 | 0 | 0 | 0 | 0 | 0 | 0 | 0 | 0 | 0 | 0 | 0 | 0 | 0 | 0 | 0 | 0
F2_Residential_Multi-Family Low Income_New_Water Heating_Natural Gas_Water Heater (> 55 gal)_E1 | F2 | Residential | Multi-Family Low Income | New | Water Heating | Natural Gas | Water Heater (> 55 gal) | E1 | RVT - Cost of Operation | 140.7582 | 141.1705 | 142.095 | 142.8723 | 142.5561 | 0 | 0 | 0 | 0 | 0 | 0 | 0 | 0 | 0 | 0 | 0 | 0 | 0 | 0 | 0 | 0 | 0 | 0 | 0 | 0 | 0 | 0 | 0 | 0 | 0 | 0 | 0 | 0 | 0 | 0 | 0 | 0 | 0 | 0 | 0 | 0 | 0
F2_Residential_Multi-Family Low Income_New_Water Heating_Natural Gas_Water Heater (> 55 gal)_E2 | F2 | Residential | Multi-Family Low Income | New | Water Heating | Natural Gas | Water Heater (> 55 gal) | E2 | RVT - Cost of Operation | 137.149 | 137.5507 | 138.4515 | 139.2089 | 138.9008 | 0 | 0 | 0 | 0 | 0 | 0 | 0 | 0 | 0 | 0 | 0 | 0 | 0 | 0 | 0 | 0 | 0 | 0 | 0 | 0 | 0 | 0 | 0 | 0 | 0 | 0 | 0 | 0 | 0 | 0 | 0 | 0 | 0 | 0 | 0 | 0 | 0
F2_Residential_Multi-Family Low Income_New_Water Heating_Natural Gas_Water Heater (> 55 gal)_E3 | F2 | Residential | Multi-Family Low Income | New | Water Heating | Natural Gas | Water Heater (> 55 gal) | E3 | RVT - Cost of Operation | 132.0695 | 132.4562 | 133.3237 | 134.053 | 133.7564 | 0 | 0 | 0 | 0 | 0 | 0 | 0 | 0 | 0 | 0 | 0 | 0 | 0 | 0 | 0 | 0 | 0 | 0 | 0 | 0 | 0 | 0 | 0 | 0 | 0 | 0 | 0 | 0 | 0 | 0 | 0 | 0 | 0 | 0 | 0 | 0 | 0
F2_Residential_Multi-Family Low Income_New_Water Heating_Natural Gas_Water Heater (> 55 gal)_E4 | F2 | Residential | Multi-Family Low Income | New | Water Heating | Natural Gas | Water Heater (> 55 gal) | E4 | RVT - Cost of Operation | 125.494 | 126.1393 | 127.1163 | 128.0122 | 128.2249 | 0 | 0 | 0 | 0 | 0 | 0 | 0 | 0 | 0 | 0 | 0 | 0 | 0 | 0 | 0 | 0 | 0 | 0 | 0 | 0 | 0 | 0 | 0 | 0 | 0 | 0 | 0 | 0 | 0 | 0 | 0 | 0 | 0 | 0 | 0 | 0 | 0
F2_Residential_Multi-Family Low Income_New_Water Heating_Natural Gas_Water Heater (> 55 gal)_E5 | F2 | Residential | Multi-Family Low Income | New | Water Heating | Natural Gas | Water Heater (> 55 gal) | E5 | RVT - Cost of Operation | 119.9778 | 120.5947 | 121.5287 | 122.3853 | 122.5887 | 0 | 0 | 0 | 0 | 0 | 0 | 0 | 0 | 0 | 0 | 0 | 0 | 0 | 0 | 0 | 0 | 0 | 0 | 0 | 0 | 0 | 0 | 0 | 0 | 0 | 0 | 0 | 0 | 0 | 0 | 0 | 0 | 0 | 0 | 0 | 0 | 0
F2_Residential_Multi-Family Low Income_New_Water Heating_Natural Gas_Water Heater (> 55 gal)_E6 | F2 | Residential | Multi-Family Low Income | New | Water Heating | Natural Gas | Water Heater (> 55 gal) | E6 | RVT - Cost of Operation | 100.921 | 101.2166 | 101.8794 | 102.4368 | 102.2101 | 102.7568 | 103.988 | 105.01 | 106.2386 | 107.437 | 108.6451 | 109.7888 | 111.0057 | 112.263 | 113.4885 | 114.7418 | 116.0002 | 117.2773 | 118.5053 | 119.686 | 120.7197 | 121.6669 | 122.3933 | 123.0264 | 123.485 | 123.7922 | 123.9981 | 124.078 | 123.985 | 123.7758 | 123.3471 | 122.8133 | 122.0889 | 0 | 0 | 0 | 0 | 0 | 0 | 0 | 0 | 0
F2_Residential_Multi-Family Low Income_New_Water Heating_Natural Gas_Water Heater (> 55 gal)_E7 | F2 | Residential | Multi-Family Low Income | New | Water Heating | Natural Gas | Water Heater (> 55 gal) | E7 | RVT - Cost of Operation | 0 | 0 | 0 | 0 | 0 | 82.8435 | 83.8437 | 84.684 | 85.6959 | 86.6788 | 87.665 | 88.5954 | 89.5794 | 90.5734 | 91.5023 | 92.4155 | 93.291 | 94.1888 | 95.0639 | 95.9253 | 96.6957 | 97.4394 | 98.052 | 98.6474 | 99.0935 | 99.3989 | 99.5991 | 99.6642 | 99.5884 | 99.4178 | 99.0683 | 98.633 | 98.0424 | 0 | 0 | 0 | 0 | 0 | 0 | 0 | 0 | 0
F2_Residential_Multi-Family Low Income_New_Water Heating_Natural Gas_Water Heater (> 55 gal)_E8 | F2 | Residential | Multi-Family Low Income | New | Water Heating | Natural Gas | Water Heater (> 55 gal) | E8 | RVT - Cost of Operation | 0 | 0 | 0 | 0 | 0 | 0 | 0 | 0 | 0 | 0 | 0 | 0 | 0 | 0 | 0 | 0 | 0 | 0 | 0 | 0 | 0 | 0 | 0 | 0 | 0 | 0 | 0 | 0 | 0 | 0 | 0 | 0 | 0 | 0 | 0 | 0 | 0 | 0 | 0 | 0 | 0 | 0
F2_Residential_Multi-Family Low Income_New_Water Heating_Natural Gas_Water Heater (> 55 gal)_E9 | F2 | Residential | Multi-Family Low Income | New | Water Heating | Natural Gas | Water Heater (> 55 gal) | E9 | RVT - Cost of Operation | 0 | 0 | 0 | 0 | 0 | 0 | 0 | 0 | 0 | 0 | 0 | 0 | 0 | 0 | 0 | 0 | 0 | 0 | 0 | 0 | 0 | 0 | 0 | 0 | 0 | 0 | 0 | 0 | 0 | 0 | 0 | 0 | 0 | 0 | 0 | 0 | 0 | 0 | 0 | 0 | 0 | 0
F2_Residential_Multi-Family Low Income_New_Water Heating_Natural Gas_Water Heater (> 55 gal)_E10 | F2 | Residential | Multi-Family Low Income | New | Water Heating | Natural Gas | Water Heater (> 55 gal) | E10 | RVT - Cost of Operation | 0 | 0 | 0 | 0 | 0 | 0 | 0 | 0 | 0 | 0 | 0 | 0 | 0 | 0 | 0 | 0 | 0 | 0 | 0 | 0 | 0 | 0 | 0 | 0 | 0 | 0 | 0 | 0 | 0 | 0 | 0 | 0 | 0 | 0 | 0 | 0 | 0 | 0 | 0 | 0 | 0 | 0
F3_Residential_Multi-Family Low Income_New_Water Heating_Natural Gas_Water Heater (> 55 gal)_E1 | F3 | Residential | Multi-Family Low Income | New | Water Heating | Natural Gas | Water Heater (> 55 gal) | E1 | System - kBTUs of Consumption | 125.0625 | 125.0625 | 125.0625 | 125.0625 | 125.0625 | 0 | 0 | 0 | 0 | 0 | 0 | 0 | 0 | 0 | 0 | 0 | 0 | 0 | 0 | 0 | 0 | 0 | 0 | 0 | 0 | 0 | 0 | 0 | 0 | 0 | 0 | 0 | 0 | 0 | 0 | 0 | 0 | 0 | 0 | 0 | 0 | 0
F3_Residential_Multi-Family Low Income_New_Water Heating_Natural Gas_Water Heater (> 55 gal)_E2 | F3 | Residential | Multi-Family Low Income | New | Water Heating | Natural Gas | Water Heater (> 55 gal) | E2 | System - kBTUs of Consumption | 141.0904 | 141.0904 | 141.0904 | 141.0904 | 141.0904 | 0 | 0 | 0 | 0 | 0 | 0 | 0 | 0 | 0 | 0 | 0 | 0 | 0 | 0 | 0 | 0 | 0 | 0 | 0 | 0 | 0 | 0 | 0 | 0 | 0 | 0 | 0 | 0 | 0 | 0 | 0 | 0 | 0 | 0 | 0 | 0 | 0
F3_Residential_Multi-Family Low Income_New_Water Heating_Natural Gas_Water Heater (> 55 gal)_E3 | F3 | Residential | Multi-Family Low Income | New | Water Heating | Natural Gas | Water Heater (> 55 gal) | E3 | System - kBTUs of Consumption | 398.2136 | 398.2136 | 398.2136 | 398.2136 | 398.2136 | 0 | 0 | 0 | 0 | 0 | 0 | 0 | 0 | 0 | 0 | 0 | 0 | 0 | 0 | 0 | 0 | 0 | 0 | 0 | 0 | 0 | 0 | 0 | 0 | 0 | 0 | 0 | 0 | 0 | 0 | 0 | 0 | 0 | 0 | 0 | 0 | 0
F3_Residential_Multi-Family Low Income_New_Water Heating_Natural Gas_Water Heater (> 55 gal)_E4 | F3 | Residential | Multi-Family Low Income | New | Water Heating | Natural Gas | Water Heater (> 55 gal) | E4 | System - kBTUs of Consumption | 184.4494 | 184.4494 | 184.4494 | 184.4494 | 184.4494 | 0 | 0 | 0 | 0 | 0 | 0 | 0 | 0 | 0 | 0 | 0 | 0 | 0 | 0 | 0 | 0 | 0 | 0 | 0 | 0 | 0 | 0 | 0 | 0 | 0 | 0 | 0 | 0 | 0 | 0 | 0 | 0 | 0 | 0 | 0 | 0 | 0
F3_Residential_Multi-Family Low Income_New_Water Heating_Natural Gas_Water Heater (> 55 gal)_E5 | F3 | Residential | Multi-Family Low Income | New | Water Heating | Natural Gas | Water Heater (> 55 gal) | E5 | System - kBTUs of Consumption | 209.1856 | 209.1856 | 209.1856 | 209.1856 | 209.1856 | 0 | 0 | 0 | 0 | 0 | 0 | 0 | 0 | 0 | 0 | 0 | 0 | 0 | 0 | 0 | 0 | 0 | 0 | 0 | 0 | 0 | 0 | 0 | 0 | 0 | 0 | 0 | 0 | 0 | 0 | 0 | 0 | 0 | 0 | 0 | 0 | 0
F3_Residential_Multi-Family Low Income_New_Water Heating_Natural Gas_Water Heater (> 55 gal)_E6 | F3 | Residential | Multi-Family Low Income | New | Water Heating | Natural Gas | Water Heater (> 55 gal) | E6 | System - kBTUs of Consumption | 576.4226 | 576.4226 | 576.4226 | 576.4226 | 576.4226 | 576.4226 | 576.4226 | 576.4226 | 576.4226 | 576.4226 | 576.4226 | 576.4226 | 576.4226 | 576.4226 | 576.4226 | 576.4226 | 576.4226 | 576.4226 | 576.4226 | 576.4226 | 576.4226 | 576.4226 | 576.4226 | 576.4226 | 576.4226 | 576.4226 | 576.4226 | 576.4226 | 576.4226 | 576.4226 | 576.4226 | 576.4226 | 576.4226 | 0 | 0 | 0 | 0 | 0 | 0 | 0 | 0 | 0
F3_Residential_Multi-Family Low Income_New_Water Heating_Natural Gas_Water Heater (> 55 gal)_E7 | F3 | Residential | Multi-Family Low Income | New | Water Heating | Natural Gas | Water Heater (> 55 gal) | E7 | System - kBTUs of Consumption | 0 | 0 | 0 | 0 | 0 | 682.8286 | 682.8286 | 682.8286 | 682.8286 | 682.8286 | 682.8286 | 682.8286 | 682.8286 | 682.8286 | 682.8286 | 682.8286 | 682.8286 | 682.8286 | 682.8286 | 682.8286 | 682.8286 | 682.8286 | 682.8286 | 682.8286 | 682.8286 | 682.8286 | 682.8286 | 682.8286 | 682.8286 | 682.8286 | 682.8286 | 682.8286 | 682.8286 | 0 | 0 | 0 | 0 | 0 | 0 | 0 | 0 | 0
F3_Residential_Multi-Family Low Income_New_Water Heating_Natural Gas_Water Heater (> 55 gal)_E8 | F3 | Residential | Multi-Family Low Income | New | Water Heating | Natural Gas | Water Heater (> 55 gal) | E8 | System - kBTUs of Consumption | 0 | 0 | 0 | 0 | 0 | 0 | 0 | 0 | 0 | 0 | 0 | 0 | 0 | 0 | 0 | 0 | 0 | 0 | 0 | 0 | 0 | 0 | 0 | 0 | 0 | 0 | 0 | 0 | 0 | 0 | 0 | 0 | 0 | 0 | 0 | 0 | 0 | 0 | 0 | 0 | 0 | 0
F3_Residential_Multi-Family Low Income_New_Water Heating_Natural Gas_Water Heater (> 55 gal)_E9 | F3 | Residential | Multi-Family Low Income | New | Water Heating | Natural Gas | Water Heater (> 55 gal) | E9 | System - kBTUs of Consumption | 0 | 0 | 0 | 0 | 0 | 0 | 0 | 0 | 0 | 0 | 0 | 0 | 0 | 0 | 0 | 0 | 0 | 0 | 0 | 0 | 0 | 0 | 0 | 0 | 0 | 0 | 0 | 0 | 0 | 0 | 0 | 0 | 0 | 0 | 0 | 0 | 0 | 0 | 0 | 0 | 0 | 0
F3_Residential_Multi-Family Low Income_New_Water Heating_Natural Gas_Water Heater (> 55 gal)_E10 | F3 | Residential | Multi-Family Low Income | New | Water Heating | Natural Gas | Water Heater (> 55 gal) | E10 | System - kBTUs of Consumption | 0 | 0 | 0 | 0 | 0 | 0 | 0 | 0 | 0 | 0 | 0 | 0 | 0 | 0 | 0 | 0 | 0 | 0 | 0 | 0 | 0 | 0 | 0 | 0 | 0 | 0 | 0 | 0 | 0 | 0 | 0 | 0 | 0 | 0 | 0 | 0 | 0 | 0 | 0 | 0 | 0 | 0
F4_Residential_Multi-Family Low Income_New_Water Heating_Natural Gas_Water Heater (> 55 gal)_E1 | F4 | Residential | Multi-Family Low Income | New | Water Heating | Natural Gas | Water Heater (> 55 gal) | E1 | Utility - Cost of Equipment | 140.7582 | 141.1705 | 142.095 | 142.8723 | 142.5561 | 0 | 0 | 0 | 0 | 0 | 0 | 0 | 0 | 0 | 0 | 0 | 0 | 0 | 0 | 0 | 0 | 0 | 0 | 0 | 0 | 0 | 0 | 0 | 0 | 0 | 0 | 0 | 0 | 0 | 0 | 0 | 0 | 0 | 0 | 0 | 0 | 0
F4_Residential_Multi-Family Low Income_New_Water Heating_Natural Gas_Water Heater (> 55 gal)_E2 | F4 | Residential | Multi-Family Low Income | New | Water Heating | Natural Gas | Water Heater (> 55 gal) | E2 | Utility - Cost of Equipment | 137.149 | 137.5507 | 138.4515 | 139.2089 | 138.9008 | 0 | 0 | 0 | 0 | 0 | 0 | 0 | 0 | 0 | 0 | 0 | 0 | 0 | 0 | 0 | 0 | 0 | 0 | 0 | 0 | 0 | 0 | 0 | 0 | 0 | 0 | 0 | 0 | 0 | 0 | 0 | 0 | 0 | 0 | 0 | 0 | 0
F4_Residential_Multi-Family Low Income_New_Water Heating_Natural Gas_Water Heater (> 55 gal)_E3 | F4 | Residential | Multi-Family Low Income | New | Water Heating | Natural Gas | Water Heater (> 55 gal) | E3 | Utility - Cost of Equipment | 132.0695 | 132.4562 | 133.3237 | 134.053 | 133.7564 | 0 | 0 | 0 | 0 | 0 | 0 | 0 | 0 | 0 | 0 | 0 | 0 | 0 | 0 | 0 | 0 | 0 | 0 | 0 | 0 | 0 | 0 | 0 | 0 | 0 | 0 | 0 | 0 | 0 | 0 | 0 | 0 | 0 | 0 | 0 | 0 | 0
F4_Residential_Multi-Family Low Income_New_Water Heating_Natural Gas_Water Heater (> 55 gal)_E4 | F4 | Residential | Multi-Family Low Income | New | Water Heating | Natural Gas | Water Heater (> 55 gal) | E4 | Utility - Cost of Equipment | 125.494 | 126.1393 | 127.1163 | 128.0122 | 128.2249 | 0 | 0 | 0 | 0 | 0 | 0 | 0 | 0 | 0 | 0 | 0 | 0 | 0 | 0 | 0 | 0 | 0 | 0 | 0 | 0 | 0 | 0 | 0 | 0 | 0 | 0 | 0 | 0 | 0 | 0 | 0 | 0 | 0 | 0 | 0 | 0 | 0
F4_Residential_Multi-Family Low Income_New_Water Heating_Natural Gas_Water Heater (> 55 gal)_E5 | F4 | Residential | Multi-Family Low Income | New | Water Heating | Natural Gas | Water Heater (> 55 gal) | E5 | Utility - Cost of Equipment | 119.9778 | 120.5947 | 121.5287 | 122.3853 | 122.5887 | 0 | 0 | 0 | 0 | 0 | 0 | 0 | 0 | 0 | 0 | 0 | 0 | 0 | 0 | 0 | 0 | 0 | 0 | 0 | 0 | 0 | 0 | 0 | 0 | 0 | 0 | 0 | 0 | 0 | 0 | 0 | 0 | 0 | 0 | 0 | 0 | 0
F4_Residential_Multi-Family Low Income_New_Water Heating_Natural Gas_Water Heater (> 55 gal)_E6 | F4 | Residential | Multi-Family Low Income | New | Water Heating | Natural Gas | Water Heater (> 55 gal) | E6 | Utility - Cost of Equipment | 100.921 | 101.2166 | 101.8794 | 102.4368 | 102.2101 | 102.7568 | 103.988 | 105.01 | 106.2386 | 107.437 | 108.6451 | 109.7888 | 111.0057 | 112.263 | 113.4885 | 114.7418 | 116.0002 | 117.2773 | 118.5053 | 119.686 | 120.7197 | 121.6669 | 122.3933 | 123.0264 | 123.485 | 123.7922 | 123.9981 | 124.078 | 123.985 | 123.7758 | 123.3471 | 122.8133 | 122.0889 | 0 | 0 | 0 | 0 | 0 | 0 | 0 | 0 | 0
F4_Residential_Multi-Family Low Income_New_Water Heating_Natural Gas_Water Heater (> 55 gal)_E7 | F4 | Residential | Multi-Family Low Income | New | Water Heating | Natural Gas | Water Heater (> 55 gal) | E7 | Utility - Cost of Equipment | 0 | 0 | 0 | 0 | 0 | 82.8435 | 83.8437 | 84.684 | 85.6959 | 86.6788 | 87.665 | 88.5954 | 89.5794 | 90.5734 | 91.5023 | 92.4155 | 93.291 | 94.1888 | 95.0639 | 95.9253 | 96.6957 | 97.4394 | 98.052 | 98.6474 | 99.0935 | 99.3989 | 99.5991 | 99.6642 | 99.5884 | 99.4178 | 99.0683 | 98.633 | 98.0424 | 0 | 0 | 0 | 0 | 0 | 0 | 0 | 0 | 0
F4_Residential_Multi-Family Low Income_New_Water Heating_Natural Gas_Water Heater (> 55 gal)_E8 | F4 | Residential | Multi-Family Low Income | New | Water Heating | Natural Gas | Water Heater (> 55 gal) | E8 | Utility - Cost of Equipment | 0 | 0 | 0 | 0 | 0 | 0 | 0 | 0 | 0 | 0 | 0 | 0 | 0 | 0 | 0 | 0 | 0 | 0 | 0 | 0 | 0 | 0 | 0 | 0 | 0 | 0 | 0 | 0 | 0 | 0 | 0 | 0 | 0 | 0 | 0 | 0 | 0 | 0 | 0 | 0 | 0 | 0
F4_Residential_Multi-Family Low Income_New_Water Heating_Natural Gas_Water Heater (> 55 gal)_E9 | F4 | Residential | Multi-Family Low Income | New | Water Heating | Natural Gas | Water Heater (> 55 gal) | E9 | Utility - Cost of Equipment | 0 | 0 | 0 | 0 | 0 | 0 | 0 | 0 | 0 | 0 | 0 | 0 | 0 | 0 | 0 | 0 | 0 | 0 | 0 | 0 | 0 | 0 | 0 | 0 | 0 | 0 | 0 | 0 | 0 | 0 | 0 | 0 | 0 | 0 | 0 | 0 | 0 | 0 | 0 | 0 | 0 | 0
F4_Residential_Multi-Family Low Income_New_Water Heating_Natural Gas_Water Heater (> 55 gal)_E10 | F4 | Residential | Multi-Family Low Income | New | Water Heating | Natural Gas | Water Heater (> 55 gal) | E10 | Utility - Cost of Equipment | 0 | 0 | 0 | 0 | 0 | 0 | 0 | 0 | 0 | 0 | 0 | 0 | 0 | 0 | 0 | 0 | 0 | 0 | 0 | 0 | 0 | 0 | 0 | 0 | 0 | 0 | 0 | 0 | 0 | 0 | 0 | 0 | 0 | 0 | 0 | 0 | 0 | 0 | 0 | 0 | 0 | 0
F5_Residential_Multi-Family Low Income_New_Water Heating_Natural Gas_Water Heater (> 55 gal)_E1 | F5 | Residential | Multi-Family Low Income | New | Water Heating | Natural Gas | Water Heater (> 55 gal) | E1 | Utility - Cost of Operation | 125.0625 | 125.0625 | 125.0625 | 125.0625 | 125.0625 | 0 | 0 | 0 | 0 | 0 | 0 | 0 | 0 | 0 | 0 | 0 | 0 | 0 | 0 | 0 | 0 | 0 | 0 | 0 | 0 | 0 | 0 | 0 | 0 | 0 | 0 | 0 | 0 | 0 | 0 | 0 | 0 | 0 | 0 | 0 | 0 | 0
F5_Residential_Multi-Family Low Income_New_Water Heating_Natural Gas_Water Heater (> 55 gal)_E2 | F5 | Residential | Multi-Family Low Income | New | Water Heating | Natural Gas | Water Heater (> 55 gal) | E2 | Utility - Cost of Operation | 141.0904 | 141.0904 | 141.0904 | 141.0904 | 141.0904 | 0 | 0 | 0 | 0 | 0 | 0 | 0 | 0 | 0 | 0 | 0 | 0 | 0 | 0 | 0 | 0 | 0 | 0 | 0 | 0 | 0 | 0 | 0 | 0 | 0 | 0 | 0 | 0 | 0 | 0 | 0 | 0 | 0 | 0 | 0 | 0 | 0
F5_Residential_Multi-Family Low Income_New_Water Heating_Natural Gas_Water Heater (> 55 gal)_E3 | F5 | Residential | Multi-Family Low Income | New | Water Heating | Natural Gas | Water Heater (> 55 gal) | E3 | Utility - Cost of Operation | 398.2136 | 398.2136 | 398.2136 | 398.2136 | 398.2136 | 0 | 0 | 0 | 0 | 0 | 0 | 0 | 0 | 0 | 0 | 0 | 0 | 0 | 0 | 0 | 0 | 0 | 0 | 0 | 0 | 0 | 0 | 0 | 0 | 0 | 0 | 0 | 0 | 0 | 0 | 0 | 0 | 0 | 0 | 0 | 0 | 0
F5_Residential_Multi-Family Low Income_New_Water Heating_Natural Gas_Water Heater (> 55 gal)_E4 | F5 | Residential | Multi-Family Low Income | New | Water Heating | Natural Gas | Water Heater (> 55 gal) | E4 | Utility - Cost of Operation | 184.4494 | 184.4494 | 184.4494 | 184.4494 | 184.4494 | 0 | 0 | 0 | 0 | 0 | 0 | 0 | 0 | 0 | 0 | 0 | 0 | 0 | 0 | 0 | 0 | 0 | 0 | 0 | 0 | 0 | 0 | 0 | 0 | 0 | 0 | 0 | 0 | 0 | 0 | 0 | 0 | 0 | 0 | 0 | 0 | 0
F5_Residential_Multi-Family Low Income_New_Water Heating_Natural Gas_Water Heater (> 55 gal)_E5 | F5 | Residential | Multi-Family Low Income | New | Water Heating | Natural Gas | Water Heater (> 55 gal) | E5 | Utility - Cost of Operation | 209.1856 | 209.1856 | 209.1856 | 209.1856 | 209.1856 | 0 | 0 | 0 | 0 | 0 | 0 | 0 | 0 | 0 | 0 | 0 | 0 | 0 | 0 | 0 | 0 | 0 | 0 | 0 | 0 | 0 | 0 | 0 | 0 | 0 | 0 | 0 | 0 | 0 | 0 | 0 | 0 | 0 | 0 | 0 | 0 | 0
F5_Residential_Multi-Family Low Income_New_Water Heating_Natural Gas_Water Heater (> 55 gal)_E6 | F5 | Residential | Multi-Family Low Income | New | Water Heating | Natural Gas | Water Heater (> 55 gal) | E6 | Utility - Cost of Operation | 576.4226 | 576.4226 | 576.4226 | 576.4226 | 576.4226 | 576.4226 | 576.4226 | 576.4226 | 576.4226 | 576.4226 | 576.4226 | 576.4226 | 576.4226 | 576.4226 | 576.4226 | 576.4226 | 576.4226 | 576.4226 | 576.4226 | 576.4226 | 576.4226 | 576.4226 | 576.4226 | 576.4226 | 576.4226 | 576.4226 | 576.4226 | 576.4226 | 576.4226 | 576.4226 | 576.4226 | 576.4226 | 576.4226 | 0 | 0 | 0 | 0 | 0 | 0 | 0 | 0 | 0
F5_Residential_Multi-Family Low Income_New_Water Heating_Natural Gas_Water Heater (> 55 gal)_E7 | F5 | Residential | Multi-Family Low Income | New | Water Heating | Natural Gas | Water Heater (> 55 gal) | E7 | Utility - Cost of Operation | 0 | 0 | 0 | 0 | 0 | 682.8286 | 682.8286 | 682.8286 | 682.8286 | 682.8286 | 682.8286 | 682.8286 | 682.8286 | 682.8286 | 682.8286 | 682.8286 | 682.8286 | 682.8286 | 682.8286 | 682.8286 | 682.8286 | 682.8286 | 682.8286 | 682.8286 | 682.8286 | 682.8286 | 682.8286 | 682.8286 | 682.8286 | 682.8286 | 682.8286 | 682.8286 | 682.8286 | 0 | 0 | 0 | 0 | 0 | 0 | 0 | 0 | 0
F5_Residential_Multi-Family Low Income_New_Water Heating_Natural Gas_Water Heater (> 55 gal)_E8 | F5 | Residential | Multi-Family Low Income | New | Water Heating | Natural Gas | Water Heater (> 55 gal) | E8 | Utility - Cost of Operation | 0 | 0 | 0 | 0 | 0 | 0 | 0 | 0 | 0 | 0 | 0 | 0 | 0 | 0 | 0 | 0 | 0 | 0 | 0 | 0 | 0 | 0 | 0 | 0 | 0 | 0 | 0 | 0 | 0 | 0 | 0 | 0 | 0 | 0 | 0 | 0 | 0 | 0 | 0 | 0 | 0 | 0
F5_Residential_Multi-Family Low Income_New_Water Heating_Natural Gas_Water Heater (> 55 gal)_E9 | F5 | Residential | Multi-Family Low Income | New | Water Heating | Natural Gas | Water Heater (> 55 gal) | E9 | Utility - Cost of Operation | 0 | 0 | 0 | 0 | 0 | 0 | 0 | 0 | 0 | 0 | 0 | 0 | 0 | 0 | 0 | 0 | 0 | 0 | 0 | 0 | 0 | 0 | 0 | 0 | 0 | 0 | 0 | 0 | 0 | 0 | 0 | 0 | 0 | 0 | 0 | 0 | 0 | 0 | 0 | 0 | 0 | 0
F5_Residential_Multi-Family Low Income_New_Water Heating_Natural Gas_Water Heater (> 55 gal)_E10 | F5 | Residential | Multi-Family Low Income | New | Water Heating | Natural Gas | Water Heater (> 55 gal) | E10 | Utility - Cost of Operation | 0 | 0 | 0 | 0 | 0 | 0 | 0 | 0 | 0 | 0 | 0 | 0 | 0 | 0 | 0 | 0 | 0 | 0 | 0 | 0 | 0 | 0 | 0 | 0 | 0 | 0 | 0 | 0 | 0 | 0 | 0 | 0 | 0 | 0 | 0 | 0 | 0 | 0 | 0 | 0 | 0 | 0
F6_Residential_Multi-Family Low Income_New_Water Heating_Natural Gas_Water Heater (> 55 gal)_E1 | F6 | Residential | Multi-Family Low Income | New | Water Heating | Natural Gas | Water Heater (> 55 gal) | E1 | Utility - Value of Sales | 113.9949 | 114.6591 | 115.5706 | 116.3156 | 116.3156 | 0 | 0 | 0 | 0 | 0 | 0 | 0 | 0 | 0 | 0 | 0 | 0 | 0 | 0 | 0 | 0 | 0 | 0 | 0 | 0 | 0 | 0 | 0 | 0 | 0 | 0 | 0 | 0 | 0 | 0 | 0 | 0 | 0 | 0 | 0 | 0 | 0
F6_Residential_Multi-Family Low Income_New_Water Heating_Natural Gas_Water Heater (> 55 gal)_E2 | F6 | Residential | Multi-Family Low Income | New | Water Heating | Natural Gas | Water Heater (> 55 gal) | E2 | Utility - Value of Sales | 111.0719 | 111.7191 | 112.6073 | 113.3332 | 113.3332 | 0 | 0 | 0 | 0 | 0 | 0 | 0 | 0 | 0 | 0 | 0 | 0 | 0 | 0 | 0 | 0 | 0 | 0 | 0 | 0 | 0 | 0 | 0 | 0 | 0 | 0 | 0 | 0 | 0 | 0 | 0 | 0 | 0 | 0 | 0 | 0 | 0
F6_Residential_Multi-Family Low Income_New_Water Heating_Natural Gas_Water Heater (> 55 gal)_E3 | F6 | Residential | Multi-Family Low Income | New | Water Heating | Natural Gas | Water Heater (> 55 gal) | E3 | Utility - Value of Sales | 106.9582 | 107.5814 | 108.4366 | 109.1357 | 109.1357 | 0 | 0 | 0 | 0 | 0 | 0 | 0 | 0 | 0 | 0 | 0 | 0 | 0 | 0 | 0 | 0 | 0 | 0 | 0 | 0 | 0 | 0 | 0 | 0 | 0 | 0 | 0 | 0 | 0 | 0 | 0 | 0 | 0 | 0 | 0 | 0 | 0
F6_Residential_Multi-Family Low Income_New_Water Heating_Natural Gas_Water Heater (> 55 gal)_E4 | F6 | Residential | Multi-Family Low Income | New | Water Heating | Natural Gas | Water Heater (> 55 gal) | E4 | Utility - Value of Sales | 100.2913 | 100.6685 | 101.186 | 101.6091 | 101.6091 | 0 | 0 | 0 | 0 | 0 | 0 | 0 | 0 | 0 | 0 | 0 | 0 | 0 | 0 | 0 | 0 | 0 | 0 | 0 | 0 | 0 | 0 | 0 | 0 | 0 | 0 | 0 | 0 | 0 | 0 | 0 | 0 | 0 | 0 | 0 | 0 | 0
F6_Residential_Multi-Family Low Income_New_Water Heating_Natural Gas_Water Heater (> 55 gal)_E5 | F6 | Residential | Multi-Family Low Income | New | Water Heating | Natural Gas | Water Heater (> 55 gal) | E5 | Utility - Value of Sales | 95.8829 | 96.2435 | 96.7383 | 97.1427 | 97.1427 | 0 | 0 | 0 | 0 | 0 | 0 | 0 | 0 | 0 | 0 | 0 | 0 | 0 | 0 | 0 | 0 | 0 | 0 | 0 | 0 | 0 | 0 | 0 | 0 | 0 | 0 | 0 | 0 | 0 | 0 | 0 | 0 | 0 | 0 | 0 | 0 | 0
F6_Residential_Multi-Family Low Income_New_Water Heating_Natural Gas_Water Heater (> 55 gal)_E6 | F6 | Residential | Multi-Family Low Income | New | Water Heating | Natural Gas | Water Heater (> 55 gal) | E6 | Utility - Value of Sales | 81.7322 | 82.2084 | 82.862 | 83.3961 | 83.3961 | 83.3961 | 83.3961 | 83.3961 | 83.3961 | 83.3961 | 83.3961 | 83.3961 | 83.3961 | 83.3961 | 83.3961 | 83.3961 | 83.3961 | 83.3961 | 83.3961 | 83.3961 | 83.3961 | 83.3961 | 83.3961 | 83.3961 | 83.3961 | 83.3961 | 83.3961 | 83.3961 | 83.3961 | 83.3961 | 83.3961 | 83.3961 | 83.3961 | 0 | 0 | 0 | 0 | 0 | 0 | 0 | 0 | 0
F6_Residential_Multi-Family Low Income_New_Water Heating_Natural Gas_Water Heater (> 55 gal)_E7 | F6 | Residential | Multi-Family Low Income | New | Water Heating | Natural Gas | Water Heater (> 55 gal) | E7 | Utility - Value of Sales | 0 | 0 | 0 | 0 | 0 | 67.9999 | 67.9999 | 67.9999 | 67.9999 | 67.9999 | 67.9999 | 67.9999 | 67.9999 | 67.9999 | 67.9999 | 67.9999 | 67.9999 | 67.9999 | 67.9999 | 67.9999 | 67.9999 | 67.9999 | 67.9999 | 67.9999 | 67.9999 | 67.9999 | 67.9999 | 67.9999 | 67.9999 | 67.9999 | 67.9999 | 67.9999 | 67.9999 | 0 | 0 | 0 | 0 | 0 | 0 | 0 | 0 | 0
F6_Residential_Multi-Family Low Income_New_Water Heating_Natural Gas_Water Heater (> 55 gal)_E8 | F6 | Residential | Multi-Family Low Income | New | Water Heating | Natural Gas | Water Heater (> 55 gal) | E8 | Utility - Value of Sales | 0 | 0 | 0 | 0 | 0 | 0 | 0 | 0 | 0 | 0 | 0 | 0 | 0 | 0 | 0 | 0 | 0 | 0 | 0 | 0 | 0 | 0 | 0 | 0 | 0 | 0 | 0 | 0 | 0 | 0 | 0 | 0 | 0 | 0 | 0 | 0 | 0 | 0 | 0 | 0 | 0 | 0
F6_Residential_Multi-Family Low Income_New_Water Heating_Natural Gas_Water Heater (> 55 gal)_E9 | F6 | Residential | Multi-Family Low Income | New | Water Heating | Natural Gas | Water Heater (> 55 gal) | E9 | Utility - Value of Sales | 0 | 0 | 0 | 0 | 0 | 0 | 0 | 0 | 0 | 0 | 0 | 0 | 0 | 0 | 0 | 0 | 0 | 0 | 0 | 0 | 0 | 0 | 0 | 0 | 0 | 0 | 0 | 0 | 0 | 0 | 0 | 0 | 0 | 0 | 0 | 0 | 0 | 0 | 0 | 0 | 0 | 0
F6_Residential_Multi-Family Low Income_New_Water Heating_Natural Gas_Water Heater (> 55 gal)_E10 | F6 | Residential | Multi-Family Low Income | New | Water Heating | Natural Gas | Water Heater (> 55 gal) | E10 | Utility - Value of Sales | 0 | 0 | 0 | 0 | 0 | 0 | 0 | 0 | 0 | 0 | 0 | 0 | 0 | 0 | 0 | 0 | 0 | 0 | 0 | 0 | 0 | 0 | 0 | 0 | 0 | 0 | 0 | 0 | 0 | 0 | 0 | 0 | 0 | 0 | 0 | 0 | 0 | 0 | 0 | 0 | 0 | 0
F1_Residential_Multi-Family Low Income_New_Appliances_Natural Gas_Clothes Dryer_E1 | F1 | Residential | Multi-Family Low Income | New | Appliances | Natural Gas | Clothes Dryer | E1 | RVT - Cost of Equipment | 20.5164 | 20.5803 | 20.7225 | 20.839 | 20.7825 | 20.8655 | 21.0645 | 21.2285 | 21.4258 | 21.6167 | 21.8095 | 21.9916 | 22.1843 | 22.3856 | 22.5781 | 22.7771 | 22.9772 | 23.1919 | 23.3995 | 23.5996 | 23.7744 | 23.9367 | 24.0597 | 24.1684 | 24.2316 | 24.2677 | 24.2864 | 24.2825 | 24.2491 | 24.1949 | 24.1019 | 23.9909 | 23.8477 | 0 | 0 | 0 | 0 | 0 | 0 | 0 | 0 | 0
F1_Residential_Multi-Family Low Income_New_Appliances_Natural Gas_Clothes Dryer_E2 | F1 | Residential | Multi-Family Low Income | New | Appliances | Natural Gas | Clothes Dryer | E2 | RVT - Cost of Equipment | 19.3732 | 19.4335 | 19.5678 | 19.6778 | 19.6245 | 19.7028 | 19.8907 | 20.0456 | 20.2319 | 20.4122 | 20.5942 | 20.7662 | 20.9482 | 21.1382 | 21.32 | 21.5079 | 21.6969 | 21.8996 | 22.0957 | 22.2846 | 22.4496 | 22.6029 | 22.7191 | 22.8217 | 22.8814 | 22.9154 | 22.9332 | 22.9295 | 22.8979 | 22.8467 | 22.7589 | 22.6541 | 22.5189 | 0 | 0 | 0 | 0 | 0 | 0 | 0 | 0 | 0
F1_Residential_Multi-Family Low Income_New_Appliances_Natural Gas_Clothes Dryer_E3 | F1 | Residential | Multi-Family Low Income | New | Appliances | Natural Gas | Clothes Dryer | E3 | RVT - Cost of Equipment | 0 | 0 | 0 | 0 | 0 | 0 | 0 | 0 | 0 | 0 | 0 | 0 | 0 | 0 | 0 | 0 | 0 | 0 | 0 | 0 | 0 | 0 | 0 | 0 | 0 | 0 | 0 | 0 | 0 | 0 | 0 | 0 | 0 | 0 | 0 | 0 | 0 | 0 | 0 | 0 | 0 | 0
F1_Residential_Multi-Family Low Income_New_Appliances_Natural Gas_Clothes Dryer_E4 | F1 | Residential | Multi-Family Low Income | New | Appliances | Natural Gas | Clothes Dryer | E4 | RVT - Cost of Equipment | 0 | 0 | 0 | 0 | 0 | 0 | 0 | 0 | 0 | 0 | 0 | 0 | 0 | 0 | 0 | 0 | 0 | 0 | 0 | 0 | 0 | 0 | 0 | 0 | 0 | 0 | 0 | 0 | 0 | 0 | 0 | 0 | 0 | 0 | 0 | 0 | 0 | 0 | 0 | 0 | 0 | 0
F1_Residential_Multi-Family Low Income_New_Appliances_Natural Gas_Clothes Dryer_E5 | F1 | Residential | Multi-Family Low Income | New | Appliances | Natural Gas | Clothes Dryer | E5 | RVT - Cost of Equipment | 0 | 0 | 0 | 0 | 0 | 0 | 0 | 0 | 0 | 0 | 0 | 0 | 0 | 0 | 0 | 0 | 0 | 0 | 0 | 0 | 0 | 0 | 0 | 0 | 0 | 0 | 0 | 0 | 0 | 0 | 0 | 0 | 0 | 0 | 0 | 0 | 0 | 0 | 0 | 0 | 0 | 0
F1_Residential_Multi-Family Low Income_New_Appliances_Natural Gas_Clothes Dryer_E6 | F1 | Residential | Multi-Family Low Income | New | Appliances | Natural Gas | Clothes Dryer | E6 | RVT - Cost of Equipment | 0 | 0 | 0 | 0 | 0 | 0 | 0 | 0 | 0 | 0 | 0 | 0 | 0 | 0 | 0 | 0 | 0 | 0 | 0 | 0 | 0 | 0 | 0 | 0 | 0 | 0 | 0 | 0 | 0 | 0 | 0 | 0 | 0 | 0 | 0 | 0 | 0 | 0 | 0 | 0 | 0 | 0
F1_Residential_Multi-Family Low Income_New_Appliances_Natural Gas_Clothes Dryer_E7 | F1 | Residential | Multi-Family Low Income | New | Appliances | Natural Gas | Clothes Dryer | E7 | RVT - Cost of Equipment | 0 | 0 | 0 | 0 | 0 | 0 | 0 | 0 | 0 | 0 | 0 | 0 | 0 | 0 | 0 | 0 | 0 | 0 | 0 | 0 | 0 | 0 | 0 | 0 | 0 | 0 | 0 | 0 | 0 | 0 | 0 | 0 | 0 | 0 | 0 | 0 | 0 | 0 | 0 | 0 | 0 | 0
F1_Residential_Multi-Family Low Income_New_Appliances_Natural Gas_Clothes Dryer_E8 | F1 | Residential | Multi-Family Low Income | New | Appliances | Natural Gas | Clothes Dryer | E8 | RVT - Cost of Equipment | 0 | 0 | 0 | 0 | 0 | 0 | 0 | 0 | 0 | 0 | 0 | 0 | 0 | 0 | 0 | 0 | 0 | 0 | 0 | 0 | 0 | 0 | 0 | 0 | 0 | 0 | 0 | 0 | 0 | 0 | 0 | 0 | 0 | 0 | 0 | 0 | 0 | 0 | 0 | 0 | 0 | 0
F1_Residential_Multi-Family Low Income_New_Appliances_Natural Gas_Clothes Dryer_E9 | F1 | Residential | Multi-Family Low Income | New | Appliances | Natural Gas | Clothes Dryer | E9 | RVT - Cost of Equipment | 0 | 0 | 0 | 0 | 0 | 0 | 0 | 0 | 0 | 0 | 0 | 0 | 0 | 0 | 0 | 0 | 0 | 0 | 0 | 0 | 0 | 0 | 0 | 0 | 0 | 0 | 0 | 0 | 0 | 0 | 0 | 0 | 0 | 0 | 0 | 0 | 0 | 0 | 0 | 0 | 0 | 0
F1_Residential_Multi-Family Low Income_New_Appliances_Natural Gas_Clothes Dryer_E10 | F1 | Residential | Multi-Family Low Income | New | Appliances | Natural Gas | Clothes Dryer | E10 | RVT - Cost of Equipment | 0 | 0 | 0 | 0 | 0 | 0 | 0 | 0 | 0 | 0 | 0 | 0 | 0 | 0 | 0 | 0 | 0 | 0 | 0 | 0 | 0 | 0 | 0 | 0 | 0 | 0 | 0 | 0 | 0 | 0 | 0 | 0 | 0 | 0 | 0 | 0 | 0 | 0 | 0 | 0 | 0 | 0
F2_Residential_Multi-Family Low Income_New_Appliances_Natural Gas_Clothes Dryer_E1 | F2 | Residential | Multi-Family Low Income | New | Appliances | Natural Gas | Clothes Dryer | E1 | RVT - Cost of Operation | 14.6498 | 14.6728 | 14.7556 | 14.8221 | 14.7657 | 14.8486 | 15.0472 | 15.211 | 15.408 | 15.5986 | 15.791 | 15.9729 | 16.1653 | 16.3662 | 16.5585 | 16.7571 | 16.9569 | 17.1712 | 17.3811 | 17.586 | 17.7686 | 17.9419 | 18.0791 | 18.2055 | 18.2903 | 18.3486 | 18.3905 | 18.4104 | 18.4018 | 18.3731 | 18.3067 | 18.2232 | 18.1084 | 0 | 0 | 0 | 0 | 0 | 0 | 0 | 0 | 0
F2_Residential_Multi-Family Low Income_New_Appliances_Natural Gas_Clothes Dryer_E2 | F2 | Residential | Multi-Family Low Income | New | Appliances | Natural Gas | Clothes Dryer | E2 | RVT - Cost of Operation | 13.8335 | 13.8552 | 13.9334 | 13.9962 | 13.9429 | 14.0212 | 14.2088 | 14.3634 | 14.5494 | 14.7294 | 14.9111 | 15.0829 | 15.2645 | 15.4543 | 15.6358 | 15.8234 | 16.012 | 16.2144 | 16.4126 | 16.6061 | 16.7785 | 16.9422 | 17.0717 | 17.1911 | 17.2711 | 17.3262 | 17.3657 | 17.3846 | 17.3764 | 17.3494 | 17.2867 | 17.2078 | 17.0994 | 0 | 0 | 0 | 0 | 0 | 0 | 0 | 0 | 0
F2_Residential_Multi-Family Low Income_New_Appliances_Natural Gas_Clothes Dryer_E3 | F2 | Residential | Multi-Family Low Income | New | Appliances | Natural Gas | Clothes Dryer | E3 | RVT - Cost of Operation | 0 | 0 | 0 | 0 | 0 | 0 | 0 | 0 | 0 | 0 | 0 | 0 | 0 | 0 | 0 | 0 | 0 | 0 | 0 | 0 | 0 | 0 | 0 | 0 | 0 | 0 | 0 | 0 | 0 | 0 | 0 | 0 | 0 | 0 | 0 | 0 | 0 | 0 | 0 | 0 | 0 | 0
F2_Residential_Multi-Family Low Income_New_Appliances_Natural Gas_Clothes Dryer_E4 | F2 | Residential | Multi-Family Low Income | New | Appliances | Natural Gas | Clothes Dryer | E4 | RVT - Cost of Operation | 0 | 0 | 0 | 0 | 0 | 0 | 0 | 0 | 0 | 0 | 0 | 0 | 0 | 0 | 0 | 0 | 0 | 0 | 0 | 0 | 0 | 0 | 0 | 0 | 0 | 0 | 0 | 0 | 0 | 0 | 0 | 0 | 0 | 0 | 0 | 0 | 0 | 0 | 0 | 0 | 0 | 0
F2_Residential_Multi-Family Low Income_New_Appliances_Natural Gas_Clothes Dryer_E5 | F2 | Residential | Multi-Family Low Income | New | Appliances | Natural Gas | Clothes Dryer | E5 | RVT - Cost of Operation | 0 | 0 | 0 | 0 | 0 | 0 | 0 | 0 | 0 | 0 | 0 | 0 | 0 | 0 | 0 | 0 | 0 | 0 | 0 | 0 | 0 | 0 | 0 | 0 | 0 | 0 | 0 | 0 | 0 | 0 | 0 | 0 | 0 | 0 | 0 | 0 | 0 | 0 | 0 | 0 | 0 | 0
F2_Residential_Multi-Family Low Income_New_Appliances_Natural Gas_Clothes Dryer_E6 | F2 | Residential | Multi-Family Low Income | New | Appliances | Natural Gas | Clothes Dryer | E6 | RVT - Cost of Operation | 0 | 0 | 0 | 0 | 0 | 0 | 0 | 0 | 0 | 0 | 0 | 0 | 0 | 0 | 0 | 0 | 0 | 0 | 0 | 0 | 0 | 0 | 0 | 0 | 0 | 0 | 0 | 0 | 0 | 0 | 0 | 0 | 0 | 0 | 0 | 0 | 0 | 0 | 0 | 0 | 0 | 0
F2_Residential_Multi-Family Low Income_New_Appliances_Natural Gas_Clothes Dryer_E7 | F2 | Residential | Multi-Family Low Income | New | Appliances | Natural Gas | Clothes Dryer | E7 | RVT - Cost of Operation | 0 | 0 | 0 | 0 | 0 | 0 | 0 | 0 | 0 | 0 | 0 | 0 | 0 | 0 | 0 | 0 | 0 | 0 | 0 | 0 | 0 | 0 | 0 | 0 | 0 | 0 | 0 | 0 | 0 | 0 | 0 | 0 | 0 | 0 | 0 | 0 | 0 | 0 | 0 | 0 | 0 | 0
F2_Residential_Multi-Family Low Income_New_Appliances_Natural Gas_Clothes Dryer_E8 | F2 | Residential | Multi-Family Low Income | New | Appliances | Natural Gas | Clothes Dryer | E8 | RVT - Cost of Operation | 0 | 0 | 0 | 0 | 0 | 0 | 0 | 0 | 0 | 0 | 0 | 0 | 0 | 0 | 0 | 0 | 0 | 0 | 0 | 0 | 0 | 0 | 0 | 0 | 0 | 0 | 0 | 0 | 0 | 0 | 0 | 0 | 0 | 0 | 0 | 0 | 0 | 0 | 0 | 0 | 0 | 0
F2_Residential_Multi-Family Low Income_New_Appliances_Natural Gas_Clothes Dryer_E9 | F2 | Residential | Multi-Family Low Income | New | Appliances | Natural Gas | Clothes Dryer | E9 | RVT - Cost of Operation | 0 | 0 | 0 | 0 | 0 | 0 | 0 | 0 | 0 | 0 | 0 | 0 | 0 | 0 | 0 | 0 | 0 | 0 | 0 | 0 | 0 | 0 | 0 | 0 | 0 | 0 | 0 | 0 | 0 | 0 | 0 | 0 | 0 | 0 | 0 | 0 | 0 | 0 | 0 | 0 | 0 | 0
F2_Residential_Multi-Family Low Income_New_Appliances_Natural Gas_Clothes Dryer_E10 | F2 | Residential | Multi-Family Low Income | New | Appliances | Natural Gas | Clothes Dryer | E10 | RVT - Cost of Operation | 0 | 0 | 0 | 0 | 0 | 0 | 0 | 0 | 0 | 0 | 0 | 0 | 0 | 0 | 0 | 0 | 0 | 0 | 0 | 0 | 0 | 0 | 0 | 0 | 0 | 0 | 0 | 0 | 0 | 0 | 0 | 0 | 0 | 0 | 0 | 0 | 0 | 0 | 0 | 0 | 0 | 0
F3_Residential_Multi-Family Low Income_New_Appliances_Natural Gas_Clothes Dryer_E1 | F3 | Residential | Multi-Family Low Income | New | Appliances | Natural Gas | Clothes Dryer | E1 | System - kBTUs of Consumption | 71.2482 | 71.2482 | 71.2482 | 71.2482 | 71.2482 | 71.2482 | 71.2482 | 71.2482 | 71.2482 | 71.2482 | 71.2482 | 71.2482 | 71.2482 | 71.2482 | 71.2482 | 71.2482 | 71.2482 | 71.2482 | 71.2482 | 71.2482 | 71.2482 | 71.2482 | 71.2482 | 71.2482 | 71.2482 | 71.2482 | 71.2482 | 71.2482 | 71.2482 | 71.2482 | 71.2482 | 71.2482 | 71.2482 | 0 | 0 | 0 | 0 | 0 | 0 | 0 | 0 | 0
F3_Residential_Multi-Family Low Income_New_Appliances_Natural Gas_Clothes Dryer_E2 | F3 | Residential | Multi-Family Low Income | New | Appliances | Natural Gas | Clothes Dryer | E2 | System - kBTUs of Consumption | 76.5063 | 76.5063 | 76.5063 | 76.5063 | 76.5063 | 76.5063 | 76.5063 | 76.5063 | 76.5063 | 76.5063 | 76.5063 | 76.5063 | 76.5063 | 76.5063 | 76.5063 | 76.5063 | 76.5063 | 76.5063 | 76.5063 | 76.5063 | 76.5063 | 76.5063 | 76.5063 | 76.5063 | 76.5063 | 76.5063 | 76.5063 | 76.5063 | 76.5063 | 76.5063 | 76.5063 | 76.5063 | 76.5063 | 0 | 0 | 0 | 0 | 0 | 0 | 0 | 0 | 0
F3_Residential_Multi-Family Low Income_New_Appliances_Natural Gas_Clothes Dryer_E3 | F3 | Residential | Multi-Family Low Income | New | Appliances | Natural Gas | Clothes Dryer | E3 | System - kBTUs of Consumption | 0 | 0 | 0 | 0 | 0 | 0 | 0 | 0 | 0 | 0 | 0 | 0 | 0 | 0 | 0 | 0 | 0 | 0 | 0 | 0 | 0 | 0 | 0 | 0 | 0 | 0 | 0 | 0 | 0 | 0 | 0 | 0 | 0 | 0 | 0 | 0 | 0 | 0 | 0 | 0 | 0 | 0
F3_Residential_Multi-Family Low Income_New_Appliances_Natural Gas_Clothes Dryer_E4 | F3 | Residential | Multi-Family Low Income | New | Appliances | Natural Gas | Clothes Dryer | E4 | System - kBTUs of Consumption | 0 | 0 | 0 | 0 | 0 | 0 | 0 | 0 | 0 | 0 | 0 | 0 | 0 | 0 | 0 | 0 | 0 | 0 | 0 | 0 | 0 | 0 | 0 | 0 | 0 | 0 | 0 | 0 | 0 | 0 | 0 | 0 | 0 | 0 | 0 | 0 | 0 | 0 | 0 | 0 | 0 | 0
F3_Residential_Multi-Family Low Income_New_Appliances_Natural Gas_Clothes Dryer_E5 | F3 | Residential | Multi-Family Low Income | New | Appliances | Natural Gas | Clothes Dryer | E5 | System - kBTUs of Consumption | 0 | 0 | 0 | 0 | 0 | 0 | 0 | 0 | 0 | 0 | 0 | 0 | 0 | 0 | 0 | 0 | 0 | 0 | 0 | 0 | 0 | 0 | 0 | 0 | 0 | 0 | 0 | 0 | 0 | 0 | 0 | 0 | 0 | 0 | 0 | 0 | 0 | 0 | 0 | 0 | 0 | 0
F3_Residential_Multi-Family Low Income_New_Appliances_Natural Gas_Clothes Dryer_E6 | F3 | Residential | Multi-Family Low Income | New | Appliances | Natural Gas | Clothes Dryer | E6 | System - kBTUs of Consumption | 0 | 0 | 0 | 0 | 0 | 0 | 0 | 0 | 0 | 0 | 0 | 0 | 0 | 0 | 0 | 0 | 0 | 0 | 0 | 0 | 0 | 0 | 0 | 0 | 0 | 0 | 0 | 0 | 0 | 0 | 0 | 0 | 0 | 0 | 0 | 0 | 0 | 0 | 0 | 0 | 0 | 0
F3_Residential_Multi-Family Low Income_New_Appliances_Natural Gas_Clothes Dryer_E7 | F3 | Residential | Multi-Family Low Income | New | Appliances | Natural Gas | Clothes Dryer | E7 | System - kBTUs of Consumption | 0 | 0 | 0 | 0 | 0 | 0 | 0 | 0 | 0 | 0 | 0 | 0 | 0 | 0 | 0 | 0 | 0 | 0 | 0 | 0 | 0 | 0 | 0 | 0 | 0 | 0 | 0 | 0 | 0 | 0 | 0 | 0 | 0 | 0 | 0 | 0 | 0 | 0 | 0 | 0 | 0 | 0
F3_Residential_Multi-Family Low Income_New_Appliances_Natural Gas_Clothes Dryer_E8 | F3 | Residential | Multi-Family Low Income | New | Appliances | Natural Gas | Clothes Dryer | E8 | System - kBTUs of Consumption | 0 | 0 | 0 | 0 | 0 | 0 | 0 | 0 | 0 | 0 | 0 | 0 | 0 | 0 | 0 | 0 | 0 | 0 | 0 | 0 | 0 | 0 | 0 | 0 | 0 | 0 | 0 | 0 | 0 | 0 | 0 | 0 | 0 | 0 | 0 | 0 | 0 | 0 | 0 | 0 | 0 | 0
F3_Residential_Multi-Family Low Income_New_Appliances_Natural Gas_Clothes Dryer_E9 | F3 | Residential | Multi-Family Low Income | New | Appliances | Natural Gas | Clothes Dryer | E9 | System - kBTUs of Consumption | 0 | 0 | 0 | 0 | 0 | 0 | 0 | 0 | 0 | 0 | 0 | 0 | 0 | 0 | 0 | 0 | 0 | 0 | 0 | 0 | 0 | 0 | 0 | 0 | 0 | 0 | 0 | 0 | 0 | 0 | 0 | 0 | 0 | 0 | 0 | 0 | 0 | 0 | 0 | 0 | 0 | 0
F3_Residential_Multi-Family Low Income_New_Appliances_Natural Gas_Clothes Dryer_E10 | F3 | Residential | Multi-Family Low Income | New | Appliances | Natural Gas | Clothes Dryer | E10 | System - kBTUs of Consumption | 0 | 0 | 0 | 0 | 0 | 0 | 0 | 0 | 0 | 0 | 0 | 0 | 0 | 0 | 0 | 0 | 0 | 0 | 0 | 0 | 0 | 0 | 0 | 0 | 0 | 0 | 0 | 0 | 0 | 0 | 0 | 0 | 0 | 0 | 0 | 0 | 0 | 0 | 0 | 0 | 0 | 0
F4_Residential_Multi-Family Low Income_New_Appliances_Natural Gas_Clothes Dryer_E1 | F4 | Residential | Multi-Family Low Income | New | Appliances | Natural Gas | Clothes Dryer | E1 | Utility - Cost of Equipment | 14.6498 | 14.6728 | 14.7556 | 14.8221 | 14.7657 | 14.8486 | 15.0472 | 15.211 | 15.408 | 15.5986 | 15.791 | 15.9729 | 16.1653 | 16.3662 | 16.5585 | 16.7571 | 16.9569 | 17.1712 | 17.3811 | 17.586 | 17.7686 | 17.9419 | 18.0791 | 18.2055 | 18.2903 | 18.3486 | 18.3905 | 18.4104 | 18.4018 | 18.3731 | 18.3067 | 18.2232 | 18.1084 | 0 | 0 | 0 | 0 | 0 | 0 | 0 | 0 | 0
F4_Residential_Multi-Family Low Income_New_Appliances_Natural Gas_Clothes Dryer_E2 | F4 | Residential | Multi-Family Low Income | New | Appliances | Natural Gas | Clothes Dryer | E2 | Utility - Cost of Equipment | 13.8335 | 13.8552 | 13.9334 | 13.9962 | 13.9429 | 14.0212 | 14.2088 | 14.3634 | 14.5494 | 14.7294 | 14.9111 | 15.0829 | 15.2645 | 15.4543 | 15.6358 | 15.8234 | 16.012 | 16.2144 | 16.4126 | 16.6061 | 16.7785 | 16.9422 | 17.0717 | 17.1911 | 17.2711 | 17.3262 | 17.3657 | 17.3846 | 17.3764 | 17.3494 | 17.2867 | 17.2078 | 17.0994 | 0 | 0 | 0 | 0 | 0 | 0 | 0 | 0 | 0
F4_Residential_Multi-Family Low Income_New_Appliances_Natural Gas_Clothes Dryer_E3 | F4 | Residential | Multi-Family Low Income | New | Appliances | Natural Gas | Clothes Dryer | E3 | Utility - Cost of Equipment | 0 | 0 | 0 | 0 | 0 | 0 | 0 | 0 | 0 | 0 | 0 | 0 | 0 | 0 | 0 | 0 | 0 | 0 | 0 | 0 | 0 | 0 | 0 | 0 | 0 | 0 | 0 | 0 | 0 | 0 | 0 | 0 | 0 | 0 | 0 | 0 | 0 | 0 | 0 | 0 | 0 | 0
F4_Residential_Multi-Family Low Income_New_Appliances_Natural Gas_Clothes Dryer_E4 | F4 | Residential | Multi-Family Low Income | New | Appliances | Natural Gas | Clothes Dryer | E4 | Utility - Cost of Equipment | 0 | 0 | 0 | 0 | 0 | 0 | 0 | 0 | 0 | 0 | 0 | 0 | 0 | 0 | 0 | 0 | 0 | 0 | 0 | 0 | 0 | 0 | 0 | 0 | 0 | 0 | 0 | 0 | 0 | 0 | 0 | 0 | 0 | 0 | 0 | 0 | 0 | 0 | 0 | 0 | 0 | 0
F4_Residential_Multi-Family Low Income_New_Appliances_Natural Gas_Clothes Dryer_E5 | F4 | Residential | Multi-Family Low Income | New | Appliances | Natural Gas | Clothes Dryer | E5 | Utility - Cost of Equipment | 0 | 0 | 0 | 0 | 0 | 0 | 0 | 0 | 0 | 0 | 0 | 0 | 0 | 0 | 0 | 0 | 0 | 0 | 0 | 0 | 0 | 0 | 0 | 0 | 0 | 0 | 0 | 0 | 0 | 0 | 0 | 0 | 0 | 0 | 0 | 0 | 0 | 0 | 0 | 0 | 0 | 0
F4_Residential_Multi-Family Low Income_New_Appliances_Natural Gas_Clothes Dryer_E6 | F4 | Residential | Multi-Family Low Income | New | Appliances | Natural Gas | Clothes Dryer | E6 | Utility - Cost of Equipment | 0 | 0 | 0 | 0 | 0 | 0 | 0 | 0 | 0 | 0 | 0 | 0 | 0 | 0 | 0 | 0 | 0 | 0 | 0 | 0 | 0 | 0 | 0 | 0 | 0 | 0 | 0 | 0 | 0 | 0 | 0 | 0 | 0 | 0 | 0 | 0 | 0 | 0 | 0 | 0 | 0 | 0
F4_Residential_Multi-Family Low Income_New_Appliances_Natural Gas_Clothes Dryer_E7 | F4 | Residential | Multi-Family Low Income | New | Appliances | Natural Gas | Clothes Dryer | E7 | Utility - Cost of Equipment | 0 | 0 | 0 | 0 | 0 | 0 | 0 | 0 | 0 | 0 | 0 | 0 | 0 | 0 | 0 | 0 | 0 | 0 | 0 | 0 | 0 | 0 | 0 | 0 | 0 | 0 | 0 | 0 | 0 | 0 | 0 | 0 | 0 | 0 | 0 | 0 | 0 | 0 | 0 | 0 | 0 | 0
F4_Residential_Multi-Family Low Income_New_Appliances_Natural Gas_Clothes Dryer_E8 | F4 | Residential | Multi-Family Low Income | New | Appliances | Natural Gas | Clothes Dryer | E8 | Utility - Cost of Equipment | 0 | 0 | 0 | 0 | 0 | 0 | 0 | 0 | 0 | 0 | 0 | 0 | 0 | 0 | 0 | 0 | 0 | 0 | 0 | 0 | 0 | 0 | 0 | 0 | 0 | 0 | 0 | 0 | 0 | 0 | 0 | 0 | 0 | 0 | 0 | 0 | 0 | 0 | 0 | 0 | 0 | 0
F4_Residential_Multi-Family Low Income_New_Appliances_Natural Gas_Clothes Dryer_E9 | F4 | Residential | Multi-Family Low Income | New | Appliances | Natural Gas | Clothes Dryer | E9 | Utility - Cost of Equipment | 0 | 0 | 0 | 0 | 0 | 0 | 0 | 0 | 0 | 0 | 0 | 0 | 0 | 0 | 0 | 0 | 0 | 0 | 0 | 0 | 0 | 0 | 0 | 0 | 0 | 0 | 0 | 0 | 0 | 0 | 0 | 0 | 0 | 0 | 0 | 0 | 0 | 0 | 0 | 0 | 0 | 0
F4_Residential_Multi-Family Low Income_New_Appliances_Natural Gas_Clothes Dryer_E10 | F4 | Residential | Multi-Family Low Income | New | Appliances | Natural Gas | Clothes Dryer | E10 | Utility - Cost of Equipment | 0 | 0 | 0 | 0 | 0 | 0 | 0 | 0 | 0 | 0 | 0 | 0 | 0 | 0 | 0 | 0 | 0 | 0 | 0 | 0 | 0 | 0 | 0 | 0 | 0 | 0 | 0 | 0 | 0 | 0 | 0 | 0 | 0 | 0 | 0 | 0 | 0 | 0 | 0 | 0 | 0 | 0
F5_Residential_Multi-Family Low Income_New_Appliances_Natural Gas_Clothes Dryer_E1 | F5 | Residential | Multi-Family Low Income | New | Appliances | Natural Gas | Clothes Dryer | E1 | Utility - Cost of Operation | 71.2482 | 71.2482 | 71.2482 | 71.2482 | 71.2482 | 71.2482 | 71.2482 | 71.2482 | 71.2482 | 71.2482 | 71.2482 | 71.2482 | 71.2482 | 71.2482 | 71.2482 | 71.2482 | 71.2482 | 71.2482 | 71.2482 | 71.2482 | 71.2482 | 71.2482 | 71.2482 | 71.2482 | 71.2482 | 71.2482 | 71.2482 | 71.2482 | 71.2482 | 71.2482 | 71.2482 | 71.2482 | 71.2482 | 0 | 0 | 0 | 0 | 0 | 0 | 0 | 0 | 0
F5_Residential_Multi-Family Low Income_New_Appliances_Natural Gas_Clothes Dryer_E2 | F5 | Residential | Multi-Family Low Income | New | Appliances | Natural Gas | Clothes Dryer | E2 | Utility - Cost of Operation | 76.5063 | 76.5063 | 76.5063 | 76.5063 | 76.5063 | 76.5063 | 76.5063 | 76.5063 | 76.5063 | 76.5063 | 76.5063 | 76.5063 | 76.5063 | 76.5063 | 76.5063 | 76.5063 | 76.5063 | 76.5063 | 76.5063 | 76.5063 | 76.5063 | 76.5063 | 76.5063 | 76.5063 | 76.5063 | 76.5063 | 76.5063 | 76.5063 | 76.5063 | 76.5063 | 76.5063 | 76.5063 | 76.5063 | 0 | 0 | 0 | 0 | 0 | 0 | 0 | 0 | 0
F5_Residential_Multi-Family Low Income_New_Appliances_Natural Gas_Clothes Dryer_E3 | F5 | Residential | Multi-Family Low Income | New | Appliances | Natural Gas | Clothes Dryer | E3 | Utility - Cost of Operation | 0 | 0 | 0 | 0 | 0 | 0 | 0 | 0 | 0 | 0 | 0 | 0 | 0 | 0 | 0 | 0 | 0 | 0 | 0 | 0 | 0 | 0 | 0 | 0 | 0 | 0 | 0 | 0 | 0 | 0 | 0 | 0 | 0 | 0 | 0 | 0 | 0 | 0 | 0 | 0 | 0 | 0
F5_Residential_Multi-Family Low Income_New_Appliances_Natural Gas_Clothes Dryer_E4 | F5 | Residential | Multi-Family Low Income | New | Appliances | Natural Gas | Clothes Dryer | E4 | Utility - Cost of Operation | 0 | 0 | 0 | 0 | 0 | 0 | 0 | 0 | 0 | 0 | 0 | 0 | 0 | 0 | 0 | 0 | 0 | 0 | 0 | 0 | 0 | 0 | 0 | 0 | 0 | 0 | 0 | 0 | 0 | 0 | 0 | 0 | 0 | 0 | 0 | 0 | 0 | 0 | 0 | 0 | 0 | 0
F5_Residential_Multi-Family Low Income_New_Appliances_Natural Gas_Clothes Dryer_E5 | F5 | Residential | Multi-Family Low Income | New | Appliances | Natural Gas | Clothes Dryer | E5 | Utility - Cost of Operation | 0 | 0 | 0 | 0 | 0 | 0 | 0 | 0 | 0 | 0 | 0 | 0 | 0 | 0 | 0 | 0 | 0 | 0 | 0 | 0 | 0 | 0 | 0 | 0 | 0 | 0 | 0 | 0 | 0 | 0 | 0 | 0 | 0 | 0 | 0 | 0 | 0 | 0 | 0 | 0 | 0 | 0
F5_Residential_Multi-Family Low Income_New_Appliances_Natural Gas_Clothes Dryer_E6 | F5 | Residential | Multi-Family Low Income | New | Appliances | Natural Gas | Clothes Dryer | E6 | Utility - Cost of Operation | 0 | 0 | 0 | 0 | 0 | 0 | 0 | 0 | 0 | 0 | 0 | 0 | 0 | 0 | 0 | 0 | 0 | 0 | 0 | 0 | 0 | 0 | 0 | 0 | 0 | 0 | 0 | 0 | 0 | 0 | 0 | 0 | 0 | 0 | 0 | 0 | 0 | 0 | 0 | 0 | 0 | 0
F5_Residential_Multi-Family Low Income_New_Appliances_Natural Gas_Clothes Dryer_E7 | F5 | Residential | Multi-Family Low Income | New | Appliances | Natural Gas | Clothes Dryer | E7 | Utility - Cost of Operation | 0 | 0 | 0 | 0 | 0 | 0 | 0 | 0 | 0 | 0 | 0 | 0 | 0 | 0 | 0 | 0 | 0 | 0 | 0 | 0 | 0 | 0 | 0 | 0 | 0 | 0 | 0 | 0 | 0 | 0 | 0 | 0 | 0 | 0 | 0 | 0 | 0 | 0 | 0 | 0 | 0 | 0
F5_Residential_Multi-Family Low Income_New_Appliances_Natural Gas_Clothes Dryer_E8 | F5 | Residential | Multi-Family Low Income | New | Appliances | Natural Gas | Clothes Dryer | E8 | Utility - Cost of Operation | 0 | 0 | 0 | 0 | 0 | 0 | 0 | 0 | 0 | 0 | 0 | 0 | 0 | 0 | 0 | 0 | 0 | 0 | 0 | 0 | 0 | 0 | 0 | 0 | 0 | 0 | 0 | 0 | 0 | 0 | 0 | 0 | 0 | 0 | 0 | 0 | 0 | 0 | 0 | 0 | 0 | 0
F5_Residential_Multi-Family Low Income_New_Appliances_Natural Gas_Clothes Dryer_E9 | F5 | Residential | Multi-Family Low Income | New | Appliances | Natural Gas | Clothes Dryer | E9 | Utility - Cost of Operation | 0 | 0 | 0 | 0 | 0 | 0 | 0 | 0 | 0 | 0 | 0 | 0 | 0 | 0 | 0 | 0 | 0 | 0 | 0 | 0 | 0 | 0 | 0 | 0 | 0 | 0 | 0 | 0 | 0 | 0 | 0 | 0 | 0 | 0 | 0 | 0 | 0 | 0 | 0 | 0 | 0 | 0
F5_Residential_Multi-Family Low Income_New_Appliances_Natural Gas_Clothes Dryer_E10 | F5 | Residential | Multi-Family Low Income | New | Appliances | Natural Gas | Clothes Dryer | E10 | Utility - Cost of Operation | 0 | 0 | 0 | 0 | 0 | 0 | 0 | 0 | 0 | 0 | 0 | 0 | 0 | 0 | 0 | 0 | 0 | 0 | 0 | 0 | 0 | 0 | 0 | 0 | 0 | 0 | 0 | 0 | 0 | 0 | 0 | 0 | 0 | 0 | 0 | 0 | 0 | 0 | 0 | 0 | 0 | 0
F6_Residential_Multi-Family Low Income_New_Appliances_Natural Gas_Clothes Dryer_E1 | F6 | Residential | Multi-Family Low Income | New | Appliances | Natural Gas | Clothes Dryer | E1 | Utility - Value of Sales | 13.0618 | 13.1444 | 13.2578 | 13.3504 | 13.3504 | 13.3504 | 13.3504 | 13.3504 | 13.3504 | 13.3504 | 13.3504 | 13.3504 | 13.3504 | 13.3504 | 13.3504 | 13.3504 | 13.3504 | 13.3504 | 13.3504 | 13.3504 | 13.3504 | 13.3504 | 13.3504 | 13.3504 | 13.3504 | 13.3504 | 13.3504 | 13.3504 | 13.3504 | 13.3504 | 13.3504 | 13.3504 | 13.3504 | 0 | 0 | 0 | 0 | 0 | 0 | 0 | 0 | 0
F6_Residential_Multi-Family Low Income_New_Appliances_Natural Gas_Clothes Dryer_E2 | F6 | Residential | Multi-Family Low Income | New | Appliances | Natural Gas | Clothes Dryer | E2 | Utility - Value of Sales | 12.334 | 12.412 | 12.519 | 12.6065 | 12.6065 | 12.6065 | 12.6065 | 12.6065 | 12.6065 | 12.6065 | 12.6065 | 12.6065 | 12.6065 | 12.6065 | 12.6065 | 12.6065 | 12.6065 | 12.6065 | 12.6065 | 12.6065 | 12.6065 | 12.6065 | 12.6065 | 12.6065 | 12.6065 | 12.6065 | 12.6065 | 12.6065 | 12.6065 | 12.6065 | 12.6065 | 12.6065 | 12.6065 | 0 | 0 | 0 | 0 | 0 | 0 | 0 | 0 | 0
F6_Residential_Multi-Family Low Income_New_Appliances_Natural Gas_Clothes Dryer_E3 | F6 | Residential | Multi-Family Low Income | New | Appliances | Natural Gas | Clothes Dryer | E3 | Utility - Value of Sales | 0 | 0 | 0 | 0 | 0 | 0 | 0 | 0 | 0 | 0 | 0 | 0 | 0 | 0 | 0 | 0 | 0 | 0 | 0 | 0 | 0 | 0 | 0 | 0 | 0 | 0 | 0 | 0 | 0 | 0 | 0 | 0 | 0 | 0 | 0 | 0 | 0 | 0 | 0 | 0 | 0 | 0
F6_Residential_Multi-Family Low Income_New_Appliances_Natural Gas_Clothes Dryer_E4 | F6 | Residential | Multi-Family Low Income | New | Appliances | Natural Gas | Clothes Dryer | E4 | Utility - Value of Sales | 0 | 0 | 0 | 0 | 0 | 0 | 0 | 0 | 0 | 0 | 0 | 0 | 0 | 0 | 0 | 0 | 0 | 0 | 0 | 0 | 0 | 0 | 0 | 0 | 0 | 0 | 0 | 0 | 0 | 0 | 0 | 0 | 0 | 0 | 0 | 0 | 0 | 0 | 0 | 0 | 0 | 0
F6_Residential_Multi-Family Low Income_New_Appliances_Natural Gas_Clothes Dryer_E5 | F6 | Residential | Multi-Family Low Income | New | Appliances | Natural Gas | Clothes Dryer | E5 | Utility - Value of Sales | 0 | 0 | 0 | 0 | 0 | 0 | 0 | 0 | 0 | 0 | 0 | 0 | 0 | 0 | 0 | 0 | 0 | 0 | 0 | 0 | 0 | 0 | 0 | 0 | 0 | 0 | 0 | 0 | 0 | 0 | 0 | 0 | 0 | 0 | 0 | 0 | 0 | 0 | 0 | 0 | 0 | 0
F6_Residential_Multi-Family Low Income_New_Appliances_Natural Gas_Clothes Dryer_E6 | F6 | Residential | Multi-Family Low Income | New | Appliances | Natural Gas | Clothes Dryer | E6 | Utility - Value of Sales | 0 | 0 | 0 | 0 | 0 | 0 | 0 | 0 | 0 | 0 | 0 | 0 | 0 | 0 | 0 | 0 | 0 | 0 | 0 | 0 | 0 | 0 | 0 | 0 | 0 | 0 | 0 | 0 | 0 | 0 | 0 | 0 | 0 | 0 | 0 | 0 | 0 | 0 | 0 | 0 | 0 | 0
F6_Residential_Multi-Family Low Income_New_Appliances_Natural Gas_Clothes Dryer_E7 | F6 | Residential | Multi-Family Low Income | New | Appliances | Natural Gas | Clothes Dryer | E7 | Utility - Value of Sales | 0 | 0 | 0 | 0 | 0 | 0 | 0 | 0 | 0 | 0 | 0 | 0 | 0 | 0 | 0 | 0 | 0 | 0 | 0 | 0 | 0 | 0 | 0 | 0 | 0 | 0 | 0 | 0 | 0 | 0 | 0 | 0 | 0 | 0 | 0 | 0 | 0 | 0 | 0 | 0 | 0 | 0
F6_Residential_Multi-Family Low Income_New_Appliances_Natural Gas_Clothes Dryer_E8 | F6 | Residential | Multi-Family Low Income | New | Appliances | Natural Gas | Clothes Dryer | E8 | Utility - Value of Sales | 0 | 0 | 0 | 0 | 0 | 0 | 0 | 0 | 0 | 0 | 0 | 0 | 0 | 0 | 0 | 0 | 0 | 0 | 0 | 0 | 0 | 0 | 0 | 0 | 0 | 0 | 0 | 0 | 0 | 0 | 0 | 0 | 0 | 0 | 0 | 0 | 0 | 0 | 0 | 0 | 0 | 0
F6_Residential_Multi-Family Low Income_New_Appliances_Natural Gas_Clothes Dryer_E9 | F6 | Residential | Multi-Family Low Income | New | Appliances | Natural Gas | Clothes Dryer | E9 | Utility - Value of Sales | 0 | 0 | 0 | 0 | 0 | 0 | 0 | 0 | 0 | 0 | 0 | 0 | 0 | 0 | 0 | 0 | 0 | 0 | 0 | 0 | 0 | 0 | 0 | 0 | 0 | 0 | 0 | 0 | 0 | 0 | 0 | 0 | 0 | 0 | 0 | 0 | 0 | 0 | 0 | 0 | 0 | 0
F6_Residential_Multi-Family Low Income_New_Appliances_Natural Gas_Clothes Dryer_E10 | F6 | Residential | Multi-Family Low Income | New | Appliances | Natural Gas | Clothes Dryer | E10 | Utility - Value of Sales | 0 | 0 | 0 | 0 | 0 | 0 | 0 | 0 | 0 | 0 | 0 | 0 | 0 | 0 | 0 | 0 | 0 | 0 | 0 | 0 | 0 | 0 | 0 | 0 | 0 | 0 | 0 | 0 | 0 | 0 | 0 | 0 | 0 | 0 | 0 | 0 | 0 | 0 | 0 | 0 | 0 | 0
F1_Residential_Multi-Family Low Income_New_Appliances_Natural Gas_Stove/Oven_E1 | F1 | Residential | Multi-Family Low Income | New | Appliances | Natural Gas | Stove/Oven | E1 | RVT - Cost of Equipment | 25.8922 | 25.9728 | 26.1523 | 26.2994 | 26.228 | 26.3328 | 26.5839 | 26.7909 | 27.0399 | 27.2808 | 27.5241 | 27.754 | 27.9971 | 28.2512 | 28.4942 | 28.7453 | 28.9978 | 29.2687 | 29.5308 | 29.7832 | 30.0038 | 30.2088 | 30.3639 | 30.5011 | 30.5809 | 30.6264 | 30.6501 | 30.6452 | 30.603 | 30.5345 | 30.4172 | 30.2771 | 30.0964 | 0 | 0 | 0 | 0 | 0 | 0 | 0 | 0 | 0
F1_Residential_Multi-Family Low Income_New_Appliances_Natural Gas_Stove/Oven_E2 | F1 | Residential | Multi-Family Low Income | New | Appliances | Natural Gas | Stove/Oven | E2 | RVT - Cost of Equipment | 19.4476 | 19.5082 | 19.643 | 19.7534 | 19.6999 | 19.7785 | 19.9671 | 20.1227 | 20.3097 | 20.4906 | 20.6733 | 20.846 | 21.0287 | 21.2194 | 21.402 | 21.5906 | 21.7802 | 21.9837 | 22.1806 | 22.3702 | 22.5359 | 22.6898 | 22.8064 | 22.9094 | 22.9693 | 23.0035 | 23.0213 | 23.0176 | 22.9859 | 22.9345 | 22.8464 | 22.7411 | 22.6054 | 0 | 0 | 0 | 0 | 0 | 0 | 0 | 0 | 0
F1_Residential_Multi-Family Low Income_New_Appliances_Natural Gas_Stove/Oven_E3 | F1 | Residential | Multi-Family Low Income | New | Appliances | Natural Gas | Stove/Oven | E3 | RVT - Cost of Equipment | 0 | 0 | 0 | 0 | 0 | 0 | 0 | 0 | 0 | 0 | 0 | 0 | 0 | 0 | 0 | 0 | 0 | 0 | 0 | 0 | 0 | 0 | 0 | 0 | 0 | 0 | 0 | 0 | 0 | 0 | 0 | 0 | 0 | 0 | 0 | 0 | 0 | 0 | 0 | 0 | 0 | 0
F1_Residential_Multi-Family Low Income_New_Appliances_Natural Gas_Stove/Oven_E4 | F1 | Residential | Multi-Family Low Income | New | Appliances | Natural Gas | Stove/Oven | E4 | RVT - Cost of Equipment | 0 | 0 | 0 | 0 | 0 | 0 | 0 | 0 | 0 | 0 | 0 | 0 | 0 | 0 | 0 | 0 | 0 | 0 | 0 | 0 | 0 | 0 | 0 | 0 | 0 | 0 | 0 | 0 | 0 | 0 | 0 | 0 | 0 | 0 | 0 | 0 | 0 | 0 | 0 | 0 | 0 | 0
F1_Residential_Multi-Family Low Income_New_Appliances_Natural Gas_Stove/Oven_E5 | F1 | Residential | Multi-Family Low Income | New | Appliances | Natural Gas | Stove/Oven | E5 | RVT - Cost of Equipment | 0 | 0 | 0 | 0 | 0 | 0 | 0 | 0 | 0 | 0 | 0 | 0 | 0 | 0 | 0 | 0 | 0 | 0 | 0 | 0 | 0 | 0 | 0 | 0 | 0 | 0 | 0 | 0 | 0 | 0 | 0 | 0 | 0 | 0 | 0 | 0 | 0 | 0 | 0 | 0 | 0 | 0
F1_Residential_Multi-Family Low Income_New_Appliances_Natural Gas_Stove/Oven_E6 | F1 | Residential | Multi-Family Low Income | New | Appliances | Natural Gas | Stove/Oven | E6 | RVT - Cost of Equipment | 0 | 0 | 0 | 0 | 0 | 0 | 0 | 0 | 0 | 0 | 0 | 0 | 0 | 0 | 0 | 0 | 0 | 0 | 0 | 0 | 0 | 0 | 0 | 0 | 0 | 0 | 0 | 0 | 0 | 0 | 0 | 0 | 0 | 0 | 0 | 0 | 0 | 0 | 0 | 0 | 0 | 0
F1_Residential_Multi-Family Low Income_New_Appliances_Natural Gas_Stove/Oven_E7 | F1 | Residential | Multi-Family Low Income | New | Appliances | Natural Gas | Stove/Oven | E7 | RVT - Cost of Equipment | 0 | 0 | 0 | 0 | 0 | 0 | 0 | 0 | 0 | 0 | 0 | 0 | 0 | 0 | 0 | 0 | 0 | 0 | 0 | 0 | 0 | 0 | 0 | 0 | 0 | 0 | 0 | 0 | 0 | 0 | 0 | 0 | 0 | 0 | 0 | 0 | 0 | 0 | 0 | 0 | 0 | 0
F1_Residential_Multi-Family Low Income_New_Appliances_Natural Gas_Stove/Oven_E8 | F1 | Residential | Multi-Family Low Income | New | Appliances | Natural Gas | Stove/Oven | E8 | RVT - Cost of Equipment | 0 | 0 | 0 | 0 | 0 | 0 | 0 | 0 | 0 | 0 | 0 | 0 | 0 | 0 | 0 | 0 | 0 | 0 | 0 | 0 | 0 | 0 | 0 | 0 | 0 | 0 | 0 | 0 | 0 | 0 | 0 | 0 | 0 | 0 | 0 | 0 | 0 | 0 | 0 | 0 | 0 | 0
F1_Residential_Multi-Family Low Income_New_Appliances_Natural Gas_Stove/Oven_E9 | F1 | Residential | Multi-Family Low Income | New | Appliances | Natural Gas | Stove/Oven | E9 | RVT - Cost of Equipment | 0 | 0 | 0 | 0 | 0 | 0 | 0 | 0 | 0 | 0 | 0 | 0 | 0 | 0 | 0 | 0 | 0 | 0 | 0 | 0 | 0 | 0 | 0 | 0 | 0 | 0 | 0 | 0 | 0 | 0 | 0 | 0 | 0 | 0 | 0 | 0 | 0 | 0 | 0 | 0 | 0 | 0
F1_Residential_Multi-Family Low Income_New_Appliances_Natural Gas_Stove/Oven_E10 | F1 | Residential | Multi-Family Low Income | New | Appliances | Natural Gas | Stove/Oven | E10 | RVT - Cost of Equipment | 0 | 0 | 0 | 0 | 0 | 0 | 0 | 0 | 0 | 0 | 0 | 0 | 0 | 0 | 0 | 0 | 0 | 0 | 0 | 0 | 0 | 0 | 0 | 0 | 0 | 0 | 0 | 0 | 0 | 0 | 0 | 0 | 0 | 0 | 0 | 0 | 0 | 0 | 0 | 0 | 0 | 0
F2_Residential_Multi-Family Low Income_New_Appliances_Natural Gas_Stove/Oven_E1 | F2 | Residential | Multi-Family Low Income | New | Appliances | Natural Gas | Stove/Oven | E1 | RVT - Cost of Operation | 18.4885 | 18.5175 | 18.6219 | 18.7059 | 18.6347 | 18.7393 | 18.99 | 19.1967 | 19.4452 | 19.6858 | 19.9287 | 20.1582 | 20.401 | 20.6546 | 20.8972 | 21.1479 | 21.4 | 21.6705 | 21.9353 | 22.194 | 22.4244 | 22.6431 | 22.8163 | 22.9758 | 23.0828 | 23.1564 | 23.2092 | 23.2344 | 23.2235 | 23.1874 | 23.1036 | 22.9981 | 22.8533 | 0 | 0 | 0 | 0 | 0 | 0 | 0 | 0 | 0
F2_Residential_Multi-Family Low Income_New_Appliances_Natural Gas_Stove/Oven_E2 | F2 | Residential | Multi-Family Low Income | New | Appliances | Natural Gas | Stove/Oven | E2 | RVT - Cost of Operation | 13.8867 | 13.9085 | 13.9869 | 14.05 | 13.9965 | 14.0751 | 14.2634 | 14.4186 | 14.6053 | 14.786 | 14.9684 | 15.1408 | 15.3232 | 15.5136 | 15.6959 | 15.8842 | 16.0735 | 16.2767 | 16.4756 | 16.6699 | 16.843 | 17.0073 | 17.1373 | 17.2572 | 17.3375 | 17.3928 | 17.4324 | 17.4514 | 17.4432 | 17.416 | 17.3531 | 17.2739 | 17.1651 | 0 | 0 | 0 | 0 | 0 | 0 | 0 | 0 | 0
F2_Residential_Multi-Family Low Income_New_Appliances_Natural Gas_Stove/Oven_E3 | F2 | Residential | Multi-Family Low Income | New | Appliances | Natural Gas | Stove/Oven | E3 | RVT - Cost of Operation | 0 | 0 | 0 | 0 | 0 | 0 | 0 | 0 | 0 | 0 | 0 | 0 | 0 | 0 | 0 | 0 | 0 | 0 | 0 | 0 | 0 | 0 | 0 | 0 | 0 | 0 | 0 | 0 | 0 | 0 | 0 | 0 | 0 | 0 | 0 | 0 | 0 | 0 | 0 | 0 | 0 | 0
F2_Residential_Multi-Family Low Income_New_Appliances_Natural Gas_Stove/Oven_E4 | F2 | Residential | Multi-Family Low Income | New | Appliances | Natural Gas | Stove/Oven | E4 | RVT - Cost of Operation | 0 | 0 | 0 | 0 | 0 | 0 | 0 | 0 | 0 | 0 | 0 | 0 | 0 | 0 | 0 | 0 | 0 | 0 | 0 | 0 | 0 | 0 | 0 | 0 | 0 | 0 | 0 | 0 | 0 | 0 | 0 | 0 | 0 | 0 | 0 | 0 | 0 | 0 | 0 | 0 | 0 | 0
F2_Residential_Multi-Family Low Income_New_Appliances_Natural Gas_Stove/Oven_E5 | F2 | Residential | Multi-Family Low Income | New | Appliances | Natural Gas | Stove/Oven | E5 | RVT - Cost of Operation | 0 | 0 | 0 | 0 | 0 | 0 | 0 | 0 | 0 | 0 | 0 | 0 | 0 | 0 | 0 | 0 | 0 | 0 | 0 | 0 | 0 | 0 | 0 | 0 | 0 | 0 | 0 | 0 | 0 | 0 | 0 | 0 | 0 | 0 | 0 | 0 | 0 | 0 | 0 | 0 | 0 | 0
F2_Residential_Multi-Family Low Income_New_Appliances_Natural Gas_Stove/Oven_E6 | F2 | Residential | Multi-Family Low Income | New | Appliances | Natural Gas | Stove/Oven | E6 | RVT - Cost of Operation | 0 | 0 | 0 | 0 | 0 | 0 | 0 | 0 | 0 | 0 | 0 | 0 | 0 | 0 | 0 | 0 | 0 | 0 | 0 | 0 | 0 | 0 | 0 | 0 | 0 | 0 | 0 | 0 | 0 | 0 | 0 | 0 | 0 | 0 | 0 | 0 | 0 | 0 | 0 | 0 | 0 | 0
F2_Residential_Multi-Family Low Income_New_Appliances_Natural Gas_Stove/Oven_E7 | F2 | Residential | Multi-Family Low Income | New | Appliances | Natural Gas | Stove/Oven | E7 | RVT - Cost of Operation | 0 | 0 | 0 | 0 | 0 | 0 | 0 | 0 | 0 | 0 | 0 | 0 | 0 | 0 | 0 | 0 | 0 | 0 | 0 | 0 | 0 | 0 | 0 | 0 | 0 | 0 | 0 | 0 | 0 | 0 | 0 | 0 | 0 | 0 | 0 | 0 | 0 | 0 | 0 | 0 | 0 | 0
F2_Residential_Multi-Family Low Income_New_Appliances_Natural Gas_Stove/Oven_E8 | F2 | Residential | Multi-Family Low Income | New | Appliances | Natural Gas | Stove/Oven | E8 | RVT - Cost of Operation | 0 | 0 | 0 | 0 | 0 | 0 | 0 | 0 | 0 | 0 | 0 | 0 | 0 | 0 | 0 | 0 | 0 | 0 | 0 | 0 | 0 | 0 | 0 | 0 | 0 | 0 | 0 | 0 | 0 | 0 | 0 | 0 | 0 | 0 | 0 | 0 | 0 | 0 | 0 | 0 | 0 | 0
F2_Residential_Multi-Family Low Income_New_Appliances_Natural Gas_Stove/Oven_E9 | F2 | Residential | Multi-Family Low Income | New | Appliances | Natural Gas | Stove/Oven | E9 | RVT - Cost of Operation | 0 | 0 | 0 | 0 | 0 | 0 | 0 | 0 | 0 | 0 | 0 | 0 | 0 | 0 | 0 | 0 | 0 | 0 | 0 | 0 | 0 | 0 | 0 | 0 | 0 | 0 | 0 | 0 | 0 | 0 | 0 | 0 | 0 | 0 | 0 | 0 | 0 | 0 | 0 | 0 | 0 | 0
F2_Residential_Multi-Family Low Income_New_Appliances_Natural Gas_Stove/Oven_E10 | F2 | Residential | Multi-Family Low Income | New | Appliances | Natural Gas | Stove/Oven | E10 | RVT - Cost of Operation | 0 | 0 | 0 | 0 | 0 | 0 | 0 | 0 | 0 | 0 | 0 | 0 | 0 | 0 | 0 | 0 | 0 | 0 | 0 | 0 | 0 | 0 | 0 | 0 | 0 | 0 | 0 | 0 | 0 | 0 | 0 | 0 | 0 | 0 | 0 | 0 | 0 | 0 | 0 | 0 | 0 | 0
F3_Residential_Multi-Family Low Income_New_Appliances_Natural Gas_Stove/Oven_E1 | F3 | Residential | Multi-Family Low Income | New | Appliances | Natural Gas | Stove/Oven | E1 | System - kBTUs of Consumption | 100.3952 | 100.3952 | 100.3952 | 100.3952 | 100.3952 | 100.3952 | 100.3952 | 100.3952 | 100.3952 | 100.3952 | 100.3952 | 100.3952 | 100.3952 | 100.3952 | 100.3952 | 100.3952 | 100.3952 | 100.3952 | 100.3952 | 100.3952 | 100.3952 | 100.3952 | 100.3952 | 100.3952 | 100.3952 | 100.3952 | 100.3952 | 100.3952 | 100.3952 | 100.3952 | 100.3952 | 100.3952 | 100.3952 | 0 | 0 | 0 | 0 | 0 | 0 | 0 | 0 | 0
F3_Residential_Multi-Family Low Income_New_Appliances_Natural Gas_Stove/Oven_E2 | F3 | Residential | Multi-Family Low Income | New | Appliances | Natural Gas | Stove/Oven | E2 | System - kBTUs of Consumption | 105.7927 | 105.7927 | 105.7927 | 105.7927 | 105.7927 | 105.7927 | 105.7927 | 105.7927 | 105.7927 | 105.7927 | 105.7927 | 105.7927 | 105.7927 | 105.7927 | 105.7927 | 105.7927 | 105.7927 | 105.7927 | 105.7927 | 105.7927 | 105.7927 | 105.7927 | 105.7927 | 105.7927 | 105.7927 | 105.7927 | 105.7927 | 105.7927 | 105.7927 | 105.7927 | 105.7927 | 105.7927 | 105.7927 | 0 | 0 | 0 | 0 | 0 | 0 | 0 | 0 | 0
F3_Residential_Multi-Family Low Income_New_Appliances_Natural Gas_Stove/Oven_E3 | F3 | Residential | Multi-Family Low Income | New | Appliances | Natural Gas | Stove/Oven | E3 | System - kBTUs of Consumption | 0 | 0 | 0 | 0 | 0 | 0 | 0 | 0 | 0 | 0 | 0 | 0 | 0 | 0 | 0 | 0 | 0 | 0 | 0 | 0 | 0 | 0 | 0 | 0 | 0 | 0 | 0 | 0 | 0 | 0 | 0 | 0 | 0 | 0 | 0 | 0 | 0 | 0 | 0 | 0 | 0 | 0
F3_Residential_Multi-Family Low Income_New_Appliances_Natural Gas_Stove/Oven_E4 | F3 | Residential | Multi-Family Low Income | New | Appliances | Natural Gas | Stove/Oven | E4 | System - kBTUs of Consumption | 0 | 0 | 0 | 0 | 0 | 0 | 0 | 0 | 0 | 0 | 0 | 0 | 0 | 0 | 0 | 0 | 0 | 0 | 0 | 0 | 0 | 0 | 0 | 0 | 0 | 0 | 0 | 0 | 0 | 0 | 0 | 0 | 0 | 0 | 0 | 0 | 0 | 0 | 0 | 0 | 0 | 0
F3_Residential_Multi-Family Low Income_New_Appliances_Natural Gas_Stove/Oven_E5 | F3 | Residential | Multi-Family Low Income | New | Appliances | Natural Gas | Stove/Oven | E5 | System - kBTUs of Consumption | 0 | 0 | 0 | 0 | 0 | 0 | 0 | 0 | 0 | 0 | 0 | 0 | 0 | 0 | 0 | 0 | 0 | 0 | 0 | 0 | 0 | 0 | 0 | 0 | 0 | 0 | 0 | 0 | 0 | 0 | 0 | 0 | 0 | 0 | 0 | 0 | 0 | 0 | 0 | 0 | 0 | 0
F3_Residential_Multi-Family Low Income_New_Appliances_Natural Gas_Stove/Oven_E6 | F3 | Residential | Multi-Family Low Income | New | Appliances | Natural Gas | Stove/Oven | E6 | System - kBTUs of Consumption | 0 | 0 | 0 | 0 | 0 | 0 | 0 | 0 | 0 | 0 | 0 | 0 | 0 | 0 | 0 | 0 | 0 | 0 | 0 | 0 | 0 | 0 | 0 | 0 | 0 | 0 | 0 | 0 | 0 | 0 | 0 | 0 | 0 | 0 | 0 | 0 | 0 | 0 | 0 | 0 | 0 | 0
F3_Residential_Multi-Family Low Income_New_Appliances_Natural Gas_Stove/Oven_E7 | F3 | Residential | Multi-Family Low Income | New | Appliances | Natural Gas | Stove/Oven | E7 | System - kBTUs of Consumption | 0 | 0 | 0 | 0 | 0 | 0 | 0 | 0 | 0 | 0 | 0 | 0 | 0 | 0 | 0 | 0 | 0 | 0 | 0 | 0 | 0 | 0 | 0 | 0 | 0 | 0 | 0 | 0 | 0 | 0 | 0 | 0 | 0 | 0 | 0 | 0 | 0 | 0 | 0 | 0 | 0 | 0
F3_Residential_Multi-Family Low Income_New_Appliances_Natural Gas_Stove/Oven_E8 | F3 | Residential | Multi-Family Low Income | New | Appliances | Natural Gas | Stove/Oven | E8 | System - kBTUs of Consumption | 0 | 0 | 0 | 0 | 0 | 0 | 0 | 0 | 0 | 0 | 0 | 0 | 0 | 0 | 0 | 0 | 0 | 0 | 0 | 0 | 0 | 0 | 0 | 0 | 0 | 0 | 0 | 0 | 0 | 0 | 0 | 0 | 0 | 0 | 0 | 0 | 0 | 0 | 0 | 0 | 0 | 0
F3_Residential_Multi-Family Low Income_New_Appliances_Natural Gas_Stove/Oven_E9 | F3 | Residential | Multi-Family Low Income | New | Appliances | Natural Gas | Stove/Oven | E9 | System - kBTUs of Consumption | 0 | 0 | 0 | 0 | 0 | 0 | 0 | 0 | 0 | 0 | 0 | 0 | 0 | 0 | 0 | 0 | 0 | 0 | 0 | 0 | 0 | 0 | 0 | 0 | 0 | 0 | 0 | 0 | 0 | 0 | 0 | 0 | 0 | 0 | 0 | 0 | 0 | 0 | 0 | 0 | 0 | 0
F3_Residential_Multi-Family Low Income_New_Appliances_Natural Gas_Stove/Oven_E10 | F3 | Residential | Multi-Family Low Income | New | Appliances | Natural Gas | Stove/Oven | E10 | System - kBTUs of Consumption | 0 | 0 | 0 | 0 | 0 | 0 | 0 | 0 | 0 | 0 | 0 | 0 | 0 | 0 | 0 | 0 | 0 | 0 | 0 | 0 | 0 | 0 | 0 | 0 | 0 | 0 | 0 | 0 | 0 | 0 | 0 | 0 | 0 | 0 | 0 | 0 | 0 | 0 | 0 | 0 | 0 | 0
F4_Residential_Multi-Family Low Income_New_Appliances_Natural Gas_Stove/Oven_E1 | F4 | Residential | Multi-Family Low Income | New | Appliances | Natural Gas | Stove/Oven | E1 | Utility - Cost of Equipment | 18.4885 | 18.5175 | 18.6219 | 18.7059 | 18.6347 | 18.7393 | 18.99 | 19.1967 | 19.4452 | 19.6858 | 19.9287 | 20.1582 | 20.401 | 20.6546 | 20.8972 | 21.1479 | 21.4 | 21.6705 | 21.9353 | 22.194 | 22.4244 | 22.6431 | 22.8163 | 22.9758 | 23.0828 | 23.1564 | 23.2092 | 23.2344 | 23.2235 | 23.1874 | 23.1036 | 22.9981 | 22.8533 | 0 | 0 | 0 | 0 | 0 | 0 | 0 | 0 | 0
F4_Residential_Multi-Family Low Income_New_Appliances_Natural Gas_Stove/Oven_E2 | F4 | Residential | Multi-Family Low Income | New | Appliances | Natural Gas | Stove/Oven | E2 | Utility - Cost of Equipment | 13.8867 | 13.9085 | 13.9869 | 14.05 | 13.9965 | 14.0751 | 14.2634 | 14.4186 | 14.6053 | 14.786 | 14.9684 | 15.1408 | 15.3232 | 15.5136 | 15.6959 | 15.8842 | 16.0735 | 16.2767 | 16.4756 | 16.6699 | 16.843 | 17.0073 | 17.1373 | 17.2572 | 17.3375 | 17.3928 | 17.4324 | 17.4514 | 17.4432 | 17.416 | 17.3531 | 17.2739 | 17.1651 | 0 | 0 | 0 | 0 | 0 | 0 | 0 | 0 | 0
F4_Residential_Multi-Family Low Income_New_Appliances_Natural Gas_Stove/Oven_E3 | F4 | Residential | Multi-Family Low Income | New | Appliances | Natural Gas | Stove/Oven | E3 | Utility - Cost of Equipment | 0 | 0 | 0 | 0 | 0 | 0 | 0 | 0 | 0 | 0 | 0 | 0 | 0 | 0 | 0 | 0 | 0 | 0 | 0 | 0 | 0 | 0 | 0 | 0 | 0 | 0 | 0 | 0 | 0 | 0 | 0 | 0 | 0 | 0 | 0 | 0 | 0 | 0 | 0 | 0 | 0 | 0
F4_Residential_Multi-Family Low Income_New_Appliances_Natural Gas_Stove/Oven_E4 | F4 | Residential | Multi-Family Low Income | New | Appliances | Natural Gas | Stove/Oven | E4 | Utility - Cost of Equipment | 0 | 0 | 0 | 0 | 0 | 0 | 0 | 0 | 0 | 0 | 0 | 0 | 0 | 0 | 0 | 0 | 0 | 0 | 0 | 0 | 0 | 0 | 0 | 0 | 0 | 0 | 0 | 0 | 0 | 0 | 0 | 0 | 0 | 0 | 0 | 0 | 0 | 0 | 0 | 0 | 0 | 0
F4_Residential_Multi-Family Low Income_New_Appliances_Natural Gas_Stove/Oven_E5 | F4 | Residential | Multi-Family Low Income | New | Appliances | Natural Gas | Stove/Oven | E5 | Utility - Cost of Equipment | 0 | 0 | 0 | 0 | 0 | 0 | 0 | 0 | 0 | 0 | 0 | 0 | 0 | 0 | 0 | 0 | 0 | 0 | 0 | 0 | 0 | 0 | 0 | 0 | 0 | 0 | 0 | 0 | 0 | 0 | 0 | 0 | 0 | 0 | 0 | 0 | 0 | 0 | 0 | 0 | 0 | 0
F4_Residential_Multi-Family Low Income_New_Appliances_Natural Gas_Stove/Oven_E6 | F4 | Residential | Multi-Family Low Income | New | Appliances | Natural Gas | Stove/Oven | E6 | Utility - Cost of Equipment | 0 | 0 | 0 | 0 | 0 | 0 | 0 | 0 | 0 | 0 | 0 | 0 | 0 | 0 | 0 | 0 | 0 | 0 | 0 | 0 | 0 | 0 | 0 | 0 | 0 | 0 | 0 | 0 | 0 | 0 | 0 | 0 | 0 | 0 | 0 | 0 | 0 | 0 | 0 | 0 | 0 | 0
F4_Residential_Multi-Family Low Income_New_Appliances_Natural Gas_Stove/Oven_E7 | F4 | Residential | Multi-Family Low Income | New | Appliances | Natural Gas | Stove/Oven | E7 | Utility - Cost of Equipment | 0 | 0 | 0 | 0 | 0 | 0 | 0 | 0 | 0 | 0 | 0 | 0 | 0 | 0 | 0 | 0 | 0 | 0 | 0 | 0 | 0 | 0 | 0 | 0 | 0 | 0 | 0 | 0 | 0 | 0 | 0 | 0 | 0 | 0 | 0 | 0 | 0 | 0 | 0 | 0 | 0 | 0
F4_Residential_Multi-Family Low Income_New_Appliances_Natural Gas_Stove/Oven_E8 | F4 | Residential | Multi-Family Low Income | New | Appliances | Natural Gas | Stove/Oven | E8 | Utility - Cost of Equipment | 0 | 0 | 0 | 0 | 0 | 0 | 0 | 0 | 0 | 0 | 0 | 0 | 0 | 0 | 0 | 0 | 0 | 0 | 0 | 0 | 0 | 0 | 0 | 0 | 0 | 0 | 0 | 0 | 0 | 0 | 0 | 0 | 0 | 0 | 0 | 0 | 0 | 0 | 0 | 0 | 0 | 0
F4_Residential_Multi-Family Low Income_New_Appliances_Natural Gas_Stove/Oven_E9 | F4 | Residential | Multi-Family Low Income | New | Appliances | Natural Gas | Stove/Oven | E9 | Utility - Cost of Equipment | 0 | 0 | 0 | 0 | 0 | 0 | 0 | 0 | 0 | 0 | 0 | 0 | 0 | 0 | 0 | 0 | 0 | 0 | 0 | 0 | 0 | 0 | 0 | 0 | 0 | 0 | 0 | 0 | 0 | 0 | 0 | 0 | 0 | 0 | 0 | 0 | 0 | 0 | 0 | 0 | 0 | 0
F4_Residential_Multi-Family Low Income_New_Appliances_Natural Gas_Stove/Oven_E10 | F4 | Residential | Multi-Family Low Income | New | Appliances | Natural Gas | Stove/Oven | E10 | Utility - Cost of Equipment | 0 | 0 | 0 | 0 | 0 | 0 | 0 | 0 | 0 | 0 | 0 | 0 | 0 | 0 | 0 | 0 | 0 | 0 | 0 | 0 | 0 | 0 | 0 | 0 | 0 | 0 | 0 | 0 | 0 | 0 | 0 | 0 | 0 | 0 | 0 | 0 | 0 | 0 | 0 | 0 | 0 | 0
F5_Residential_Multi-Family Low Income_New_Appliances_Natural Gas_Stove/Oven_E1 | F5 | Residential | Multi-Family Low Income | New | Appliances | Natural Gas | Stove/Oven | E1 | Utility - Cost of Operation | 100.3952 | 100.3952 | 100.3952 | 100.3952 | 100.3952 | 100.3952 | 100.3952 | 100.3952 | 100.3952 | 100.3952 | 100.3952 | 100.3952 | 100.3952 | 100.3952 | 100.3952 | 100.3952 | 100.3952 | 100.3952 | 100.3952 | 100.3952 | 100.3952 | 100.3952 | 100.3952 | 100.3952 | 100.3952 | 100.3952 | 100.3952 | 100.3952 | 100.3952 | 100.3952 | 100.3952 | 100.3952 | 100.3952 | 0 | 0 | 0 | 0 | 0 | 0 | 0 | 0 | 0
F5_Residential_Multi-Family Low Income_New_Appliances_Natural Gas_Stove/Oven_E2 | F5 | Residential | Multi-Family Low Income | New | Appliances | Natural Gas | Stove/Oven | E2 | Utility - Cost of Operation | 105.7927 | 105.7927 | 105.7927 | 105.7927 | 105.7927 | 105.7927 | 105.7927 | 105.7927 | 105.7927 | 105.7927 | 105.7927 | 105.7927 | 105.7927 | 105.7927 | 105.7927 | 105.7927 | 105.7927 | 105.7927 | 105.7927 | 105.7927 | 105.7927 | 105.7927 | 105.7927 | 105.7927 | 105.7927 | 105.7927 | 105.7927 | 105.7927 | 105.7927 | 105.7927 | 105.7927 | 105.7927 | 105.7927 | 0 | 0 | 0 | 0 | 0 | 0 | 0 | 0 | 0
F5_Residential_Multi-Family Low Income_New_Appliances_Natural Gas_Stove/Oven_E3 | F5 | Residential | Multi-Family Low Income | New | Appliances | Natural Gas | Stove/Oven | E3 | Utility - Cost of Operation | 0 | 0 | 0 | 0 | 0 | 0 | 0 | 0 | 0 | 0 | 0 | 0 | 0 | 0 | 0 | 0 | 0 | 0 | 0 | 0 | 0 | 0 | 0 | 0 | 0 | 0 | 0 | 0 | 0 | 0 | 0 | 0 | 0 | 0 | 0 | 0 | 0 | 0 | 0 | 0 | 0 | 0
F5_Residential_Multi-Family Low Income_New_Appliances_Natural Gas_Stove/Oven_E4 | F5 | Residential | Multi-Family Low Income | New | Appliances | Natural Gas | Stove/Oven | E4 | Utility - Cost of Operation | 0 | 0 | 0 | 0 | 0 | 0 | 0 | 0 | 0 | 0 | 0 | 0 | 0 | 0 | 0 | 0 | 0 | 0 | 0 | 0 | 0 | 0 | 0 | 0 | 0 | 0 | 0 | 0 | 0 | 0 | 0 | 0 | 0 | 0 | 0 | 0 | 0 | 0 | 0 | 0 | 0 | 0
F5_Residential_Multi-Family Low Income_New_Appliances_Natural Gas_Stove/Oven_E5 | F5 | Residential | Multi-Family Low Income | New | Appliances | Natural Gas | Stove/Oven | E5 | Utility - Cost of Operation | 0 | 0 | 0 | 0 | 0 | 0 | 0 | 0 | 0 | 0 | 0 | 0 | 0 | 0 | 0 | 0 | 0 | 0 | 0 | 0 | 0 | 0 | 0 | 0 | 0 | 0 | 0 | 0 | 0 | 0 | 0 | 0 | 0 | 0 | 0 | 0 | 0 | 0 | 0 | 0 | 0 | 0
F5_Residential_Multi-Family Low Income_New_Appliances_Natural Gas_Stove/Oven_E6 | F5 | Residential | Multi-Family Low Income | New | Appliances | Natural Gas | Stove/Oven | E6 | Utility - Cost of Operation | 0 | 0 | 0 | 0 | 0 | 0 | 0 | 0 | 0 | 0 | 0 | 0 | 0 | 0 | 0 | 0 | 0 | 0 | 0 | 0 | 0 | 0 | 0 | 0 | 0 | 0 | 0 | 0 | 0 | 0 | 0 | 0 | 0 | 0 | 0 | 0 | 0 | 0 | 0 | 0 | 0 | 0
F5_Residential_Multi-Family Low Income_New_Appliances_Natural Gas_Stove/Oven_E7 | F5 | Residential | Multi-Family Low Income | New | Appliances | Natural Gas | Stove/Oven | E7 | Utility - Cost of Operation | 0 | 0 | 0 | 0 | 0 | 0 | 0 | 0 | 0 | 0 | 0 | 0 | 0 | 0 | 0 | 0 | 0 | 0 | 0 | 0 | 0 | 0 | 0 | 0 | 0 | 0 | 0 | 0 | 0 | 0 | 0 | 0 | 0 | 0 | 0 | 0 | 0 | 0 | 0 | 0 | 0 | 0
F5_Residential_Multi-Family Low Income_New_Appliances_Natural Gas_Stove/Oven_E8 | F5 | Residential | Multi-Family Low Income | New | Appliances | Natural Gas | Stove/Oven | E8 | Utility - Cost of Operation | 0 | 0 | 0 | 0 | 0 | 0 | 0 | 0 | 0 | 0 | 0 | 0 | 0 | 0 | 0 | 0 | 0 | 0 | 0 | 0 | 0 | 0 | 0 | 0 | 0 | 0 | 0 | 0 | 0 | 0 | 0 | 0 | 0 | 0 | 0 | 0 | 0 | 0 | 0 | 0 | 0 | 0
F5_Residential_Multi-Family Low Income_New_Appliances_Natural Gas_Stove/Oven_E9 | F5 | Residential | Multi-Family Low Income | New | Appliances | Natural Gas | Stove/Oven | E9 | Utility - Cost of Operation | 0 | 0 | 0 | 0 | 0 | 0 | 0 | 0 | 0 | 0 | 0 | 0 | 0 | 0 | 0 | 0 | 0 | 0 | 0 | 0 | 0 | 0 | 0 | 0 | 0 | 0 | 0 | 0 | 0 | 0 | 0 | 0 | 0 | 0 | 0 | 0 | 0 | 0 | 0 | 0 | 0 | 0
F5_Residential_Multi-Family Low Income_New_Appliances_Natural Gas_Stove/Oven_E10 | F5 | Residential | Multi-Family Low Income | New | Appliances | Natural Gas | Stove/Oven | E10 | Utility - Cost of Operation | 0 | 0 | 0 | 0 | 0 | 0 | 0 | 0 | 0 | 0 | 0 | 0 | 0 | 0 | 0 | 0 | 0 | 0 | 0 | 0 | 0 | 0 | 0 | 0 | 0 | 0 | 0 | 0 | 0 | 0 | 0 | 0 | 0 | 0 | 0 | 0 | 0 | 0 | 0 | 0 | 0 | 0
F6_Residential_Multi-Family Low Income_New_Appliances_Natural Gas_Stove/Oven_E1 | F6 | Residential | Multi-Family Low Income | New | Appliances | Natural Gas | Stove/Oven | E1 | Utility - Value of Sales | 16.4844 | 16.5886 | 16.7316 | 16.8485 | 16.8485 | 16.8485 | 16.8485 | 16.8485 | 16.8485 | 16.8485 | 16.8485 | 16.8485 | 16.8485 | 16.8485 | 16.8485 | 16.8485 | 16.8485 | 16.8485 | 16.8485 | 16.8485 | 16.8485 | 16.8485 | 16.8485 | 16.8485 | 16.8485 | 16.8485 | 16.8485 | 16.8485 | 16.8485 | 16.8485 | 16.8485 | 16.8485 | 16.8485 | 0 | 0 | 0 | 0 | 0 | 0 | 0 | 0 | 0
F6_Residential_Multi-Family Low Income_New_Appliances_Natural Gas_Stove/Oven_E2 | F6 | Residential | Multi-Family Low Income | New | Appliances | Natural Gas | Stove/Oven | E2 | Utility - Value of Sales | 12.3814 | 12.4597 | 12.5671 | 12.6549 | 12.6549 | 12.6549 | 12.6549 | 12.6549 | 12.6549 | 12.6549 | 12.6549 | 12.6549 | 12.6549 | 12.6549 | 12.6549 | 12.6549 | 12.6549 | 12.6549 | 12.6549 | 12.6549 | 12.6549 | 12.6549 | 12.6549 | 12.6549 | 12.6549 | 12.6549 | 12.6549 | 12.6549 | 12.6549 | 12.6549 | 12.6549 | 12.6549 | 12.6549 | 0 | 0 | 0 | 0 | 0 | 0 | 0 | 0 | 0
F6_Residential_Multi-Family Low Income_New_Appliances_Natural Gas_Stove/Oven_E3 | F6 | Residential | Multi-Family Low Income | New | Appliances | Natural Gas | Stove/Oven | E3 | Utility - Value of Sales | 0 | 0 | 0 | 0 | 0 | 0 | 0 | 0 | 0 | 0 | 0 | 0 | 0 | 0 | 0 | 0 | 0 | 0 | 0 | 0 | 0 | 0 | 0 | 0 | 0 | 0 | 0 | 0 | 0 | 0 | 0 | 0 | 0 | 0 | 0 | 0 | 0 | 0 | 0 | 0 | 0 | 0
F6_Residential_Multi-Family Low Income_New_Appliances_Natural Gas_Stove/Oven_E4 | F6 | Residential | Multi-Family Low Income | New | Appliances | Natural Gas | Stove/Oven | E4 | Utility - Value of Sales | 0 | 0 | 0 | 0 | 0 | 0 | 0 | 0 | 0 | 0 | 0 | 0 | 0 | 0 | 0 | 0 | 0 | 0 | 0 | 0 | 0 | 0 | 0 | 0 | 0 | 0 | 0 | 0 | 0 | 0 | 0 | 0 | 0 | 0 | 0 | 0 | 0 | 0 | 0 | 0 | 0 | 0
F6_Residential_Multi-Family Low Income_New_Appliances_Natural Gas_Stove/Oven_E5 | F6 | Residential | Multi-Family Low Income | New | Appliances | Natural Gas | Stove/Oven | E5 | Utility - Value of Sales | 0 | 0 | 0 | 0 | 0 | 0 | 0 | 0 | 0 | 0 | 0 | 0 | 0 | 0 | 0 | 0 | 0 | 0 | 0 | 0 | 0 | 0 | 0 | 0 | 0 | 0 | 0 | 0 | 0 | 0 | 0 | 0 | 0 | 0 | 0 | 0 | 0 | 0 | 0 | 0 | 0 | 0
F6_Residential_Multi-Family Low Income_New_Appliances_Natural Gas_Stove/Oven_E6 | F6 | Residential | Multi-Family Low Income | New | Appliances | Natural Gas | Stove/Oven | E6 | Utility - Value of Sales | 0 | 0 | 0 | 0 | 0 | 0 | 0 | 0 | 0 | 0 | 0 | 0 | 0 | 0 | 0 | 0 | 0 | 0 | 0 | 0 | 0 | 0 | 0 | 0 | 0 | 0 | 0 | 0 | 0 | 0 | 0 | 0 | 0 | 0 | 0 | 0 | 0 | 0 | 0 | 0 | 0 | 0
F6_Residential_Multi-Family Low Income_New_Appliances_Natural Gas_Stove/Oven_E7 | F6 | Residential | Multi-Family Low Income | New | Appliances | Natural Gas | Stove/Oven | E7 | Utility - Value of Sales | 0 | 0 | 0 | 0 | 0 | 0 | 0 | 0 | 0 | 0 | 0 | 0 | 0 | 0 | 0 | 0 | 0 | 0 | 0 | 0 | 0 | 0 | 0 | 0 | 0 | 0 | 0 | 0 | 0 | 0 | 0 | 0 | 0 | 0 | 0 | 0 | 0 | 0 | 0 | 0 | 0 | 0
F6_Residential_Multi-Family Low Income_New_Appliances_Natural Gas_Stove/Oven_E8 | F6 | Residential | Multi-Family Low Income | New | Appliances | Natural Gas | Stove/Oven | E8 | Utility - Value of Sales | 0 | 0 | 0 | 0 | 0 | 0 | 0 | 0 | 0 | 0 | 0 | 0 | 0 | 0 | 0 | 0 | 0 | 0 | 0 | 0 | 0 | 0 | 0 | 0 | 0 | 0 | 0 | 0 | 0 | 0 | 0 | 0 | 0 | 0 | 0 | 0 | 0 | 0 | 0 | 0 | 0 | 0
F6_Residential_Multi-Family Low Income_New_Appliances_Natural Gas_Stove/Oven_E9 | F6 | Residential | Multi-Family Low Income | New | Appliances | Natural Gas | Stove/Oven | E9 | Utility - Value of Sales | 0 | 0 | 0 | 0 | 0 | 0 | 0 | 0 | 0 | 0 | 0 | 0 | 0 | 0 | 0 | 0 | 0 | 0 | 0 | 0 | 0 | 0 | 0 | 0 | 0 | 0 | 0 | 0 | 0 | 0 | 0 | 0 | 0 | 0 | 0 | 0 | 0 | 0 | 0 | 0 | 0 | 0
F6_Residential_Multi-Family Low Income_New_Appliances_Natural Gas_Stove/Oven_E10 | F6 | Residential | Multi-Family Low Income | New | Appliances | Natural Gas | Stove/Oven | E10 | Utility - Value of Sales | 0 | 0 | 0 | 0 | 0 | 0 | 0 | 0 | 0 | 0 | 0 | 0 | 0 | 0 | 0 | 0 | 0 | 0 | 0 | 0 | 0 | 0 | 0 | 0 | 0 | 0 | 0 | 0 | 0 | 0 | 0 | 0 | 0 | 0 | 0 | 0 | 0 | 0 | 0 | 0 | 0 | 0
F1_Residential_Multi-Family Low Income_New_Miscellaneous_Natural Gas_Pool Heater_E1 | F1 | Residential | Multi-Family Low Income | New | Miscellaneous | Natural Gas | Pool Heater | E1 | RVT - Cost of Equipment | 0 | 0 | 0 | 0 | 0 | 0 | 0 | 0 | 0 | 0 | 0 | 0 | 0 | 0 | 0 | 0 | 0 | 0 | 0 | 0 | 0 | 0 | 0 | 0 | 0 | 0 | 0 | 0 | 0 | 0 | 0 | 0 | 0 | 0 | 0 | 0 | 0 | 0 | 0 | 0 | 0 | 0
F1_Residential_Multi-Family Low Income_New_Miscellaneous_Natural Gas_Pool Heater_E2 | F1 | Residential | Multi-Family Low Income | New | Miscellaneous | Natural Gas | Pool Heater | E2 | RVT - Cost of Equipment | 0 | 0 | 0 | 0 | 0 | 0 | 0 | 0 | 0 | 0 | 0 | 0 | 0 | 0 | 0 | 0 | 0 | 0 | 0 | 0 | 0 | 0 | 0 | 0 | 0 | 0 | 0 | 0 | 0 | 0 | 0 | 0 | 0 | 0 | 0 | 0 | 0 | 0 | 0 | 0 | 0 | 0
F1_Residential_Multi-Family Low Income_New_Miscellaneous_Natural Gas_Pool Heater_E3 | F1 | Residential | Multi-Family Low Income | New | Miscellaneous | Natural Gas | Pool Heater | E3 | RVT - Cost of Equipment | 0 | 0 | 0 | 0 | 0 | 0 | 0 | 0 | 0 | 0 | 0 | 0 | 0 | 0 | 0 | 0 | 0 | 0 | 0 | 0 | 0 | 0 | 0 | 0 | 0 | 0 | 0 | 0 | 0 | 0 | 0 | 0 | 0 | 0 | 0 | 0 | 0 | 0 | 0 | 0 | 0 | 0
F1_Residential_Multi-Family Low Income_New_Miscellaneous_Natural Gas_Pool Heater_E4 | F1 | Residential | Multi-Family Low Income | New | Miscellaneous | Natural Gas | Pool Heater | E4 | RVT - Cost of Equipment | 0 | 0 | 0 | 0 | 0 | 0 | 0 | 0 | 0 | 0 | 0 | 0 | 0 | 0 | 0 | 0 | 0 | 0 | 0 | 0 | 0 | 0 | 0 | 0 | 0 | 0 | 0 | 0 | 0 | 0 | 0 | 0 | 0 | 0 | 0 | 0 | 0 | 0 | 0 | 0 | 0 | 0
F1_Residential_Multi-Family Low Income_New_Miscellaneous_Natural Gas_Pool Heater_E5 | F1 | Residential | Multi-Family Low Income | New | Miscellaneous | Natural Gas | Pool Heater | E5 | RVT - Cost of Equipment | 0 | 0 | 0 | 0 | 0 | 0 | 0 | 0 | 0 | 0 | 0 | 0 | 0 | 0 | 0 | 0 | 0 | 0 | 0 | 0 | 0 | 0 | 0 | 0 | 0 | 0 | 0 | 0 | 0 | 0 | 0 | 0 | 0 | 0 | 0 | 0 | 0 | 0 | 0 | 0 | 0 | 0
F1_Residential_Multi-Family Low Income_New_Miscellaneous_Natural Gas_Pool Heater_E6 | F1 | Residential | Multi-Family Low Income | New | Miscellaneous | Natural Gas | Pool Heater | E6 | RVT - Cost of Equipment | 0 | 0 | 0 | 0 | 0 | 0 | 0 | 0 | 0 | 0 | 0 | 0 | 0 | 0 | 0 | 0 | 0 | 0 | 0 | 0 | 0 | 0 | 0 | 0 | 0 | 0 | 0 | 0 | 0 | 0 | 0 | 0 | 0 | 0 | 0 | 0 | 0 | 0 | 0 | 0 | 0 | 0
F1_Residential_Multi-Family Low Income_New_Miscellaneous_Natural Gas_Pool Heater_E7 | F1 | Residential | Multi-Family Low Income | New | Miscellaneous | Natural Gas | Pool Heater | E7 | RVT - Cost of Equipment | 0 | 0 | 0 | 0 | 0 | 0 | 0 | 0 | 0 | 0 | 0 | 0 | 0 | 0 | 0 | 0 | 0 | 0 | 0 | 0 | 0 | 0 | 0 | 0 | 0 | 0 | 0 | 0 | 0 | 0 | 0 | 0 | 0 | 0 | 0 | 0 | 0 | 0 | 0 | 0 | 0 | 0
F1_Residential_Multi-Family Low Income_New_Miscellaneous_Natural Gas_Pool Heater_E8 | F1 | Residential | Multi-Family Low Income | New | Miscellaneous | Natural Gas | Pool Heater | E8 | RVT - Cost of Equipment | 0 | 0 | 0 | 0 | 0 | 0 | 0 | 0 | 0 | 0 | 0 | 0 | 0 | 0 | 0 | 0 | 0 | 0 | 0 | 0 | 0 | 0 | 0 | 0 | 0 | 0 | 0 | 0 | 0 | 0 | 0 | 0 | 0 | 0 | 0 | 0 | 0 | 0 | 0 | 0 | 0 | 0
F1_Residential_Multi-Family Low Income_New_Miscellaneous_Natural Gas_Pool Heater_E9 | F1 | Residential | Multi-Family Low Income | New | Miscellaneous | Natural Gas | Pool Heater | E9 | RVT - Cost of Equipment | 0 | 0 | 0 | 0 | 0 | 0 | 0 | 0 | 0 | 0 | 0 | 0 | 0 | 0 | 0 | 0 | 0 | 0 | 0 | 0 | 0 | 0 | 0 | 0 | 0 | 0 | 0 | 0 | 0 | 0 | 0 | 0 | 0 | 0 | 0 | 0 | 0 | 0 | 0 | 0 | 0 | 0
F1_Residential_Multi-Family Low Income_New_Miscellaneous_Natural Gas_Pool Heater_E10 | F1 | Residential | Multi-Family Low Income | New | Miscellaneous | Natural Gas | Pool Heater | E10 | RVT - Cost of Equipment | 0 | 0 | 0 | 0 | 0 | 0 | 0 | 0 | 0 | 0 | 0 | 0 | 0 | 0 | 0 | 0 | 0 | 0 | 0 | 0 | 0 | 0 | 0 | 0 | 0 | 0 | 0 | 0 | 0 | 0 | 0 | 0 | 0 | 0 | 0 | 0 | 0 | 0 | 0 | 0 | 0 | 0
F2_Residential_Multi-Family Low Income_New_Miscellaneous_Natural Gas_Pool Heater_E1 | F2 | Residential | Multi-Family Low Income | New | Miscellaneous | Natural Gas | Pool Heater | E1 | RVT - Cost of Operation | 0 | 0 | 0 | 0 | 0 | 0 | 0 | 0 | 0 | 0 | 0 | 0 | 0 | 0 | 0 | 0 | 0 | 0 | 0 | 0 | 0 | 0 | 0 | 0 | 0 | 0 | 0 | 0 | 0 | 0 | 0 | 0 | 0 | 0 | 0 | 0 | 0 | 0 | 0 | 0 | 0 | 0
F2_Residential_Multi-Family Low Income_New_Miscellaneous_Natural Gas_Pool Heater_E2 | F2 | Residential | Multi-Family Low Income | New | Miscellaneous | Natural Gas | Pool Heater | E2 | RVT - Cost of Operation | 0 | 0 | 0 | 0 | 0 | 0 | 0 | 0 | 0 | 0 | 0 | 0 | 0 | 0 | 0 | 0 | 0 | 0 | 0 | 0 | 0 | 0 | 0 | 0 | 0 | 0 | 0 | 0 | 0 | 0 | 0 | 0 | 0 | 0 | 0 | 0 | 0 | 0 | 0 | 0 | 0 | 0
F2_Residential_Multi-Family Low Income_New_Miscellaneous_Natural Gas_Pool Heater_E3 | F2 | Residential | Multi-Family Low Income | New | Miscellaneous | Natural Gas | Pool Heater | E3 | RVT - Cost of Operation | 0 | 0 | 0 | 0 | 0 | 0 | 0 | 0 | 0 | 0 | 0 | 0 | 0 | 0 | 0 | 0 | 0 | 0 | 0 | 0 | 0 | 0 | 0 | 0 | 0 | 0 | 0 | 0 | 0 | 0 | 0 | 0 | 0 | 0 | 0 | 0 | 0 | 0 | 0 | 0 | 0 | 0
F2_Residential_Multi-Family Low Income_New_Miscellaneous_Natural Gas_Pool Heater_E4 | F2 | Residential | Multi-Family Low Income | New | Miscellaneous | Natural Gas | Pool Heater | E4 | RVT - Cost of Operation | 0 | 0 | 0 | 0 | 0 | 0 | 0 | 0 | 0 | 0 | 0 | 0 | 0 | 0 | 0 | 0 | 0 | 0 | 0 | 0 | 0 | 0 | 0 | 0 | 0 | 0 | 0 | 0 | 0 | 0 | 0 | 0 | 0 | 0 | 0 | 0 | 0 | 0 | 0 | 0 | 0 | 0
F2_Residential_Multi-Family Low Income_New_Miscellaneous_Natural Gas_Pool Heater_E5 | F2 | Residential | Multi-Family Low Income | New | Miscellaneous | Natural Gas | Pool Heater | E5 | RVT - Cost of Operation | 0 | 0 | 0 | 0 | 0 | 0 | 0 | 0 | 0 | 0 | 0 | 0 | 0 | 0 | 0 | 0 | 0 | 0 | 0 | 0 | 0 | 0 | 0 | 0 | 0 | 0 | 0 | 0 | 0 | 0 | 0 | 0 | 0 | 0 | 0 | 0 | 0 | 0 | 0 | 0 | 0 | 0
F2_Residential_Multi-Family Low Income_New_Miscellaneous_Natural Gas_Pool Heater_E6 | F2 | Residential | Multi-Family Low Income | New | Miscellaneous | Natural Gas | Pool Heater | E6 | RVT - Cost of Operation | 0 | 0 | 0 | 0 | 0 | 0 | 0 | 0 | 0 | 0 | 0 | 0 | 0 | 0 | 0 | 0 | 0 | 0 | 0 | 0 | 0 | 0 | 0 | 0 | 0 | 0 | 0 | 0 | 0 | 0 | 0 | 0 | 0 | 0 | 0 | 0 | 0 | 0 | 0 | 0 | 0 | 0
F2_Residential_Multi-Family Low Income_New_Miscellaneous_Natural Gas_Pool Heater_E7 | F2 | Residential | Multi-Family Low Income | New | Miscellaneous | Natural Gas | Pool Heater | E7 | RVT - Cost of Operation | 0 | 0 | 0 | 0 | 0 | 0 | 0 | 0 | 0 | 0 | 0 | 0 | 0 | 0 | 0 | 0 | 0 | 0 | 0 | 0 | 0 | 0 | 0 | 0 | 0 | 0 | 0 | 0 | 0 | 0 | 0 | 0 | 0 | 0 | 0 | 0 | 0 | 0 | 0 | 0 | 0 | 0
F2_Residential_Multi-Family Low Income_New_Miscellaneous_Natural Gas_Pool Heater_E8 | F2 | Residential | Multi-Family Low Income | New | Miscellaneous | Natural Gas | Pool Heater | E8 | RVT - Cost of Operation | 0 | 0 | 0 | 0 | 0 | 0 | 0 | 0 | 0 | 0 | 0 | 0 | 0 | 0 | 0 | 0 | 0 | 0 | 0 | 0 | 0 | 0 | 0 | 0 | 0 | 0 | 0 | 0 | 0 | 0 | 0 | 0 | 0 | 0 | 0 | 0 | 0 | 0 | 0 | 0 | 0 | 0
F2_Residential_Multi-Family Low Income_New_Miscellaneous_Natural Gas_Pool Heater_E9 | F2 | Residential | Multi-Family Low Income | New | Miscellaneous | Natural Gas | Pool Heater | E9 | RVT - Cost of Operation | 0 | 0 | 0 | 0 | 0 | 0 | 0 | 0 | 0 | 0 | 0 | 0 | 0 | 0 | 0 | 0 | 0 | 0 | 0 | 0 | 0 | 0 | 0 | 0 | 0 | 0 | 0 | 0 | 0 | 0 | 0 | 0 | 0 | 0 | 0 | 0 | 0 | 0 | 0 | 0 | 0 | 0
F2_Residential_Multi-Family Low Income_New_Miscellaneous_Natural Gas_Pool Heater_E10 | F2 | Residential | Multi-Family Low Income | New | Miscellaneous | Natural Gas | Pool Heater | E10 | RVT - Cost of Operation | 0 | 0 | 0 | 0 | 0 | 0 | 0 | 0 | 0 | 0 | 0 | 0 | 0 | 0 | 0 | 0 | 0 | 0 | 0 | 0 | 0 | 0 | 0 | 0 | 0 | 0 | 0 | 0 | 0 | 0 | 0 | 0 | 0 | 0 | 0 | 0 | 0 | 0 | 0 | 0 | 0 | 0
F3_Residential_Multi-Family Low Income_New_Miscellaneous_Natural Gas_Pool Heater_E1 | F3 | Residential | Multi-Family Low Income | New | Miscellaneous | Natural Gas | Pool Heater | E1 | System - kBTUs of Consumption | 351.766 | 351.766 | 351.766 | 351.766 | 351.766 | 351.766 | 351.766 | 351.766 | 351.766 | 351.766 | 351.766 | 351.766 | 351.766 | 351.766 | 351.766 | 351.766 | 351.766 | 351.766 | 351.766 | 351.766 | 351.766 | 351.766 | 351.766 | 351.766 | 351.766 | 351.766 | 351.766 | 351.766 | 351.766 | 351.766 | 351.766 | 351.766 | 351.766 | 0 | 0 | 0 | 0 | 0 | 0 | 0 | 0 | 0
F3_Residential_Multi-Family Low Income_New_Miscellaneous_Natural Gas_Pool Heater_E2 | F3 | Residential | Multi-Family Low Income | New | Miscellaneous | Natural Gas | Pool Heater | E2 | System - kBTUs of Consumption | 427.2575 | 427.2575 | 427.2575 | 427.2575 | 427.2575 | 427.2575 | 427.2575 | 427.2575 | 427.2575 | 427.2575 | 427.2575 | 427.2575 | 427.2575 | 427.2575 | 427.2575 | 427.2575 | 427.2575 | 427.2575 | 427.2575 | 427.2575 | 427.2575 | 427.2575 | 427.2575 | 427.2575 | 427.2575 | 427.2575 | 427.2575 | 427.2575 | 427.2575 | 427.2575 | 427.2575 | 427.2575 | 427.2575 | 0 | 0 | 0 | 0 | 0 | 0 | 0 | 0 | 0
F3_Residential_Multi-Family Low Income_New_Miscellaneous_Natural Gas_Pool Heater_E3 | F3 | Residential | Multi-Family Low Income | New | Miscellaneous | Natural Gas | Pool Heater | E3 | System - kBTUs of Consumption | 710.8377 | 710.8377 | 710.8377 | 710.8377 | 710.8377 | 710.8377 | 710.8377 | 710.8377 | 710.8377 | 710.8377 | 710.8377 | 710.8377 | 710.8377 | 710.8377 | 710.8377 | 710.8377 | 710.8377 | 710.8377 | 710.8377 | 710.8377 | 710.8377 | 710.8377 | 710.8377 | 710.8377 | 710.8377 | 710.8377 | 710.8377 | 710.8377 | 710.8377 | 710.8377 | 710.8377 | 710.8377 | 710.8377 | 0 | 0 | 0 | 0 | 0 | 0 | 0 | 0 | 0
F3_Residential_Multi-Family Low Income_New_Miscellaneous_Natural Gas_Pool Heater_E4 | F3 | Residential | Multi-Family Low Income | New | Miscellaneous | Natural Gas | Pool Heater | E4 | System - kBTUs of Consumption | 717.234 | 717.234 | 717.234 | 717.234 | 717.234 | 717.234 | 717.234 | 717.234 | 717.234 | 717.234 | 717.234 | 717.234 | 717.234 | 717.234 | 717.234 | 717.234 | 717.234 | 717.234 | 717.234 | 717.234 | 717.234 | 717.234 | 717.234 | 717.234 | 717.234 | 717.234 | 717.234 | 717.234 | 717.234 | 717.234 | 717.234 | 717.234 | 717.234 | 0 | 0 | 0 | 0 | 0 | 0 | 0 | 0 | 0
F3_Residential_Multi-Family Low Income_New_Miscellaneous_Natural Gas_Pool Heater_E5 | F3 | Residential | Multi-Family Low Income | New | Miscellaneous | Natural Gas | Pool Heater | E5 | System - kBTUs of Consumption | 0 | 0 | 0 | 0 | 0 | 0 | 0 | 0 | 0 | 0 | 0 | 0 | 0 | 0 | 0 | 0 | 0 | 0 | 0 | 0 | 0 | 0 | 0 | 0 | 0 | 0 | 0 | 0 | 0 | 0 | 0 | 0 | 0 | 0 | 0 | 0 | 0 | 0 | 0 | 0 | 0 | 0
F3_Residential_Multi-Family Low Income_New_Miscellaneous_Natural Gas_Pool Heater_E6 | F3 | Residential | Multi-Family Low Income | New | Miscellaneous | Natural Gas | Pool Heater | E6 | System - kBTUs of Consumption | 0 | 0 | 0 | 0 | 0 | 0 | 0 | 0 | 0 | 0 | 0 | 0 | 0 | 0 | 0 | 0 | 0 | 0 | 0 | 0 | 0 | 0 | 0 | 0 | 0 | 0 | 0 | 0 | 0 | 0 | 0 | 0 | 0 | 0 | 0 | 0 | 0 | 0 | 0 | 0 | 0 | 0
F3_Residential_Multi-Family Low Income_New_Miscellaneous_Natural Gas_Pool Heater_E7 | F3 | Residential | Multi-Family Low Income | New | Miscellaneous | Natural Gas | Pool Heater | E7 | System - kBTUs of Consumption | 0 | 0 | 0 | 0 | 0 | 0 | 0 | 0 | 0 | 0 | 0 | 0 | 0 | 0 | 0 | 0 | 0 | 0 | 0 | 0 | 0 | 0 | 0 | 0 | 0 | 0 | 0 | 0 | 0 | 0 | 0 | 0 | 0 | 0 | 0 | 0 | 0 | 0 | 0 | 0 | 0 | 0
F3_Residential_Multi-Family Low Income_New_Miscellaneous_Natural Gas_Pool Heater_E8 | F3 | Residential | Multi-Family Low Income | New | Miscellaneous | Natural Gas | Pool Heater | E8 | System - kBTUs of Consumption | 0 | 0 | 0 | 0 | 0 | 0 | 0 | 0 | 0 | 0 | 0 | 0 | 0 | 0 | 0 | 0 | 0 | 0 | 0 | 0 | 0 | 0 | 0 | 0 | 0 | 0 | 0 | 0 | 0 | 0 | 0 | 0 | 0 | 0 | 0 | 0 | 0 | 0 | 0 | 0 | 0 | 0
F3_Residential_Multi-Family Low Income_New_Miscellaneous_Natural Gas_Pool Heater_E9 | F3 | Residential | Multi-Family Low Income | New | Miscellaneous | Natural Gas | Pool Heater | E9 | System - kBTUs of Consumption | 0 | 0 | 0 | 0 | 0 | 0 | 0 | 0 | 0 | 0 | 0 | 0 | 0 | 0 | 0 | 0 | 0 | 0 | 0 | 0 | 0 | 0 | 0 | 0 | 0 | 0 | 0 | 0 | 0 | 0 | 0 | 0 | 0 | 0 | 0 | 0 | 0 | 0 | 0 | 0 | 0 | 0
F3_Residential_Multi-Family Low Income_New_Miscellaneous_Natural Gas_Pool Heater_E10 | F3 | Residential | Multi-Family Low Income | New | Miscellaneous | Natural Gas | Pool Heater | E10 | System - kBTUs of Consumption | 0 | 0 | 0 | 0 | 0 | 0 | 0 | 0 | 0 | 0 | 0 | 0 | 0 | 0 | 0 | 0 | 0 | 0 | 0 | 0 | 0 | 0 | 0 | 0 | 0 | 0 | 0 | 0 | 0 | 0 | 0 | 0 | 0 | 0 | 0 | 0 | 0 | 0 | 0 | 0 | 0 | 0
F4_Residential_Multi-Family Low Income_New_Miscellaneous_Natural Gas_Pool Heater_E1 | F4 | Residential | Multi-Family Low Income | New | Miscellaneous | Natural Gas | Pool Heater | E1 | Utility - Cost of Equipment | 0 | 0 | 0 | 0 | 0 | 0 | 0 | 0 | 0 | 0 | 0 | 0 | 0 | 0 | 0 | 0 | 0 | 0 | 0 | 0 | 0 | 0 | 0 | 0 | 0 | 0 | 0 | 0 | 0 | 0 | 0 | 0 | 0 | 0 | 0 | 0 | 0 | 0 | 0 | 0 | 0 | 0
F4_Residential_Multi-Family Low Income_New_Miscellaneous_Natural Gas_Pool Heater_E2 | F4 | Residential | Multi-Family Low Income | New | Miscellaneous | Natural Gas | Pool Heater | E2 | Utility - Cost of Equipment | 0 | 0 | 0 | 0 | 0 | 0 | 0 | 0 | 0 | 0 | 0 | 0 | 0 | 0 | 0 | 0 | 0 | 0 | 0 | 0 | 0 | 0 | 0 | 0 | 0 | 0 | 0 | 0 | 0 | 0 | 0 | 0 | 0 | 0 | 0 | 0 | 0 | 0 | 0 | 0 | 0 | 0
F4_Residential_Multi-Family Low Income_New_Miscellaneous_Natural Gas_Pool Heater_E3 | F4 | Residential | Multi-Family Low Income | New | Miscellaneous | Natural Gas | Pool Heater | E3 | Utility - Cost of Equipment | 0 | 0 | 0 | 0 | 0 | 0 | 0 | 0 | 0 | 0 | 0 | 0 | 0 | 0 | 0 | 0 | 0 | 0 | 0 | 0 | 0 | 0 | 0 | 0 | 0 | 0 | 0 | 0 | 0 | 0 | 0 | 0 | 0 | 0 | 0 | 0 | 0 | 0 | 0 | 0 | 0 | 0
F4_Residential_Multi-Family Low Income_New_Miscellaneous_Natural Gas_Pool Heater_E4 | F4 | Residential | Multi-Family Low Income | New | Miscellaneous | Natural Gas | Pool Heater | E4 | Utility - Cost of Equipment | 0 | 0 | 0 | 0 | 0 | 0 | 0 | 0 | 0 | 0 | 0 | 0 | 0 | 0 | 0 | 0 | 0 | 0 | 0 | 0 | 0 | 0 | 0 | 0 | 0 | 0 | 0 | 0 | 0 | 0 | 0 | 0 | 0 | 0 | 0 | 0 | 0 | 0 | 0 | 0 | 0 | 0
F4_Residential_Multi-Family Low Income_New_Miscellaneous_Natural Gas_Pool Heater_E5 | F4 | Residential | Multi-Family Low Income | New | Miscellaneous | Natural Gas | Pool Heater | E5 | Utility - Cost of Equipment | 0 | 0 | 0 | 0 | 0 | 0 | 0 | 0 | 0 | 0 | 0 | 0 | 0 | 0 | 0 | 0 | 0 | 0 | 0 | 0 | 0 | 0 | 0 | 0 | 0 | 0 | 0 | 0 | 0 | 0 | 0 | 0 | 0 | 0 | 0 | 0 | 0 | 0 | 0 | 0 | 0 | 0
F4_Residential_Multi-Family Low Income_New_Miscellaneous_Natural Gas_Pool Heater_E6 | F4 | Residential | Multi-Family Low Income | New | Miscellaneous | Natural Gas | Pool Heater | E6 | Utility - Cost of Equipment | 0 | 0 | 0 | 0 | 0 | 0 | 0 | 0 | 0 | 0 | 0 | 0 | 0 | 0 | 0 | 0 | 0 | 0 | 0 | 0 | 0 | 0 | 0 | 0 | 0 | 0 | 0 | 0 | 0 | 0 | 0 | 0 | 0 | 0 | 0 | 0 | 0 | 0 | 0 | 0 | 0 | 0
F4_Residential_Multi-Family Low Income_New_Miscellaneous_Natural Gas_Pool Heater_E7 | F4 | Residential | Multi-Family Low Income | New | Miscellaneous | Natural Gas | Pool Heater | E7 | Utility - Cost of Equipment | 0 | 0 | 0 | 0 | 0 | 0 | 0 | 0 | 0 | 0 | 0 | 0 | 0 | 0 | 0 | 0 | 0 | 0 | 0 | 0 | 0 | 0 | 0 | 0 | 0 | 0 | 0 | 0 | 0 | 0 | 0 | 0 | 0 | 0 | 0 | 0 | 0 | 0 | 0 | 0 | 0 | 0
F4_Residential_Multi-Family Low Income_New_Miscellaneous_Natural Gas_Pool Heater_E8 | F4 | Residential | Multi-Family Low Income | New | Miscellaneous | Natural Gas | Pool Heater | E8 | Utility - Cost of Equipment | 0 | 0 | 0 | 0 | 0 | 0 | 0 | 0 | 0 | 0 | 0 | 0 | 0 | 0 | 0 | 0 | 0 | 0 | 0 | 0 | 0 | 0 | 0 | 0 | 0 | 0 | 0 | 0 | 0 | 0 | 0 | 0 | 0 | 0 | 0 | 0 | 0 | 0 | 0 | 0 | 0 | 0
F4_Residential_Multi-Family Low Income_New_Miscellaneous_Natural Gas_Pool Heater_E9 | F4 | Residential | Multi-Family Low Income | New | Miscellaneous | Natural Gas | Pool Heater | E9 | Utility - Cost of Equipment | 0 | 0 | 0 | 0 | 0 | 0 | 0 | 0 | 0 | 0 | 0 | 0 | 0 | 0 | 0 | 0 | 0 | 0 | 0 | 0 | 0 | 0 | 0 | 0 | 0 | 0 | 0 | 0 | 0 | 0 | 0 | 0 | 0 | 0 | 0 | 0 | 0 | 0 | 0 | 0 | 0 | 0
F4_Residential_Multi-Family Low Income_New_Miscellaneous_Natural Gas_Pool Heater_E10 | F4 | Residential | Multi-Family Low Income | New | Miscellaneous | Natural Gas | Pool Heater | E10 | Utility - Cost of Equipment | 0 | 0 | 0 | 0 | 0 | 0 | 0 | 0 | 0 | 0 | 0 | 0 | 0 | 0 | 0 | 0 | 0 | 0 | 0 | 0 | 0 | 0 | 0 | 0 | 0 | 0 | 0 | 0 | 0 | 0 | 0 | 0 | 0 | 0 | 0 | 0 | 0 | 0 | 0 | 0 | 0 | 0
F5_Residential_Multi-Family Low Income_New_Miscellaneous_Natural Gas_Pool Heater_E1 | F5 | Residential | Multi-Family Low Income | New | Miscellaneous | Natural Gas | Pool Heater | E1 | Utility - Cost of Operation | 351.766 | 351.766 | 351.766 | 351.766 | 351.766 | 351.766 | 351.766 | 351.766 | 351.766 | 351.766 | 351.766 | 351.766 | 351.766 | 351.766 | 351.766 | 351.766 | 351.766 | 351.766 | 351.766 | 351.766 | 351.766 | 351.766 | 351.766 | 351.766 | 351.766 | 351.766 | 351.766 | 351.766 | 351.766 | 351.766 | 351.766 | 351.766 | 351.766 | 0 | 0 | 0 | 0 | 0 | 0 | 0 | 0 | 0
F5_Residential_Multi-Family Low Income_New_Miscellaneous_Natural Gas_Pool Heater_E2 | F5 | Residential | Multi-Family Low Income | New | Miscellaneous | Natural Gas | Pool Heater | E2 | Utility - Cost of Operation | 427.2575 | 427.2575 | 427.2575 | 427.2575 | 427.2575 | 427.2575 | 427.2575 | 427.2575 | 427.2575 | 427.2575 | 427.2575 | 427.2575 | 427.2575 | 427.2575 | 427.2575 | 427.2575 | 427.2575 | 427.2575 | 427.2575 | 427.2575 | 427.2575 | 427.2575 | 427.2575 | 427.2575 | 427.2575 | 427.2575 | 427.2575 | 427.2575 | 427.2575 | 427.2575 | 427.2575 | 427.2575 | 427.2575 | 0 | 0 | 0 | 0 | 0 | 0 | 0 | 0 | 0
F5_Residential_Multi-Family Low Income_New_Miscellaneous_Natural Gas_Pool Heater_E3 | F5 | Residential | Multi-Family Low Income | New | Miscellaneous | Natural Gas | Pool Heater | E3 | Utility - Cost of Operation | 710.8377 | 710.8377 | 710.8377 | 710.8377 | 710.8377 | 710.8377 | 710.8377 | 710.8377 | 710.8377 | 710.8377 | 710.8377 | 710.8377 | 710.8377 | 710.8377 | 710.8377 | 710.8377 | 710.8377 | 710.8377 | 710.8377 | 710.8377 | 710.8377 | 710.8377 | 710.8377 | 710.8377 | 710.8377 | 710.8377 | 710.8377 | 710.8377 | 710.8377 | 710.8377 | 710.8377 | 710.8377 | 710.8377 | 0 | 0 | 0 | 0 | 0 | 0 | 0 | 0 | 0
F5_Residential_Multi-Family Low Income_New_Miscellaneous_Natural Gas_Pool Heater_E4 | F5 | Residential | Multi-Family Low Income | New | Miscellaneous | Natural Gas | Pool Heater | E4 | Utility - Cost of Operation | 717.234 | 717.234 | 717.234 | 717.234 | 717.234 | 717.234 | 717.234 | 717.234 | 717.234 | 717.234 | 717.234 | 717.234 | 717.234 | 717.234 | 717.234 | 717.234 | 717.234 | 717.234 | 717.234 | 717.234 | 717.234 | 717.234 | 717.234 | 717.234 | 717.234 | 717.234 | 717.234 | 717.234 | 717.234 | 717.234 | 717.234 | 717.234 | 717.234 | 0 | 0 | 0 | 0 | 0 | 0 | 0 | 0 | 0
F5_Residential_Multi-Family Low Income_New_Miscellaneous_Natural Gas_Pool Heater_E5 | F5 | Residential | Multi-Family Low Income | New | Miscellaneous | Natural Gas | Pool Heater | E5 | Utility - Cost of Operation | 0 | 0 | 0 | 0 | 0 | 0 | 0 | 0 | 0 | 0 | 0 | 0 | 0 | 0 | 0 | 0 | 0 | 0 | 0 | 0 | 0 | 0 | 0 | 0 | 0 | 0 | 0 | 0 | 0 | 0 | 0 | 0 | 0 | 0 | 0 | 0 | 0 | 0 | 0 | 0 | 0 | 0
F5_Residential_Multi-Family Low Income_New_Miscellaneous_Natural Gas_Pool Heater_E6 | F5 | Residential | Multi-Family Low Income | New | Miscellaneous | Natural Gas | Pool Heater | E6 | Utility - Cost of Operation | 0 | 0 | 0 | 0 | 0 | 0 | 0 | 0 | 0 | 0 | 0 | 0 | 0 | 0 | 0 | 0 | 0 | 0 | 0 | 0 | 0 | 0 | 0 | 0 | 0 | 0 | 0 | 0 | 0 | 0 | 0 | 0 | 0 | 0 | 0 | 0 | 0 | 0 | 0 | 0 | 0 | 0
F5_Residential_Multi-Family Low Income_New_Miscellaneous_Natural Gas_Pool Heater_E7 | F5 | Residential | Multi-Family Low Income | New | Miscellaneous | Natural Gas | Pool Heater | E7 | Utility - Cost of Operation | 0 | 0 | 0 | 0 | 0 | 0 | 0 | 0 | 0 | 0 | 0 | 0 | 0 | 0 | 0 | 0 | 0 | 0 | 0 | 0 | 0 | 0 | 0 | 0 | 0 | 0 | 0 | 0 | 0 | 0 | 0 | 0 | 0 | 0 | 0 | 0 | 0 | 0 | 0 | 0 | 0 | 0
F5_Residential_Multi-Family Low Income_New_Miscellaneous_Natural Gas_Pool Heater_E8 | F5 | Residential | Multi-Family Low Income | New | Miscellaneous | Natural Gas | Pool Heater | E8 | Utility - Cost of Operation | 0 | 0 | 0 | 0 | 0 | 0 | 0 | 0 | 0 | 0 | 0 | 0 | 0 | 0 | 0 | 0 | 0 | 0 | 0 | 0 | 0 | 0 | 0 | 0 | 0 | 0 | 0 | 0 | 0 | 0 | 0 | 0 | 0 | 0 | 0 | 0 | 0 | 0 | 0 | 0 | 0 | 0
F5_Residential_Multi-Family Low Income_New_Miscellaneous_Natural Gas_Pool Heater_E9 | F5 | Residential | Multi-Family Low Income | New | Miscellaneous | Natural Gas | Pool Heater | E9 | Utility - Cost of Operation | 0 | 0 | 0 | 0 | 0 | 0 | 0 | 0 | 0 | 0 | 0 | 0 | 0 | 0 | 0 | 0 | 0 | 0 | 0 | 0 | 0 | 0 | 0 | 0 | 0 | 0 | 0 | 0 | 0 | 0 | 0 | 0 | 0 | 0 | 0 | 0 | 0 | 0 | 0 | 0 | 0 | 0
F5_Residential_Multi-Family Low Income_New_Miscellaneous_Natural Gas_Pool Heater_E10 | F5 | Residential | Multi-Family Low Income | New | Miscellaneous | Natural Gas | Pool Heater | E10 | Utility - Cost of Operation | 0 | 0 | 0 | 0 | 0 | 0 | 0 | 0 | 0 | 0 | 0 | 0 | 0 | 0 | 0 | 0 | 0 | 0 | 0 | 0 | 0 | 0 | 0 | 0 | 0 | 0 | 0 | 0 | 0 | 0 | 0 | 0 | 0 | 0 | 0 | 0 | 0 | 0 | 0 | 0 | 0 | 0
F6_Residential_Multi-Family Low Income_New_Miscellaneous_Natural Gas_Pool Heater_E1 | F6 | Residential | Multi-Family Low Income | New | Miscellaneous | Natural Gas | Pool Heater | E1 | Utility - Value of Sales | 62.9037 | 63.3831 | 64.041 | 64.5787 | 64.5787 | 64.5787 | 64.5787 | 64.5787 | 64.5787 | 64.5787 | 64.5787 | 64.5787 | 64.5787 | 64.5787 | 64.5787 | 64.5787 | 64.5787 | 64.5787 | 64.5787 | 64.5787 | 64.5787 | 64.5787 | 64.5787 | 64.5787 | 64.5787 | 64.5787 | 64.5787 | 64.5787 | 64.5787 | 64.5787 | 64.5787 | 64.5787 | 64.5787 | 0 | 0 | 0 | 0 | 0 | 0 | 0 | 0 | 0
F6_Residential_Multi-Family Low Income_New_Miscellaneous_Natural Gas_Pool Heater_E2 | F6 | Residential | Multi-Family Low Income | New | Miscellaneous | Natural Gas | Pool Heater | E2 | Utility - Value of Sales | 60.6482 | 61.1104 | 61.7447 | 62.2631 | 62.2631 | 62.2631 | 62.2631 | 62.2631 | 62.2631 | 62.2631 | 62.2631 | 62.2631 | 62.2631 | 62.2631 | 62.2631 | 62.2631 | 62.2631 | 62.2631 | 62.2631 | 62.2631 | 62.2631 | 62.2631 | 62.2631 | 62.2631 | 62.2631 | 62.2631 | 62.2631 | 62.2631 | 62.2631 | 62.2631 | 62.2631 | 62.2631 | 62.2631 | 0 | 0 | 0 | 0 | 0 | 0 | 0 | 0 | 0
F6_Residential_Multi-Family Low Income_New_Miscellaneous_Natural Gas_Pool Heater_E3 | F6 | Residential | Multi-Family Low Income | New | Miscellaneous | Natural Gas | Pool Heater | E3 | Utility - Value of Sales | 53.7563 | 54.166 | 54.7283 | 55.1878 | 55.1878 | 55.1878 | 55.1878 | 55.1878 | 55.1878 | 55.1878 | 55.1878 | 55.1878 | 55.1878 | 55.1878 | 55.1878 | 55.1878 | 55.1878 | 55.1878 | 55.1878 | 55.1878 | 55.1878 | 55.1878 | 55.1878 | 55.1878 | 55.1878 | 55.1878 | 55.1878 | 55.1878 | 55.1878 | 55.1878 | 55.1878 | 55.1878 | 55.1878 | 0 | 0 | 0 | 0 | 0 | 0 | 0 | 0 | 0
F6_Residential_Multi-Family Low Income_New_Miscellaneous_Natural Gas_Pool Heater_E4 | F6 | Residential | Multi-Family Low Income | New | Miscellaneous | Natural Gas | Pool Heater | E4 | Utility - Value of Sales | 53.2188 | 53.6244 | 54.181 | 54.6359 | 54.6359 | 54.6359 | 54.6359 | 54.6359 | 54.6359 | 54.6359 | 54.6359 | 54.6359 | 54.6359 | 54.6359 | 54.6359 | 54.6359 | 54.6359 | 54.6359 | 54.6359 | 54.6359 | 54.6359 | 54.6359 | 54.6359 | 54.6359 | 54.6359 | 54.6359 | 54.6359 | 54.6359 | 54.6359 | 54.6359 | 54.6359 | 54.6359 | 54.6359 | 0 | 0 | 0 | 0 | 0 | 0 | 0 | 0 | 0
F6_Residential_Multi-Family Low Income_New_Miscellaneous_Natural Gas_Pool Heater_E5 | F6 | Residential | Multi-Family Low Income | New | Miscellaneous | Natural Gas | Pool Heater | E5 | Utility - Value of Sales | 0 | 0 | 0 | 0 | 0 | 0 | 0 | 0 | 0 | 0 | 0 | 0 | 0 | 0 | 0 | 0 | 0 | 0 | 0 | 0 | 0 | 0 | 0 | 0 | 0 | 0 | 0 | 0 | 0 | 0 | 0 | 0 | 0 | 0 | 0 | 0 | 0 | 0 | 0 | 0 | 0 | 0
F6_Residential_Multi-Family Low Income_New_Miscellaneous_Natural Gas_Pool Heater_E6 | F6 | Residential | Multi-Family Low Income | New | Miscellaneous | Natural Gas | Pool Heater | E6 | Utility - Value of Sales | 0 | 0 | 0 | 0 | 0 | 0 | 0 | 0 | 0 | 0 | 0 | 0 | 0 | 0 | 0 | 0 | 0 | 0 | 0 | 0 | 0 | 0 | 0 | 0 | 0 | 0 | 0 | 0 | 0 | 0 | 0 | 0 | 0 | 0 | 0 | 0 | 0 | 0 | 0 | 0 | 0 | 0
F6_Residential_Multi-Family Low Income_New_Miscellaneous_Natural Gas_Pool Heater_E7 | F6 | Residential | Multi-Family Low Income | New | Miscellaneous | Natural Gas | Pool Heater | E7 | Utility - Value of Sales | 0 | 0 | 0 | 0 | 0 | 0 | 0 | 0 | 0 | 0 | 0 | 0 | 0 | 0 | 0 | 0 | 0 | 0 | 0 | 0 | 0 | 0 | 0 | 0 | 0 | 0 | 0 | 0 | 0 | 0 | 0 | 0 | 0 | 0 | 0 | 0 | 0 | 0 | 0 | 0 | 0 | 0
F6_Residential_Multi-Family Low Income_New_Miscellaneous_Natural Gas_Pool Heater_E8 | F6 | Residential | Multi-Family Low Income | New | Miscellaneous | Natural Gas | Pool Heater | E8 | Utility - Value of Sales | 0 | 0 | 0 | 0 | 0 | 0 | 0 | 0 | 0 | 0 | 0 | 0 | 0 | 0 | 0 | 0 | 0 | 0 | 0 | 0 | 0 | 0 | 0 | 0 | 0 | 0 | 0 | 0 | 0 | 0 | 0 | 0 | 0 | 0 | 0 | 0 | 0 | 0 | 0 | 0 | 0 | 0
F6_Residential_Multi-Family Low Income_New_Miscellaneous_Natural Gas_Pool Heater_E9 | F6 | Residential | Multi-Family Low Income | New | Miscellaneous | Natural Gas | Pool Heater | E9 | Utility - Value of Sales | 0 | 0 | 0 | 0 | 0 | 0 | 0 | 0 | 0 | 0 | 0 | 0 | 0 | 0 | 0 | 0 | 0 | 0 | 0 | 0 | 0 | 0 | 0 | 0 | 0 | 0 | 0 | 0 | 0 | 0 | 0 | 0 | 0 | 0 | 0 | 0 | 0 | 0 | 0 | 0 | 0 | 0
F6_Residential_Multi-Family Low Income_New_Miscellaneous_Natural Gas_Pool Heater_E10 | F6 | Residential | Multi-Family Low Income | New | Miscellaneous | Natural Gas | Pool Heater | E10 | Utility - Value of Sales | 0 | 0 | 0 | 0 | 0 | 0 | 0 | 0 | 0 | 0 | 0 | 0 | 0 | 0 | 0 | 0 | 0 | 0 | 0 | 0 | 0 | 0 | 0 | 0 | 0 | 0 | 0 | 0 | 0 | 0 | 0 | 0 | 0 | 0 | 0 | 0 | 0 | 0 | 0 | 0 | 0 | 0
F1_Residential_Multi-Family Low Income_New_Miscellaneous_Natural Gas_Miscellaneous_E1 | F1 | Residential | Multi-Family Low Income | New | Miscellaneous | Natural Gas | Miscellaneous | E1 | RVT - Cost of Equipment | 0 | 0 | 0 | 0 | 0 | 0 | 0 | 0 | 0 | 0 | 0 | 0 | 0 | 0 | 0 | 0 | 0 | 0 | 0 | 0 | 0 | 0 | 0 | 0 | 0 | 0 | 0 | 0 | 0 | 0 | 0 | 0 | 0 | 0 | 0 | 0 | 0 | 0 | 0 | 0 | 0 | 0
F1_Residential_Multi-Family Low Income_New_Miscellaneous_Natural Gas_Miscellaneous_E2 | F1 | Residential | Multi-Family Low Income | New | Miscellaneous | Natural Gas | Miscellaneous | E2 | RVT - Cost of Equipment | 0 | 0 | 0 | 0 | 0 | 0 | 0 | 0 | 0 | 0 | 0 | 0 | 0 | 0 | 0 | 0 | 0 | 0 | 0 | 0 | 0 | 0 | 0 | 0 | 0 | 0 | 0 | 0 | 0 | 0 | 0 | 0 | 0 | 0 | 0 | 0 | 0 | 0 | 0 | 0 | 0 | 0
F1_Residential_Multi-Family Low Income_New_Miscellaneous_Natural Gas_Miscellaneous_E3 | F1 | Residential | Multi-Family Low Income | New | Miscellaneous | Natural Gas | Miscellaneous | E3 | RVT - Cost of Equipment | 0 | 0 | 0 | 0 | 0 | 0 | 0 | 0 | 0 | 0 | 0 | 0 | 0 | 0 | 0 | 0 | 0 | 0 | 0 | 0 | 0 | 0 | 0 | 0 | 0 | 0 | 0 | 0 | 0 | 0 | 0 | 0 | 0 | 0 | 0 | 0 | 0 | 0 | 0 | 0 | 0 | 0
F1_Residential_Multi-Family Low Income_New_Miscellaneous_Natural Gas_Miscellaneous_E4 | F1 | Residential | Multi-Family Low Income | New | Miscellaneous | Natural Gas | Miscellaneous | E4 | RVT - Cost of Equipment | 0 | 0 | 0 | 0 | 0 | 0 | 0 | 0 | 0 | 0 | 0 | 0 | 0 | 0 | 0 | 0 | 0 | 0 | 0 | 0 | 0 | 0 | 0 | 0 | 0 | 0 | 0 | 0 | 0 | 0 | 0 | 0 | 0 | 0 | 0 | 0 | 0 | 0 | 0 | 0 | 0 | 0
F1_Residential_Multi-Family Low Income_New_Miscellaneous_Natural Gas_Miscellaneous_E5 | F1 | Residential | Multi-Family Low Income | New | Miscellaneous | Natural Gas | Miscellaneous | E5 | RVT - Cost of Equipment | 0 | 0 | 0 | 0 | 0 | 0 | 0 | 0 | 0 | 0 | 0 | 0 | 0 | 0 | 0 | 0 | 0 | 0 | 0 | 0 | 0 | 0 | 0 | 0 | 0 | 0 | 0 | 0 | 0 | 0 | 0 | 0 | 0 | 0 | 0 | 0 | 0 | 0 | 0 | 0 | 0 | 0
F1_Residential_Multi-Family Low Income_New_Miscellaneous_Natural Gas_Miscellaneous_E6 | F1 | Residential | Multi-Family Low Income | New | Miscellaneous | Natural Gas | Miscellaneous | E6 | RVT - Cost of Equipment | 0 | 0 | 0 | 0 | 0 | 0 | 0 | 0 | 0 | 0 | 0 | 0 | 0 | 0 | 0 | 0 | 0 | 0 | 0 | 0 | 0 | 0 | 0 | 0 | 0 | 0 | 0 | 0 | 0 | 0 | 0 | 0 | 0 | 0 | 0 | 0 | 0 | 0 | 0 | 0 | 0 | 0
F1_Residential_Multi-Family Low Income_New_Miscellaneous_Natural Gas_Miscellaneous_E7 | F1 | Residential | Multi-Family Low Income | New | Miscellaneous | Natural Gas | Miscellaneous | E7 | RVT - Cost of Equipment | 0 | 0 | 0 | 0 | 0 | 0 | 0 | 0 | 0 | 0 | 0 | 0 | 0 | 0 | 0 | 0 | 0 | 0 | 0 | 0 | 0 | 0 | 0 | 0 | 0 | 0 | 0 | 0 | 0 | 0 | 0 | 0 | 0 | 0 | 0 | 0 | 0 | 0 | 0 | 0 | 0 | 0
F1_Residential_Multi-Family Low Income_New_Miscellaneous_Natural Gas_Miscellaneous_E8 | F1 | Residential | Multi-Family Low Income | New | Miscellaneous | Natural Gas | Miscellaneous | E8 | RVT - Cost of Equipment | 0 | 0 | 0 | 0 | 0 | 0 | 0 | 0 | 0 | 0 | 0 | 0 | 0 | 0 | 0 | 0 | 0 | 0 | 0 | 0 | 0 | 0 | 0 | 0 | 0 | 0 | 0 | 0 | 0 | 0 | 0 | 0 | 0 | 0 | 0 | 0 | 0 | 0 | 0 | 0 | 0 | 0
F1_Residential_Multi-Family Low Income_New_Miscellaneous_Natural Gas_Miscellaneous_E9 | F1 | Residential | Multi-Family Low Income | New | Miscellaneous | Natural Gas | Miscellaneous | E9 | RVT - Cost of Equipment | 0 | 0 | 0 | 0 | 0 | 0 | 0 | 0 | 0 | 0 | 0 | 0 | 0 | 0 | 0 | 0 | 0 | 0 | 0 | 0 | 0 | 0 | 0 | 0 | 0 | 0 | 0 | 0 | 0 | 0 | 0 | 0 | 0 | 0 | 0 | 0 | 0 | 0 | 0 | 0 | 0 | 0
F1_Residential_Multi-Family Low Income_New_Miscellaneous_Natural Gas_Miscellaneous_E10 | F1 | Residential | Multi-Family Low Income | New | Miscellaneous | Natural Gas | Miscellaneous | E10 | RVT - Cost of Equipment | 0 | 0 | 0 | 0 | 0 | 0 | 0 | 0 | 0 | 0 | 0 | 0 | 0 | 0 | 0 | 0 | 0 | 0 | 0 | 0 | 0 | 0 | 0 | 0 | 0 | 0 | 0 | 0 | 0 | 0 | 0 | 0 | 0 | 0 | 0 | 0 | 0 | 0 | 0 | 0 | 0 | 0
F2_Residential_Multi-Family Low Income_New_Miscellaneous_Natural Gas_Miscellaneous_E1 | F2 | Residential | Multi-Family Low Income | New | Miscellaneous | Natural Gas | Miscellaneous | E1 | RVT - Cost of Operation | 0 | 0 | 0 | 0 | 0 | 0 | 0 | 0 | 0 | 0 | 0 | 0 | 0 | 0 | 0 | 0 | 0 | 0 | 0 | 0 | 0 | 0 | 0 | 0 | 0 | 0 | 0 | 0 | 0 | 0 | 0 | 0 | 0 | 0 | 0 | 0 | 0 | 0 | 0 | 0 | 0 | 0
F2_Residential_Multi-Family Low Income_New_Miscellaneous_Natural Gas_Miscellaneous_E2 | F2 | Residential | Multi-Family Low Income | New | Miscellaneous | Natural Gas | Miscellaneous | E2 | RVT - Cost of Operation | 0 | 0 | 0 | 0 | 0 | 0 | 0 | 0 | 0 | 0 | 0 | 0 | 0 | 0 | 0 | 0 | 0 | 0 | 0 | 0 | 0 | 0 | 0 | 0 | 0 | 0 | 0 | 0 | 0 | 0 | 0 | 0 | 0 | 0 | 0 | 0 | 0 | 0 | 0 | 0 | 0 | 0
F2_Residential_Multi-Family Low Income_New_Miscellaneous_Natural Gas_Miscellaneous_E3 | F2 | Residential | Multi-Family Low Income | New | Miscellaneous | Natural Gas | Miscellaneous | E3 | RVT - Cost of Operation | 0 | 0 | 0 | 0 | 0 | 0 | 0 | 0 | 0 | 0 | 0 | 0 | 0 | 0 | 0 | 0 | 0 | 0 | 0 | 0 | 0 | 0 | 0 | 0 | 0 | 0 | 0 | 0 | 0 | 0 | 0 | 0 | 0 | 0 | 0 | 0 | 0 | 0 | 0 | 0 | 0 | 0
F2_Residential_Multi-Family Low Income_New_Miscellaneous_Natural Gas_Miscellaneous_E4 | F2 | Residential | Multi-Family Low Income | New | Miscellaneous | Natural Gas | Miscellaneous | E4 | RVT - Cost of Operation | 0 | 0 | 0 | 0 | 0 | 0 | 0 | 0 | 0 | 0 | 0 | 0 | 0 | 0 | 0 | 0 | 0 | 0 | 0 | 0 | 0 | 0 | 0 | 0 | 0 | 0 | 0 | 0 | 0 | 0 | 0 | 0 | 0 | 0 | 0 | 0 | 0 | 0 | 0 | 0 | 0 | 0
F2_Residential_Multi-Family Low Income_New_Miscellaneous_Natural Gas_Miscellaneous_E5 | F2 | Residential | Multi-Family Low Income | New | Miscellaneous | Natural Gas | Miscellaneous | E5 | RVT - Cost of Operation | 0 | 0 | 0 | 0 | 0 | 0 | 0 | 0 | 0 | 0 | 0 | 0 | 0 | 0 | 0 | 0 | 0 | 0 | 0 | 0 | 0 | 0 | 0 | 0 | 0 | 0 | 0 | 0 | 0 | 0 | 0 | 0 | 0 | 0 | 0 | 0 | 0 | 0 | 0 | 0 | 0 | 0
F2_Residential_Multi-Family Low Income_New_Miscellaneous_Natural Gas_Miscellaneous_E6 | F2 | Residential | Multi-Family Low Income | New | Miscellaneous | Natural Gas | Miscellaneous | E6 | RVT - Cost of Operation | 0 | 0 | 0 | 0 | 0 | 0 | 0 | 0 | 0 | 0 | 0 | 0 | 0 | 0 | 0 | 0 | 0 | 0 | 0 | 0 | 0 | 0 | 0 | 0 | 0 | 0 | 0 | 0 | 0 | 0 | 0 | 0 | 0 | 0 | 0 | 0 | 0 | 0 | 0 | 0 | 0 | 0
F2_Residential_Multi-Family Low Income_New_Miscellaneous_Natural Gas_Miscellaneous_E7 | F2 | Residential | Multi-Family Low Income | New | Miscellaneous | Natural Gas | Miscellaneous | E7 | RVT - Cost of Operation | 0 | 0 | 0 | 0 | 0 | 0 | 0 | 0 | 0 | 0 | 0 | 0 | 0 | 0 | 0 | 0 | 0 | 0 | 0 | 0 | 0 | 0 | 0 | 0 | 0 | 0 | 0 | 0 | 0 | 0 | 0 | 0 | 0 | 0 | 0 | 0 | 0 | 0 | 0 | 0 | 0 | 0
F2_Residential_Multi-Family Low Income_New_Miscellaneous_Natural Gas_Miscellaneous_E8 | F2 | Residential | Multi-Family Low Income | New | Miscellaneous | Natural Gas | Miscellaneous | E8 | RVT - Cost of Operation | 0 | 0 | 0 | 0 | 0 | 0 | 0 | 0 | 0 | 0 | 0 | 0 | 0 | 0 | 0 | 0 | 0 | 0 | 0 | 0 | 0 | 0 | 0 | 0 | 0 | 0 | 0 | 0 | 0 | 0 | 0 | 0 | 0 | 0 | 0 | 0 | 0 | 0 | 0 | 0 | 0 | 0
F2_Residential_Multi-Family Low Income_New_Miscellaneous_Natural Gas_Miscellaneous_E9 | F2 | Residential | Multi-Family Low Income | New | Miscellaneous | Natural Gas | Miscellaneous | E9 | RVT - Cost of Operation | 0 | 0 | 0 | 0 | 0 | 0 | 0 | 0 | 0 | 0 | 0 | 0 | 0 | 0 | 0 | 0 | 0 | 0 | 0 | 0 | 0 | 0 | 0 | 0 | 0 | 0 | 0 | 0 | 0 | 0 | 0 | 0 | 0 | 0 | 0 | 0 | 0 | 0 | 0 | 0 | 0 | 0
F2_Residential_Multi-Family Low Income_New_Miscellaneous_Natural Gas_Miscellaneous_E10 | F2 | Residential | Multi-Family Low Income | New | Miscellaneous | Natural Gas | Miscellaneous | E10 | RVT - Cost of Operation | 0 | 0 | 0 | 0 | 0 | 0 | 0 | 0 | 0 | 0 | 0 | 0 | 0 | 0 | 0 | 0 | 0 | 0 | 0 | 0 | 0 | 0 | 0 | 0 | 0 | 0 | 0 | 0 | 0 | 0 | 0 | 0 | 0 | 0 | 0 | 0 | 0 | 0 | 0 | 0 | 0 | 0
F3_Residential_Multi-Family Low Income_New_Miscellaneous_Natural Gas_Miscellaneous_E1 | F3 | Residential | Multi-Family Low Income | New | Miscellaneous | Natural Gas | Miscellaneous | E1 | System - kBTUs of Consumption | 16.4611 | 16.4611 | 16.4611 | 16.4611 | 16.4611 | 16.4611 | 16.4611 | 16.4611 | 16.4611 | 16.4611 | 16.4611 | 16.4611 | 16.4611 | 16.4611 | 16.4611 | 16.4611 | 16.4611 | 16.4611 | 16.4611 | 16.4611 | 16.4611 | 16.4611 | 16.4611 | 16.4611 | 16.4611 | 16.4611 | 16.4611 | 16.4611 | 16.4611 | 16.4611 | 16.4611 | 16.4611 | 16.4611 | 0 | 0 | 0 | 0 | 0 | 0 | 0 | 0 | 0
F3_Residential_Multi-Family Low Income_New_Miscellaneous_Natural Gas_Miscellaneous_E2 | F3 | Residential | Multi-Family Low Income | New | Miscellaneous | Natural Gas | Miscellaneous | E2 | System - kBTUs of Consumption | 0 | 0 | 0 | 0 | 0 | 0 | 0 | 0 | 0 | 0 | 0 | 0 | 0 | 0 | 0 | 0 | 0 | 0 | 0 | 0 | 0 | 0 | 0 | 0 | 0 | 0 | 0 | 0 | 0 | 0 | 0 | 0 | 0 | 0 | 0 | 0 | 0 | 0 | 0 | 0 | 0 | 0
F3_Residential_Multi-Family Low Income_New_Miscellaneous_Natural Gas_Miscellaneous_E3 | F3 | Residential | Multi-Family Low Income | New | Miscellaneous | Natural Gas | Miscellaneous | E3 | System - kBTUs of Consumption | 0 | 0 | 0 | 0 | 0 | 0 | 0 | 0 | 0 | 0 | 0 | 0 | 0 | 0 | 0 | 0 | 0 | 0 | 0 | 0 | 0 | 0 | 0 | 0 | 0 | 0 | 0 | 0 | 0 | 0 | 0 | 0 | 0 | 0 | 0 | 0 | 0 | 0 | 0 | 0 | 0 | 0
F3_Residential_Multi-Family Low Income_New_Miscellaneous_Natural Gas_Miscellaneous_E4 | F3 | Residential | Multi-Family Low Income | New | Miscellaneous | Natural Gas | Miscellaneous | E4 | System - kBTUs of Consumption | 0 | 0 | 0 | 0 | 0 | 0 | 0 | 0 | 0 | 0 | 0 | 0 | 0 | 0 | 0 | 0 | 0 | 0 | 0 | 0 | 0 | 0 | 0 | 0 | 0 | 0 | 0 | 0 | 0 | 0 | 0 | 0 | 0 | 0 | 0 | 0 | 0 | 0 | 0 | 0 | 0 | 0
F3_Residential_Multi-Family Low Income_New_Miscellaneous_Natural Gas_Miscellaneous_E5 | F3 | Residential | Multi-Family Low Income | New | Miscellaneous | Natural Gas | Miscellaneous | E5 | System - kBTUs of Consumption | 0 | 0 | 0 | 0 | 0 | 0 | 0 | 0 | 0 | 0 | 0 | 0 | 0 | 0 | 0 | 0 | 0 | 0 | 0 | 0 | 0 | 0 | 0 | 0 | 0 | 0 | 0 | 0 | 0 | 0 | 0 | 0 | 0 | 0 | 0 | 0 | 0 | 0 | 0 | 0 | 0 | 0
F3_Residential_Multi-Family Low Income_New_Miscellaneous_Natural Gas_Miscellaneous_E6 | F3 | Residential | Multi-Family Low Income | New | Miscellaneous | Natural Gas | Miscellaneous | E6 | System - kBTUs of Consumption | 0 | 0 | 0 | 0 | 0 | 0 | 0 | 0 | 0 | 0 | 0 | 0 | 0 | 0 | 0 | 0 | 0 | 0 | 0 | 0 | 0 | 0 | 0 | 0 | 0 | 0 | 0 | 0 | 0 | 0 | 0 | 0 | 0 | 0 | 0 | 0 | 0 | 0 | 0 | 0 | 0 | 0
F3_Residential_Multi-Family Low Income_New_Miscellaneous_Natural Gas_Miscellaneous_E7 | F3 | Residential | Multi-Family Low Income | New | Miscellaneous | Natural Gas | Miscellaneous | E7 | System - kBTUs of Consumption | 0 | 0 | 0 | 0 | 0 | 0 | 0 | 0 | 0 | 0 | 0 | 0 | 0 | 0 | 0 | 0 | 0 | 0 | 0 | 0 | 0 | 0 | 0 | 0 | 0 | 0 | 0 | 0 | 0 | 0 | 0 | 0 | 0 | 0 | 0 | 0 | 0 | 0 | 0 | 0 | 0 | 0
F3_Residential_Multi-Family Low Income_New_Miscellaneous_Natural Gas_Miscellaneous_E8 | F3 | Residential | Multi-Family Low Income | New | Miscellaneous | Natural Gas | Miscellaneous | E8 | System - kBTUs of Consumption | 0 | 0 | 0 | 0 | 0 | 0 | 0 | 0 | 0 | 0 | 0 | 0 | 0 | 0 | 0 | 0 | 0 | 0 | 0 | 0 | 0 | 0 | 0 | 0 | 0 | 0 | 0 | 0 | 0 | 0 | 0 | 0 | 0 | 0 | 0 | 0 | 0 | 0 | 0 | 0 | 0 | 0
F3_Residential_Multi-Family Low Income_New_Miscellaneous_Natural Gas_Miscellaneous_E9 | F3 | Residential | Multi-Family Low Income | New | Miscellaneous | Natural Gas | Miscellaneous | E9 | System - kBTUs of Consumption | 0 | 0 | 0 | 0 | 0 | 0 | 0 | 0 | 0 | 0 | 0 | 0 | 0 | 0 | 0 | 0 | 0 | 0 | 0 | 0 | 0 | 0 | 0 | 0 | 0 | 0 | 0 | 0 | 0 | 0 | 0 | 0 | 0 | 0 | 0 | 0 | 0 | 0 | 0 | 0 | 0 | 0
F3_Residential_Multi-Family Low Income_New_Miscellaneous_Natural Gas_Miscellaneous_E10 | F3 | Residential | Multi-Family Low Income | New | Miscellaneous | Natural Gas | Miscellaneous | E10 | System - kBTUs of Consumption | 0 | 0 | 0 | 0 | 0 | 0 | 0 | 0 | 0 | 0 | 0 | 0 | 0 | 0 | 0 | 0 | 0 | 0 | 0 | 0 | 0 | 0 | 0 | 0 | 0 | 0 | 0 | 0 | 0 | 0 | 0 | 0 | 0 | 0 | 0 | 0 | 0 | 0 | 0 | 0 | 0 | 0
F4_Residential_Multi-Family Low Income_New_Miscellaneous_Natural Gas_Miscellaneous_E1 | F4 | Residential | Multi-Family Low Income | New | Miscellaneous | Natural Gas | Miscellaneous | E1 | Utility - Cost of Equipment | 0 | 0 | 0 | 0 | 0 | 0 | 0 | 0 | 0 | 0 | 0 | 0 | 0 | 0 | 0 | 0 | 0 | 0 | 0 | 0 | 0 | 0 | 0 | 0 | 0 | 0 | 0 | 0 | 0 | 0 | 0 | 0 | 0 | 0 | 0 | 0 | 0 | 0 | 0 | 0 | 0 | 0
F4_Residential_Multi-Family Low Income_New_Miscellaneous_Natural Gas_Miscellaneous_E2 | F4 | Residential | Multi-Family Low Income | New | Miscellaneous | Natural Gas | Miscellaneous | E2 | Utility - Cost of Equipment | 0 | 0 | 0 | 0 | 0 | 0 | 0 | 0 | 0 | 0 | 0 | 0 | 0 | 0 | 0 | 0 | 0 | 0 | 0 | 0 | 0 | 0 | 0 | 0 | 0 | 0 | 0 | 0 | 0 | 0 | 0 | 0 | 0 | 0 | 0 | 0 | 0 | 0 | 0 | 0 | 0 | 0
F4_Residential_Multi-Family Low Income_New_Miscellaneous_Natural Gas_Miscellaneous_E3 | F4 | Residential | Multi-Family Low Income | New | Miscellaneous | Natural Gas | Miscellaneous | E3 | Utility - Cost of Equipment | 0 | 0 | 0 | 0 | 0 | 0 | 0 | 0 | 0 | 0 | 0 | 0 | 0 | 0 | 0 | 0 | 0 | 0 | 0 | 0 | 0 | 0 | 0 | 0 | 0 | 0 | 0 | 0 | 0 | 0 | 0 | 0 | 0 | 0 | 0 | 0 | 0 | 0 | 0 | 0 | 0 | 0
F4_Residential_Multi-Family Low Income_New_Miscellaneous_Natural Gas_Miscellaneous_E4 | F4 | Residential | Multi-Family Low Income | New | Miscellaneous | Natural Gas | Miscellaneous | E4 | Utility - Cost of Equipment | 0 | 0 | 0 | 0 | 0 | 0 | 0 | 0 | 0 | 0 | 0 | 0 | 0 | 0 | 0 | 0 | 0 | 0 | 0 | 0 | 0 | 0 | 0 | 0 | 0 | 0 | 0 | 0 | 0 | 0 | 0 | 0 | 0 | 0 | 0 | 0 | 0 | 0 | 0 | 0 | 0 | 0
F4_Residential_Multi-Family Low Income_New_Miscellaneous_Natural Gas_Miscellaneous_E5 | F4 | Residential | Multi-Family Low Income | New | Miscellaneous | Natural Gas | Miscellaneous | E5 | Utility - Cost of Equipment | 0 | 0 | 0 | 0 | 0 | 0 | 0 | 0 | 0 | 0 | 0 | 0 | 0 | 0 | 0 | 0 | 0 | 0 | 0 | 0 | 0 | 0 | 0 | 0 | 0 | 0 | 0 | 0 | 0 | 0 | 0 | 0 | 0 | 0 | 0 | 0 | 0 | 0 | 0 | 0 | 0 | 0
F4_Residential_Multi-Family Low Income_New_Miscellaneous_Natural Gas_Miscellaneous_E6 | F4 | Residential | Multi-Family Low Income | New | Miscellaneous | Natural Gas | Miscellaneous | E6 | Utility - Cost of Equipment | 0 | 0 | 0 | 0 | 0 | 0 | 0 | 0 | 0 | 0 | 0 | 0 | 0 | 0 | 0 | 0 | 0 | 0 | 0 | 0 | 0 | 0 | 0 | 0 | 0 | 0 | 0 | 0 | 0 | 0 | 0 | 0 | 0 | 0 | 0 | 0 | 0 | 0 | 0 | 0 | 0 | 0
F4_Residential_Multi-Family Low Income_New_Miscellaneous_Natural Gas_Miscellaneous_E7 | F4 | Residential | Multi-Family Low Income | New | Miscellaneous | Natural Gas | Miscellaneous | E7 | Utility - Cost of Equipment | 0 | 0 | 0 | 0 | 0 | 0 | 0 | 0 | 0 | 0 | 0 | 0 | 0 | 0 | 0 | 0 | 0 | 0 | 0 | 0 | 0 | 0 | 0 | 0 | 0 | 0 | 0 | 0 | 0 | 0 | 0 | 0 | 0 | 0 | 0 | 0 | 0 | 0 | 0 | 0 | 0 | 0
F4_Residential_Multi-Family Low Income_New_Miscellaneous_Natural Gas_Miscellaneous_E8 | F4 | Residential | Multi-Family Low Income | New | Miscellaneous | Natural Gas | Miscellaneous | E8 | Utility - Cost of Equipment | 0 | 0 | 0 | 0 | 0 | 0 | 0 | 0 | 0 | 0 | 0 | 0 | 0 | 0 | 0 | 0 | 0 | 0 | 0 | 0 | 0 | 0 | 0 | 0 | 0 | 0 | 0 | 0 | 0 | 0 | 0 | 0 | 0 | 0 | 0 | 0 | 0 | 0 | 0 | 0 | 0 | 0
F4_Residential_Multi-Family Low Income_New_Miscellaneous_Natural Gas_Miscellaneous_E9 | F4 | Residential | Multi-Family Low Income | New | Miscellaneous | Natural Gas | Miscellaneous | E9 | Utility - Cost of Equipment | 0 | 0 | 0 | 0 | 0 | 0 | 0 | 0 | 0 | 0 | 0 | 0 | 0 | 0 | 0 | 0 | 0 | 0 | 0 | 0 | 0 | 0 | 0 | 0 | 0 | 0 | 0 | 0 | 0 | 0 | 0 | 0 | 0 | 0 | 0 | 0 | 0 | 0 | 0 | 0 | 0 | 0
F4_Residential_Multi-Family Low Income_New_Miscellaneous_Natural Gas_Miscellaneous_E10 | F4 | Residential | Multi-Family Low Income | New | Miscellaneous | Natural Gas | Miscellaneous | E10 | Utility - Cost of Equipment | 0 | 0 | 0 | 0 | 0 | 0 | 0 | 0 | 0 | 0 | 0 | 0 | 0 | 0 | 0 | 0 | 0 | 0 | 0 | 0 | 0 | 0 | 0 | 0 | 0 | 0 | 0 | 0 | 0 | 0 | 0 | 0 | 0 | 0 | 0 | 0 | 0 | 0 | 0 | 0 | 0 | 0
F5_Residential_Multi-Family Low Income_New_Miscellaneous_Natural Gas_Miscellaneous_E1 | F5 | Residential | Multi-Family Low Income | New | Miscellaneous | Natural Gas | Miscellaneous | E1 | Utility - Cost of Operation | 16.4611 | 16.4611 | 16.4611 | 16.4611 | 16.4611 | 16.4611 | 16.4611 | 16.4611 | 16.4611 | 16.4611 | 16.4611 | 16.4611 | 16.4611 | 16.4611 | 16.4611 | 16.4611 | 16.4611 | 16.4611 | 16.4611 | 16.4611 | 16.4611 | 16.4611 | 16.4611 | 16.4611 | 16.4611 | 16.4611 | 16.4611 | 16.4611 | 16.4611 | 16.4611 | 16.4611 | 16.4611 | 16.4611 | 0 | 0 | 0 | 0 | 0 | 0 | 0 | 0 | 0
F5_Residential_Multi-Family Low Income_New_Miscellaneous_Natural Gas_Miscellaneous_E2 | F5 | Residential | Multi-Family Low Income | New | Miscellaneous | Natural Gas | Miscellaneous | E2 | Utility - Cost of Operation | 0 | 0 | 0 | 0 | 0 | 0 | 0 | 0 | 0 | 0 | 0 | 0 | 0 | 0 | 0 | 0 | 0 | 0 | 0 | 0 | 0 | 0 | 0 | 0 | 0 | 0 | 0 | 0 | 0 | 0 | 0 | 0 | 0 | 0 | 0 | 0 | 0 | 0 | 0 | 0 | 0 | 0
F5_Residential_Multi-Family Low Income_New_Miscellaneous_Natural Gas_Miscellaneous_E3 | F5 | Residential | Multi-Family Low Income | New | Miscellaneous | Natural Gas | Miscellaneous | E3 | Utility - Cost of Operation | 0 | 0 | 0 | 0 | 0 | 0 | 0 | 0 | 0 | 0 | 0 | 0 | 0 | 0 | 0 | 0 | 0 | 0 | 0 | 0 | 0 | 0 | 0 | 0 | 0 | 0 | 0 | 0 | 0 | 0 | 0 | 0 | 0 | 0 | 0 | 0 | 0 | 0 | 0 | 0 | 0 | 0
F5_Residential_Multi-Family Low Income_New_Miscellaneous_Natural Gas_Miscellaneous_E4 | F5 | Residential | Multi-Family Low Income | New | Miscellaneous | Natural Gas | Miscellaneous | E4 | Utility - Cost of Operation | 0 | 0 | 0 | 0 | 0 | 0 | 0 | 0 | 0 | 0 | 0 | 0 | 0 | 0 | 0 | 0 | 0 | 0 | 0 | 0 | 0 | 0 | 0 | 0 | 0 | 0 | 0 | 0 | 0 | 0 | 0 | 0 | 0 | 0 | 0 | 0 | 0 | 0 | 0 | 0 | 0 | 0
F5_Residential_Multi-Family Low Income_New_Miscellaneous_Natural Gas_Miscellaneous_E5 | F5 | Residential | Multi-Family Low Income | New | Miscellaneous | Natural Gas | Miscellaneous | E5 | Utility - Cost of Operation | 0 | 0 | 0 | 0 | 0 | 0 | 0 | 0 | 0 | 0 | 0 | 0 | 0 | 0 | 0 | 0 | 0 | 0 | 0 | 0 | 0 | 0 | 0 | 0 | 0 | 0 | 0 | 0 | 0 | 0 | 0 | 0 | 0 | 0 | 0 | 0 | 0 | 0 | 0 | 0 | 0 | 0
F5_Residential_Multi-Family Low Income_New_Miscellaneous_Natural Gas_Miscellaneous_E6 | F5 | Residential | Multi-Family Low Income | New | Miscellaneous | Natural Gas | Miscellaneous | E6 | Utility - Cost of Operation | 0 | 0 | 0 | 0 | 0 | 0 | 0 | 0 | 0 | 0 | 0 | 0 | 0 | 0 | 0 | 0 | 0 | 0 | 0 | 0 | 0 | 0 | 0 | 0 | 0 | 0 | 0 | 0 | 0 | 0 | 0 | 0 | 0 | 0 | 0 | 0 | 0 | 0 | 0 | 0 | 0 | 0
F5_Residential_Multi-Family Low Income_New_Miscellaneous_Natural Gas_Miscellaneous_E7 | F5 | Residential | Multi-Family Low Income | New | Miscellaneous | Natural Gas | Miscellaneous | E7 | Utility - Cost of Operation | 0 | 0 | 0 | 0 | 0 | 0 | 0 | 0 | 0 | 0 | 0 | 0 | 0 | 0 | 0 | 0 | 0 | 0 | 0 | 0 | 0 | 0 | 0 | 0 | 0 | 0 | 0 | 0 | 0 | 0 | 0 | 0 | 0 | 0 | 0 | 0 | 0 | 0 | 0 | 0 | 0 | 0
F5_Residential_Multi-Family Low Income_New_Miscellaneous_Natural Gas_Miscellaneous_E8 | F5 | Residential | Multi-Family Low Income | New | Miscellaneous | Natural Gas | Miscellaneous | E8 | Utility - Cost of Operation | 0 | 0 | 0 | 0 | 0 | 0 | 0 | 0 | 0 | 0 | 0 | 0 | 0 | 0 | 0 | 0 | 0 | 0 | 0 | 0 | 0 | 0 | 0 | 0 | 0 | 0 | 0 | 0 | 0 | 0 | 0 | 0 | 0 | 0 | 0 | 0 | 0 | 0 | 0 | 0 | 0 | 0
F5_Residential_Multi-Family Low Income_New_Miscellaneous_Natural Gas_Miscellaneous_E9 | F5 | Residential | Multi-Family Low Income | New | Miscellaneous | Natural Gas | Miscellaneous | E9 | Utility - Cost of Operation | 0 | 0 | 0 | 0 | 0 | 0 | 0 | 0 | 0 | 0 | 0 | 0 | 0 | 0 | 0 | 0 | 0 | 0 | 0 | 0 | 0 | 0 | 0 | 0 | 0 | 0 | 0 | 0 | 0 | 0 | 0 | 0 | 0 | 0 | 0 | 0 | 0 | 0 | 0 | 0 | 0 | 0
F5_Residential_Multi-Family Low Income_New_Miscellaneous_Natural Gas_Miscellaneous_E10 | F5 | Residential | Multi-Family Low Income | New | Miscellaneous | Natural Gas | Miscellaneous | E10 | Utility - Cost of Operation | 0 | 0 | 0 | 0 | 0 | 0 | 0 | 0 | 0 | 0 | 0 | 0 | 0 | 0 | 0 | 0 | 0 | 0 | 0 | 0 | 0 | 0 | 0 | 0 | 0 | 0 | 0 | 0 | 0 | 0 | 0 | 0 | 0 | 0 | 0 | 0 | 0 | 0 | 0 | 0 | 0 | 0
F6_Residential_Multi-Family Low Income_New_Miscellaneous_Natural Gas_Miscellaneous_E1 | F6 | Residential | Multi-Family Low Income | New | Miscellaneous | Natural Gas | Miscellaneous | E1 | Utility - Value of Sales | 2.9373 | 2.9674 | 3.0087 | 3.0425 | 3.0425 | 3.0425 | 3.0425 | 3.0425 | 3.0425 | 3.0425 | 3.0425 | 3.0425 | 3.0425 | 3.0425 | 3.0425 | 3.0425 | 3.0425 | 3.0425 | 3.0425 | 3.0425 | 3.0425 | 3.0425 | 3.0425 | 3.0425 | 3.0425 | 3.0425 | 3.0425 | 3.0425 | 3.0425 | 3.0425 | 3.0425 | 3.0425 | 3.0425 | 0 | 0 | 0 | 0 | 0 | 0 | 0 | 0 | 0
F6_Residential_Multi-Family Low Income_New_Miscellaneous_Natural Gas_Miscellaneous_E2 | F6 | Residential | Multi-Family Low Income | New | Miscellaneous | Natural Gas | Miscellaneous | E2 | Utility - Value of Sales | 0 | 0 | 0 | 0 | 0 | 0 | 0 | 0 | 0 | 0 | 0 | 0 | 0 | 0 | 0 | 0 | 0 | 0 | 0 | 0 | 0 | 0 | 0 | 0 | 0 | 0 | 0 | 0 | 0 | 0 | 0 | 0 | 0 | 0 | 0 | 0 | 0 | 0 | 0 | 0 | 0 | 0
F6_Residential_Multi-Family Low Income_New_Miscellaneous_Natural Gas_Miscellaneous_E3 | F6 | Residential | Multi-Family Low Income | New | Miscellaneous | Natural Gas | Miscellaneous | E3 | Utility - Value of Sales | 0 | 0 | 0 | 0 | 0 | 0 | 0 | 0 | 0 | 0 | 0 | 0 | 0 | 0 | 0 | 0 | 0 | 0 | 0 | 0 | 0 | 0 | 0 | 0 | 0 | 0 | 0 | 0 | 0 | 0 | 0 | 0 | 0 | 0 | 0 | 0 | 0 | 0 | 0 | 0 | 0 | 0
F6_Residential_Multi-Family Low Income_New_Miscellaneous_Natural Gas_Miscellaneous_E4 | F6 | Residential | Multi-Family Low Income | New | Miscellaneous | Natural Gas | Miscellaneous | E4 | Utility - Value of Sales | 0 | 0 | 0 | 0 | 0 | 0 | 0 | 0 | 0 | 0 | 0 | 0 | 0 | 0 | 0 | 0 | 0 | 0 | 0 | 0 | 0 | 0 | 0 | 0 | 0 | 0 | 0 | 0 | 0 | 0 | 0 | 0 | 0 | 0 | 0 | 0 | 0 | 0 | 0 | 0 | 0 | 0
F6_Residential_Multi-Family Low Income_New_Miscellaneous_Natural Gas_Miscellaneous_E5 | F6 | Residential | Multi-Family Low Income | New | Miscellaneous | Natural Gas | Miscellaneous | E5 | Utility - Value of Sales | 0 | 0 | 0 | 0 | 0 | 0 | 0 | 0 | 0 | 0 | 0 | 0 | 0 | 0 | 0 | 0 | 0 | 0 | 0 | 0 | 0 | 0 | 0 | 0 | 0 | 0 | 0 | 0 | 0 | 0 | 0 | 0 | 0 | 0 | 0 | 0 | 0 | 0 | 0 | 0 | 0 | 0
F6_Residential_Multi-Family Low Income_New_Miscellaneous_Natural Gas_Miscellaneous_E6 | F6 | Residential | Multi-Family Low Income | New | Miscellaneous | Natural Gas | Miscellaneous | E6 | Utility - Value of Sales | 0 | 0 | 0 | 0 | 0 | 0 | 0 | 0 | 0 | 0 | 0 | 0 | 0 | 0 | 0 | 0 | 0 | 0 | 0 | 0 | 0 | 0 | 0 | 0 | 0 | 0 | 0 | 0 | 0 | 0 | 0 | 0 | 0 | 0 | 0 | 0 | 0 | 0 | 0 | 0 | 0 | 0
F6_Residential_Multi-Family Low Income_New_Miscellaneous_Natural Gas_Miscellaneous_E7 | F6 | Residential | Multi-Family Low Income | New | Miscellaneous | Natural Gas | Miscellaneous | E7 | Utility - Value of Sales | 0 | 0 | 0 | 0 | 0 | 0 | 0 | 0 | 0 | 0 | 0 | 0 | 0 | 0 | 0 | 0 | 0 | 0 | 0 | 0 | 0 | 0 | 0 | 0 | 0 | 0 | 0 | 0 | 0 | 0 | 0 | 0 | 0 | 0 | 0 | 0 | 0 | 0 | 0 | 0 | 0 | 0
F6_Residential_Multi-Family Low Income_New_Miscellaneous_Natural Gas_Miscellaneous_E8 | F6 | Residential | Multi-Family Low Income | New | Miscellaneous | Natural Gas | Miscellaneous | E8 | Utility - Value of Sales | 0 | 0 | 0 | 0 | 0 | 0 | 0 | 0 | 0 | 0 | 0 | 0 | 0 | 0 | 0 | 0 | 0 | 0 | 0 | 0 | 0 | 0 | 0 | 0 | 0 | 0 | 0 | 0 | 0 | 0 | 0 | 0 | 0 | 0 | 0 | 0 | 0 | 0 | 0 | 0 | 0 | 0
F6_Residential_Multi-Family Low Income_New_Miscellaneous_Natural Gas_Miscellaneous_E9 | F6 | Residential | Multi-Family Low Income | New | Miscellaneous | Natural Gas | Miscellaneous | E9 | Utility - Value of Sales | 0 | 0 | 0 | 0 | 0 | 0 | 0 | 0 | 0 | 0 | 0 | 0 | 0 | 0 | 0 | 0 | 0 | 0 | 0 | 0 | 0 | 0 | 0 | 0 | 0 | 0 | 0 | 0 | 0 | 0 | 0 | 0 | 0 | 0 | 0 | 0 | 0 | 0 | 0 | 0 | 0 | 0
F6_Residential_Multi-Family Low Income_New_Miscellaneous_Natural Gas_Miscellaneous_E10 | F6 | Residential | Multi-Family Low Income | New | Miscellaneous | Natural Gas | Miscellaneous | E10 | Utility - Value of Sales | 0 | 0 | 0 | 0 | 0 | 0 | 0 | 0 | 0 | 0 | 0 | 0 | 0 | 0 | 0 | 0 | 0 | 0 | 0 | 0 | 0 | 0 | 0 | 0 | 0 | 0 | 0 | 0 | 0 | 0 | 0 | 0 | 0 | 0 | 0 | 0 | 0 | 0 | 0 | 0 | 0 | 0
F1_Residential_Manufactured Home Regular Income_Existing_Space Heating_Natural Gas_Furnace_E1 | F1 | Residential | Manufactured Home Regular Income | Existing | Space Heating | Natural Gas | Furnace | E1 | RVT - Cost of Equipment | 1546.4108 | 1547.7218 | 1552.2038 | 1555.4025 | 1550.2468 | 1549.0191 | 1550.9891 | 1551.6683 | 1553.0483 | 1553.558 | 1553.3049 | 1552.1225 | 1550.6813 | 1548.7477 | 1545.7768 | 1542.1306 | 1537.7176 | 1532.8461 | 1527.6175 | 1522.5396 | 1516.9019 | 1511.1035 | 1504.6733 | 1498.2101 | 1491.0004 | 1483.345 | 1475.2602 | 1466.9228 | 1457.7537 | 1448.2855 | 1438.0119 | 1427.4919 | 1415.8266
F1_Residential_Manufactured Home Regular Income_Existing_Space Heating_Natural Gas_Furnace_E2 | F1 | Residential | Manufactured Home Regular Income | Existing | Space Heating | Natural Gas | Furnace | E2 | RVT - Cost of Equipment | 1309.7008 | 1310.8111 | 1314.6071 | 1317.3162 | 1312.9496 | 1311.9099 | 1313.5783 | 1314.1536 | 1315.3223 | 1315.7539 | 1315.5396 | 1314.5382 | 1313.3176 | 1311.68 | 1309.1639 | 1306.0758 | 1302.3383 | 1298.2124 | 1293.7842 | 1289.4836 | 1284.7088 | 1279.798 | 1274.3521 | 1268.8782 | 1262.7721 | 1256.2885 | 1249.4412 | 1242.3801 | 1234.6145 | 1226.5956 | 1217.8946 | 1208.9849 | 1199.1052
F1_Residential_Manufactured Home Regular Income_Existing_Space Heating_Natural Gas_Furnace_E3 | F1 | Residential | Manufactured Home Regular Income | Existing | Space Heating | Natural Gas | Furnace | E3 | RVT - Cost of Equipment | 1265.7607 | 1266.8337 | 1270.5023 | 1273.1205 | 1268.9004 | 1267.8956 | 1269.508 | 1270.064 | 1271.1935 | 1271.6107 | 1271.4036 | 1270.4357 | 1269.2561 | 1267.6734 | 1265.2417 | 1262.2572 | 1258.6451 | 1254.6577 | 1250.378 | 1246.2217 | 1241.6071 | 1236.861 | 1231.5978 | 1226.3076 | 1220.4064 | 1214.1403 | 1207.5228 | 1200.6985 | 1193.1934 | 1185.4436 | 1177.0345 | 1168.4237 | 1158.8755
F1_Residential_Manufactured Home Regular Income_Existing_Space Heating_Natural Gas_Furnace_E4 | F1 | Residential | Manufactured Home Regular Income | Existing | Space Heating | Natural Gas | Furnace | E4 | RVT - Cost of Equipment | 1032.2365 | 1033.0881 | 1036.6645 | 1039.0529 | 1034.132 | 1032.5172 | 1033.9816 | 1034.6723 | 1036.3708 | 1037.7306 | 1038.9214 | 1039.8002 | 1041.0282 | 1042.4113 | 1043.5493 | 1043.9839 | 1043.6211 | 1042.702 | 1040.7728 | 1038.1805 | 1034.2613 | 1029.2348 | 1023.6607 | 1018.0579 | 1011.808 | 1005.1717 | 998.1632 | 990.9358 | 982.9873 | 974.7796 | 965.8737 | 956.7542 | 946.6464
F1_Residential_Manufactured Home Regular Income_Existing_Space Heating_Natural Gas_Furnace_E5 | F1 | Residential | Manufactured Home Regular Income | Existing | Space Heating | Natural Gas | Furnace | E5 | RVT - Cost of Equipment | 825.483 | 826.1444 | 828.7015 | 830.4566 | 827.1413 | 826.1697 | 827.3761 | 828.0591 | 829.4516 | 830.6165 | 831.678 | 832.1516 | 832.4304 | 832.3784 | 831.6631 | 830.4906 | 828.7984 | 826.7708 | 824.1001 | 821.0291 | 817.6196 | 814.1128 | 810.224 | 806.3152 | 801.955 | 797.3251 | 792.4356 | 787.3934 | 781.8481 | 776.122 | 769.9088 | 763.5465 | 756.4948
F1_Residential_Manufactured Home Regular Income_Existing_Space Heating_Natural Gas_Furnace_E6 | F1 | Residential | Manufactured Home Regular Income | Existing | Space Heating | Natural Gas | Furnace | E6 | RVT - Cost of Equipment | 695.1436 | 695.7006 | 697.8539 | 699.3318 | 696.54 | 695.7218 | 696.7378 | 697.3129 | 698.4856 | 699.4665 | 700.3605 | 700.7593 | 700.994 | 700.9502 | 700.3479 | 699.3605 | 697.9355 | 696.2281 | 693.9791 | 691.3929 | 688.5217 | 685.5687 | 682.2939 | 679.0023 | 675.3305 | 671.4317 | 667.3142 | 663.0681 | 658.3984 | 653.5764 | 648.3442 | 642.9865 | 637.0482
F1_Residential_Manufactured Home Regular Income_Existing_Space Heating_Natural Gas_Furnace_E7 | F1 | Residential | Manufactured Home Regular Income | Existing | Space Heating | Natural Gas | Furnace | E7 | RVT - Cost of Equipment | 0 | 0 | 0 | 0 | 0 | 0 | 0 | 0 | 0 | 0 | 0 | 0 | 0 | 0 | 0 | 0 | 0 | 0 | 0 | 0 | 0 | 0 | 0 | 0 | 0 | 0 | 0 | 0 | 0 | 0 | 0 | 0 | 0
F1_Residential_Manufactured Home Regular Income_Existing_Space Heating_Natural Gas_Furnace_E8 | F1 | Residential | Manufactured Home Regular Income | Existing | Space Heating | Natural Gas | Furnace | E8 | RVT - Cost of Equipment | 0 | 0 | 0 | 0 | 0 | 0 | 0 | 0 | 0 | 0 | 0 | 0 | 0 | 0 | 0 | 0 | 0 | 0 | 0 | 0 | 0 | 0 | 0 | 0 | 0 | 0 | 0 | 0 | 0 | 0 | 0 | 0 | 0
F1_Residential_Manufactured Home Regular Income_Existing_Space Heating_Natural Gas_Furnace_E9 | F1 | Residential | Manufactured Home Regular Income | Existing | Space Heating | Natural Gas | Furnace | E9 | RVT - Cost of Equipment | 0 | 0 | 0 | 0 | 0 | 0 | 0 | 0 | 0 | 0 | 0 | 0 | 0 | 0 | 0 | 0 | 0 | 0 | 0 | 0 | 0 | 0 | 0 | 0 | 0 | 0 | 0 | 0 | 0 | 0 | 0 | 0 | 0
F1_Residential_Manufactured Home Regular Income_Existing_Space Heating_Natural Gas_Furnace_E10 | F1 | Residential | Manufactured Home Regular Income | Existing | Space Heating | Natural Gas | Furnace | E10 | RVT - Cost of Equipment | 0 | 0 | 0 | 0 | 0 | 0 | 0 | 0 | 0 | 0 | 0 | 0 | 0 | 0 | 0 | 0 | 0 | 0 | 0 | 0 | 0 | 0 | 0 | 0 | 0 | 0 | 0 | 0 | 0 | 0 | 0 | 0 | 0
F2_Residential_Manufactured Home Regular Income_Existing_Space Heating_Natural Gas_Furnace_E1 | F2 | Residential | Manufactured Home Regular Income | Existing | Space Heating | Natural Gas | Furnace | E1 | RVT - Cost of Operation | 1543.9174 | 1545.2262 | 1549.7011 | 1552.8946 | 1547.7472 | 1546.5215 | 1548.4883 | 1549.1664 | 1550.5442 | 1551.053 | 1550.8004 | 1549.6198 | 1548.181 | 1546.2505 | 1543.2844 | 1539.6441 | 1535.2382 | 1530.3745 | 1525.1544 | 1520.0846 | 1514.456 | 1508.667 | 1502.2471 | 1495.7944 | 1488.5963 | 1480.9532 | 1472.8815 | 1464.5576 | 1455.4032 | 1445.9503 | 1435.6932 | 1425.1902 | 1410.3554
F2_Residential_Manufactured Home Regular Income_Existing_Space Heating_Natural Gas_Furnace_E2 | F2 | Residential | Manufactured Home Regular Income | Existing | Space Heating | Natural Gas | Furnace | E2 | RVT - Cost of Operation | 1307.5891 | 1308.6976 | 1312.4874 | 1315.1921 | 1310.8326 | 1309.7946 | 1311.4603 | 1312.0346 | 1313.2015 | 1313.6324 | 1313.4185 | 1312.4186 | 1311.2001 | 1309.5651 | 1307.053 | 1303.9699 | 1300.2384 | 1296.1192 | 1291.6981 | 1287.4044 | 1282.6374 | 1277.7344 | 1272.2973 | 1266.8323 | 1260.736 | 1254.2629 | 1247.4266 | 1240.3769 | 1232.6238 | 1224.6178 | 1215.9308 | 1207.0355 | 1194.4715
F2_Residential_Manufactured Home Regular Income_Existing_Space Heating_Natural Gas_Furnace_E3 | F2 | Residential | Manufactured Home Regular Income | Existing | Space Heating | Natural Gas | Furnace | E3 | RVT - Cost of Operation | 1263.7197 | 1264.791 | 1268.4538 | 1271.0677 | 1266.8545 | 1265.8512 | 1267.4611 | 1268.0162 | 1269.1438 | 1269.5603 | 1269.3536 | 1268.3873 | 1267.2096 | 1265.6294 | 1263.2016 | 1260.222 | 1256.6157 | 1252.6347 | 1248.3619 | 1244.2123 | 1239.6052 | 1234.8667 | 1229.612 | 1224.3303 | 1218.4386 | 1212.1826 | 1205.5757 | 1198.7625 | 1191.2695 | 1183.5322 | 1175.1366 | 1166.5398 | 1154.3973
F2_Residential_Manufactured Home Regular Income_Existing_Space Heating_Natural Gas_Furnace_E4 | F2 | Residential | Manufactured Home Regular Income | Existing | Space Heating | Natural Gas | Furnace | E4 | RVT - Cost of Operation | 1030.5721 | 1031.4223 | 1034.993 | 1037.3775 | 1032.4646 | 1030.8524 | 1032.3144 | 1033.004 | 1034.6998 | 1036.0574 | 1037.2462 | 1038.1236 | 1039.3497 | 1040.7305 | 1041.8667 | 1042.3006 | 1041.9384 | 1041.0208 | 1039.0946 | 1036.5065 | 1032.5937 | 1027.5753 | 1022.0101 | 1016.4164 | 1010.1766 | 1003.551 | 996.5538 | 989.338 | 981.4024 | 973.2079 | 964.3163 | 955.2115 | 945.12
F2_Residential_Manufactured Home Regular Income_Existing_Space Heating_Natural Gas_Furnace_E5 | F2 | Residential | Manufactured Home Regular Income | Existing | Space Heating | Natural Gas | Furnace | E5 | RVT - Cost of Operation | 824.152 | 824.8124 | 827.3653 | 829.1175 | 825.8076 | 824.8376 | 826.0421 | 826.7239 | 828.1142 | 829.2772 | 830.337 | 830.8099 | 831.0882 | 831.0363 | 830.3221 | 829.1515 | 827.462 | 825.4378 | 822.7714 | 819.7053 | 816.3012 | 812.8001 | 808.9176 | 805.0151 | 800.6619 | 796.0395 | 791.1579 | 786.1238 | 780.5875 | 774.8706 | 768.6674 | 762.3154 | 755.275
F2_Residential_Manufactured Home Regular Income_Existing_Space Heating_Natural Gas_Furnace_E6 | F2 | Residential | Manufactured Home Regular Income | Existing | Space Heating | Natural Gas | Furnace | E6 | RVT - Cost of Operation | 694.0228 | 694.5788 | 696.7287 | 698.2042 | 695.4169 | 694.6001 | 695.6144 | 696.1886 | 697.3593 | 698.3387 | 699.2312 | 699.6294 | 699.8638 | 699.82 | 699.2186 | 698.2328 | 696.8101 | 695.1055 | 692.8601 | 690.2781 | 687.4116 | 684.4633 | 681.1938 | 677.9075 | 674.2416 | 670.3491 | 666.2382 | 661.999 | 657.3368 | 652.5226 | 647.2988 | 641.9498 | 636.021
F2_Residential_Manufactured Home Regular Income_Existing_Space Heating_Natural Gas_Furnace_E7 | F2 | Residential | Manufactured Home Regular Income | Existing | Space Heating | Natural Gas | Furnace | E7 | RVT - Cost of Operation | 0 | 0 | 0 | 0 | 0 | 0 | 0 | 0 | 0 | 0 | 0 | 0 | 0 | 0 | 0 | 0 | 0 | 0 | 0 | 0 | 0 | 0 | 0 | 0 | 0 | 0 | 0 | 0 | 0 | 0 | 0 | 0 | 0
F2_Residential_Manufactured Home Regular Income_Existing_Space Heating_Natural Gas_Furnace_E8 | F2 | Residential | Manufactured Home Regular Income | Existing | Space Heating | Natural Gas | Furnace | E8 | RVT - Cost of Operation | 0 | 0 | 0 | 0 | 0 | 0 | 0 | 0 | 0 | 0 | 0 | 0 | 0 | 0 | 0 | 0 | 0 | 0 | 0 | 0 | 0 | 0 | 0 | 0 | 0 | 0 | 0 | 0 | 0 | 0 | 0 | 0 | 0
F2_Residential_Manufactured Home Regular Income_Existing_Space Heating_Natural Gas_Furnace_E9 | F2 | Residential | Manufactured Home Regular Income | Existing | Space Heating | Natural Gas | Furnace | E9 | RVT - Cost of Operation | 0 | 0 | 0 | 0 | 0 | 0 | 0 | 0 | 0 | 0 | 0 | 0 | 0 | 0 | 0 | 0 | 0 | 0 | 0 | 0 | 0 | 0 | 0 | 0 | 0 | 0 | 0 | 0 | 0 | 0 | 0 | 0 | 0
F2_Residential_Manufactured Home Regular Income_Existing_Space Heating_Natural Gas_Furnace_E10 | F2 | Residential | Manufactured Home Regular Income | Existing | Space Heating | Natural Gas | Furnace | E10 | RVT - Cost of Operation | 0 | 0 | 0 | 0 | 0 | 0 | 0 | 0 | 0 | 0 | 0 | 0 | 0 | 0 | 0 | 0 | 0 | 0 | 0 | 0 | 0 | 0 | 0 | 0 | 0 | 0 | 0 | 0 | 0 | 0 | 0 | 0 | 0
F3_Residential_Manufactured Home Regular Income_Existing_Space Heating_Natural Gas_Furnace_E1 | F3 | Residential | Manufactured Home Regular Income | Existing | Space Heating | Natural Gas | Furnace | E1 | System - kBTUs of Consumption | 279.9505 | 279.9505 | 279.9505 | 279.9505 | 279.9505 | 279.9505 | 279.9505 | 279.9505 | 279.9505 | 279.9505 | 279.9505 | 279.9505 | 279.9505 | 279.9505 | 279.9505 | 279.9505 | 279.9505 | 279.9505 | 279.9505 | 279.9505 | 279.9505 | 279.9505 | 279.9505 | 279.9505 | 279.9505 | 279.9505 | 279.9505 | 279.9505 | 279.9505 | 279.9505 | 279.9505 | 279.9505 | 279.9505
F3_Residential_Manufactured Home Regular Income_Existing_Space Heating_Natural Gas_Furnace_E2 | F3 | Residential | Manufactured Home Regular Income | Existing | Space Heating | Natural Gas | Furnace | E2 | System - kBTUs of Consumption | 338.3398 | 338.3398 | 338.3398 | 338.3398 | 338.3398 | 338.3398 | 338.3398 | 338.3398 | 338.3398 | 338.3398 | 338.3398 | 338.3398 | 338.3398 | 338.3398 | 338.3398 | 338.3398 | 338.3398 | 338.3398 | 338.3398 | 338.3398 | 338.3398 | 338.3398 | 338.3398 | 338.3398 | 338.3398 | 338.3398 | 338.3398 | 338.3398 | 338.3398 | 338.3398 | 338.3398 | 338.3398 | 338.3398
F3_Residential_Manufactured Home Regular Income_Existing_Space Heating_Natural Gas_Furnace_E3 | F3 | Residential | Manufactured Home Regular Income | Existing | Space Heating | Natural Gas | Furnace | E3 | System - kBTUs of Consumption | 353.523 | 353.523 | 353.523 | 353.523 | 353.523 | 353.523 | 353.523 | 353.523 | 353.523 | 353.523 | 353.523 | 353.523 | 353.523 | 353.523 | 353.523 | 353.523 | 353.523 | 353.523 | 353.523 | 353.523 | 353.523 | 353.523 | 353.523 | 353.523 | 353.523 | 353.523 | 353.523 | 353.523 | 353.523 | 353.523 | 353.523 | 353.523 | 353.523
F3_Residential_Manufactured Home Regular Income_Existing_Space Heating_Natural Gas_Furnace_E4 | F3 | Residential | Manufactured Home Regular Income | Existing | Space Heating | Natural Gas | Furnace | E4 | System - kBTUs of Consumption | 1317.6459 | 1317.6459 | 1317.6459 | 1317.6459 | 1317.6459 | 1317.6459 | 1317.6459 | 1317.6459 | 1317.6459 | 1317.6459 | 1317.6459 | 1317.6459 | 1317.6459 | 1317.6459 | 1317.6459 | 1317.6459 | 1317.6459 | 1317.6459 | 1317.6459 | 1317.6459 | 1317.6459 | 1317.6459 | 1317.6459 | 1317.6459 | 1317.6459 | 1317.6459 | 1317.6459 | 1317.6459 | 1317.6459 | 1317.6459 | 1317.6459 | 1317.6459 | 1317.6459
F3_Residential_Manufactured Home Regular Income_Existing_Space Heating_Natural Gas_Furnace_E5 | F3 | Residential | Manufactured Home Regular Income | Existing | Space Heating | Natural Gas | Furnace | E5 | System - kBTUs of Consumption | 628.795 | 628.795 | 628.795 | 628.795 | 628.795 | 628.795 | 628.795 | 628.795 | 628.795 | 628.795 | 628.795 | 628.795 | 628.795 | 628.795 | 628.795 | 628.795 | 628.795 | 628.795 | 628.795 | 628.795 | 628.795 | 628.795 | 628.795 | 628.795 | 628.795 | 628.795 | 628.795 | 628.795 | 628.795 | 628.795 | 628.795 | 628.795 | 628.795
F3_Residential_Manufactured Home Regular Income_Existing_Space Heating_Natural Gas_Furnace_E6 | F3 | Residential | Manufactured Home Regular Income | Existing | Space Heating | Natural Gas | Furnace | E6 | System - kBTUs of Consumption | 666.0585 | 666.0585 | 666.0585 | 666.0585 | 666.0585 | 666.0585 | 666.0585 | 666.0585 | 666.0585 | 666.0585 | 666.0585 | 666.0585 | 666.0585 | 666.0585 | 666.0585 | 666.0585 | 666.0585 | 666.0585 | 666.0585 | 666.0585 | 666.0585 | 666.0585 | 666.0585 | 666.0585 | 666.0585 | 666.0585 | 666.0585 | 666.0585 | 666.0585 | 666.0585 | 666.0585 | 666.0585 | 666.0585
F3_Residential_Manufactured Home Regular Income_Existing_Space Heating_Natural Gas_Furnace_E7 | F3 | Residential | Manufactured Home Regular Income | Existing | Space Heating | Natural Gas | Furnace | E7 | System - kBTUs of Consumption | 0 | 0 | 0 | 0 | 0 | 0 | 0 | 0 | 0 | 0 | 0 | 0 | 0 | 0 | 0 | 0 | 0 | 0 | 0 | 0 | 0 | 0 | 0 | 0 | 0 | 0 | 0 | 0 | 0 | 0 | 0 | 0 | 0
F3_Residential_Manufactured Home Regular Income_Existing_Space Heating_Natural Gas_Furnace_E8 | F3 | Residential | Manufactured Home Regular Income | Existing | Space Heating | Natural Gas | Furnace | E8 | System - kBTUs of Consumption | 0 | 0 | 0 | 0 | 0 | 0 | 0 | 0 | 0 | 0 | 0 | 0 | 0 | 0 | 0 | 0 | 0 | 0 | 0 | 0 | 0 | 0 | 0 | 0 | 0 | 0 | 0 | 0 | 0 | 0 | 0 | 0 | 0
F3_Residential_Manufactured Home Regular Income_Existing_Space Heating_Natural Gas_Furnace_E9 | F3 | Residential | Manufactured Home Regular Income | Existing | Space Heating | Natural Gas | Furnace | E9 | System - kBTUs of Consumption | 0 | 0 | 0 | 0 | 0 | 0 | 0 | 0 | 0 | 0 | 0 | 0 | 0 | 0 | 0 | 0 | 0 | 0 | 0 | 0 | 0 | 0 | 0 | 0 | 0 | 0 | 0 | 0 | 0 | 0 | 0 | 0 | 0
F3_Residential_Manufactured Home Regular Income_Existing_Space Heating_Natural Gas_Furnace_E10 | F3 | Residential | Manufactured Home Regular Income | Existing | Space Heating | Natural Gas | Furnace | E10 | System - kBTUs of Consumption | 0 | 0 | 0 | 0 | 0 | 0 | 0 | 0 | 0 | 0 | 0 | 0 | 0 | 0 | 0 | 0 | 0 | 0 | 0 | 0 | 0 | 0 | 0 | 0 | 0 | 0 | 0 | 0 | 0 | 0 | 0 | 0 | 0
F4_Residential_Manufactured Home Regular Income_Existing_Space Heating_Natural Gas_Furnace_E1 | F4 | Residential | Manufactured Home Regular Income | Existing | Space Heating | Natural Gas | Furnace | E1 | Utility - Cost of Equipment | 1543.9174 | 1545.2262 | 1549.7011 | 1552.8946 | 1547.7472 | 1546.5215 | 1548.4883 | 1549.1664 | 1550.5442 | 1551.053 | 1550.8004 | 1549.6198 | 1548.181 | 1546.2505 | 1543.2844 | 1539.6441 | 1535.2382 | 1530.3745 | 1525.1544 | 1520.0846 | 1514.456 | 1508.667 | 1502.2471 | 1495.7944 | 1488.5963 | 1480.9532 | 1472.8815 | 1464.5576 | 1455.4032 | 1445.9503 | 1435.6932 | 1425.1902 | 1410.3554
F4_Residential_Manufactured Home Regular Income_Existing_Space Heating_Natural Gas_Furnace_E2 | F4 | Residential | Manufactured Home Regular Income | Existing | Space Heating | Natural Gas | Furnace | E2 | Utility - Cost of Equipment | 1307.5891 | 1308.6976 | 1312.4874 | 1315.1921 | 1310.8326 | 1309.7946 | 1311.4603 | 1312.0346 | 1313.2015 | 1313.6324 | 1313.4185 | 1312.4186 | 1311.2001 | 1309.5651 | 1307.053 | 1303.9699 | 1300.2384 | 1296.1192 | 1291.6981 | 1287.4044 | 1282.6374 | 1277.7344 | 1272.2973 | 1266.8323 | 1260.736 | 1254.2629 | 1247.4266 | 1240.3769 | 1232.6238 | 1224.6178 | 1215.9308 | 1207.0355 | 1194.4715
F4_Residential_Manufactured Home Regular Income_Existing_Space Heating_Natural Gas_Furnace_E3 | F4 | Residential | Manufactured Home Regular Income | Existing | Space Heating | Natural Gas | Furnace | E3 | Utility - Cost of Equipment | 1263.7197 | 1264.791 | 1268.4538 | 1271.0677 | 1266.8545 | 1265.8512 | 1267.4611 | 1268.0162 | 1269.1438 | 1269.5603 | 1269.3536 | 1268.3873 | 1267.2096 | 1265.6294 | 1263.2016 | 1260.222 | 1256.6157 | 1252.6347 | 1248.3619 | 1244.2123 | 1239.6052 | 1234.8667 | 1229.612 | 1224.3303 | 1218.4386 | 1212.1826 | 1205.5757 | 1198.7625 | 1191.2695 | 1183.5322 | 1175.1366 | 1166.5398 | 1154.3973
F4_Residential_Manufactured Home Regular Income_Existing_Space Heating_Natural Gas_Furnace_E4 | F4 | Residential | Manufactured Home Regular Income | Existing | Space Heating | Natural Gas | Furnace | E4 | Utility - Cost of Equipment | 1030.5721 | 1031.4223 | 1034.993 | 1037.3775 | 1032.4646 | 1030.8524 | 1032.3144 | 1033.004 | 1034.6998 | 1036.0574 | 1037.2462 | 1038.1236 | 1039.3497 | 1040.7305 | 1041.8667 | 1042.3006 | 1041.9384 | 1041.0208 | 1039.0946 | 1036.5065 | 1032.5937 | 1027.5753 | 1022.0101 | 1016.4164 | 1010.1766 | 1003.551 | 996.5538 | 989.338 | 981.4024 | 973.2079 | 964.3163 | 955.2115 | 945.12
F4_Residential_Manufactured Home Regular Income_Existing_Space Heating_Natural Gas_Furnace_E5 | F4 | Residential | Manufactured Home Regular Income | Existing | Space Heating | Natural Gas | Furnace | E5 | Utility - Cost of Equipment | 824.152 | 824.8124 | 827.3653 | 829.1175 | 825.8076 | 824.8376 | 826.0421 | 826.7239 | 828.1142 | 829.2772 | 830.337 | 830.8099 | 831.0882 | 831.0363 | 830.3221 | 829.1515 | 827.462 | 825.4378 | 822.7714 | 819.7053 | 816.3012 | 812.8001 | 808.9176 | 805.0151 | 800.6619 | 796.0395 | 791.1579 | 786.1238 | 780.5875 | 774.8706 | 768.6674 | 762.3154 | 755.275
F4_Residential_Manufactured Home Regular Income_Existing_Space Heating_Natural Gas_Furnace_E6 | F4 | Residential | Manufactured Home Regular Income | Existing | Space Heating | Natural Gas | Furnace | E6 | Utility - Cost of Equipment | 694.0228 | 694.5788 | 696.7287 | 698.2042 | 695.4169 | 694.6001 | 695.6144 | 696.1886 | 697.3593 | 698.3387 | 699.2312 | 699.6294 | 699.8638 | 699.82 | 699.2186 | 698.2328 | 696.8101 | 695.1055 | 692.8601 | 690.2781 | 687.4116 | 684.4633 | 681.1938 | 677.9075 | 674.2416 | 670.3491 | 666.2382 | 661.999 | 657.3368 | 652.5226 | 647.2988 | 641.9498 | 636.021
F4_Residential_Manufactured Home Regular Income_Existing_Space Heating_Natural Gas_Furnace_E7 | F4 | Residential | Manufactured Home Regular Income | Existing | Space Heating | Natural Gas | Furnace | E7 | Utility - Cost of Equipment | 0 | 0 | 0 | 0 | 0 | 0 | 0 | 0 | 0 | 0 | 0 | 0 | 0 | 0 | 0 | 0 | 0 | 0 | 0 | 0 | 0 | 0 | 0 | 0 | 0 | 0 | 0 | 0 | 0 | 0 | 0 | 0 | 0
F4_Residential_Manufactured Home Regular Income_Existing_Space Heating_Natural Gas_Furnace_E8 | F4 | Residential | Manufactured Home Regular Income | Existing | Space Heating | Natural Gas | Furnace | E8 | Utility - Cost of Equipment | 0 | 0 | 0 | 0 | 0 | 0 | 0 | 0 | 0 | 0 | 0 | 0 | 0 | 0 | 0 | 0 | 0 | 0 | 0 | 0 | 0 | 0 | 0 | 0 | 0 | 0 | 0 | 0 | 0 | 0 | 0 | 0 | 0
F4_Residential_Manufactured Home Regular Income_Existing_Space Heating_Natural Gas_Furnace_E9 | F4 | Residential | Manufactured Home Regular Income | Existing | Space Heating | Natural Gas | Furnace | E9 | Utility - Cost of Equipment | 0 | 0 | 0 | 0 | 0 | 0 | 0 | 0 | 0 | 0 | 0 | 0 | 0 | 0 | 0 | 0 | 0 | 0 | 0 | 0 | 0 | 0 | 0 | 0 | 0 | 0 | 0 | 0 | 0 | 0 | 0 | 0 | 0
F4_Residential_Manufactured Home Regular Income_Existing_Space Heating_Natural Gas_Furnace_E10 | F4 | Residential | Manufactured Home Regular Income | Existing | Space Heating | Natural Gas | Furnace | E10 | Utility - Cost of Equipment | 0 | 0 | 0 | 0 | 0 | 0 | 0 | 0 | 0 | 0 | 0 | 0 | 0 | 0 | 0 | 0 | 0 | 0 | 0 | 0 | 0 | 0 | 0 | 0 | 0 | 0 | 0 | 0 | 0 | 0 | 0 | 0 | 0
F5_Residential_Manufactured Home Regular Income_Existing_Space Heating_Natural Gas_Furnace_E1 | F5 | Residential | Manufactured Home Regular Income | Existing | Space Heating | Natural Gas | Furnace | E1 | Utility - Cost of Operation | 279.9505 | 279.9505 | 279.9505 | 279.9505 | 279.9505 | 279.9505 | 279.9505 | 279.9505 | 279.9505 | 279.9505 | 279.9505 | 279.9505 | 279.9505 | 279.9505 | 279.9505 | 279.9505 | 279.9505 | 279.9505 | 279.9505 | 279.9505 | 279.9505 | 279.9505 | 279.9505 | 279.9505 | 279.9505 | 279.9505 | 279.9505 | 279.9505 | 279.9505 | 279.9505 | 279.9505 | 279.9505 | 279.9505
F5_Residential_Manufactured Home Regular Income_Existing_Space Heating_Natural Gas_Furnace_E2 | F5 | Residential | Manufactured Home Regular Income | Existing | Space Heating | Natural Gas | Furnace | E2 | Utility - Cost of Operation | 338.3398 | 338.3398 | 338.3398 | 338.3398 | 338.3398 | 338.3398 | 338.3398 | 338.3398 | 338.3398 | 338.3398 | 338.3398 | 338.3398 | 338.3398 | 338.3398 | 338.3398 | 338.3398 | 338.3398 | 338.3398 | 338.3398 | 338.3398 | 338.3398 | 338.3398 | 338.3398 | 338.3398 | 338.3398 | 338.3398 | 338.3398 | 338.3398 | 338.3398 | 338.3398 | 338.3398 | 338.3398 | 338.3398
F5_Residential_Manufactured Home Regular Income_Existing_Space Heating_Natural Gas_Furnace_E3 | F5 | Residential | Manufactured Home Regular Income | Existing | Space Heating | Natural Gas | Furnace | E3 | Utility - Cost of Operation | 353.523 | 353.523 | 353.523 | 353.523 | 353.523 | 353.523 | 353.523 | 353.523 | 353.523 | 353.523 | 353.523 | 353.523 | 353.523 | 353.523 | 353.523 | 353.523 | 353.523 | 353.523 | 353.523 | 353.523 | 353.523 | 353.523 | 353.523 | 353.523 | 353.523 | 353.523 | 353.523 | 353.523 | 353.523 | 353.523 | 353.523 | 353.523 | 353.523
F5_Residential_Manufactured Home Regular Income_Existing_Space Heating_Natural Gas_Furnace_E4 | F5 | Residential | Manufactured Home Regular Income | Existing | Space Heating | Natural Gas | Furnace | E4 | Utility - Cost of Operation | 1317.6459 | 1317.6459 | 1317.6459 | 1317.6459 | 1317.6459 | 1317.6459 | 1317.6459 | 1317.6459 | 1317.6459 | 1317.6459 | 1317.6459 | 1317.6459 | 1317.6459 | 1317.6459 | 1317.6459 | 1317.6459 | 1317.6459 | 1317.6459 | 1317.6459 | 1317.6459 | 1317.6459 | 1317.6459 | 1317.6459 | 1317.6459 | 1317.6459 | 1317.6459 | 1317.6459 | 1317.6459 | 1317.6459 | 1317.6459 | 1317.6459 | 1317.6459 | 1317.6459
F5_Residential_Manufactured Home Regular Income_Existing_Space Heating_Natural Gas_Furnace_E5 | F5 | Residential | Manufactured Home Regular Income | Existing | Space Heating | Natural Gas | Furnace | E5 | Utility - Cost of Operation | 628.795 | 628.795 | 628.795 | 628.795 | 628.795 | 628.795 | 628.795 | 628.795 | 628.795 | 628.795 | 628.795 | 628.795 | 628.795 | 628.795 | 628.795 | 628.795 | 628.795 | 628.795 | 628.795 | 628.795 | 628.795 | 628.795 | 628.795 | 628.795 | 628.795 | 628.795 | 628.795 | 628.795 | 628.795 | 628.795 | 628.795 | 628.795 | 628.795
F5_Residential_Manufactured Home Regular Income_Existing_Space Heating_Natural Gas_Furnace_E6 | F5 | Residential | Manufactured Home Regular Income | Existing | Space Heating | Natural Gas | Furnace | E6 | Utility - Cost of Operation | 666.0585 | 666.0585 | 666.0585 | 666.0585 | 666.0585 | 666.0585 | 666.0585 | 666.0585 | 666.0585 | 666.0585 | 666.0585 | 666.0585 | 666.0585 | 666.0585 | 666.0585 | 666.0585 | 666.0585 | 666.0585 | 666.0585 | 666.0585 | 666.0585 | 666.0585 | 666.0585 | 666.0585 | 666.0585 | 666.0585 | 666.0585 | 666.0585 | 666.0585 | 666.0585 | 666.0585 | 666.0585 | 666.0585
F5_Residential_Manufactured Home Regular Income_Existing_Space Heating_Natural Gas_Furnace_E7 | F5 | Residential | Manufactured Home Regular Income | Existing | Space Heating | Natural Gas | Furnace | E7 | Utility - Cost of Operation | 0 | 0 | 0 | 0 | 0 | 0 | 0 | 0 | 0 | 0 | 0 | 0 | 0 | 0 | 0 | 0 | 0 | 0 | 0 | 0 | 0 | 0 | 0 | 0 | 0 | 0 | 0 | 0 | 0 | 0 | 0 | 0 | 0
F5_Residential_Manufactured Home Regular Income_Existing_Space Heating_Natural Gas_Furnace_E8 | F5 | Residential | Manufactured Home Regular Income | Existing | Space Heating | Natural Gas | Furnace | E8 | Utility - Cost of Operation | 0 | 0 | 0 | 0 | 0 | 0 | 0 | 0 | 0 | 0 | 0 | 0 | 0 | 0 | 0 | 0 | 0 | 0 | 0 | 0 | 0 | 0 | 0 | 0 | 0 | 0 | 0 | 0 | 0 | 0 | 0 | 0 | 0
F5_Residential_Manufactured Home Regular Income_Existing_Space Heating_Natural Gas_Furnace_E9 | F5 | Residential | Manufactured Home Regular Income | Existing | Space Heating | Natural Gas | Furnace | E9 | Utility - Cost of Operation | 0 | 0 | 0 | 0 | 0 | 0 | 0 | 0 | 0 | 0 | 0 | 0 | 0 | 0 | 0 | 0 | 0 | 0 | 0 | 0 | 0 | 0 | 0 | 0 | 0 | 0 | 0 | 0 | 0 | 0 | 0 | 0 | 0
F5_Residential_Manufactured Home Regular Income_Existing_Space Heating_Natural Gas_Furnace_E10 | F5 | Residential | Manufactured Home Regular Income | Existing | Space Heating | Natural Gas | Furnace | E10 | Utility - Cost of Operation | 0 | 0 | 0 | 0 | 0 | 0 | 0 | 0 | 0 | 0 | 0 | 0 | 0 | 0 | 0 | 0 | 0 | 0 | 0 | 0 | 0 | 0 | 0 | 0 | 0 | 0 | 0 | 0 | 0 | 0 | 0 | 0 | 0
F6_Residential_Manufactured Home Regular Income_Existing_Space Heating_Natural Gas_Furnace_E1 | F6 | Residential | Manufactured Home Regular Income | Existing | Space Heating | Natural Gas | Furnace | E1 | Utility - Value of Sales | 768.8425 | 767.5359 | 767.082 | 765.9014 | 761.5612 | 757.221 | 752.8977 | 748.6084 | 744.3696 | 740.1982 | 736.111 | 732.1249 | 728.2566 | 724.523 | 720.9407 | 717.5268 | 714.298 | 711.2711 | 708.4458 | 705.8226 | 703.4013 | 701.1819 | 699.1639 | 697.3479 | 695.7338 | 694.3215 | 693.1104 | 692.1016 | 691.2944 | 690.6889 | 690.2851 | 690.0832 | 690.0832
F6_Residential_Manufactured Home Regular Income_Existing_Space Heating_Natural Gas_Furnace_E2 | F6 | Residential | Manufactured Home Regular Income | Existing | Space Heating | Natural Gas | Furnace | E2 | Utility - Value of Sales | 651.1553 | 650.0488 | 649.6643 | 648.6645 | 644.9885 | 641.3128 | 637.6512 | 634.0184 | 630.4285 | 626.8957 | 623.434 | 620.0581 | 616.782 | 613.6199 | 610.5859 | 607.6946 | 604.96 | 602.3964 | 600.0036 | 597.7819 | 595.7313 | 593.8516 | 592.1425 | 590.6045 | 589.2374 | 588.0413 | 587.0156 | 586.1612 | 585.4775 | 584.9648 | 584.6227 | 584.4518 | 584.4518
F6_Residential_Manufactured Home Regular Income_Existing_Space Heating_Natural Gas_Furnace_E3 | F6 | Residential | Manufactured Home Regular Income | Existing | Space Heating | Natural Gas | Furnace | E3 | Utility - Value of Sales | 629.3092 | 628.2398 | 627.8682 | 626.9019 | 623.3493 | 619.7969 | 616.2582 | 612.7473 | 609.2778 | 605.8635 | 602.5179 | 599.2553 | 596.0891 | 593.0331 | 590.1009 | 587.3066 | 584.6637 | 582.1861 | 579.8736 | 577.7265 | 575.7446 | 573.928 | 572.2762 | 570.7898 | 569.4686 | 568.3126 | 567.3214 | 566.4956 | 565.8349 | 565.3393 | 565.0088 | 564.8436 | 564.8436
F6_Residential_Manufactured Home Regular Income_Existing_Space Heating_Natural Gas_Furnace_E4 | F6 | Residential | Manufactured Home Regular Income | Existing | Space Heating | Natural Gas | Furnace | E4 | Utility - Value of Sales | 519.4706 | 519.4757 | 520.2954 | 520.4208 | 517.5268 | 514.6329 | 511.7389 | 508.8451 | 505.9516 | 503.0582 | 500.1648 | 497.2717 | 494.3788 | 491.4861 | 488.5933 | 485.7283 | 482.9185 | 480.1914 | 477.5744 | 475.0953 | 472.7817 | 470.6609 | 468.7325 | 466.9973 | 465.4549 | 464.1054 | 462.9481 | 461.9841 | 461.2128 | 460.6343 | 460.2484 | 460.0555 | 460.0555
F6_Residential_Manufactured Home Regular Income_Existing_Space Heating_Natural Gas_Furnace_E5 | F6 | Residential | Manufactured Home Regular Income | Existing | Space Heating | Natural Gas | Furnace | E5 | Utility - Value of Sales | 413.2679 | 412.8856 | 413.0463 | 412.7441 | 410.4291 | 408.1142 | 405.7992 | 403.4845 | 401.1699 | 398.8553 | 396.5408 | 394.2408 | 391.9694 | 389.7409 | 387.5696 | 385.4698 | 383.4558 | 381.5418 | 379.742 | 378.071 | 376.5285 | 375.1147 | 373.8291 | 372.6723 | 371.644 | 370.7443 | 369.9728 | 369.3301 | 368.8159 | 368.4302 | 368.173 | 368.0444 | 368.0444
F6_Residential_Manufactured Home Regular Income_Existing_Space Heating_Natural Gas_Furnace_E6 | F6 | Residential | Manufactured Home Regular Income | Existing | Space Heating | Natural Gas | Furnace | E6 | Utility - Value of Sales | 348.0151 | 347.6931 | 347.8285 | 347.574 | 345.6245 | 343.6751 | 341.7256 | 339.7764 | 337.8273 | 335.8782 | 333.9291 | 331.9922 | 330.0795 | 328.2029 | 326.3744 | 324.6062 | 322.9102 | 321.2984 | 319.7828 | 318.3755 | 317.0766 | 315.886 | 314.8034 | 313.8293 | 312.9634 | 312.2057 | 311.5561 | 311.0149 | 310.5818 | 310.2571 | 310.0404 | 309.9321 | 309.9321
F6_Residential_Manufactured Home Regular Income_Existing_Space Heating_Natural Gas_Furnace_E7 | F6 | Residential | Manufactured Home Regular Income | Existing | Space Heating | Natural Gas | Furnace | E7 | Utility - Value of Sales | 0 | 0 | 0 | 0 | 0 | 0 | 0 | 0 | 0 | 0 | 0 | 0 | 0 | 0 | 0 | 0 | 0 | 0 | 0 | 0 | 0 | 0 | 0 | 0 | 0 | 0 | 0 | 0 | 0 | 0 | 0 | 0 | 0
F6_Residential_Manufactured Home Regular Income_Existing_Space Heating_Natural Gas_Furnace_E8 | F6 | Residential | Manufactured Home Regular Income | Existing | Space Heating | Natural Gas | Furnace | E8 | Utility - Value of Sales | 0 | 0 | 0 | 0 | 0 | 0 | 0 | 0 | 0 | 0 | 0 | 0 | 0 | 0 | 0 | 0 | 0 | 0 | 0 | 0 | 0 | 0 | 0 | 0 | 0 | 0 | 0 | 0 | 0 | 0 | 0 | 0 | 0
F6_Residential_Manufactured Home Regular Income_Existing_Space Heating_Natural Gas_Furnace_E9 | F6 | Residential | Manufactured Home Regular Income | Existing | Space Heating | Natural Gas | Furnace | E9 | Utility - Value of Sales | 0 | 0 | 0 | 0 | 0 | 0 | 0 | 0 | 0 | 0 | 0 | 0 | 0 | 0 | 0 | 0 | 0 | 0 | 0 | 0 | 0 | 0 | 0 | 0 | 0 | 0 | 0 | 0 | 0 | 0 | 0 | 0 | 0
F6_Residential_Manufactured Home Regular Income_Existing_Space Heating_Natural Gas_Furnace_E10 | F6 | Residential | Manufactured Home Regular Income | Existing | Space Heating | Natural Gas | Furnace | E10 | Utility - Value of Sales | 0 | 0 | 0 | 0 | 0 | 0 | 0 | 0 | 0 | 0 | 0 | 0 | 0 | 0 | 0 | 0 | 0 | 0 | 0 | 0 | 0 | 0 | 0 | 0 | 0 | 0 | 0 | 0 | 0 | 0 | 0 | 0 | 0
F1_Residential_Manufactured Home Regular Income_Existing_Space Heating_Natural Gas_Boiler_E1 | F1 | Residential | Manufactured Home Regular Income | Existing | Space Heating | Natural Gas | Boiler | E1 | RVT - Cost of Equipment | 1302.5961 | 1303.8064 | 0 | 0 | 0 | 0 | 0 | 0 | 0 | 0 | 0 | 0 | 0 | 0 | 0 | 0 | 0 | 0 | 0 | 0 | 0 | 0 | 0 | 0 | 0 | 0 | 0 | 0 | 0 | 0 | 0 | 0 | 0
F1_Residential_Manufactured Home Regular Income_Existing_Space Heating_Natural Gas_Boiler_E2 | F1 | Residential | Manufactured Home Regular Income | Existing | Space Heating | Natural Gas | Boiler | E2 | RVT - Cost of Equipment | 1273.7564 | 1274.9398 | 1278.513 | 1280.848 | 1276.668 | 1275.0545 | 1275.7364 | 1275.3844 | 1275.4677 | 1274.8145 | 1273.5076 | 1271.4074 | 1269.0095 | 1266.1269 | 1262.7802 | 1259.2791 | 1255.5765 | 1251.9567 | 1248.0717 | 1244.2987 | 1240.1096 | 1235.8012 | 1231.0233 | 1226.221 | 1220.8639 | 1215.1756 | 1209.1683 | 1202.9734 | 1196.1604 | 1189.1214 | 1181.4799 | 1173.6511 | 1164.9705
F1_Residential_Manufactured Home Regular Income_Existing_Space Heating_Natural Gas_Boiler_E3 | F1 | Residential | Manufactured Home Regular Income | Existing | Space Heating | Natural Gas | Boiler | E3 | RVT - Cost of Equipment | 1256.9332 | 1258.101 | 1261.627 | 1263.9312 | 1259.8064 | 1258.2142 | 1258.887 | 1258.5397 | 1258.6219 | 1257.9773 | 1256.6876 | 1254.6152 | 1252.249 | 1249.4045 | 1246.102 | 1242.6471 | 1238.9934 | 1235.4215 | 1231.5878 | 1227.8645 | 1223.7308 | 1219.4793 | 1214.7645 | 1210.0256 | 1204.7393 | 1199.1262 | 1193.1982 | 1187.0851 | 1180.3621 | 1173.416 | 1165.8755 | 1158.15 | 1149.5841
F1_Residential_Manufactured Home Regular Income_Existing_Space Heating_Natural Gas_Boiler_E4 | F1 | Residential | Manufactured Home Regular Income | Existing | Space Heating | Natural Gas | Boiler | E4 | RVT - Cost of Equipment | 1178.8255 | 1179.9207 | 1183.2276 | 1185.3886 | 1181.5201 | 1180.0269 | 1180.6579 | 1180.3321 | 1180.4093 | 1179.8047 | 1178.5952 | 1176.6515 | 1174.4323 | 1171.7646 | 1168.6674 | 1165.4272 | 1162.0005 | 1158.6505 | 1155.0551 | 1151.5632 | 1147.6864 | 1143.699 | 1139.2773 | 1134.8328 | 1129.875 | 1124.6107 | 1119.0511 | 1113.3178 | 1107.0126 | 1100.4982 | 1093.4262 | 1086.1809 | 1078.1472
F1_Residential_Manufactured Home Regular Income_Existing_Space Heating_Natural Gas_Boiler_E5 | F1 | Residential | Manufactured Home Regular Income | Existing | Space Heating | Natural Gas | Boiler | E5 | RVT - Cost of Equipment | 1098.3144 | 1099.3349 | 1102.4159 | 1104.4293 | 1100.8251 | 1099.4338 | 1100.0218 | 1099.7182 | 1099.7901 | 1099.2268 | 1098.0999 | 1096.289 | 1094.2214 | 1091.7358 | 1088.8501 | 1085.8312 | 1082.6386 | 1079.5174 | 1076.1675 | 1072.9141 | 1069.3021 | 1065.5871 | 1061.4673 | 1057.3264 | 1052.7072 | 1047.8024 | 1042.6225 | 1037.2808 | 1031.4062 | 1025.3368 | 1018.7478 | 1011.9973 | 1004.5123
F1_Residential_Manufactured Home Regular Income_Existing_Space Heating_Natural Gas_Boiler_E6 | F1 | Residential | Manufactured Home Regular Income | Existing | Space Heating | Natural Gas | Boiler | E6 | RVT - Cost of Equipment | 872.4077 | 873.1274 | 876.1501 | 878.1686 | 874.0097 | 872.6449 | 873.8826 | 874.4664 | 875.9019 | 877.0511 | 878.0575 | 878.8003 | 879.8382 | 881.0071 | 881.9689 | 882.3362 | 882.0295 | 881.2528 | 879.6223 | 877.4314 | 874.119 | 869.8708 | 865.1597 | 860.4245 | 855.1423 | 849.5336 | 843.6102 | 837.5019 | 830.7841 | 823.8473 | 816.3203 | 808.6129 | 800.0701
F1_Residential_Manufactured Home Regular Income_Existing_Space Heating_Natural Gas_Boiler_E7 | F1 | Residential | Manufactured Home Regular Income | Existing | Space Heating | Natural Gas | Boiler | E7 | RVT - Cost of Equipment | 697.6674 | 698.2264 | 700.3876 | 701.8709 | 699.0689 | 698.2477 | 699.2674 | 699.8446 | 701.0215 | 702.006 | 702.9032 | 703.3035 | 703.5391 | 703.4951 | 702.8906 | 701.8996 | 700.4694 | 698.7558 | 696.4986 | 693.9031 | 691.0215 | 688.0577 | 684.771 | 681.4675 | 677.7824 | 673.8694 | 669.737 | 665.4755 | 660.7888 | 655.9493 | 650.6981 | 645.321 | 639.3611
F1_Residential_Manufactured Home Regular Income_Existing_Space Heating_Natural Gas_Boiler_E8 | F1 | Residential | Manufactured Home Regular Income | Existing | Space Heating | Natural Gas | Boiler | E8 | RVT - Cost of Equipment | 587.5094 | 587.9801 | 589.8 | 591.0491 | 588.6896 | 587.9981 | 588.8567 | 589.3428 | 590.3339 | 591.163 | 591.9185 | 592.2555 | 592.454 | 592.4169 | 591.9078 | 591.0733 | 589.869 | 588.4259 | 586.5252 | 584.3395 | 581.9128 | 579.417 | 576.6493 | 573.8673 | 570.7641 | 567.469 | 563.989 | 560.4004 | 556.4537 | 552.3784 | 547.9563 | 543.4282 | 538.4093
F1_Residential_Manufactured Home Regular Income_Existing_Space Heating_Natural Gas_Boiler_E9 | F1 | Residential | Manufactured Home Regular Income | Existing | Space Heating | Natural Gas | Boiler | E9 | RVT - Cost of Equipment | 0 | 0 | 0 | 0 | 0 | 0 | 0 | 0 | 0 | 0 | 0 | 0 | 0 | 0 | 0 | 0 | 0 | 0 | 0 | 0 | 0 | 0 | 0 | 0 | 0 | 0 | 0 | 0 | 0 | 0 | 0 | 0 | 0
F1_Residential_Manufactured Home Regular Income_Existing_Space Heating_Natural Gas_Boiler_E10 | F1 | Residential | Manufactured Home Regular Income | Existing | Space Heating | Natural Gas | Boiler | E10 | RVT - Cost of Equipment | 0 | 0 | 0 | 0 | 0 | 0 | 0 | 0 | 0 | 0 | 0 | 0 | 0 | 0 | 0 | 0 | 0 | 0 | 0 | 0 | 0 | 0 | 0 | 0 | 0 | 0 | 0 | 0 | 0 | 0 | 0 | 0 | 0
F2_Residential_Manufactured Home Regular Income_Existing_Space Heating_Natural Gas_Boiler_E1 | F2 | Residential | Manufactured Home Regular Income | Existing | Space Heating | Natural Gas | Boiler | E1 | RVT - Cost of Operation | 1300.4958 | 1301.7041 | 0 | 0 | 0 | 0 | 0 | 0 | 0 | 0 | 0 | 0 | 0 | 0 | 0 | 0 | 0 | 0 | 0 | 0 | 0 | 0 | 0 | 0 | 0 | 0 | 0 | 0 | 0 | 0 | 0 | 0 | 0
F2_Residential_Manufactured Home Regular Income_Existing_Space Heating_Natural Gas_Boiler_E2 | F2 | Residential | Manufactured Home Regular Income | Existing | Space Heating | Natural Gas | Boiler | E2 | RVT - Cost of Operation | 1271.7026 | 1272.8841 | 1276.4516 | 1278.7828 | 1274.6095 | 1272.9986 | 1273.6794 | 1273.3279 | 1273.4112 | 1272.759 | 1271.4542 | 1269.3573 | 1266.9633 | 1264.0854 | 1260.7441 | 1257.2486 | 1253.552 | 1249.9381 | 1246.0594 | 1242.2924 | 1238.1101 | 1233.8086 | 1229.0384 | 1224.2438 | 1218.8954 | 1213.2163 | 1207.2187 | 1201.0337 | 1194.2317 | 1184.8656 | 1172.4009 | 1157.0855 | 1138.0813
F2_Residential_Manufactured Home Regular Income_Existing_Space Heating_Natural Gas_Boiler_E3 | F2 | Residential | Manufactured Home Regular Income | Existing | Space Heating | Natural Gas | Boiler | E3 | RVT - Cost of Operation | 1254.9065 | 1256.0724 | 1259.5928 | 1261.8932 | 1257.7751 | 1256.1854 | 1256.8572 | 1256.5104 | 1256.5925 | 1255.949 | 1254.6614 | 1252.5922 | 1250.2298 | 1247.3899 | 1244.0928 | 1240.6435 | 1236.9956 | 1233.4295 | 1229.602 | 1225.8847 | 1221.7577 | 1217.513 | 1212.8059 | 1208.0745 | 1202.7968 | 1197.1927 | 1191.2743 | 1185.171 | 1178.4588 | 1169.2164 | 1156.9163 | 1141.8033 | 1123.05
F2_Residential_Manufactured Home Regular Income_Existing_Space Heating_Natural Gas_Boiler_E4 | F2 | Residential | Manufactured Home Regular Income | Existing | Space Heating | Natural Gas | Boiler | E4 | RVT - Cost of Operation | 1176.9247 | 1178.0182 | 1181.3198 | 1183.4773 | 1179.615 | 1178.1242 | 1178.7542 | 1178.429 | 1178.506 | 1177.9024 | 1176.6948 | 1174.7543 | 1172.5387 | 1169.8753 | 1166.783 | 1163.548 | 1160.1269 | 1156.7823 | 1153.1927 | 1149.7064 | 1145.8358 | 1141.8549 | 1137.4403 | 1133.003 | 1128.0532 | 1122.7973 | 1117.2467 | 1111.5227 | 1105.2277 | 1096.5595 | 1085.0238 | 1070.8499 | 1053.262
F2_Residential_Manufactured Home Regular Income_Existing_Space Heating_Natural Gas_Boiler_E5 | F2 | Residential | Manufactured Home Regular Income | Existing | Space Heating | Natural Gas | Boiler | E5 | RVT - Cost of Operation | 1096.5435 | 1097.5623 | 1100.6384 | 1102.6486 | 1099.0501 | 1097.6611 | 1098.2481 | 1097.945 | 1098.0168 | 1097.4544 | 1096.3293 | 1094.5213 | 1092.457 | 1089.9755 | 1087.0945 | 1084.0804 | 1080.8929 | 1077.7768 | 1074.4323 | 1071.1842 | 1067.5779 | 1063.8689 | 1059.7558 | 1055.6215 | 1051.0098 | 1046.1129 | 1040.9414 | 1035.6083 | 1029.7432 | 1021.6671 | 1010.9192 | 997.7134 | 981.3267
F2_Residential_Manufactured Home Regular Income_Existing_Space Heating_Natural Gas_Boiler_E6 | F2 | Residential | Manufactured Home Regular Income | Existing | Space Heating | Natural Gas | Boiler | E6 | RVT - Cost of Operation | 871.001 | 871.7196 | 874.7374 | 876.7527 | 872.6005 | 871.2379 | 872.4736 | 873.0564 | 874.4896 | 875.637 | 876.6417 | 877.3833 | 878.4195 | 879.5866 | 880.5468 | 880.9135 | 880.6074 | 879.8319 | 878.204 | 876.0166 | 872.7096 | 868.4682 | 863.7648 | 859.0371 | 853.7635 | 848.1638 | 842.25 | 836.1515 | 829.4446 | 822.5189 | 815.0041 | 807.3091 | 798.7801
F2_Residential_Manufactured Home Regular Income_Existing_Space Heating_Natural Gas_Boiler_E7 | F2 | Residential | Manufactured Home Regular Income | Existing | Space Heating | Natural Gas | Boiler | E7 | RVT - Cost of Operation | 696.5425 | 697.1006 | 699.2582 | 700.7392 | 697.9417 | 697.1219 | 698.1399 | 698.7162 | 699.8912 | 700.8741 | 701.7698 | 702.1695 | 702.4047 | 702.3608 | 701.7572 | 700.7679 | 699.34 | 697.6291 | 695.3756 | 692.7843 | 689.9073 | 686.9483 | 683.6669 | 680.3687 | 676.6895 | 672.7829 | 668.6571 | 664.4025 | 659.7234 | 654.8916 | 649.6489 | 644.2805 | 638.3302
F2_Residential_Manufactured Home Regular Income_Existing_Space Heating_Natural Gas_Boiler_E8 | F2 | Residential | Manufactured Home Regular Income | Existing | Space Heating | Natural Gas | Boiler | E8 | RVT - Cost of Operation | 586.5621 | 587.0321 | 588.8491 | 590.0961 | 587.7404 | 587.05 | 587.9073 | 588.3926 | 589.382 | 590.2098 | 590.9641 | 591.3006 | 591.4987 | 591.4617 | 590.9534 | 590.1203 | 588.9179 | 587.4772 | 585.5794 | 583.3973 | 580.9746 | 578.4828 | 575.7195 | 572.942 | 569.8438 | 566.554 | 563.0797 | 559.4968 | 555.5565 | 551.4877 | 547.0728 | 542.552 | 537.5412
F2_Residential_Manufactured Home Regular Income_Existing_Space Heating_Natural Gas_Boiler_E9 | F2 | Residential | Manufactured Home Regular Income | Existing | Space Heating | Natural Gas | Boiler | E9 | RVT - Cost of Operation | 0 | 0 | 0 | 0 | 0 | 0 | 0 | 0 | 0 | 0 | 0 | 0 | 0 | 0 | 0 | 0 | 0 | 0 | 0 | 0 | 0 | 0 | 0 | 0 | 0 | 0 | 0 | 0 | 0 | 0 | 0 | 0 | 0
F2_Residential_Manufactured Home Regular Income_Existing_Space Heating_Natural Gas_Boiler_E10 | F2 | Residential | Manufactured Home Regular Income | Existing | Space Heating | Natural Gas | Boiler | E10 | RVT - Cost of Operation | 0 | 0 | 0 | 0 | 0 | 0 | 0 | 0 | 0 | 0 | 0 | 0 | 0 | 0 | 0 | 0 | 0 | 0 | 0 | 0 | 0 | 0 | 0 | 0 | 0 | 0 | 0 | 0 | 0 | 0 | 0 | 0 | 0
F3_Residential_Manufactured Home Regular Income_Existing_Space Heating_Natural Gas_Boiler_E1 | F3 | Residential | Manufactured Home Regular Income | Existing | Space Heating | Natural Gas | Boiler | E1 | System - kBTUs of Consumption | 171.371 | 171.371 | 0 | 0 | 0 | 0 | 0 | 0 | 0 | 0 | 0 | 0 | 0 | 0 | 0 | 0 | 0 | 0 | 0 | 0 | 0 | 0 | 0 | 0 | 0 | 0 | 0 | 0 | 0 | 0 | 0 | 0 | 0
F3_Residential_Manufactured Home Regular Income_Existing_Space Heating_Natural Gas_Boiler_E2 | F3 | Residential | Manufactured Home Regular Income | Existing | Space Heating | Natural Gas | Boiler | E2 | System - kBTUs of Consumption | 211.8434 | 211.8434 | 211.8434 | 211.8434 | 211.8434 | 211.8434 | 211.8434 | 211.8434 | 211.8434 | 211.8434 | 211.8434 | 211.8434 | 211.8434 | 211.8434 | 211.8434 | 211.8434 | 211.8434 | 211.8434 | 211.8434 | 211.8434 | 211.8434 | 211.8434 | 211.8434 | 211.8434 | 211.8434 | 211.8434 | 211.8434 | 211.8434 | 211.8434 | 211.8434 | 211.8434 | 211.8434 | 211.8434
F3_Residential_Manufactured Home Regular Income_Existing_Space Heating_Natural Gas_Boiler_E3 | F3 | Residential | Manufactured Home Regular Income | Existing | Space Heating | Natural Gas | Boiler | E3 | System - kBTUs of Consumption | 240.711 | 240.711 | 240.711 | 240.711 | 240.711 | 240.711 | 240.711 | 240.711 | 240.711 | 240.711 | 240.711 | 240.711 | 240.711 | 240.711 | 240.711 | 240.711 | 240.711 | 240.711 | 240.711 | 240.711 | 240.711 | 240.711 | 240.711 | 240.711 | 240.711 | 240.711 | 240.711 | 240.711 | 240.711 | 240.711 | 240.711 | 240.711 | 240.711
F3_Residential_Manufactured Home Regular Income_Existing_Space Heating_Natural Gas_Boiler_E4 | F3 | Residential | Manufactured Home Regular Income | Existing | Space Heating | Natural Gas | Boiler | E4 | System - kBTUs of Consumption | 251.814 | 251.814 | 251.814 | 251.814 | 251.814 | 251.814 | 251.814 | 251.814 | 251.814 | 251.814 | 251.814 | 251.814 | 251.814 | 251.814 | 251.814 | 251.814 | 251.814 | 251.814 | 251.814 | 251.814 | 251.814 | 251.814 | 251.814 | 251.814 | 251.814 | 251.814 | 251.814 | 251.814 | 251.814 | 251.814 | 251.814 | 251.814 | 251.814
F3_Residential_Manufactured Home Regular Income_Existing_Space Heating_Natural Gas_Boiler_E5 | F3 | Residential | Manufactured Home Regular Income | Existing | Space Heating | Natural Gas | Boiler | E5 | System - kBTUs of Consumption | 283.4357 | 283.4357 | 283.4357 | 283.4357 | 283.4357 | 283.4357 | 283.4357 | 283.4357 | 283.4357 | 283.4357 | 283.4357 | 283.4357 | 283.4357 | 283.4357 | 283.4357 | 283.4357 | 283.4357 | 283.4357 | 283.4357 | 283.4357 | 283.4357 | 283.4357 | 283.4357 | 283.4357 | 283.4357 | 283.4357 | 283.4357 | 283.4357 | 283.4357 | 283.4357 | 283.4357 | 283.4357 | 283.4357
F3_Residential_Manufactured Home Regular Income_Existing_Space Heating_Natural Gas_Boiler_E6 | F3 | Residential | Manufactured Home Regular Income | Existing | Space Heating | Natural Gas | Boiler | E6 | System - kBTUs of Consumption | 1317.6459 | 1317.6459 | 1317.6459 | 1317.6459 | 1317.6459 | 1317.6459 | 1317.6459 | 1317.6459 | 1317.6459 | 1317.6459 | 1317.6459 | 1317.6459 | 1317.6459 | 1317.6459 | 1317.6459 | 1317.6459 | 1317.6459 | 1317.6459 | 1317.6459 | 1317.6459 | 1317.6459 | 1317.6459 | 1317.6459 | 1317.6459 | 1317.6459 | 1317.6459 | 1317.6459 | 1317.6459 | 1317.6459 | 1317.6459 | 1317.6459 | 1317.6459 | 1317.6459
F3_Residential_Manufactured Home Regular Income_Existing_Space Heating_Natural Gas_Boiler_E7 | F3 | Residential | Manufactured Home Regular Income | Existing | Space Heating | Natural Gas | Boiler | E7 | System - kBTUs of Consumption | 628.795 | 628.795 | 628.795 | 628.795 | 628.795 | 628.795 | 628.795 | 628.795 | 628.795 | 628.795 | 628.795 | 628.795 | 628.795 | 628.795 | 628.795 | 628.795 | 628.795 | 628.795 | 628.795 | 628.795 | 628.795 | 628.795 | 628.795 | 628.795 | 628.795 | 628.795 | 628.795 | 628.795 | 628.795 | 628.795 | 628.795 | 628.795 | 628.795
F3_Residential_Manufactured Home Regular Income_Existing_Space Heating_Natural Gas_Boiler_E8 | F3 | Residential | Manufactured Home Regular Income | Existing | Space Heating | Natural Gas | Boiler | E8 | System - kBTUs of Consumption | 666.0585 | 666.0585 | 666.0585 | 666.0585 | 666.0585 | 666.0585 | 666.0585 | 666.0585 | 666.0585 | 666.0585 | 666.0585 | 666.0585 | 666.0585 | 666.0585 | 666.0585 | 666.0585 | 666.0585 | 666.0585 | 666.0585 | 666.0585 | 666.0585 | 666.0585 | 666.0585 | 666.0585 | 666.0585 | 666.0585 | 666.0585 | 666.0585 | 666.0585 | 666.0585 | 666.0585 | 666.0585 | 666.0585
F3_Residential_Manufactured Home Regular Income_Existing_Space Heating_Natural Gas_Boiler_E9 | F3 | Residential | Manufactured Home Regular Income | Existing | Space Heating | Natural Gas | Boiler | E9 | System - kBTUs of Consumption | 0 | 0 | 0 | 0 | 0 | 0 | 0 | 0 | 0 | 0 | 0 | 0 | 0 | 0 | 0 | 0 | 0 | 0 | 0 | 0 | 0 | 0 | 0 | 0 | 0 | 0 | 0 | 0 | 0 | 0 | 0 | 0 | 0
F3_Residential_Manufactured Home Regular Income_Existing_Space Heating_Natural Gas_Boiler_E10 | F3 | Residential | Manufactured Home Regular Income | Existing | Space Heating | Natural Gas | Boiler | E10 | System - kBTUs of Consumption | 0 | 0 | 0 | 0 | 0 | 0 | 0 | 0 | 0 | 0 | 0 | 0 | 0 | 0 | 0 | 0 | 0 | 0 | 0 | 0 | 0 | 0 | 0 | 0 | 0 | 0 | 0 | 0 | 0 | 0 | 0 | 0 | 0
F4_Residential_Manufactured Home Regular Income_Existing_Space Heating_Natural Gas_Boiler_E1 | F4 | Residential | Manufactured Home Regular Income | Existing | Space Heating | Natural Gas | Boiler | E1 | Utility - Cost of Equipment | 1300.4958 | 1301.7041 | 0 | 0 | 0 | 0 | 0 | 0 | 0 | 0 | 0 | 0 | 0 | 0 | 0 | 0 | 0 | 0 | 0 | 0 | 0 | 0 | 0 | 0 | 0 | 0 | 0 | 0 | 0 | 0 | 0 | 0 | 0
F4_Residential_Manufactured Home Regular Income_Existing_Space Heating_Natural Gas_Boiler_E2 | F4 | Residential | Manufactured Home Regular Income | Existing | Space Heating | Natural Gas | Boiler | E2 | Utility - Cost of Equipment | 1271.7026 | 1272.8841 | 1276.4516 | 1278.7828 | 1274.6095 | 1272.9986 | 1273.6794 | 1273.3279 | 1273.4112 | 1272.759 | 1271.4542 | 1269.3573 | 1266.9633 | 1264.0854 | 1260.7441 | 1257.2486 | 1253.552 | 1249.9381 | 1246.0594 | 1242.2924 | 1238.1101 | 1233.8086 | 1229.0384 | 1224.2438 | 1218.8954 | 1213.2163 | 1207.2187 | 1201.0337 | 1194.2317 | 1184.8656 | 1172.4009 | 1157.0855 | 1138.0813
F4_Residential_Manufactured Home Regular Income_Existing_Space Heating_Natural Gas_Boiler_E3 | F4 | Residential | Manufactured Home Regular Income | Existing | Space Heating | Natural Gas | Boiler | E3 | Utility - Cost of Equipment | 1254.9065 | 1256.0724 | 1259.5928 | 1261.8932 | 1257.7751 | 1256.1854 | 1256.8572 | 1256.5104 | 1256.5925 | 1255.949 | 1254.6614 | 1252.5922 | 1250.2298 | 1247.3899 | 1244.0928 | 1240.6435 | 1236.9956 | 1233.4295 | 1229.602 | 1225.8847 | 1221.7577 | 1217.513 | 1212.8059 | 1208.0745 | 1202.7968 | 1197.1927 | 1191.2743 | 1185.171 | 1178.4588 | 1169.2164 | 1156.9163 | 1141.8033 | 1123.05
F4_Residential_Manufactured Home Regular Income_Existing_Space Heating_Natural Gas_Boiler_E4 | F4 | Residential | Manufactured Home Regular Income | Existing | Space Heating | Natural Gas | Boiler | E4 | Utility - Cost of Equipment | 1176.9247 | 1178.0182 | 1181.3198 | 1183.4773 | 1179.615 | 1178.1242 | 1178.7542 | 1178.429 | 1178.506 | 1177.9024 | 1176.6948 | 1174.7543 | 1172.5387 | 1169.8753 | 1166.783 | 1163.548 | 1160.1269 | 1156.7823 | 1153.1927 | 1149.7064 | 1145.8358 | 1141.8549 | 1137.4403 | 1133.003 | 1128.0532 | 1122.7973 | 1117.2467 | 1111.5227 | 1105.2277 | 1096.5595 | 1085.0238 | 1070.8499 | 1053.262
F4_Residential_Manufactured Home Regular Income_Existing_Space Heating_Natural Gas_Boiler_E5 | F4 | Residential | Manufactured Home Regular Income | Existing | Space Heating | Natural Gas | Boiler | E5 | Utility - Cost of Equipment | 1096.5435 | 1097.5623 | 1100.6384 | 1102.6486 | 1099.0501 | 1097.6611 | 1098.2481 | 1097.945 | 1098.0168 | 1097.4544 | 1096.3293 | 1094.5213 | 1092.457 | 1089.9755 | 1087.0945 | 1084.0804 | 1080.8929 | 1077.7768 | 1074.4323 | 1071.1842 | 1067.5779 | 1063.8689 | 1059.7558 | 1055.6215 | 1051.0098 | 1046.1129 | 1040.9414 | 1035.6083 | 1029.7432 | 1021.6671 | 1010.9192 | 997.7134 | 981.3267
F4_Residential_Manufactured Home Regular Income_Existing_Space Heating_Natural Gas_Boiler_E6 | F4 | Residential | Manufactured Home Regular Income | Existing | Space Heating | Natural Gas | Boiler | E6 | Utility - Cost of Equipment | 871.001 | 871.7196 | 874.7374 | 876.7527 | 872.6005 | 871.2379 | 872.4736 | 873.0564 | 874.4896 | 875.637 | 876.6417 | 877.3833 | 878.4195 | 879.5866 | 880.5468 | 880.9135 | 880.6074 | 879.8319 | 878.204 | 876.0166 | 872.7096 | 868.4682 | 863.7648 | 859.0371 | 853.7635 | 848.1638 | 842.25 | 836.1515 | 829.4446 | 822.5189 | 815.0041 | 807.3091 | 798.7801
F4_Residential_Manufactured Home Regular Income_Existing_Space Heating_Natural Gas_Boiler_E7 | F4 | Residential | Manufactured Home Regular Income | Existing | Space Heating | Natural Gas | Boiler | E7 | Utility - Cost of Equipment | 696.5425 | 697.1006 | 699.2582 | 700.7392 | 697.9417 | 697.1219 | 698.1399 | 698.7162 | 699.8912 | 700.8741 | 701.7698 | 702.1695 | 702.4047 | 702.3608 | 701.7572 | 700.7679 | 699.34 | 697.6291 | 695.3756 | 692.7843 | 689.9073 | 686.9483 | 683.6669 | 680.3687 | 676.6895 | 672.7829 | 668.6571 | 664.4025 | 659.7234 | 654.8916 | 649.6489 | 644.2805 | 638.3302
F4_Residential_Manufactured Home Regular Income_Existing_Space Heating_Natural Gas_Boiler_E8 | F4 | Residential | Manufactured Home Regular Income | Existing | Space Heating | Natural Gas | Boiler | E8 | Utility - Cost of Equipment | 586.5621 | 587.0321 | 588.8491 | 590.0961 | 587.7404 | 587.05 | 587.9073 | 588.3926 | 589.382 | 590.2098 | 590.9641 | 591.3006 | 591.4987 | 591.4617 | 590.9534 | 590.1203 | 588.9179 | 587.4772 | 585.5794 | 583.3973 | 580.9746 | 578.4828 | 575.7195 | 572.942 | 569.8438 | 566.554 | 563.0797 | 559.4968 | 555.5565 | 551.4877 | 547.0728 | 542.552 | 537.5412
F4_Residential_Manufactured Home Regular Income_Existing_Space Heating_Natural Gas_Boiler_E9 | F4 | Residential | Manufactured Home Regular Income | Existing | Space Heating | Natural Gas | Boiler | E9 | Utility - Cost of Equipment | 0 | 0 | 0 | 0 | 0 | 0 | 0 | 0 | 0 | 0 | 0 | 0 | 0 | 0 | 0 | 0 | 0 | 0 | 0 | 0 | 0 | 0 | 0 | 0 | 0 | 0 | 0 | 0 | 0 | 0 | 0 | 0 | 0
F4_Residential_Manufactured Home Regular Income_Existing_Space Heating_Natural Gas_Boiler_E10 | F4 | Residential | Manufactured Home Regular Income | Existing | Space Heating | Natural Gas | Boiler | E10 | Utility - Cost of Equipment | 0 | 0 | 0 | 0 | 0 | 0 | 0 | 0 | 0 | 0 | 0 | 0 | 0 | 0 | 0 | 0 | 0 | 0 | 0 | 0 | 0 | 0 | 0 | 0 | 0 | 0 | 0 | 0 | 0 | 0 | 0 | 0 | 0
F5_Residential_Manufactured Home Regular Income_Existing_Space Heating_Natural Gas_Boiler_E1 | F5 | Residential | Manufactured Home Regular Income | Existing | Space Heating | Natural Gas | Boiler | E1 | Utility - Cost of Operation | 171.371 | 171.371 | 0 | 0 | 0 | 0 | 0 | 0 | 0 | 0 | 0 | 0 | 0 | 0 | 0 | 0 | 0 | 0 | 0 | 0 | 0 | 0 | 0 | 0 | 0 | 0 | 0 | 0 | 0 | 0 | 0 | 0 | 0
F5_Residential_Manufactured Home Regular Income_Existing_Space Heating_Natural Gas_Boiler_E2 | F5 | Residential | Manufactured Home Regular Income | Existing | Space Heating | Natural Gas | Boiler | E2 | Utility - Cost of Operation | 211.8434 | 211.8434 | 211.8434 | 211.8434 | 211.8434 | 211.8434 | 211.8434 | 211.8434 | 211.8434 | 211.8434 | 211.8434 | 211.8434 | 211.8434 | 211.8434 | 211.8434 | 211.8434 | 211.8434 | 211.8434 | 211.8434 | 211.8434 | 211.8434 | 211.8434 | 211.8434 | 211.8434 | 211.8434 | 211.8434 | 211.8434 | 211.8434 | 211.8434 | 211.8434 | 211.8434 | 211.8434 | 211.8434
F5_Residential_Manufactured Home Regular Income_Existing_Space Heating_Natural Gas_Boiler_E3 | F5 | Residential | Manufactured Home Regular Income | Existing | Space Heating | Natural Gas | Boiler | E3 | Utility - Cost of Operation | 240.711 | 240.711 | 240.711 | 240.711 | 240.711 | 240.711 | 240.711 | 240.711 | 240.711 | 240.711 | 240.711 | 240.711 | 240.711 | 240.711 | 240.711 | 240.711 | 240.711 | 240.711 | 240.711 | 240.711 | 240.711 | 240.711 | 240.711 | 240.711 | 240.711 | 240.711 | 240.711 | 240.711 | 240.711 | 240.711 | 240.711 | 240.711 | 240.711
F5_Residential_Manufactured Home Regular Income_Existing_Space Heating_Natural Gas_Boiler_E4 | F5 | Residential | Manufactured Home Regular Income | Existing | Space Heating | Natural Gas | Boiler | E4 | Utility - Cost of Operation | 251.814 | 251.814 | 251.814 | 251.814 | 251.814 | 251.814 | 251.814 | 251.814 | 251.814 | 251.814 | 251.814 | 251.814 | 251.814 | 251.814 | 251.814 | 251.814 | 251.814 | 251.814 | 251.814 | 251.814 | 251.814 | 251.814 | 251.814 | 251.814 | 251.814 | 251.814 | 251.814 | 251.814 | 251.814 | 251.814 | 251.814 | 251.814 | 251.814
F5_Residential_Manufactured Home Regular Income_Existing_Space Heating_Natural Gas_Boiler_E5 | F5 | Residential | Manufactured Home Regular Income | Existing | Space Heating | Natural Gas | Boiler | E5 | Utility - Cost of Operation | 283.4357 | 283.4357 | 283.4357 | 283.4357 | 283.4357 | 283.4357 | 283.4357 | 283.4357 | 283.4357 | 283.4357 | 283.4357 | 283.4357 | 283.4357 | 283.4357 | 283.4357 | 283.4357 | 283.4357 | 283.4357 | 283.4357 | 283.4357 | 283.4357 | 283.4357 | 283.4357 | 283.4357 | 283.4357 | 283.4357 | 283.4357 | 283.4357 | 283.4357 | 283.4357 | 283.4357 | 283.4357 | 283.4357
F5_Residential_Manufactured Home Regular Income_Existing_Space Heating_Natural Gas_Boiler_E6 | F5 | Residential | Manufactured Home Regular Income | Existing | Space Heating | Natural Gas | Boiler | E6 | Utility - Cost of Operation | 1317.6459 | 1317.6459 | 1317.6459 | 1317.6459 | 1317.6459 | 1317.6459 | 1317.6459 | 1317.6459 | 1317.6459 | 1317.6459 | 1317.6459 | 1317.6459 | 1317.6459 | 1317.6459 | 1317.6459 | 1317.6459 | 1317.6459 | 1317.6459 | 1317.6459 | 1317.6459 | 1317.6459 | 1317.6459 | 1317.6459 | 1317.6459 | 1317.6459 | 1317.6459 | 1317.6459 | 1317.6459 | 1317.6459 | 1317.6459 | 1317.6459 | 1317.6459 | 1317.6459
F5_Residential_Manufactured Home Regular Income_Existing_Space Heating_Natural Gas_Boiler_E7 | F5 | Residential | Manufactured Home Regular Income | Existing | Space Heating | Natural Gas | Boiler | E7 | Utility - Cost of Operation | 628.795 | 628.795 | 628.795 | 628.795 | 628.795 | 628.795 | 628.795 | 628.795 | 628.795 | 628.795 | 628.795 | 628.795 | 628.795 | 628.795 | 628.795 | 628.795 | 628.795 | 628.795 | 628.795 | 628.795 | 628.795 | 628.795 | 628.795 | 628.795 | 628.795 | 628.795 | 628.795 | 628.795 | 628.795 | 628.795 | 628.795 | 628.795 | 628.795
F5_Residential_Manufactured Home Regular Income_Existing_Space Heating_Natural Gas_Boiler_E8 | F5 | Residential | Manufactured Home Regular Income | Existing | Space Heating | Natural Gas | Boiler | E8 | Utility - Cost of Operation | 666.0585 | 666.0585 | 666.0585 | 666.0585 | 666.0585 | 666.0585 | 666.0585 | 666.0585 | 666.0585 | 666.0585 | 666.0585 | 666.0585 | 666.0585 | 666.0585 | 666.0585 | 666.0585 | 666.0585 | 666.0585 | 666.0585 | 666.0585 | 666.0585 | 666.0585 | 666.0585 | 666.0585 | 666.0585 | 666.0585 | 666.0585 | 666.0585 | 666.0585 | 666.0585 | 666.0585 | 666.0585 | 666.0585
F5_Residential_Manufactured Home Regular Income_Existing_Space Heating_Natural Gas_Boiler_E9 | F5 | Residential | Manufactured Home Regular Income | Existing | Space Heating | Natural Gas | Boiler | E9 | Utility - Cost of Operation | 0 | 0 | 0 | 0 | 0 | 0 | 0 | 0 | 0 | 0 | 0 | 0 | 0 | 0 | 0 | 0 | 0 | 0 | 0 | 0 | 0 | 0 | 0 | 0 | 0 | 0 | 0 | 0 | 0 | 0 | 0 | 0 | 0
F5_Residential_Manufactured Home Regular Income_Existing_Space Heating_Natural Gas_Boiler_E10 | F5 | Residential | Manufactured Home Regular Income | Existing | Space Heating | Natural Gas | Boiler | E10 | Utility - Cost of Operation | 0 | 0 | 0 | 0 | 0 | 0 | 0 | 0 | 0 | 0 | 0 | 0 | 0 | 0 | 0 | 0 | 0 | 0 | 0 | 0 | 0 | 0 | 0 | 0 | 0 | 0 | 0 | 0 | 0 | 0 | 0 | 0 | 0
F6_Residential_Manufactured Home Regular Income_Existing_Space Heating_Natural Gas_Boiler_E1 | F6 | Residential | Manufactured Home Regular Income | Existing | Space Heating | Natural Gas | Boiler | E1 | Utility - Value of Sales | 640.716 | 639.2624 | 0 | 0 | 0 | 0 | 0 | 0 | 0 | 0 | 0 | 0 | 0 | 0 | 0 | 0 | 0 | 0 | 0 | 0 | 0 | 0 | 0 | 0 | 0 | 0 | 0 | 0 | 0 | 0 | 0 | 0 | 0
F6_Residential_Manufactured Home Regular Income_Existing_Space Heating_Natural Gas_Boiler_E2 | F6 | Residential | Manufactured Home Regular Income | Existing | Space Heating | Natural Gas | Boiler | E2 | Utility - Value of Sales | 626.5304 | 625.109 | 624.2897 | 622.9702 | 619.4453 | 615.9594 | 612.5252 | 609.1561 | 605.8648 | 602.6643 | 599.5674 | 596.5872 | 593.7368 | 591.0289 | 588.4634 | 586.0407 | 583.7606 | 581.623 | 579.6278 | 577.7754 | 576.0655 | 574.4982 | 573.073 | 571.7907 | 570.6508 | 569.6534 | 568.7982 | 568.0857 | 567.5157 | 567.0882 | 566.8029 | 566.6604 | 566.6604
F6_Residential_Manufactured Home Regular Income_Existing_Space Heating_Natural Gas_Boiler_E3 | F6 | Residential | Manufactured Home Regular Income | Existing | Space Heating | Natural Gas | Boiler | E3 | Utility - Value of Sales | 618.2554 | 616.8528 | 616.0443 | 614.7423 | 611.264 | 607.8241 | 604.4353 | 601.1107 | 597.8628 | 594.7046 | 591.6485 | 588.7078 | 585.895 | 583.2228 | 580.6913 | 578.3006 | 576.0505 | 573.9412 | 571.9724 | 570.1444 | 568.4571 | 566.9105 | 565.5042 | 564.2387 | 563.1139 | 562.1297 | 561.2858 | 560.5827 | 560.0202 | 559.5983 | 559.3169 | 559.1762 | 559.1762
F6_Residential_Manufactured Home Regular Income_Existing_Space Heating_Natural Gas_Boiler_E4 | F6 | Residential | Manufactured Home Regular Income | Existing | Space Heating | Natural Gas | Boiler | E4 | Utility - Value of Sales | 579.8361 | 578.5207 | 577.7624 | 576.5413 | 573.2791 | 570.053 | 566.8748 | 563.7567 | 560.7107 | 557.7487 | 554.8826 | 552.1246 | 549.4866 | 546.9805 | 544.6063 | 542.3641 | 540.2539 | 538.2756 | 536.4291 | 534.7147 | 533.1323 | 531.6818 | 530.3629 | 529.1761 | 528.1211 | 527.1981 | 526.4066 | 525.7473 | 525.2197 | 524.824 | 524.5601 | 524.4282 | 524.4282
F6_Residential_Manufactured Home Regular Income_Existing_Space Heating_Natural Gas_Boiler_E5 | F6 | Residential | Manufactured Home Regular Income | Existing | Space Heating | Natural Gas | Boiler | E5 | Utility - Value of Sales | 540.2347 | 539.0091 | 538.3026 | 537.1649 | 534.1255 | 531.1197 | 528.1586 | 525.2535 | 522.4155 | 519.6558 | 516.9854 | 514.4158 | 511.9579 | 509.623 | 507.4109 | 505.3219 | 503.3558 | 501.5127 | 499.7923 | 498.195 | 496.7206 | 495.3692 | 494.1403 | 493.0346 | 492.0517 | 491.1917 | 490.4543 | 489.84 | 489.3484 | 488.9798 | 488.7339 | 488.611 | 488.611
F6_Residential_Manufactured Home Regular Income_Existing_Space Heating_Natural Gas_Boiler_E6 | F6 | Residential | Manufactured Home Regular Income | Existing | Space Heating | Natural Gas | Boiler | E6 | Utility - Value of Sales | 439.0371 | 439.0415 | 439.7343 | 439.8402 | 437.3943 | 434.9485 | 432.5025 | 430.0569 | 427.6114 | 425.166 | 422.7206 | 420.2755 | 417.8305 | 415.3857 | 412.9408 | 410.5194 | 408.1447 | 405.8398 | 403.628 | 401.5328 | 399.5774 | 397.785 | 396.1552 | 394.6887 | 393.3851 | 392.2445 | 391.2665 | 390.4517 | 389.7998 | 389.3109 | 388.9847 | 388.8217 | 388.8217
F6_Residential_Manufactured Home Regular Income_Existing_Space Heating_Natural Gas_Boiler_E7 | F6 | Residential | Manufactured Home Regular Income | Existing | Space Heating | Natural Gas | Boiler | E7 | Utility - Value of Sales | 349.2786 | 348.9555 | 349.0913 | 348.8359 | 346.8794 | 344.9228 | 342.9663 | 341.01 | 339.0538 | 337.0976 | 335.1415 | 333.1976 | 331.2779 | 329.3945 | 327.5593 | 325.7847 | 324.0825 | 322.4649 | 320.9438 | 319.5314 | 318.2278 | 317.0329 | 315.9464 | 314.9687 | 314.0996 | 313.3392 | 312.6872 | 312.144 | 311.7094 | 311.3835 | 311.166 | 311.0574 | 311.0574
F6_Residential_Manufactured Home Regular Income_Existing_Space Heating_Natural Gas_Boiler_E8 | F6 | Residential | Manufactured Home Regular Income | Existing | Space Heating | Natural Gas | Boiler | E8 | Utility - Value of Sales | 294.1294 | 293.8572 | 293.9716 | 293.7566 | 292.1089 | 290.4613 | 288.8137 | 287.1663 | 285.519 | 283.8717 | 282.2244 | 280.5874 | 278.9709 | 277.3848 | 275.8394 | 274.345 | 272.9116 | 271.5494 | 270.2684 | 269.0791 | 267.9813 | 266.9751 | 266.0601 | 265.2368 | 264.5049 | 263.8646 | 263.3155 | 262.8581 | 262.4922 | 262.2177 | 262.0346 | 261.943 | 261.943
F6_Residential_Manufactured Home Regular Income_Existing_Space Heating_Natural Gas_Boiler_E9 | F6 | Residential | Manufactured Home Regular Income | Existing | Space Heating | Natural Gas | Boiler | E9 | Utility - Value of Sales | 0 | 0 | 0 | 0 | 0 | 0 | 0 | 0 | 0 | 0 | 0 | 0 | 0 | 0 | 0 | 0 | 0 | 0 | 0 | 0 | 0 | 0 | 0 | 0 | 0 | 0 | 0 | 0 | 0 | 0 | 0 | 0 | 0
F6_Residential_Manufactured Home Regular Income_Existing_Space Heating_Natural Gas_Boiler_E10 | F6 | Residential | Manufactured Home Regular Income | Existing | Space Heating | Natural Gas | Boiler | E10 | Utility - Value of Sales | 0 | 0 | 0 | 0 | 0 | 0 | 0 | 0 | 0 | 0 | 0 | 0 | 0 | 0 | 0 | 0 | 0 | 0 | 0 | 0 | 0 | 0 | 0 | 0 | 0 | 0 | 0 | 0 | 0 | 0 | 0 | 0 | 0
F1_Residential_Manufactured Home Regular Income_Existing_Secondary Heating_Natural Gas_Fireplace_E1 | F1 | Residential | Manufactured Home Regular Income | Existing | Secondary Heating | Natural Gas | Fireplace | E1 | RVT - Cost of Equipment | 228.5716 | 229.3528 | 230.7794 | 231.9874 | 231.6938 | 232.2951 | 233.7281 | 234.9622 | 236.478 | 237.9164 | 239.3199 | 240.6502 | 242.0878 | 243.4502 | 244.6003 | 245.6212 | 246.4854 | 247.2599 | 247.8179 | 248.2554 | 248.3857 | 248.2709 | 247.9582 | 247.5899 | 246.9902 | 246.2295 | 245.3092 | 244.2696 | 242.9653 | 241.5245 | 239.8188 | 237.9834 | 235.7921
F1_Residential_Manufactured Home Regular Income_Existing_Secondary Heating_Natural Gas_Fireplace_E2 | F1 | Residential | Manufactured Home Regular Income | Existing | Secondary Heating | Natural Gas | Fireplace | E2 | RVT - Cost of Equipment | 190.0769 | 190.7265 | 191.9128 | 192.9174 | 192.6732 | 193.1733 | 194.3649 | 195.3912 | 196.6517 | 197.8479 | 199.015 | 200.1212 | 201.3167 | 202.4497 | 203.4061 | 204.2551 | 204.9737 | 205.6178 | 206.0818 | 206.4456 | 206.554 | 206.4585 | 206.1985 | 205.8922 | 205.3935 | 204.7609 | 203.9956 | 203.1311 | 202.0464 | 200.8483 | 199.4299 | 197.9035 | 196.0813
F1_Residential_Manufactured Home Regular Income_Existing_Secondary Heating_Natural Gas_Fireplace_E3 | F1 | Residential | Manufactured Home Regular Income | Existing | Secondary Heating | Natural Gas | Fireplace | E3 | RVT - Cost of Equipment | 181.3458 | 181.9656 | 183.0974 | 184.0558 | 183.8228 | 184.3 | 185.4369 | 186.416 | 187.6186 | 188.7598 | 189.8733 | 190.9287 | 192.0694 | 193.1502 | 194.0627 | 194.8727 | 195.5584 | 196.1728 | 196.6156 | 196.9626 | 197.066 | 196.9749 | 196.7269 | 196.4346 | 195.9589 | 195.3553 | 194.6252 | 193.8003 | 192.7655 | 191.6224 | 190.2691 | 188.8129 | 187.0744
F1_Residential_Manufactured Home Regular Income_Existing_Secondary Heating_Natural Gas_Fireplace_E4 | F1 | Residential | Manufactured Home Regular Income | Existing | Secondary Heating | Natural Gas | Fireplace | E4 | RVT - Cost of Equipment | 0 | 0 | 0 | 0 | 0 | 0 | 0 | 0 | 0 | 0 | 0 | 0 | 0 | 0 | 0 | 0 | 0 | 0 | 0 | 0 | 0 | 0 | 0 | 0 | 0 | 0 | 0 | 0 | 0 | 0 | 0 | 0 | 0
F1_Residential_Manufactured Home Regular Income_Existing_Secondary Heating_Natural Gas_Fireplace_E5 | F1 | Residential | Manufactured Home Regular Income | Existing | Secondary Heating | Natural Gas | Fireplace | E5 | RVT - Cost of Equipment | 0 | 0 | 0 | 0 | 0 | 0 | 0 | 0 | 0 | 0 | 0 | 0 | 0 | 0 | 0 | 0 | 0 | 0 | 0 | 0 | 0 | 0 | 0 | 0 | 0 | 0 | 0 | 0 | 0 | 0 | 0 | 0 | 0
F1_Residential_Manufactured Home Regular Income_Existing_Secondary Heating_Natural Gas_Fireplace_E6 | F1 | Residential | Manufactured Home Regular Income | Existing | Secondary Heating | Natural Gas | Fireplace | E6 | RVT - Cost of Equipment | 0 | 0 | 0 | 0 | 0 | 0 | 0 | 0 | 0 | 0 | 0 | 0 | 0 | 0 | 0 | 0 | 0 | 0 | 0 | 0 | 0 | 0 | 0 | 0 | 0 | 0 | 0 | 0 | 0 | 0 | 0 | 0 | 0
F1_Residential_Manufactured Home Regular Income_Existing_Secondary Heating_Natural Gas_Fireplace_E7 | F1 | Residential | Manufactured Home Regular Income | Existing | Secondary Heating | Natural Gas | Fireplace | E7 | RVT - Cost of Equipment | 0 | 0 | 0 | 0 | 0 | 0 | 0 | 0 | 0 | 0 | 0 | 0 | 0 | 0 | 0 | 0 | 0 | 0 | 0 | 0 | 0 | 0 | 0 | 0 | 0 | 0 | 0 | 0 | 0 | 0 | 0 | 0 | 0
F1_Residential_Manufactured Home Regular Income_Existing_Secondary Heating_Natural Gas_Fireplace_E8 | F1 | Residential | Manufactured Home Regular Income | Existing | Secondary Heating | Natural Gas | Fireplace | E8 | RVT - Cost of Equipment | 0 | 0 | 0 | 0 | 0 | 0 | 0 | 0 | 0 | 0 | 0 | 0 | 0 | 0 | 0 | 0 | 0 | 0 | 0 | 0 | 0 | 0 | 0 | 0 | 0 | 0 | 0 | 0 | 0 | 0 | 0 | 0 | 0
F1_Residential_Manufactured Home Regular Income_Existing_Secondary Heating_Natural Gas_Fireplace_E9 | F1 | Residential | Manufactured Home Regular Income | Existing | Secondary Heating | Natural Gas | Fireplace | E9 | RVT - Cost of Equipment | 0 | 0 | 0 | 0 | 0 | 0 | 0 | 0 | 0 | 0 | 0 | 0 | 0 | 0 | 0 | 0 | 0 | 0 | 0 | 0 | 0 | 0 | 0 | 0 | 0 | 0 | 0 | 0 | 0 | 0 | 0 | 0 | 0
F1_Residential_Manufactured Home Regular Income_Existing_Secondary Heating_Natural Gas_Fireplace_E10 | F1 | Residential | Manufactured Home Regular Income | Existing | Secondary Heating | Natural Gas | Fireplace | E10 | RVT - Cost of Equipment | 0 | 0 | 0 | 0 | 0 | 0 | 0 | 0 | 0 | 0 | 0 | 0 | 0 | 0 | 0 | 0 | 0 | 0 | 0 | 0 | 0 | 0 | 0 | 0 | 0 | 0 | 0 | 0 | 0 | 0 | 0 | 0 | 0
F2_Residential_Manufactured Home Regular Income_Existing_Secondary Heating_Natural Gas_Fireplace_E1 | F2 | Residential | Manufactured Home Regular Income | Existing | Secondary Heating | Natural Gas | Fireplace | E1 | RVT - Cost of Operation | 228.2031 | 228.983 | 230.4073 | 231.6134 | 231.3202 | 231.9206 | 233.3512 | 234.5834 | 236.0967 | 237.5328 | 238.934 | 240.2621 | 241.6975 | 243.0576 | 244.2059 | 245.2252 | 246.088 | 246.8612 | 247.4183 | 247.8551 | 247.9852 | 247.8706 | 247.5584 | 247.1907 | 246.592 | 245.8325 | 244.9137 | 243.8757 | 242.5735 | 241.1351 | 239.4321 | 237.5996 | 235.4119
F2_Residential_Manufactured Home Regular Income_Existing_Secondary Heating_Natural Gas_Fireplace_E2 | F2 | Residential | Manufactured Home Regular Income | Existing | Secondary Heating | Natural Gas | Fireplace | E2 | RVT - Cost of Operation | 189.7704 | 190.419 | 191.6034 | 192.6063 | 192.3625 | 192.8618 | 194.0515 | 195.0762 | 196.3346 | 197.5289 | 198.6941 | 199.7985 | 200.9921 | 202.1232 | 203.0781 | 203.9258 | 204.6432 | 205.2863 | 205.7495 | 206.1127 | 206.2209 | 206.1256 | 205.866 | 205.5602 | 205.0624 | 204.4308 | 203.6667 | 202.8035 | 201.7207 | 200.5245 | 199.1083 | 197.5844 | 195.7652
F2_Residential_Manufactured Home Regular Income_Existing_Secondary Heating_Natural Gas_Fireplace_E3 | F2 | Residential | Manufactured Home Regular Income | Existing | Secondary Heating | Natural Gas | Fireplace | E3 | RVT - Cost of Operation | 181.0534 | 181.6722 | 182.8022 | 183.7591 | 183.5264 | 184.0028 | 185.1379 | 186.1154 | 187.3161 | 188.4555 | 189.5672 | 190.6209 | 191.7597 | 192.8388 | 193.7498 | 194.5585 | 195.2431 | 195.8565 | 196.2985 | 196.645 | 196.7483 | 196.6573 | 196.4096 | 196.1179 | 195.6429 | 195.0403 | 194.3113 | 193.4878 | 192.4547 | 191.3135 | 189.9624 | 188.5085 | 186.7728
F2_Residential_Manufactured Home Regular Income_Existing_Secondary Heating_Natural Gas_Fireplace_E4 | F2 | Residential | Manufactured Home Regular Income | Existing | Secondary Heating | Natural Gas | Fireplace | E4 | RVT - Cost of Operation | 0 | 0 | 0 | 0 | 0 | 0 | 0 | 0 | 0 | 0 | 0 | 0 | 0 | 0 | 0 | 0 | 0 | 0 | 0 | 0 | 0 | 0 | 0 | 0 | 0 | 0 | 0 | 0 | 0 | 0 | 0 | 0 | 0
F2_Residential_Manufactured Home Regular Income_Existing_Secondary Heating_Natural Gas_Fireplace_E5 | F2 | Residential | Manufactured Home Regular Income | Existing | Secondary Heating | Natural Gas | Fireplace | E5 | RVT - Cost of Operation | 0 | 0 | 0 | 0 | 0 | 0 | 0 | 0 | 0 | 0 | 0 | 0 | 0 | 0 | 0 | 0 | 0 | 0 | 0 | 0 | 0 | 0 | 0 | 0 | 0 | 0 | 0 | 0 | 0 | 0 | 0 | 0 | 0
F2_Residential_Manufactured Home Regular Income_Existing_Secondary Heating_Natural Gas_Fireplace_E6 | F2 | Residential | Manufactured Home Regular Income | Existing | Secondary Heating | Natural Gas | Fireplace | E6 | RVT - Cost of Operation | 0 | 0 | 0 | 0 | 0 | 0 | 0 | 0 | 0 | 0 | 0 | 0 | 0 | 0 | 0 | 0 | 0 | 0 | 0 | 0 | 0 | 0 | 0 | 0 | 0 | 0 | 0 | 0 | 0 | 0 | 0 | 0 | 0
F2_Residential_Manufactured Home Regular Income_Existing_Secondary Heating_Natural Gas_Fireplace_E7 | F2 | Residential | Manufactured Home Regular Income | Existing | Secondary Heating | Natural Gas | Fireplace | E7 | RVT - Cost of Operation | 0 | 0 | 0 | 0 | 0 | 0 | 0 | 0 | 0 | 0 | 0 | 0 | 0 | 0 | 0 | 0 | 0 | 0 | 0 | 0 | 0 | 0 | 0 | 0 | 0 | 0 | 0 | 0 | 0 | 0 | 0 | 0 | 0
F2_Residential_Manufactured Home Regular Income_Existing_Secondary Heating_Natural Gas_Fireplace_E8 | F2 | Residential | Manufactured Home Regular Income | Existing | Secondary Heating | Natural Gas | Fireplace | E8 | RVT - Cost of Operation | 0 | 0 | 0 | 0 | 0 | 0 | 0 | 0 | 0 | 0 | 0 | 0 | 0 | 0 | 0 | 0 | 0 | 0 | 0 | 0 | 0 | 0 | 0 | 0 | 0 | 0 | 0 | 0 | 0 | 0 | 0 | 0 | 0
F2_Residential_Manufactured Home Regular Income_Existing_Secondary Heating_Natural Gas_Fireplace_E9 | F2 | Residential | Manufactured Home Regular Income | Existing | Secondary Heating | Natural Gas | Fireplace | E9 | RVT - Cost of Operation | 0 | 0 | 0 | 0 | 0 | 0 | 0 | 0 | 0 | 0 | 0 | 0 | 0 | 0 | 0 | 0 | 0 | 0 | 0 | 0 | 0 | 0 | 0 | 0 | 0 | 0 | 0 | 0 | 0 | 0 | 0 | 0 | 0
F2_Residential_Manufactured Home Regular Income_Existing_Secondary Heating_Natural Gas_Fireplace_E10 | F2 | Residential | Manufactured Home Regular Income | Existing | Secondary Heating | Natural Gas | Fireplace | E10 | RVT - Cost of Operation | 0 | 0 | 0 | 0 | 0 | 0 | 0 | 0 | 0 | 0 | 0 | 0 | 0 | 0 | 0 | 0 | 0 | 0 | 0 | 0 | 0 | 0 | 0 | 0 | 0 | 0 | 0 | 0 | 0 | 0 | 0 | 0 | 0
F3_Residential_Manufactured Home Regular Income_Existing_Secondary Heating_Natural Gas_Fireplace_E1 | F3 | Residential | Manufactured Home Regular Income | Existing | Secondary Heating | Natural Gas | Fireplace | E1 | System - kBTUs of Consumption | 296.7502 | 296.7502 | 296.7502 | 296.7502 | 296.7502 | 296.7502 | 296.7502 | 296.7502 | 296.7502 | 296.7502 | 296.7502 | 296.7502 | 296.7502 | 296.7502 | 296.7502 | 296.7502 | 296.7502 | 296.7502 | 296.7502 | 296.7502 | 296.7502 | 296.7502 | 296.7502 | 296.7502 | 296.7502 | 296.7502 | 296.7502 | 296.7502 | 296.7502 | 296.7502 | 296.7502 | 296.7502 | 296.7502
F3_Residential_Manufactured Home Regular Income_Existing_Secondary Heating_Natural Gas_Fireplace_E2 | F3 | Residential | Manufactured Home Regular Income | Existing | Secondary Heating | Natural Gas | Fireplace | E2 | System - kBTUs of Consumption | 323.7563 | 323.7563 | 323.7563 | 323.7563 | 323.7563 | 323.7563 | 323.7563 | 323.7563 | 323.7563 | 323.7563 | 323.7563 | 323.7563 | 323.7563 | 323.7563 | 323.7563 | 323.7563 | 323.7563 | 323.7563 | 323.7563 | 323.7563 | 323.7563 | 323.7563 | 323.7563 | 323.7563 | 323.7563 | 323.7563 | 323.7563 | 323.7563 | 323.7563 | 323.7563 | 323.7563 | 323.7563 | 323.7563
F3_Residential_Manufactured Home Regular Income_Existing_Secondary Heating_Natural Gas_Fireplace_E3 | F3 | Residential | Manufactured Home Regular Income | Existing | Secondary Heating | Natural Gas | Fireplace | E3 | System - kBTUs of Consumption | 329.9912 | 329.9912 | 329.9912 | 329.9912 | 329.9912 | 329.9912 | 329.9912 | 329.9912 | 329.9912 | 329.9912 | 329.9912 | 329.9912 | 329.9912 | 329.9912 | 329.9912 | 329.9912 | 329.9912 | 329.9912 | 329.9912 | 329.9912 | 329.9912 | 329.9912 | 329.9912 | 329.9912 | 329.9912 | 329.9912 | 329.9912 | 329.9912 | 329.9912 | 329.9912 | 329.9912 | 329.9912 | 329.9912
F3_Residential_Manufactured Home Regular Income_Existing_Secondary Heating_Natural Gas_Fireplace_E4 | F3 | Residential | Manufactured Home Regular Income | Existing | Secondary Heating | Natural Gas | Fireplace | E4 | System - kBTUs of Consumption | 0 | 0 | 0 | 0 | 0 | 0 | 0 | 0 | 0 | 0 | 0 | 0 | 0 | 0 | 0 | 0 | 0 | 0 | 0 | 0 | 0 | 0 | 0 | 0 | 0 | 0 | 0 | 0 | 0 | 0 | 0 | 0 | 0
F3_Residential_Manufactured Home Regular Income_Existing_Secondary Heating_Natural Gas_Fireplace_E5 | F3 | Residential | Manufactured Home Regular Income | Existing | Secondary Heating | Natural Gas | Fireplace | E5 | System - kBTUs of Consumption | 0 | 0 | 0 | 0 | 0 | 0 | 0 | 0 | 0 | 0 | 0 | 0 | 0 | 0 | 0 | 0 | 0 | 0 | 0 | 0 | 0 | 0 | 0 | 0 | 0 | 0 | 0 | 0 | 0 | 0 | 0 | 0 | 0
F3_Residential_Manufactured Home Regular Income_Existing_Secondary Heating_Natural Gas_Fireplace_E6 | F3 | Residential | Manufactured Home Regular Income | Existing | Secondary Heating | Natural Gas | Fireplace | E6 | System - kBTUs of Consumption | 0 | 0 | 0 | 0 | 0 | 0 | 0 | 0 | 0 | 0 | 0 | 0 | 0 | 0 | 0 | 0 | 0 | 0 | 0 | 0 | 0 | 0 | 0 | 0 | 0 | 0 | 0 | 0 | 0 | 0 | 0 | 0 | 0
F3_Residential_Manufactured Home Regular Income_Existing_Secondary Heating_Natural Gas_Fireplace_E7 | F3 | Residential | Manufactured Home Regular Income | Existing | Secondary Heating | Natural Gas | Fireplace | E7 | System - kBTUs of Consumption | 0 | 0 | 0 | 0 | 0 | 0 | 0 | 0 | 0 | 0 | 0 | 0 | 0 | 0 | 0 | 0 | 0 | 0 | 0 | 0 | 0 | 0 | 0 | 0 | 0 | 0 | 0 | 0 | 0 | 0 | 0 | 0 | 0
F3_Residential_Manufactured Home Regular Income_Existing_Secondary Heating_Natural Gas_Fireplace_E8 | F3 | Residential | Manufactured Home Regular Income | Existing | Secondary Heating | Natural Gas | Fireplace | E8 | System - kBTUs of Consumption | 0 | 0 | 0 | 0 | 0 | 0 | 0 | 0 | 0 | 0 | 0 | 0 | 0 | 0 | 0 | 0 | 0 | 0 | 0 | 0 | 0 | 0 | 0 | 0 | 0 | 0 | 0 | 0 | 0 | 0 | 0 | 0 | 0
F3_Residential_Manufactured Home Regular Income_Existing_Secondary Heating_Natural Gas_Fireplace_E9 | F3 | Residential | Manufactured Home Regular Income | Existing | Secondary Heating | Natural Gas | Fireplace | E9 | System - kBTUs of Consumption | 0 | 0 | 0 | 0 | 0 | 0 | 0 | 0 | 0 | 0 | 0 | 0 | 0 | 0 | 0 | 0 | 0 | 0 | 0 | 0 | 0 | 0 | 0 | 0 | 0 | 0 | 0 | 0 | 0 | 0 | 0 | 0 | 0
F3_Residential_Manufactured Home Regular Income_Existing_Secondary Heating_Natural Gas_Fireplace_E10 | F3 | Residential | Manufactured Home Regular Income | Existing | Secondary Heating | Natural Gas | Fireplace | E10 | System - kBTUs of Consumption | 0 | 0 | 0 | 0 | 0 | 0 | 0 | 0 | 0 | 0 | 0 | 0 | 0 | 0 | 0 | 0 | 0 | 0 | 0 | 0 | 0 | 0 | 0 | 0 | 0 | 0 | 0 | 0 | 0 | 0 | 0 | 0 | 0
F4_Residential_Manufactured Home Regular Income_Existing_Secondary Heating_Natural Gas_Fireplace_E1 | F4 | Residential | Manufactured Home Regular Income | Existing | Secondary Heating | Natural Gas | Fireplace | E1 | Utility - Cost of Equipment | 228.2031 | 228.983 | 230.4073 | 231.6134 | 231.3202 | 231.9206 | 233.3512 | 234.5834 | 236.0967 | 237.5328 | 238.934 | 240.2621 | 241.6975 | 243.0576 | 244.2059 | 245.2252 | 246.088 | 246.8612 | 247.4183 | 247.8551 | 247.9852 | 247.8706 | 247.5584 | 247.1907 | 246.592 | 245.8325 | 244.9137 | 243.8757 | 242.5735 | 241.1351 | 239.4321 | 237.5996 | 235.4119
F4_Residential_Manufactured Home Regular Income_Existing_Secondary Heating_Natural Gas_Fireplace_E2 | F4 | Residential | Manufactured Home Regular Income | Existing | Secondary Heating | Natural Gas | Fireplace | E2 | Utility - Cost of Equipment | 189.7704 | 190.419 | 191.6034 | 192.6063 | 192.3625 | 192.8618 | 194.0515 | 195.0762 | 196.3346 | 197.5289 | 198.6941 | 199.7985 | 200.9921 | 202.1232 | 203.0781 | 203.9258 | 204.6432 | 205.2863 | 205.7495 | 206.1127 | 206.2209 | 206.1256 | 205.866 | 205.5602 | 205.0624 | 204.4308 | 203.6667 | 202.8035 | 201.7207 | 200.5245 | 199.1083 | 197.5844 | 195.7652
F4_Residential_Manufactured Home Regular Income_Existing_Secondary Heating_Natural Gas_Fireplace_E3 | F4 | Residential | Manufactured Home Regular Income | Existing | Secondary Heating | Natural Gas | Fireplace | E3 | Utility - Cost of Equipment | 181.0534 | 181.6722 | 182.8022 | 183.7591 | 183.5264 | 184.0028 | 185.1379 | 186.1154 | 187.3161 | 188.4555 | 189.5672 | 190.6209 | 191.7597 | 192.8388 | 193.7498 | 194.5585 | 195.2431 | 195.8565 | 196.2985 | 196.645 | 196.7483 | 196.6573 | 196.4096 | 196.1179 | 195.6429 | 195.0403 | 194.3113 | 193.4878 | 192.4547 | 191.3135 | 189.9624 | 188.5085 | 186.7728
F4_Residential_Manufactured Home Regular Income_Existing_Secondary Heating_Natural Gas_Fireplace_E4 | F4 | Residential | Manufactured Home Regular Income | Existing | Secondary Heating | Natural Gas | Fireplace | E4 | Utility - Cost of Equipment | 0 | 0 | 0 | 0 | 0 | 0 | 0 | 0 | 0 | 0 | 0 | 0 | 0 | 0 | 0 | 0 | 0 | 0 | 0 | 0 | 0 | 0 | 0 | 0 | 0 | 0 | 0 | 0 | 0 | 0 | 0 | 0 | 0
F4_Residential_Manufactured Home Regular Income_Existing_Secondary Heating_Natural Gas_Fireplace_E5 | F4 | Residential | Manufactured Home Regular Income | Existing | Secondary Heating | Natural Gas | Fireplace | E5 | Utility - Cost of Equipment | 0 | 0 | 0 | 0 | 0 | 0 | 0 | 0 | 0 | 0 | 0 | 0 | 0 | 0 | 0 | 0 | 0 | 0 | 0 | 0 | 0 | 0 | 0 | 0 | 0 | 0 | 0 | 0 | 0 | 0 | 0 | 0 | 0
F4_Residential_Manufactured Home Regular Income_Existing_Secondary Heating_Natural Gas_Fireplace_E6 | F4 | Residential | Manufactured Home Regular Income | Existing | Secondary Heating | Natural Gas | Fireplace | E6 | Utility - Cost of Equipment | 0 | 0 | 0 | 0 | 0 | 0 | 0 | 0 | 0 | 0 | 0 | 0 | 0 | 0 | 0 | 0 | 0 | 0 | 0 | 0 | 0 | 0 | 0 | 0 | 0 | 0 | 0 | 0 | 0 | 0 | 0 | 0 | 0
F4_Residential_Manufactured Home Regular Income_Existing_Secondary Heating_Natural Gas_Fireplace_E7 | F4 | Residential | Manufactured Home Regular Income | Existing | Secondary Heating | Natural Gas | Fireplace | E7 | Utility - Cost of Equipment | 0 | 0 | 0 | 0 | 0 | 0 | 0 | 0 | 0 | 0 | 0 | 0 | 0 | 0 | 0 | 0 | 0 | 0 | 0 | 0 | 0 | 0 | 0 | 0 | 0 | 0 | 0 | 0 | 0 | 0 | 0 | 0 | 0
F4_Residential_Manufactured Home Regular Income_Existing_Secondary Heating_Natural Gas_Fireplace_E8 | F4 | Residential | Manufactured Home Regular Income | Existing | Secondary Heating | Natural Gas | Fireplace | E8 | Utility - Cost of Equipment | 0 | 0 | 0 | 0 | 0 | 0 | 0 | 0 | 0 | 0 | 0 | 0 | 0 | 0 | 0 | 0 | 0 | 0 | 0 | 0 | 0 | 0 | 0 | 0 | 0 | 0 | 0 | 0 | 0 | 0 | 0 | 0 | 0
F4_Residential_Manufactured Home Regular Income_Existing_Secondary Heating_Natural Gas_Fireplace_E9 | F4 | Residential | Manufactured Home Regular Income | Existing | Secondary Heating | Natural Gas | Fireplace | E9 | Utility - Cost of Equipment | 0 | 0 | 0 | 0 | 0 | 0 | 0 | 0 | 0 | 0 | 0 | 0 | 0 | 0 | 0 | 0 | 0 | 0 | 0 | 0 | 0 | 0 | 0 | 0 | 0 | 0 | 0 | 0 | 0 | 0 | 0 | 0 | 0
F4_Residential_Manufactured Home Regular Income_Existing_Secondary Heating_Natural Gas_Fireplace_E10 | F4 | Residential | Manufactured Home Regular Income | Existing | Secondary Heating | Natural Gas | Fireplace | E10 | Utility - Cost of Equipment | 0 | 0 | 0 | 0 | 0 | 0 | 0 | 0 | 0 | 0 | 0 | 0 | 0 | 0 | 0 | 0 | 0 | 0 | 0 | 0 | 0 | 0 | 0 | 0 | 0 | 0 | 0 | 0 | 0 | 0 | 0 | 0 | 0
F5_Residential_Manufactured Home Regular Income_Existing_Secondary Heating_Natural Gas_Fireplace_E1 | F5 | Residential | Manufactured Home Regular Income | Existing | Secondary Heating | Natural Gas | Fireplace | E1 | Utility - Cost of Operation | 296.7502 | 296.7502 | 296.7502 | 296.7502 | 296.7502 | 296.7502 | 296.7502 | 296.7502 | 296.7502 | 296.7502 | 296.7502 | 296.7502 | 296.7502 | 296.7502 | 296.7502 | 296.7502 | 296.7502 | 296.7502 | 296.7502 | 296.7502 | 296.7502 | 296.7502 | 296.7502 | 296.7502 | 296.7502 | 296.7502 | 296.7502 | 296.7502 | 296.7502 | 296.7502 | 296.7502 | 296.7502 | 296.7502
F5_Residential_Manufactured Home Regular Income_Existing_Secondary Heating_Natural Gas_Fireplace_E2 | F5 | Residential | Manufactured Home Regular Income | Existing | Secondary Heating | Natural Gas | Fireplace | E2 | Utility - Cost of Operation | 323.7563 | 323.7563 | 323.7563 | 323.7563 | 323.7563 | 323.7563 | 323.7563 | 323.7563 | 323.7563 | 323.7563 | 323.7563 | 323.7563 | 323.7563 | 323.7563 | 323.7563 | 323.7563 | 323.7563 | 323.7563 | 323.7563 | 323.7563 | 323.7563 | 323.7563 | 323.7563 | 323.7563 | 323.7563 | 323.7563 | 323.7563 | 323.7563 | 323.7563 | 323.7563 | 323.7563 | 323.7563 | 323.7563
F5_Residential_Manufactured Home Regular Income_Existing_Secondary Heating_Natural Gas_Fireplace_E3 | F5 | Residential | Manufactured Home Regular Income | Existing | Secondary Heating | Natural Gas | Fireplace | E3 | Utility - Cost of Operation | 329.9912 | 329.9912 | 329.9912 | 329.9912 | 329.9912 | 329.9912 | 329.9912 | 329.9912 | 329.9912 | 329.9912 | 329.9912 | 329.9912 | 329.9912 | 329.9912 | 329.9912 | 329.9912 | 329.9912 | 329.9912 | 329.9912 | 329.9912 | 329.9912 | 329.9912 | 329.9912 | 329.9912 | 329.9912 | 329.9912 | 329.9912 | 329.9912 | 329.9912 | 329.9912 | 329.9912 | 329.9912 | 329.9912
F5_Residential_Manufactured Home Regular Income_Existing_Secondary Heating_Natural Gas_Fireplace_E4 | F5 | Residential | Manufactured Home Regular Income | Existing | Secondary Heating | Natural Gas | Fireplace | E4 | Utility - Cost of Operation | 0 | 0 | 0 | 0 | 0 | 0 | 0 | 0 | 0 | 0 | 0 | 0 | 0 | 0 | 0 | 0 | 0 | 0 | 0 | 0 | 0 | 0 | 0 | 0 | 0 | 0 | 0 | 0 | 0 | 0 | 0 | 0 | 0
F5_Residential_Manufactured Home Regular Income_Existing_Secondary Heating_Natural Gas_Fireplace_E5 | F5 | Residential | Manufactured Home Regular Income | Existing | Secondary Heating | Natural Gas | Fireplace | E5 | Utility - Cost of Operation | 0 | 0 | 0 | 0 | 0 | 0 | 0 | 0 | 0 | 0 | 0 | 0 | 0 | 0 | 0 | 0 | 0 | 0 | 0 | 0 | 0 | 0 | 0 | 0 | 0 | 0 | 0 | 0 | 0 | 0 | 0 | 0 | 0
F5_Residential_Manufactured Home Regular Income_Existing_Secondary Heating_Natural Gas_Fireplace_E6 | F5 | Residential | Manufactured Home Regular Income | Existing | Secondary Heating | Natural Gas | Fireplace | E6 | Utility - Cost of Operation | 0 | 0 | 0 | 0 | 0 | 0 | 0 | 0 | 0 | 0 | 0 | 0 | 0 | 0 | 0 | 0 | 0 | 0 | 0 | 0 | 0 | 0 | 0 | 0 | 0 | 0 | 0 | 0 | 0 | 0 | 0 | 0 | 0
F5_Residential_Manufactured Home Regular Income_Existing_Secondary Heating_Natural Gas_Fireplace_E7 | F5 | Residential | Manufactured Home Regular Income | Existing | Secondary Heating | Natural Gas | Fireplace | E7 | Utility - Cost of Operation | 0 | 0 | 0 | 0 | 0 | 0 | 0 | 0 | 0 | 0 | 0 | 0 | 0 | 0 | 0 | 0 | 0 | 0 | 0 | 0 | 0 | 0 | 0 | 0 | 0 | 0 | 0 | 0 | 0 | 0 | 0 | 0 | 0
F5_Residential_Manufactured Home Regular Income_Existing_Secondary Heating_Natural Gas_Fireplace_E8 | F5 | Residential | Manufactured Home Regular Income | Existing | Secondary Heating | Natural Gas | Fireplace | E8 | Utility - Cost of Operation | 0 | 0 | 0 | 0 | 0 | 0 | 0 | 0 | 0 | 0 | 0 | 0 | 0 | 0 | 0 | 0 | 0 | 0 | 0 | 0 | 0 | 0 | 0 | 0 | 0 | 0 | 0 | 0 | 0 | 0 | 0 | 0 | 0
F5_Residential_Manufactured Home Regular Income_Existing_Secondary Heating_Natural Gas_Fireplace_E9 | F5 | Residential | Manufactured Home Regular Income | Existing | Secondary Heating | Natural Gas | Fireplace | E9 | Utility - Cost of Operation | 0 | 0 | 0 | 0 | 0 | 0 | 0 | 0 | 0 | 0 | 0 | 0 | 0 | 0 | 0 | 0 | 0 | 0 | 0 | 0 | 0 | 0 | 0 | 0 | 0 | 0 | 0 | 0 | 0 | 0 | 0 | 0 | 0
F5_Residential_Manufactured Home Regular Income_Existing_Secondary Heating_Natural Gas_Fireplace_E10 | F5 | Residential | Manufactured Home Regular Income | Existing | Secondary Heating | Natural Gas | Fireplace | E10 | Utility - Cost of Operation | 0 | 0 | 0 | 0 | 0 | 0 | 0 | 0 | 0 | 0 | 0 | 0 | 0 | 0 | 0 | 0 | 0 | 0 | 0 | 0 | 0 | 0 | 0 | 0 | 0 | 0 | 0 | 0 | 0 | 0 | 0 | 0 | 0
F6_Residential_Manufactured Home Regular Income_Existing_Secondary Heating_Natural Gas_Fireplace_E1 | F6 | Residential | Manufactured Home Regular Income | Existing | Secondary Heating | Natural Gas | Fireplace | E1 | Utility - Value of Sales | 146.5874 | 146.9071 | 147.4628 | 147.8388 | 147.4257 | 147.0114 | 146.596 | 146.1794 | 145.7617 | 145.3428 | 144.9226 | 144.5013 | 144.0788 | 143.6581 | 143.2423 | 142.8343 | 142.4374 | 142.0544 | 141.6886 | 141.343 | 141.0208 | 140.7249 | 140.4555 | 140.2127 | 139.9966 | 139.8072 | 139.6445 | 139.5088 | 139.4001 | 139.3184 | 139.2638 | 139.2365 | 139.2365
F6_Residential_Manufactured Home Regular Income_Existing_Secondary Heating_Natural Gas_Fireplace_E2 | F6 | Residential | Manufactured Home Regular Income | Existing | Secondary Heating | Natural Gas | Fireplace | E2 | Utility - Value of Sales | 121.9 | 122.1659 | 122.628 | 122.9406 | 122.5971 | 122.2526 | 121.9071 | 121.5607 | 121.2133 | 120.865 | 120.5156 | 120.1652 | 119.8139 | 119.464 | 119.1182 | 118.779 | 118.4489 | 118.1304 | 117.8262 | 117.5388 | 117.2708 | 117.0248 | 116.8008 | 116.5989 | 116.4192 | 116.2617 | 116.1264 | 116.0135 | 115.9231 | 115.8552 | 115.8098 | 115.7871 | 115.7871
F6_Residential_Manufactured Home Regular Income_Existing_Secondary Heating_Natural Gas_Fireplace_E3 | F6 | Residential | Manufactured Home Regular Income | Existing | Secondary Heating | Natural Gas | Fireplace | E3 | Utility - Value of Sales | 116.3006 | 116.5542 | 116.9951 | 117.2934 | 116.9656 | 116.637 | 116.3074 | 115.9769 | 115.6455 | 115.3131 | 114.9798 | 114.6455 | 114.3103 | 113.9765 | 113.6466 | 113.3229 | 113.008 | 112.7042 | 112.4139 | 112.1397 | 111.8841 | 111.6493 | 111.4356 | 111.243 | 111.0715 | 110.9212 | 110.7922 | 110.6845 | 110.5982 | 110.5334 | 110.4901 | 110.4685 | 110.4685
F6_Residential_Manufactured Home Regular Income_Existing_Secondary Heating_Natural Gas_Fireplace_E4 | F6 | Residential | Manufactured Home Regular Income | Existing | Secondary Heating | Natural Gas | Fireplace | E4 | Utility - Value of Sales | 0 | 0 | 0 | 0 | 0 | 0 | 0 | 0 | 0 | 0 | 0 | 0 | 0 | 0 | 0 | 0 | 0 | 0 | 0 | 0 | 0 | 0 | 0 | 0 | 0 | 0 | 0 | 0 | 0 | 0 | 0 | 0 | 0
F6_Residential_Manufactured Home Regular Income_Existing_Secondary Heating_Natural Gas_Fireplace_E5 | F6 | Residential | Manufactured Home Regular Income | Existing | Secondary Heating | Natural Gas | Fireplace | E5 | Utility - Value of Sales | 0 | 0 | 0 | 0 | 0 | 0 | 0 | 0 | 0 | 0 | 0 | 0 | 0 | 0 | 0 | 0 | 0 | 0 | 0 | 0 | 0 | 0 | 0 | 0 | 0 | 0 | 0 | 0 | 0 | 0 | 0 | 0 | 0
F6_Residential_Manufactured Home Regular Income_Existing_Secondary Heating_Natural Gas_Fireplace_E6 | F6 | Residential | Manufactured Home Regular Income | Existing | Secondary Heating | Natural Gas | Fireplace | E6 | Utility - Value of Sales | 0 | 0 | 0 | 0 | 0 | 0 | 0 | 0 | 0 | 0 | 0 | 0 | 0 | 0 | 0 | 0 | 0 | 0 | 0 | 0 | 0 | 0 | 0 | 0 | 0 | 0 | 0 | 0 | 0 | 0 | 0 | 0 | 0
F6_Residential_Manufactured Home Regular Income_Existing_Secondary Heating_Natural Gas_Fireplace_E7 | F6 | Residential | Manufactured Home Regular Income | Existing | Secondary Heating | Natural Gas | Fireplace | E7 | Utility - Value of Sales | 0 | 0 | 0 | 0 | 0 | 0 | 0 | 0 | 0 | 0 | 0 | 0 | 0 | 0 | 0 | 0 | 0 | 0 | 0 | 0 | 0 | 0 | 0 | 0 | 0 | 0 | 0 | 0 | 0 | 0 | 0 | 0 | 0
F6_Residential_Manufactured Home Regular Income_Existing_Secondary Heating_Natural Gas_Fireplace_E8 | F6 | Residential | Manufactured Home Regular Income | Existing | Secondary Heating | Natural Gas | Fireplace | E8 | Utility - Value of Sales | 0 | 0 | 0 | 0 | 0 | 0 | 0 | 0 | 0 | 0 | 0 | 0 | 0 | 0 | 0 | 0 | 0 | 0 | 0 | 0 | 0 | 0 | 0 | 0 | 0 | 0 | 0 | 0 | 0 | 0 | 0 | 0 | 0
F6_Residential_Manufactured Home Regular Income_Existing_Secondary Heating_Natural Gas_Fireplace_E9 | F6 | Residential | Manufactured Home Regular Income | Existing | Secondary Heating | Natural Gas | Fireplace | E9 | Utility - Value of Sales | 0 | 0 | 0 | 0 | 0 | 0 | 0 | 0 | 0 | 0 | 0 | 0 | 0 | 0 | 0 | 0 | 0 | 0 | 0 | 0 | 0 | 0 | 0 | 0 | 0 | 0 | 0 | 0 | 0 | 0 | 0 | 0 | 0
F6_Residential_Manufactured Home Regular Income_Existing_Secondary Heating_Natural Gas_Fireplace_E10 | F6 | Residential | Manufactured Home Regular Income | Existing | Secondary Heating | Natural Gas | Fireplace | E10 | Utility - Value of Sales | 0 | 0 | 0 | 0 | 0 | 0 | 0 | 0 | 0 | 0 | 0 | 0 | 0 | 0 | 0 | 0 | 0 | 0 | 0 | 0 | 0 | 0 | 0 | 0 | 0 | 0 | 0 | 0 | 0 | 0 | 0 | 0 | 0
F1_Residential_Manufactured Home Regular Income_Existing_Water Heating_Natural Gas_Water Heater (<= 55 gal)_E1 | F1 | Residential | Manufactured Home Regular Income | Existing | Water Heating | Natural Gas | Water Heater (<= 55 gal) | E1 | RVT - Cost of Equipment | 234.4356 | 235.1221 | 236.6619 | 237.9566 | 237.43 | 238.7 | 241.5602 | 243.9341 | 246.7882 | 249.5721 | 252.3784 | 255.0352 | 257.862 | 260.7827 | 263.6293 | 266.5407 | 269.464 | 272.4306 | 275.2832 | 278.0259 | 280.4273 | 282.6275 | 284.3149 | 285.7855 | 286.8508 | 287.5644 | 288.0429 | 288.2284 | 288.0123 | 287.5264 | 286.5306 | 285.2905 | 283.6079
F1_Residential_Manufactured Home Regular Income_Existing_Water Heating_Natural Gas_Water Heater (<= 55 gal)_E2 | F1 | Residential | Manufactured Home Regular Income | Existing | Water Heating | Natural Gas | Water Heater (<= 55 gal) | E2 | RVT - Cost of Equipment | 212.4572 | 213.0794 | 214.4749 | 215.6482 | 215.1709 | 216.3218 | 218.9139 | 221.0653 | 223.6518 | 226.1747 | 228.7179 | 231.1257 | 233.6874 | 236.3343 | 238.9141 | 241.5525 | 244.2017 | 246.8902 | 249.4754 | 251.961 | 254.1372 | 256.1312 | 257.6604 | 258.9931 | 259.9585 | 260.6053 | 261.0388 | 261.207 | 261.0111 | 260.5708 | 259.6684 | 258.5445 | 257.0196
F1_Residential_Manufactured Home Regular Income_Existing_Water Heating_Natural Gas_Water Heater (<= 55 gal)_E3 | F1 | Residential | Manufactured Home Regular Income | Existing | Water Heating | Natural Gas | Water Heater (<= 55 gal) | E3 | RVT - Cost of Equipment | 167.8674 | 168.3591 | 169.4616 | 170.3887 | 170.0116 | 170.921 | 172.969 | 174.6689 | 176.7125 | 178.7059 | 180.7154 | 182.6178 | 184.6419 | 186.7333 | 188.7716 | 190.8563 | 192.9495 | 195.0738 | 197.1163 | 199.0803 | 200.7998 | 202.3752 | 203.5835 | 204.6365 | 205.3993 | 205.9103 | 206.2529 | 206.3858 | 206.231 | 205.8831 | 205.1701 | 204.2821 | 203.0772
F1_Residential_Manufactured Home Regular Income_Existing_Water Heating_Natural Gas_Water Heater (<= 55 gal)_E4 | F1 | Residential | Manufactured Home Regular Income | Existing | Water Heating | Natural Gas | Water Heater (<= 55 gal) | E4 | RVT - Cost of Equipment | 159.5097 | 160.3299 | 161.5717 | 162.7105 | 162.9809 | 164.1441 | 166.0898 | 167.8324 | 169.7801 | 171.6593 | 173.4978 | 175.205 | 176.9158 | 178.5919 | 180.1203 | 181.5674 | 182.8901 | 184.1723 | 185.3389 | 186.4565 | 187.4276 | 188.3462 | 189.0762 | 189.7847 | 190.298 | 190.6418 | 190.8723 | 190.9617 | 190.8576 | 190.6234 | 190.1437 | 189.5462 | 188.7355
F1_Residential_Manufactured Home Regular Income_Existing_Water Heating_Natural Gas_Water Heater (<= 55 gal)_E5 | F1 | Residential | Manufactured Home Regular Income | Existing | Water Heating | Natural Gas | Water Heater (<= 55 gal) | E5 | RVT - Cost of Equipment | 152.4983 | 153.2825 | 154.4696 | 155.5584 | 155.8169 | 156.929 | 158.7892 | 160.4551 | 162.3173 | 164.1138 | 165.8715 | 167.5037 | 169.1393 | 170.7417 | 172.2029 | 173.5864 | 174.851 | 176.0768 | 177.1921 | 178.2606 | 179.189 | 180.0672 | 180.7651 | 181.4425 | 181.9332 | 182.2619 | 182.4823 | 182.5678 | 182.4682 | 182.2444 | 181.7858 | 181.2145 | 180.4395
F1_Residential_Manufactured Home Regular Income_Existing_Water Heating_Natural Gas_Water Heater (<= 55 gal)_E6 | F1 | Residential | Manufactured Home Regular Income | Existing | Water Heating | Natural Gas | Water Heater (<= 55 gal) | E6 | RVT - Cost of Equipment | 128.2761 | 128.6517 | 129.4943 | 130.2027 | 129.9145 | 130.6094 | 132.1745 | 133.4734 | 135.035 | 136.5583 | 138.0938 | 139.5476 | 141.0943 | 142.6924 | 144.25 | 145.843 | 147.4426 | 149.0658 | 150.6266 | 152.1274 | 153.4413 | 154.6452 | 155.5685 | 156.3732 | 156.9561 | 157.3466 | 157.6084 | 157.7099 | 157.5916 | 157.3257 | 156.7809 | 156.1023 | 155.1817
F1_Residential_Manufactured Home Regular Income_Existing_Water Heating_Natural Gas_Water Heater (<= 55 gal)_E7 | F1 | Residential | Manufactured Home Regular Income | Existing | Water Heating | Natural Gas | Water Heater (<= 55 gal) | E7 | RVT - Cost of Equipment | 0 | 0 | 0 | 0 | 104.7387 | 105.2986 | 106.5699 | 107.638 | 108.9242 | 110.1734 | 111.4269 | 112.6096 | 113.8602 | 115.1237 | 116.3044 | 117.4652 | 118.5779 | 119.719 | 120.8314 | 121.9263 | 122.9055 | 123.8508 | 124.6294 | 125.3861 | 125.9532 | 126.3415 | 126.5959 | 126.6787 | 126.5823 | 126.3654 | 125.9212 | 125.3679 | 124.6172
F1_Residential_Manufactured Home Regular Income_Existing_Water Heating_Natural Gas_Water Heater (<= 55 gal)_E8 | F1 | Residential | Manufactured Home Regular Income | Existing | Water Heating | Natural Gas | Water Heater (<= 55 gal) | E8 | RVT - Cost of Equipment | 0 | 0 | 0 | 0 | 0 | 0 | 0 | 0 | 0 | 0 | 0 | 0 | 0 | 0 | 0 | 0 | 0 | 0 | 0 | 0 | 0 | 0 | 0 | 0 | 0 | 0 | 0 | 0 | 0 | 0 | 0 | 0 | 0
F1_Residential_Manufactured Home Regular Income_Existing_Water Heating_Natural Gas_Water Heater (<= 55 gal)_E9 | F1 | Residential | Manufactured Home Regular Income | Existing | Water Heating | Natural Gas | Water Heater (<= 55 gal) | E9 | RVT - Cost of Equipment | 0 | 0 | 0 | 0 | 0 | 0 | 0 | 0 | 0 | 0 | 0 | 0 | 0 | 0 | 0 | 0 | 0 | 0 | 0 | 0 | 0 | 0 | 0 | 0 | 0 | 0 | 0 | 0 | 0 | 0 | 0 | 0 | 0
F1_Residential_Manufactured Home Regular Income_Existing_Water Heating_Natural Gas_Water Heater (<= 55 gal)_E10 | F1 | Residential | Manufactured Home Regular Income | Existing | Water Heating | Natural Gas | Water Heater (<= 55 gal) | E10 | RVT - Cost of Equipment | 0 | 0 | 0 | 0 | 0 | 0 | 0 | 0 | 0 | 0 | 0 | 0 | 0 | 0 | 0 | 0 | 0 | 0 | 0 | 0 | 0 | 0 | 0 | 0 | 0 | 0 | 0 | 0 | 0 | 0 | 0 | 0 | 0
F2_Residential_Manufactured Home Regular Income_Existing_Water Heating_Natural Gas_Water Heater (<= 55 gal)_E1 | F2 | Residential | Manufactured Home Regular Income | Existing | Water Heating | Natural Gas | Water Heater (<= 55 gal) | E1 | RVT - Cost of Operation | 234.0576 | 234.743 | 236.2803 | 237.5729 | 237.0472 | 238.3151 | 241.1707 | 243.5408 | 246.3902 | 249.1696 | 251.9715 | 254.624 | 257.4462 | 260.3622 | 263.2042 | 266.1109 | 269.0295 | 271.9913 | 274.8393 | 277.5776 | 279.9751 | 282.1718 | 283.8564 | 285.3247 | 286.3883 | 287.1008 | 287.5784 | 287.7636 | 287.5479 | 287.0628 | 286.0686 | 284.8305 | 283.1506
F2_Residential_Manufactured Home Regular Income_Existing_Water Heating_Natural Gas_Water Heater (<= 55 gal)_E2 | F2 | Residential | Manufactured Home Regular Income | Existing | Water Heating | Natural Gas | Water Heater (<= 55 gal) | E2 | RVT - Cost of Operation | 212.1147 | 212.7359 | 214.1291 | 215.3005 | 214.824 | 215.973 | 218.561 | 220.7089 | 223.2912 | 225.81 | 228.3491 | 230.753 | 233.3107 | 235.9532 | 238.5288 | 241.163 | 243.808 | 246.4922 | 249.0731 | 251.5547 | 253.7274 | 255.7182 | 257.2449 | 258.5755 | 259.5394 | 260.1851 | 260.6179 | 260.7858 | 260.5903 | 260.1506 | 259.2497 | 258.1276 | 256.6052
F2_Residential_Manufactured Home Regular Income_Existing_Water Heating_Natural Gas_Water Heater (<= 55 gal)_E3 | F2 | Residential | Manufactured Home Regular Income | Existing | Water Heating | Natural Gas | Water Heater (<= 55 gal) | E3 | RVT - Cost of Operation | 167.5968 | 168.0876 | 169.1884 | 170.114 | 169.7375 | 170.6454 | 172.6901 | 174.3873 | 176.4276 | 178.4178 | 180.424 | 182.3234 | 184.3442 | 186.4322 | 188.4672 | 190.5485 | 192.6384 | 194.7592 | 196.7985 | 198.7593 | 200.476 | 202.0489 | 203.2552 | 204.3066 | 205.0681 | 205.5783 | 205.9204 | 206.053 | 205.8985 | 205.5511 | 204.8393 | 203.9527 | 202.7498
F2_Residential_Manufactured Home Regular Income_Existing_Water Heating_Natural Gas_Water Heater (<= 55 gal)_E4 | F2 | Residential | Manufactured Home Regular Income | Existing | Water Heating | Natural Gas | Water Heater (<= 55 gal) | E4 | RVT - Cost of Operation | 159.2525 | 160.0714 | 161.3112 | 162.4481 | 162.7181 | 163.8795 | 165.822 | 167.5617 | 169.5064 | 171.3825 | 173.218 | 174.9225 | 176.6305 | 178.3039 | 179.8298 | 181.2746 | 182.5952 | 183.8753 | 185.04 | 186.1559 | 187.1254 | 188.0425 | 188.7713 | 189.4787 | 189.9911 | 190.3344 | 190.5645 | 190.6538 | 190.5498 | 190.3161 | 189.8371 | 189.2406 | 188.4312
F2_Residential_Manufactured Home Regular Income_Existing_Water Heating_Natural Gas_Water Heater (<= 55 gal)_E5 | F2 | Residential | Manufactured Home Regular Income | Existing | Water Heating | Natural Gas | Water Heater (<= 55 gal) | E5 | RVT - Cost of Operation | 152.2524 | 153.0353 | 154.2206 | 155.3076 | 155.5656 | 156.676 | 158.5332 | 160.1964 | 162.0555 | 163.8492 | 165.604 | 167.2336 | 168.8666 | 170.4664 | 171.9252 | 173.3065 | 174.569 | 175.7929 | 176.9064 | 177.9732 | 178.9001 | 179.7769 | 180.4737 | 181.15 | 181.6399 | 181.9681 | 182.1881 | 182.2734 | 182.174 | 181.9505 | 181.4926 | 180.9223 | 180.1485
F2_Residential_Manufactured Home Regular Income_Existing_Water Heating_Natural Gas_Water Heater (<= 55 gal)_E6 | F2 | Residential | Manufactured Home Regular Income | Existing | Water Heating | Natural Gas | Water Heater (<= 55 gal) | E6 | RVT - Cost of Operation | 128.0692 | 128.4443 | 129.2855 | 129.9927 | 129.7051 | 130.3988 | 131.9613 | 133.2582 | 134.8173 | 136.3381 | 137.8712 | 139.3226 | 140.8668 | 142.4623 | 144.0174 | 145.6079 | 147.2048 | 148.8255 | 150.3838 | 151.8821 | 153.1939 | 154.3959 | 155.3177 | 156.1211 | 156.703 | 157.0929 | 157.3542 | 157.4556 | 157.3375 | 157.0721 | 156.5281 | 155.8506 | 154.9314
F2_Residential_Manufactured Home Regular Income_Existing_Water Heating_Natural Gas_Water Heater (<= 55 gal)_E7 | F2 | Residential | Manufactured Home Regular Income | Existing | Water Heating | Natural Gas | Water Heater (<= 55 gal) | E7 | RVT - Cost of Operation | 0 | 0 | 0 | 0 | 104.5698 | 105.1288 | 106.398 | 107.4644 | 108.7486 | 109.9958 | 111.2473 | 112.428 | 113.6766 | 114.938 | 116.1169 | 117.2758 | 118.3867 | 119.526 | 120.6365 | 121.7297 | 122.7073 | 123.6511 | 124.4284 | 125.184 | 125.7501 | 126.1377 | 126.3918 | 126.4744 | 126.3781 | 126.1617 | 125.7182 | 125.1658 | 124.4163
F2_Residential_Manufactured Home Regular Income_Existing_Water Heating_Natural Gas_Water Heater (<= 55 gal)_E8 | F2 | Residential | Manufactured Home Regular Income | Existing | Water Heating | Natural Gas | Water Heater (<= 55 gal) | E8 | RVT - Cost of Operation | 0 | 0 | 0 | 0 | 0 | 0 | 0 | 0 | 0 | 0 | 0 | 0 | 0 | 0 | 0 | 0 | 0 | 0 | 0 | 0 | 0 | 0 | 0 | 0 | 0 | 0 | 0 | 0 | 0 | 0 | 0 | 0 | 0
F2_Residential_Manufactured Home Regular Income_Existing_Water Heating_Natural Gas_Water Heater (<= 55 gal)_E9 | F2 | Residential | Manufactured Home Regular Income | Existing | Water Heating | Natural Gas | Water Heater (<= 55 gal) | E9 | RVT - Cost of Operation | 0 | 0 | 0 | 0 | 0 | 0 | 0 | 0 | 0 | 0 | 0 | 0 | 0 | 0 | 0 | 0 | 0 | 0 | 0 | 0 | 0 | 0 | 0 | 0 | 0 | 0 | 0 | 0 | 0 | 0 | 0 | 0 | 0
F2_Residential_Manufactured Home Regular Income_Existing_Water Heating_Natural Gas_Water Heater (<= 55 gal)_E10 | F2 | Residential | Manufactured Home Regular Income | Existing | Water Heating | Natural Gas | Water Heater (<= 55 gal) | E10 | RVT - Cost of Operation | 0 | 0 | 0 | 0 | 0 | 0 | 0 | 0 | 0 | 0 | 0 | 0 | 0 | 0 | 0 | 0 | 0 | 0 | 0 | 0 | 0 | 0 | 0 | 0 | 0 | 0 | 0 | 0 | 0 | 0 | 0 | 0 | 0
F3_Residential_Manufactured Home Regular Income_Existing_Water Heating_Natural Gas_Water Heater (<= 55 gal)_E1 | F3 | Residential | Manufactured Home Regular Income | Existing | Water Heating | Natural Gas | Water Heater (<= 55 gal) | E1 | System - kBTUs of Consumption | 108.75 | 108.75 | 108.75 | 108.75 | 108.75 | 108.75 | 108.75 | 108.75 | 108.75 | 108.75 | 108.75 | 108.75 | 108.75 | 108.75 | 108.75 | 108.75 | 108.75 | 108.75 | 108.75 | 108.75 | 108.75 | 108.75 | 108.75 | 108.75 | 108.75 | 108.75 | 108.75 | 108.75 | 108.75 | 108.75 | 108.75 | 108.75 | 108.75
F3_Residential_Manufactured Home Regular Income_Existing_Water Heating_Natural Gas_Water Heater (<= 55 gal)_E2 | F3 | Residential | Manufactured Home Regular Income | Existing | Water Heating | Natural Gas | Water Heater (<= 55 gal) | E2 | System - kBTUs of Consumption | 122.6873 | 122.6873 | 122.6873 | 122.6873 | 122.6873 | 122.6873 | 122.6873 | 122.6873 | 122.6873 | 122.6873 | 122.6873 | 122.6873 | 122.6873 | 122.6873 | 122.6873 | 122.6873 | 122.6873 | 122.6873 | 122.6873 | 122.6873 | 122.6873 | 122.6873 | 122.6873 | 122.6873 | 122.6873 | 122.6873 | 122.6873 | 122.6873 | 122.6873 | 122.6873 | 122.6873 | 122.6873 | 122.6873
F3_Residential_Manufactured Home Regular Income_Existing_Water Heating_Natural Gas_Water Heater (<= 55 gal)_E3 | F3 | Residential | Manufactured Home Regular Income | Existing | Water Heating | Natural Gas | Water Heater (<= 55 gal) | E3 | System - kBTUs of Consumption | 346.2727 | 346.2727 | 346.2727 | 346.2727 | 346.2727 | 346.2727 | 346.2727 | 346.2727 | 346.2727 | 346.2727 | 346.2727 | 346.2727 | 346.2727 | 346.2727 | 346.2727 | 346.2727 | 346.2727 | 346.2727 | 346.2727 | 346.2727 | 346.2727 | 346.2727 | 346.2727 | 346.2727 | 346.2727 | 346.2727 | 346.2727 | 346.2727 | 346.2727 | 346.2727 | 346.2727 | 346.2727 | 346.2727
F3_Residential_Manufactured Home Regular Income_Existing_Water Heating_Natural Gas_Water Heater (<= 55 gal)_E4 | F3 | Residential | Manufactured Home Regular Income | Existing | Water Heating | Natural Gas | Water Heater (<= 55 gal) | E4 | System - kBTUs of Consumption | 160.3908 | 160.3908 | 160.3908 | 160.3908 | 160.3908 | 160.3908 | 160.3908 | 160.3908 | 160.3908 | 160.3908 | 160.3908 | 160.3908 | 160.3908 | 160.3908 | 160.3908 | 160.3908 | 160.3908 | 160.3908 | 160.3908 | 160.3908 | 160.3908 | 160.3908 | 160.3908 | 160.3908 | 160.3908 | 160.3908 | 160.3908 | 160.3908 | 160.3908 | 160.3908 | 160.3908 | 160.3908 | 160.3908
F3_Residential_Manufactured Home Regular Income_Existing_Water Heating_Natural Gas_Water Heater (<= 55 gal)_E5 | F3 | Residential | Manufactured Home Regular Income | Existing | Water Heating | Natural Gas | Water Heater (<= 55 gal) | E5 | System - kBTUs of Consumption | 181.9005 | 181.9005 | 181.9005 | 181.9005 | 181.9005 | 181.9005 | 181.9005 | 181.9005 | 181.9005 | 181.9005 | 181.9005 | 181.9005 | 181.9005 | 181.9005 | 181.9005 | 181.9005 | 181.9005 | 181.9005 | 181.9005 | 181.9005 | 181.9005 | 181.9005 | 181.9005 | 181.9005 | 181.9005 | 181.9005 | 181.9005 | 181.9005 | 181.9005 | 181.9005 | 181.9005 | 181.9005 | 181.9005
F3_Residential_Manufactured Home Regular Income_Existing_Water Heating_Natural Gas_Water Heater (<= 55 gal)_E6 | F3 | Residential | Manufactured Home Regular Income | Existing | Water Heating | Natural Gas | Water Heater (<= 55 gal) | E6 | System - kBTUs of Consumption | 501.237 | 501.237 | 501.237 | 501.237 | 501.237 | 501.237 | 501.237 | 501.237 | 501.237 | 501.237 | 501.237 | 501.237 | 501.237 | 501.237 | 501.237 | 501.237 | 501.237 | 501.237 | 501.237 | 501.237 | 501.237 | 501.237 | 501.237 | 501.237 | 501.237 | 501.237 | 501.237 | 501.237 | 501.237 | 501.237 | 501.237 | 501.237 | 501.237
F3_Residential_Manufactured Home Regular Income_Existing_Water Heating_Natural Gas_Water Heater (<= 55 gal)_E7 | F3 | Residential | Manufactured Home Regular Income | Existing | Water Heating | Natural Gas | Water Heater (<= 55 gal) | E7 | System - kBTUs of Consumption | 0 | 0 | 0 | 0 | 593.764 | 593.764 | 593.764 | 593.764 | 593.764 | 593.764 | 593.764 | 593.764 | 593.764 | 593.764 | 593.764 | 593.764 | 593.764 | 593.764 | 593.764 | 593.764 | 593.764 | 593.764 | 593.764 | 593.764 | 593.764 | 593.764 | 593.764 | 593.764 | 593.764 | 593.764 | 593.764 | 593.764 | 593.764
F3_Residential_Manufactured Home Regular Income_Existing_Water Heating_Natural Gas_Water Heater (<= 55 gal)_E8 | F3 | Residential | Manufactured Home Regular Income | Existing | Water Heating | Natural Gas | Water Heater (<= 55 gal) | E8 | System - kBTUs of Consumption | 0 | 0 | 0 | 0 | 0 | 0 | 0 | 0 | 0 | 0 | 0 | 0 | 0 | 0 | 0 | 0 | 0 | 0 | 0 | 0 | 0 | 0 | 0 | 0 | 0 | 0 | 0 | 0 | 0 | 0 | 0 | 0 | 0
F3_Residential_Manufactured Home Regular Income_Existing_Water Heating_Natural Gas_Water Heater (<= 55 gal)_E9 | F3 | Residential | Manufactured Home Regular Income | Existing | Water Heating | Natural Gas | Water Heater (<= 55 gal) | E9 | System - kBTUs of Consumption | 0 | 0 | 0 | 0 | 0 | 0 | 0 | 0 | 0 | 0 | 0 | 0 | 0 | 0 | 0 | 0 | 0 | 0 | 0 | 0 | 0 | 0 | 0 | 0 | 0 | 0 | 0 | 0 | 0 | 0 | 0 | 0 | 0
F3_Residential_Manufactured Home Regular Income_Existing_Water Heating_Natural Gas_Water Heater (<= 55 gal)_E10 | F3 | Residential | Manufactured Home Regular Income | Existing | Water Heating | Natural Gas | Water Heater (<= 55 gal) | E10 | System - kBTUs of Consumption | 0 | 0 | 0 | 0 | 0 | 0 | 0 | 0 | 0 | 0 | 0 | 0 | 0 | 0 | 0 | 0 | 0 | 0 | 0 | 0 | 0 | 0 | 0 | 0 | 0 | 0 | 0 | 0 | 0 | 0 | 0 | 0 | 0
F4_Residential_Manufactured Home Regular Income_Existing_Water Heating_Natural Gas_Water Heater (<= 55 gal)_E1 | F4 | Residential | Manufactured Home Regular Income | Existing | Water Heating | Natural Gas | Water Heater (<= 55 gal) | E1 | Utility - Cost of Equipment | 234.0576 | 234.743 | 236.2803 | 237.5729 | 237.0472 | 238.3151 | 241.1707 | 243.5408 | 246.3902 | 249.1696 | 251.9715 | 254.624 | 257.4462 | 260.3622 | 263.2042 | 266.1109 | 269.0295 | 271.9913 | 274.8393 | 277.5776 | 279.9751 | 282.1718 | 283.8564 | 285.3247 | 286.3883 | 287.1008 | 287.5784 | 287.7636 | 287.5479 | 287.0628 | 286.0686 | 284.8305 | 283.1506
F4_Residential_Manufactured Home Regular Income_Existing_Water Heating_Natural Gas_Water Heater (<= 55 gal)_E2 | F4 | Residential | Manufactured Home Regular Income | Existing | Water Heating | Natural Gas | Water Heater (<= 55 gal) | E2 | Utility - Cost of Equipment | 212.1147 | 212.7359 | 214.1291 | 215.3005 | 214.824 | 215.973 | 218.561 | 220.7089 | 223.2912 | 225.81 | 228.3491 | 230.753 | 233.3107 | 235.9532 | 238.5288 | 241.163 | 243.808 | 246.4922 | 249.0731 | 251.5547 | 253.7274 | 255.7182 | 257.2449 | 258.5755 | 259.5394 | 260.1851 | 260.6179 | 260.7858 | 260.5903 | 260.1506 | 259.2497 | 258.1276 | 256.6052
F4_Residential_Manufactured Home Regular Income_Existing_Water Heating_Natural Gas_Water Heater (<= 55 gal)_E3 | F4 | Residential | Manufactured Home Regular Income | Existing | Water Heating | Natural Gas | Water Heater (<= 55 gal) | E3 | Utility - Cost of Equipment | 167.5968 | 168.0876 | 169.1884 | 170.114 | 169.7375 | 170.6454 | 172.6901 | 174.3873 | 176.4276 | 178.4178 | 180.424 | 182.3234 | 184.3442 | 186.4322 | 188.4672 | 190.5485 | 192.6384 | 194.7592 | 196.7985 | 198.7593 | 200.476 | 202.0489 | 203.2552 | 204.3066 | 205.0681 | 205.5783 | 205.9204 | 206.053 | 205.8985 | 205.5511 | 204.8393 | 203.9527 | 202.7498
F4_Residential_Manufactured Home Regular Income_Existing_Water Heating_Natural Gas_Water Heater (<= 55 gal)_E4 | F4 | Residential | Manufactured Home Regular Income | Existing | Water Heating | Natural Gas | Water Heater (<= 55 gal) | E4 | Utility - Cost of Equipment | 159.2525 | 160.0714 | 161.3112 | 162.4481 | 162.7181 | 163.8795 | 165.822 | 167.5617 | 169.5064 | 171.3825 | 173.218 | 174.9225 | 176.6305 | 178.3039 | 179.8298 | 181.2746 | 182.5952 | 183.8753 | 185.04 | 186.1559 | 187.1254 | 188.0425 | 188.7713 | 189.4787 | 189.9911 | 190.3344 | 190.5645 | 190.6538 | 190.5498 | 190.3161 | 189.8371 | 189.2406 | 188.4312
F4_Residential_Manufactured Home Regular Income_Existing_Water Heating_Natural Gas_Water Heater (<= 55 gal)_E5 | F4 | Residential | Manufactured Home Regular Income | Existing | Water Heating | Natural Gas | Water Heater (<= 55 gal) | E5 | Utility - Cost of Equipment | 152.2524 | 153.0353 | 154.2206 | 155.3076 | 155.5656 | 156.676 | 158.5332 | 160.1964 | 162.0555 | 163.8492 | 165.604 | 167.2336 | 168.8666 | 170.4664 | 171.9252 | 173.3065 | 174.569 | 175.7929 | 176.9064 | 177.9732 | 178.9001 | 179.7769 | 180.4737 | 181.15 | 181.6399 | 181.9681 | 182.1881 | 182.2734 | 182.174 | 181.9505 | 181.4926 | 180.9223 | 180.1485
F4_Residential_Manufactured Home Regular Income_Existing_Water Heating_Natural Gas_Water Heater (<= 55 gal)_E6 | F4 | Residential | Manufactured Home Regular Income | Existing | Water Heating | Natural Gas | Water Heater (<= 55 gal) | E6 | Utility - Cost of Equipment | 128.0692 | 128.4443 | 129.2855 | 129.9927 | 129.7051 | 130.3988 | 131.9613 | 133.2582 | 134.8173 | 136.3381 | 137.8712 | 139.3226 | 140.8668 | 142.4623 | 144.0174 | 145.6079 | 147.2048 | 148.8255 | 150.3838 | 151.8821 | 153.1939 | 154.3959 | 155.3177 | 156.1211 | 156.703 | 157.0929 | 157.3542 | 157.4556 | 157.3375 | 157.0721 | 156.5281 | 155.8506 | 154.9314
F4_Residential_Manufactured Home Regular Income_Existing_Water Heating_Natural Gas_Water Heater (<= 55 gal)_E7 | F4 | Residential | Manufactured Home Regular Income | Existing | Water Heating | Natural Gas | Water Heater (<= 55 gal) | E7 | Utility - Cost of Equipment | 0 | 0 | 0 | 0 | 104.5698 | 105.1288 | 106.398 | 107.4644 | 108.7486 | 109.9958 | 111.2473 | 112.428 | 113.6766 | 114.938 | 116.1169 | 117.2758 | 118.3867 | 119.526 | 120.6365 | 121.7297 | 122.7073 | 123.6511 | 124.4284 | 125.184 | 125.7501 | 126.1377 | 126.3918 | 126.4744 | 126.3781 | 126.1617 | 125.7182 | 125.1658 | 124.4163
F4_Residential_Manufactured Home Regular Income_Existing_Water Heating_Natural Gas_Water Heater (<= 55 gal)_E8 | F4 | Residential | Manufactured Home Regular Income | Existing | Water Heating | Natural Gas | Water Heater (<= 55 gal) | E8 | Utility - Cost of Equipment | 0 | 0 | 0 | 0 | 0 | 0 | 0 | 0 | 0 | 0 | 0 | 0 | 0 | 0 | 0 | 0 | 0 | 0 | 0 | 0 | 0 | 0 | 0 | 0 | 0 | 0 | 0 | 0 | 0 | 0 | 0 | 0 | 0
F4_Residential_Manufactured Home Regular Income_Existing_Water Heating_Natural Gas_Water Heater (<= 55 gal)_E9 | F4 | Residential | Manufactured Home Regular Income | Existing | Water Heating | Natural Gas | Water Heater (<= 55 gal) | E9 | Utility - Cost of Equipment | 0 | 0 | 0 | 0 | 0 | 0 | 0 | 0 | 0 | 0 | 0 | 0 | 0 | 0 | 0 | 0 | 0 | 0 | 0 | 0 | 0 | 0 | 0 | 0 | 0 | 0 | 0 | 0 | 0 | 0 | 0 | 0 | 0
F4_Residential_Manufactured Home Regular Income_Existing_Water Heating_Natural Gas_Water Heater (<= 55 gal)_E10 | F4 | Residential | Manufactured Home Regular Income | Existing | Water Heating | Natural Gas | Water Heater (<= 55 gal) | E10 | Utility - Cost of Equipment | 0 | 0 | 0 | 0 | 0 | 0 | 0 | 0 | 0 | 0 | 0 | 0 | 0 | 0 | 0 | 0 | 0 | 0 | 0 | 0 | 0 | 0 | 0 | 0 | 0 | 0 | 0 | 0 | 0 | 0 | 0 | 0 | 0
F5_Residential_Manufactured Home Regular Income_Existing_Water Heating_Natural Gas_Water Heater (<= 55 gal)_E1 | F5 | Residential | Manufactured Home Regular Income | Existing | Water Heating | Natural Gas | Water Heater (<= 55 gal) | E1 | Utility - Cost of Operation | 108.75 | 108.75 | 108.75 | 108.75 | 108.75 | 108.75 | 108.75 | 108.75 | 108.75 | 108.75 | 108.75 | 108.75 | 108.75 | 108.75 | 108.75 | 108.75 | 108.75 | 108.75 | 108.75 | 108.75 | 108.75 | 108.75 | 108.75 | 108.75 | 108.75 | 108.75 | 108.75 | 108.75 | 108.75 | 108.75 | 108.75 | 108.75 | 108.75
F5_Residential_Manufactured Home Regular Income_Existing_Water Heating_Natural Gas_Water Heater (<= 55 gal)_E2 | F5 | Residential | Manufactured Home Regular Income | Existing | Water Heating | Natural Gas | Water Heater (<= 55 gal) | E2 | Utility - Cost of Operation | 122.6873 | 122.6873 | 122.6873 | 122.6873 | 122.6873 | 122.6873 | 122.6873 | 122.6873 | 122.6873 | 122.6873 | 122.6873 | 122.6873 | 122.6873 | 122.6873 | 122.6873 | 122.6873 | 122.6873 | 122.6873 | 122.6873 | 122.6873 | 122.6873 | 122.6873 | 122.6873 | 122.6873 | 122.6873 | 122.6873 | 122.6873 | 122.6873 | 122.6873 | 122.6873 | 122.6873 | 122.6873 | 122.6873
F5_Residential_Manufactured Home Regular Income_Existing_Water Heating_Natural Gas_Water Heater (<= 55 gal)_E3 | F5 | Residential | Manufactured Home Regular Income | Existing | Water Heating | Natural Gas | Water Heater (<= 55 gal) | E3 | Utility - Cost of Operation | 346.2727 | 346.2727 | 346.2727 | 346.2727 | 346.2727 | 346.2727 | 346.2727 | 346.2727 | 346.2727 | 346.2727 | 346.2727 | 346.2727 | 346.2727 | 346.2727 | 346.2727 | 346.2727 | 346.2727 | 346.2727 | 346.2727 | 346.2727 | 346.2727 | 346.2727 | 346.2727 | 346.2727 | 346.2727 | 346.2727 | 346.2727 | 346.2727 | 346.2727 | 346.2727 | 346.2727 | 346.2727 | 346.2727
F5_Residential_Manufactured Home Regular Income_Existing_Water Heating_Natural Gas_Water Heater (<= 55 gal)_E4 | F5 | Residential | Manufactured Home Regular Income | Existing | Water Heating | Natural Gas | Water Heater (<= 55 gal) | E4 | Utility - Cost of Operation | 160.3908 | 160.3908 | 160.3908 | 160.3908 | 160.3908 | 160.3908 | 160.3908 | 160.3908 | 160.3908 | 160.3908 | 160.3908 | 160.3908 | 160.3908 | 160.3908 | 160.3908 | 160.3908 | 160.3908 | 160.3908 | 160.3908 | 160.3908 | 160.3908 | 160.3908 | 160.3908 | 160.3908 | 160.3908 | 160.3908 | 160.3908 | 160.3908 | 160.3908 | 160.3908 | 160.3908 | 160.3908 | 160.3908
F5_Residential_Manufactured Home Regular Income_Existing_Water Heating_Natural Gas_Water Heater (<= 55 gal)_E5 | F5 | Residential | Manufactured Home Regular Income | Existing | Water Heating | Natural Gas | Water Heater (<= 55 gal) | E5 | Utility - Cost of Operation | 181.9005 | 181.9005 | 181.9005 | 181.9005 | 181.9005 | 181.9005 | 181.9005 | 181.9005 | 181.9005 | 181.9005 | 181.9005 | 181.9005 | 181.9005 | 181.9005 | 181.9005 | 181.9005 | 181.9005 | 181.9005 | 181.9005 | 181.9005 | 181.9005 | 181.9005 | 181.9005 | 181.9005 | 181.9005 | 181.9005 | 181.9005 | 181.9005 | 181.9005 | 181.9005 | 181.9005 | 181.9005 | 181.9005
F5_Residential_Manufactured Home Regular Income_Existing_Water Heating_Natural Gas_Water Heater (<= 55 gal)_E6 | F5 | Residential | Manufactured Home Regular Income | Existing | Water Heating | Natural Gas | Water Heater (<= 55 gal) | E6 | Utility - Cost of Operation | 501.237 | 501.237 | 501.237 | 501.237 | 501.237 | 501.237 | 501.237 | 501.237 | 501.237 | 501.237 | 501.237 | 501.237 | 501.237 | 501.237 | 501.237 | 501.237 | 501.237 | 501.237 | 501.237 | 501.237 | 501.237 | 501.237 | 501.237 | 501.237 | 501.237 | 501.237 | 501.237 | 501.237 | 501.237 | 501.237 | 501.237 | 501.237 | 501.237
F5_Residential_Manufactured Home Regular Income_Existing_Water Heating_Natural Gas_Water Heater (<= 55 gal)_E7 | F5 | Residential | Manufactured Home Regular Income | Existing | Water Heating | Natural Gas | Water Heater (<= 55 gal) | E7 | Utility - Cost of Operation | 0 | 0 | 0 | 0 | 593.764 | 593.764 | 593.764 | 593.764 | 593.764 | 593.764 | 593.764 | 593.764 | 593.764 | 593.764 | 593.764 | 593.764 | 593.764 | 593.764 | 593.764 | 593.764 | 593.764 | 593.764 | 593.764 | 593.764 | 593.764 | 593.764 | 593.764 | 593.764 | 593.764 | 593.764 | 593.764 | 593.764 | 593.764
F5_Residential_Manufactured Home Regular Income_Existing_Water Heating_Natural Gas_Water Heater (<= 55 gal)_E8 | F5 | Residential | Manufactured Home Regular Income | Existing | Water Heating | Natural Gas | Water Heater (<= 55 gal) | E8 | Utility - Cost of Operation | 0 | 0 | 0 | 0 | 0 | 0 | 0 | 0 | 0 | 0 | 0 | 0 | 0 | 0 | 0 | 0 | 0 | 0 | 0 | 0 | 0 | 0 | 0 | 0 | 0 | 0 | 0 | 0 | 0 | 0 | 0 | 0 | 0
F5_Residential_Manufactured Home Regular Income_Existing_Water Heating_Natural Gas_Water Heater (<= 55 gal)_E9 | F5 | Residential | Manufactured Home Regular Income | Existing | Water Heating | Natural Gas | Water Heater (<= 55 gal) | E9 | Utility - Cost of Operation | 0 | 0 | 0 | 0 | 0 | 0 | 0 | 0 | 0 | 0 | 0 | 0 | 0 | 0 | 0 | 0 | 0 | 0 | 0 | 0 | 0 | 0 | 0 | 0 | 0 | 0 | 0 | 0 | 0 | 0 | 0 | 0 | 0
F5_Residential_Manufactured Home Regular Income_Existing_Water Heating_Natural Gas_Water Heater (<= 55 gal)_E10 | F5 | Residential | Manufactured Home Regular Income | Existing | Water Heating | Natural Gas | Water Heater (<= 55 gal) | E10 | Utility - Cost of Operation | 0 | 0 | 0 | 0 | 0 | 0 | 0 | 0 | 0 | 0 | 0 | 0 | 0 | 0 | 0 | 0 | 0 | 0 | 0 | 0 | 0 | 0 | 0 | 0 | 0 | 0 | 0 | 0 | 0 | 0 | 0 | 0 | 0
F6_Residential_Manufactured Home Regular Income_Existing_Water Heating_Natural Gas_Water Heater (<= 55 gal)_E1 | F6 | Residential | Manufactured Home Regular Income | Existing | Water Heating | Natural Gas | Water Heater (<= 55 gal) | E1 | Utility - Value of Sales | 189.5545 | 190.6591 | 192.1748 | 193.4136 | 193.4136 | 193.4136 | 193.4136 | 193.4136 | 193.4136 | 193.4136 | 193.4136 | 193.4136 | 193.4136 | 193.4136 | 193.4136 | 193.4136 | 193.4136 | 193.4136 | 193.4136 | 193.4136 | 193.4136 | 193.4136 | 193.4136 | 193.4136 | 193.4136 | 193.4136 | 193.4136 | 193.4136 | 193.4136 | 193.4136 | 193.4136 | 193.4136 | 193.4136
F6_Residential_Manufactured Home Regular Income_Existing_Water Heating_Natural Gas_Water Heater (<= 55 gal)_E2 | F6 | Residential | Manufactured Home Regular Income | Existing | Water Heating | Natural Gas | Water Heater (<= 55 gal) | E2 | Utility - Value of Sales | 171.7838 | 172.7848 | 174.1584 | 175.2811 | 175.2811 | 175.2811 | 175.2811 | 175.2811 | 175.2811 | 175.2811 | 175.2811 | 175.2811 | 175.2811 | 175.2811 | 175.2811 | 175.2811 | 175.2811 | 175.2811 | 175.2811 | 175.2811 | 175.2811 | 175.2811 | 175.2811 | 175.2811 | 175.2811 | 175.2811 | 175.2811 | 175.2811 | 175.2811 | 175.2811 | 175.2811 | 175.2811 | 175.2811
F6_Residential_Manufactured Home Regular Income_Existing_Water Heating_Natural Gas_Water Heater (<= 55 gal)_E3 | F6 | Residential | Manufactured Home Regular Income | Existing | Water Heating | Natural Gas | Water Heater (<= 55 gal) | E3 | Utility - Value of Sales | 135.7304 | 136.5213 | 137.6066 | 138.4937 | 138.4937 | 138.4937 | 138.4937 | 138.4937 | 138.4937 | 138.4937 | 138.4937 | 138.4937 | 138.4937 | 138.4937 | 138.4937 | 138.4937 | 138.4937 | 138.4937 | 138.4937 | 138.4937 | 138.4937 | 138.4937 | 138.4937 | 138.4937 | 138.4937 | 138.4937 | 138.4937 | 138.4937 | 138.4937 | 138.4937 | 138.4937 | 138.4937 | 138.4937
F6_Residential_Manufactured Home Regular Income_Existing_Water Heating_Natural Gas_Water Heater (<= 55 gal)_E4 | F6 | Residential | Manufactured Home Regular Income | Existing | Water Heating | Natural Gas | Water Heater (<= 55 gal) | E4 | Utility - Value of Sales | 127.2701 | 127.7488 | 128.4056 | 128.9424 | 128.9424 | 128.9424 | 128.9424 | 128.9424 | 128.9424 | 128.9424 | 128.9424 | 128.9424 | 128.9424 | 128.9424 | 128.9424 | 128.9424 | 128.9424 | 128.9424 | 128.9424 | 128.9424 | 128.9424 | 128.9424 | 128.9424 | 128.9424 | 128.9424 | 128.9424 | 128.9424 | 128.9424 | 128.9424 | 128.9424 | 128.9424 | 128.9424 | 128.9424
F6_Residential_Manufactured Home Regular Income_Existing_Water Heating_Natural Gas_Water Heater (<= 55 gal)_E5 | F6 | Residential | Manufactured Home Regular Income | Existing | Water Heating | Natural Gas | Water Heater (<= 55 gal) | E5 | Utility - Value of Sales | 121.6758 | 122.1334 | 122.7614 | 123.2746 | 123.2746 | 123.2746 | 123.2746 | 123.2746 | 123.2746 | 123.2746 | 123.2746 | 123.2746 | 123.2746 | 123.2746 | 123.2746 | 123.2746 | 123.2746 | 123.2746 | 123.2746 | 123.2746 | 123.2746 | 123.2746 | 123.2746 | 123.2746 | 123.2746 | 123.2746 | 123.2746 | 123.2746 | 123.2746 | 123.2746 | 123.2746 | 123.2746 | 123.2746
F6_Residential_Manufactured Home Regular Income_Existing_Water Heating_Natural Gas_Water Heater (<= 55 gal)_E6 | F6 | Residential | Manufactured Home Regular Income | Existing | Water Heating | Natural Gas | Water Heater (<= 55 gal) | E6 | Utility - Value of Sales | 103.7185 | 104.3229 | 105.1522 | 105.8301 | 105.8301 | 105.8301 | 105.8301 | 105.8301 | 105.8301 | 105.8301 | 105.8301 | 105.8301 | 105.8301 | 105.8301 | 105.8301 | 105.8301 | 105.8301 | 105.8301 | 105.8301 | 105.8301 | 105.8301 | 105.8301 | 105.8301 | 105.8301 | 105.8301 | 105.8301 | 105.8301 | 105.8301 | 105.8301 | 105.8301 | 105.8301 | 105.8301 | 105.8301
F6_Residential_Manufactured Home Regular Income_Existing_Water Heating_Natural Gas_Water Heater (<= 55 gal)_E7 | F6 | Residential | Manufactured Home Regular Income | Existing | Water Heating | Natural Gas | Water Heater (<= 55 gal) | E7 | Utility - Value of Sales | 0 | 0 | 0 | 0 | 86.2922 | 86.2922 | 86.2922 | 86.2922 | 86.2922 | 86.2922 | 86.2922 | 86.2922 | 86.2922 | 86.2922 | 86.2922 | 86.2922 | 86.2922 | 86.2922 | 86.2922 | 86.2922 | 86.2922 | 86.2922 | 86.2922 | 86.2922 | 86.2922 | 86.2922 | 86.2922 | 86.2922 | 86.2922 | 86.2922 | 86.2922 | 86.2922 | 86.2922
F6_Residential_Manufactured Home Regular Income_Existing_Water Heating_Natural Gas_Water Heater (<= 55 gal)_E8 | F6 | Residential | Manufactured Home Regular Income | Existing | Water Heating | Natural Gas | Water Heater (<= 55 gal) | E8 | Utility - Value of Sales | 0 | 0 | 0 | 0 | 0 | 0 | 0 | 0 | 0 | 0 | 0 | 0 | 0 | 0 | 0 | 0 | 0 | 0 | 0 | 0 | 0 | 0 | 0 | 0 | 0 | 0 | 0 | 0 | 0 | 0 | 0 | 0 | 0
F6_Residential_Manufactured Home Regular Income_Existing_Water Heating_Natural Gas_Water Heater (<= 55 gal)_E9 | F6 | Residential | Manufactured Home Regular Income | Existing | Water Heating | Natural Gas | Water Heater (<= 55 gal) | E9 | Utility - Value of Sales | 0 | 0 | 0 | 0 | 0 | 0 | 0 | 0 | 0 | 0 | 0 | 0 | 0 | 0 | 0 | 0 | 0 | 0 | 0 | 0 | 0 | 0 | 0 | 0 | 0 | 0 | 0 | 0 | 0 | 0 | 0 | 0 | 0
F6_Residential_Manufactured Home Regular Income_Existing_Water Heating_Natural Gas_Water Heater (<= 55 gal)_E10 | F6 | Residential | Manufactured Home Regular Income | Existing | Water Heating | Natural Gas | Water Heater (<= 55 gal) | E10 | Utility - Value of Sales | 0 | 0 | 0 | 0 | 0 | 0 | 0 | 0 | 0 | 0 | 0 | 0 | 0 | 0 | 0 | 0 | 0 | 0 | 0 | 0 | 0 | 0 | 0 | 0 | 0 | 0 | 0 | 0 | 0 | 0 | 0 | 0 | 0
F1_Residential_Manufactured Home Regular Income_Existing_Water Heating_Natural Gas_Water Heater (> 55 gal)_E1 | F1 | Residential | Manufactured Home Regular Income | Existing | Water Heating | Natural Gas | Water Heater (> 55 gal) | E1 | RVT - Cost of Equipment | 234.4356 | 235.1221 | 236.6619 | 237.9566 | 237.43 | 238.7 | 241.5602 | 243.9341 | 246.7882 | 249.5721 | 252.3784 | 255.0352 | 257.862 | 260.7827 | 263.6293 | 266.5407 | 269.464 | 272.4306 | 275.2832 | 278.0259 | 280.4273 | 282.6275 | 284.3149 | 285.7855 | 286.8508 | 287.5644 | 288.0429 | 288.2284 | 288.0123 | 287.5264 | 286.5306 | 285.2905 | 283.6079
F1_Residential_Manufactured Home Regular Income_Existing_Water Heating_Natural Gas_Water Heater (> 55 gal)_E2 | F1 | Residential | Manufactured Home Regular Income | Existing | Water Heating | Natural Gas | Water Heater (> 55 gal) | E2 | RVT - Cost of Equipment | 228.4244 | 229.0934 | 230.5937 | 231.8552 | 231.3421 | 232.5795 | 235.3664 | 237.6794 | 240.4603 | 243.1728 | 245.9072 | 248.4958 | 251.2502 | 254.0959 | 256.8696 | 259.7063 | 262.5546 | 265.4452 | 268.2246 | 270.897 | 273.2368 | 275.3806 | 277.0247 | 278.4577 | 279.4956 | 280.191 | 280.6571 | 280.8379 | 280.6274 | 280.1539 | 279.1837 | 277.9753 | 276.3359
F1_Residential_Manufactured Home Regular Income_Existing_Water Heating_Natural Gas_Water Heater (> 55 gal)_E3 | F1 | Residential | Manufactured Home Regular Income | Existing | Water Heating | Natural Gas | Water Heater (> 55 gal) | E3 | RVT - Cost of Equipment | 219.9642 | 220.6084 | 222.0532 | 223.2679 | 222.7738 | 223.9654 | 226.6491 | 228.8765 | 231.5543 | 234.1664 | 236.7995 | 239.2923 | 241.9446 | 244.685 | 247.3559 | 250.0875 | 252.8304 | 255.6139 | 258.2904 | 260.8638 | 263.1169 | 265.1813 | 266.7646 | 268.1444 | 269.1439 | 269.8136 | 270.2624 | 270.4365 | 270.2338 | 269.7778 | 268.8436 | 267.68 | 266.1012
F1_Residential_Manufactured Home Regular Income_Existing_Water Heating_Natural Gas_Water Heater (> 55 gal)_E4 | F1 | Residential | Manufactured Home Regular Income | Existing | Water Heating | Natural Gas | Water Heater (> 55 gal) | E4 | RVT - Cost of Equipment | 209.0127 | 210.0875 | 211.7146 | 213.2069 | 213.5611 | 215.0854 | 217.635 | 219.9183 | 222.4705 | 224.9328 | 227.3419 | 229.579 | 231.8207 | 234.0169 | 236.0196 | 237.9159 | 239.6491 | 241.3292 | 242.8578 | 244.3223 | 245.5947 | 246.7985 | 247.755 | 248.6834 | 249.3559 | 249.8065 | 250.1085 | 250.2256 | 250.0892 | 249.7824 | 249.1538 | 248.3709 | 247.3086
F1_Residential_Manufactured Home Regular Income_Existing_Water Heating_Natural Gas_Water Heater (> 55 gal)_E5 | F1 | Residential | Manufactured Home Regular Income | Existing | Water Heating | Natural Gas | Water Heater (> 55 gal) | E5 | RVT - Cost of Equipment | 199.8254 | 200.8529 | 202.4085 | 203.8351 | 204.1738 | 205.6311 | 208.0686 | 210.2515 | 212.6916 | 215.0457 | 217.3488 | 219.4876 | 221.6308 | 223.7305 | 225.6452 | 227.458 | 229.115 | 230.7213 | 232.1828 | 233.5829 | 234.7994 | 235.9502 | 236.8647 | 237.7523 | 238.3952 | 238.826 | 239.1147 | 239.2267 | 239.0963 | 238.803 | 238.202 | 237.4535 | 236.4379
F1_Residential_Manufactured Home Regular Income_Existing_Water Heating_Natural Gas_Water Heater (> 55 gal)_E6 | F1 | Residential | Manufactured Home Regular Income | Existing | Water Heating | Natural Gas | Water Heater (> 55 gal) | E6 | RVT - Cost of Equipment | 168.0859 | 168.5781 | 169.6821 | 170.6104 | 170.2328 | 171.1434 | 173.1941 | 174.8962 | 176.9425 | 178.9385 | 180.9506 | 182.8554 | 184.8822 | 186.9763 | 189.0172 | 191.1046 | 193.2006 | 195.3276 | 197.3728 | 199.3393 | 201.061 | 202.6386 | 203.8484 | 204.9028 | 205.6666 | 206.1783 | 206.5213 | 206.6543 | 206.4994 | 206.151 | 205.4371 | 204.5479 | 203.3415
F1_Residential_Manufactured Home Regular Income_Existing_Water Heating_Natural Gas_Water Heater (> 55 gal)_E7 | F1 | Residential | Manufactured Home Regular Income | Existing | Water Heating | Natural Gas | Water Heater (> 55 gal) | E7 | RVT - Cost of Equipment | 0 | 0 | 0 | 0 | 0 | 137.9775 | 139.6433 | 141.0429 | 142.7282 | 144.3652 | 146.0077 | 147.5574 | 149.1962 | 150.8517 | 152.3989 | 153.9199 | 155.3779 | 156.8732 | 158.3308 | 159.7655 | 161.0485 | 162.2873 | 163.3075 | 164.2991 | 165.0421 | 165.5509 | 165.8843 | 165.9927 | 165.8664 | 165.5823 | 165.0002 | 164.2752 | 163.2915
F1_Residential_Manufactured Home Regular Income_Existing_Water Heating_Natural Gas_Water Heater (> 55 gal)_E8 | F1 | Residential | Manufactured Home Regular Income | Existing | Water Heating | Natural Gas | Water Heater (> 55 gal) | E8 | RVT - Cost of Equipment | 0 | 0 | 0 | 0 | 0 | 0 | 0 | 0 | 0 | 0 | 0 | 0 | 0 | 0 | 0 | 0 | 0 | 0 | 0 | 0 | 0 | 0 | 0 | 0 | 0 | 0 | 0 | 0 | 0 | 0 | 0 | 0 | 0
F1_Residential_Manufactured Home Regular Income_Existing_Water Heating_Natural Gas_Water Heater (> 55 gal)_E9 | F1 | Residential | Manufactured Home Regular Income | Existing | Water Heating | Natural Gas | Water Heater (> 55 gal) | E9 | RVT - Cost of Equipment | 0 | 0 | 0 | 0 | 0 | 0 | 0 | 0 | 0 | 0 | 0 | 0 | 0 | 0 | 0 | 0 | 0 | 0 | 0 | 0 | 0 | 0 | 0 | 0 | 0 | 0 | 0 | 0 | 0 | 0 | 0 | 0 | 0
F1_Residential_Manufactured Home Regular Income_Existing_Water Heating_Natural Gas_Water Heater (> 55 gal)_E10 | F1 | Residential | Manufactured Home Regular Income | Existing | Water Heating | Natural Gas | Water Heater (> 55 gal) | E10 | RVT - Cost of Equipment | 0 | 0 | 0 | 0 | 0 | 0 | 0 | 0 | 0 | 0 | 0 | 0 | 0 | 0 | 0 | 0 | 0 | 0 | 0 | 0 | 0 | 0 | 0 | 0 | 0 | 0 | 0 | 0 | 0 | 0 | 0 | 0 | 0
F2_Residential_Manufactured Home Regular Income_Existing_Water Heating_Natural Gas_Water Heater (> 55 gal)_E1 | F2 | Residential | Manufactured Home Regular Income | Existing | Water Heating | Natural Gas | Water Heater (> 55 gal) | E1 | RVT - Cost of Operation | 234.0576 | 234.743 | 236.2803 | 237.5729 | 237.0472 | 238.3151 | 241.1707 | 243.5408 | 246.3902 | 249.1696 | 251.9715 | 254.624 | 257.4462 | 260.3622 | 263.2042 | 266.1109 | 269.0295 | 271.9913 | 274.8393 | 277.5776 | 279.9751 | 282.1718 | 283.8564 | 285.3247 | 286.3883 | 287.1008 | 287.5784 | 287.7636 | 287.5479 | 287.0628 | 286.0686 | 284.8305 | 283.1506
F2_Residential_Manufactured Home Regular Income_Existing_Water Heating_Natural Gas_Water Heater (> 55 gal)_E2 | F2 | Residential | Manufactured Home Regular Income | Existing | Water Heating | Natural Gas | Water Heater (> 55 gal) | E2 | RVT - Cost of Operation | 228.0561 | 228.724 | 230.2219 | 231.4813 | 230.969 | 232.2044 | 234.9869 | 237.2962 | 240.0725 | 242.7807 | 245.5107 | 248.0952 | 250.845 | 253.6862 | 256.4554 | 259.2875 | 262.1313 | 265.0172 | 267.7921 | 270.4602 | 272.7962 | 274.9366 | 276.5781 | 278.0087 | 279.045 | 279.7392 | 280.2046 | 280.3851 | 280.1749 | 279.7022 | 278.7335 | 277.5271 | 275.8903
F2_Residential_Manufactured Home Regular Income_Existing_Water Heating_Natural Gas_Water Heater (> 55 gal)_E3 | F2 | Residential | Manufactured Home Regular Income | Existing | Water Heating | Natural Gas | Water Heater (> 55 gal) | E3 | RVT - Cost of Operation | 219.6096 | 220.2527 | 221.6951 | 222.908 | 222.4146 | 223.6043 | 226.2836 | 228.5074 | 231.181 | 233.7888 | 236.4177 | 238.9065 | 241.5545 | 244.2905 | 246.9571 | 249.6843 | 252.4227 | 255.2018 | 257.8739 | 260.4432 | 262.6927 | 264.7538 | 266.3344 | 267.7121 | 268.71 | 269.3785 | 269.8267 | 270.0005 | 269.798 | 269.3428 | 268.4101 | 267.2484 | 265.6721
F2_Residential_Manufactured Home Regular Income_Existing_Water Heating_Natural Gas_Water Heater (> 55 gal)_E4 | F2 | Residential | Manufactured Home Regular Income | Existing | Water Heating | Natural Gas | Water Heater (> 55 gal) | E4 | RVT - Cost of Operation | 208.6757 | 209.7488 | 211.3733 | 212.8631 | 213.2168 | 214.7386 | 217.284 | 219.5637 | 222.1118 | 224.5702 | 226.9753 | 229.2088 | 231.4469 | 233.6396 | 235.6391 | 237.5323 | 239.2627 | 240.9401 | 242.4662 | 243.9284 | 245.1988 | 246.4005 | 247.3555 | 248.2824 | 248.9539 | 249.4037 | 249.7053 | 249.8222 | 249.686 | 249.3797 | 248.7521 | 247.9704 | 246.9099
F2_Residential_Manufactured Home Regular Income_Existing_Water Heating_Natural Gas_Water Heater (> 55 gal)_E5 | F2 | Residential | Manufactured Home Regular Income | Existing | Water Heating | Natural Gas | Water Heater (> 55 gal) | E5 | RVT - Cost of Operation | 199.5032 | 200.529 | 202.0821 | 203.5065 | 203.8446 | 205.2995 | 207.7331 | 209.9125 | 212.3487 | 214.699 | 216.9984 | 219.1337 | 221.2734 | 223.3697 | 225.2813 | 227.0913 | 228.7456 | 230.3493 | 231.8084 | 233.2063 | 234.4208 | 235.5697 | 236.4827 | 237.3689 | 238.0109 | 238.4409 | 238.7292 | 238.841 | 238.7108 | 238.418 | 237.8179 | 237.0706 | 236.0567
F2_Residential_Manufactured Home Regular Income_Existing_Water Heating_Natural Gas_Water Heater (> 55 gal)_E6 | F2 | Residential | Manufactured Home Regular Income | Existing | Water Heating | Natural Gas | Water Heater (> 55 gal) | E6 | RVT - Cost of Operation | 167.8149 | 168.3063 | 169.4085 | 170.3353 | 169.9584 | 170.8674 | 172.9149 | 174.6142 | 176.6572 | 178.6499 | 180.6588 | 182.5606 | 184.5841 | 186.6748 | 188.7125 | 190.7965 | 192.8891 | 195.0127 | 197.0546 | 199.0179 | 200.7369 | 202.3118 | 203.5197 | 204.5724 | 205.335 | 205.8458 | 206.1883 | 206.3211 | 206.1664 | 205.8186 | 205.1058 | 204.2181 | 203.0136
F2_Residential_Manufactured Home Regular Income_Existing_Water Heating_Natural Gas_Water Heater (> 55 gal)_E7 | F2 | Residential | Manufactured Home Regular Income | Existing | Water Heating | Natural Gas | Water Heater (> 55 gal) | E7 | RVT - Cost of Operation | 0 | 0 | 0 | 0 | 0 | 137.755 | 139.4181 | 140.8155 | 142.4981 | 144.1324 | 145.7723 | 147.3194 | 148.9556 | 150.6085 | 152.1532 | 153.6717 | 155.1274 | 156.6203 | 158.0755 | 159.5079 | 160.7889 | 162.0256 | 163.0442 | 164.0342 | 164.776 | 165.2839 | 165.6168 | 165.7251 | 165.599 | 165.3153 | 164.7341 | 164.0103 | 163.0282
F2_Residential_Manufactured Home Regular Income_Existing_Water Heating_Natural Gas_Water Heater (> 55 gal)_E8 | F2 | Residential | Manufactured Home Regular Income | Existing | Water Heating | Natural Gas | Water Heater (> 55 gal) | E8 | RVT - Cost of Operation | 0 | 0 | 0 | 0 | 0 | 0 | 0 | 0 | 0 | 0 | 0 | 0 | 0 | 0 | 0 | 0 | 0 | 0 | 0 | 0 | 0 | 0 | 0 | 0 | 0 | 0 | 0 | 0 | 0 | 0 | 0 | 0 | 0
F2_Residential_Manufactured Home Regular Income_Existing_Water Heating_Natural Gas_Water Heater (> 55 gal)_E9 | F2 | Residential | Manufactured Home Regular Income | Existing | Water Heating | Natural Gas | Water Heater (> 55 gal) | E9 | RVT - Cost of Operation | 0 | 0 | 0 | 0 | 0 | 0 | 0 | 0 | 0 | 0 | 0 | 0 | 0 | 0 | 0 | 0 | 0 | 0 | 0 | 0 | 0 | 0 | 0 | 0 | 0 | 0 | 0 | 0 | 0 | 0 | 0 | 0 | 0
F2_Residential_Manufactured Home Regular Income_Existing_Water Heating_Natural Gas_Water Heater (> 55 gal)_E10 | F2 | Residential | Manufactured Home Regular Income | Existing | Water Heating | Natural Gas | Water Heater (> 55 gal) | E10 | RVT - Cost of Operation | 0 | 0 | 0 | 0 | 0 | 0 | 0 | 0 | 0 | 0 | 0 | 0 | 0 | 0 | 0 | 0 | 0 | 0 | 0 | 0 | 0 | 0 | 0 | 0 | 0 | 0 | 0 | 0 | 0 | 0 | 0 | 0 | 0
F3_Residential_Manufactured Home Regular Income_Existing_Water Heating_Natural Gas_Water Heater (> 55 gal)_E1 | F3 | Residential | Manufactured Home Regular Income | Existing | Water Heating | Natural Gas | Water Heater (> 55 gal) | E1 | System - kBTUs of Consumption | 125.0625 | 125.0625 | 125.0625 | 125.0625 | 125.0625 | 125.0625 | 125.0625 | 125.0625 | 125.0625 | 125.0625 | 125.0625 | 125.0625 | 125.0625 | 125.0625 | 125.0625 | 125.0625 | 125.0625 | 125.0625 | 125.0625 | 125.0625 | 125.0625 | 125.0625 | 125.0625 | 125.0625 | 125.0625 | 125.0625 | 125.0625 | 125.0625 | 125.0625 | 125.0625 | 125.0625 | 125.0625 | 125.0625
F3_Residential_Manufactured Home Regular Income_Existing_Water Heating_Natural Gas_Water Heater (> 55 gal)_E2 | F3 | Residential | Manufactured Home Regular Income | Existing | Water Heating | Natural Gas | Water Heater (> 55 gal) | E2 | System - kBTUs of Consumption | 141.0904 | 141.0904 | 141.0904 | 141.0904 | 141.0904 | 141.0904 | 141.0904 | 141.0904 | 141.0904 | 141.0904 | 141.0904 | 141.0904 | 141.0904 | 141.0904 | 141.0904 | 141.0904 | 141.0904 | 141.0904 | 141.0904 | 141.0904 | 141.0904 | 141.0904 | 141.0904 | 141.0904 | 141.0904 | 141.0904 | 141.0904 | 141.0904 | 141.0904 | 141.0904 | 141.0904 | 141.0904 | 141.0904
F3_Residential_Manufactured Home Regular Income_Existing_Water Heating_Natural Gas_Water Heater (> 55 gal)_E3 | F3 | Residential | Manufactured Home Regular Income | Existing | Water Heating | Natural Gas | Water Heater (> 55 gal) | E3 | System - kBTUs of Consumption | 398.2136 | 398.2136 | 398.2136 | 398.2136 | 398.2136 | 398.2136 | 398.2136 | 398.2136 | 398.2136 | 398.2136 | 398.2136 | 398.2136 | 398.2136 | 398.2136 | 398.2136 | 398.2136 | 398.2136 | 398.2136 | 398.2136 | 398.2136 | 398.2136 | 398.2136 | 398.2136 | 398.2136 | 398.2136 | 398.2136 | 398.2136 | 398.2136 | 398.2136 | 398.2136 | 398.2136 | 398.2136 | 398.2136
F3_Residential_Manufactured Home Regular Income_Existing_Water Heating_Natural Gas_Water Heater (> 55 gal)_E4 | F3 | Residential | Manufactured Home Regular Income | Existing | Water Heating | Natural Gas | Water Heater (> 55 gal) | E4 | System - kBTUs of Consumption | 184.4494 | 184.4494 | 184.4494 | 184.4494 | 184.4494 | 184.4494 | 184.4494 | 184.4494 | 184.4494 | 184.4494 | 184.4494 | 184.4494 | 184.4494 | 184.4494 | 184.4494 | 184.4494 | 184.4494 | 184.4494 | 184.4494 | 184.4494 | 184.4494 | 184.4494 | 184.4494 | 184.4494 | 184.4494 | 184.4494 | 184.4494 | 184.4494 | 184.4494 | 184.4494 | 184.4494 | 184.4494 | 184.4494
F3_Residential_Manufactured Home Regular Income_Existing_Water Heating_Natural Gas_Water Heater (> 55 gal)_E5 | F3 | Residential | Manufactured Home Regular Income | Existing | Water Heating | Natural Gas | Water Heater (> 55 gal) | E5 | System - kBTUs of Consumption | 209.1856 | 209.1856 | 209.1856 | 209.1856 | 209.1856 | 209.1856 | 209.1856 | 209.1856 | 209.1856 | 209.1856 | 209.1856 | 209.1856 | 209.1856 | 209.1856 | 209.1856 | 209.1856 | 209.1856 | 209.1856 | 209.1856 | 209.1856 | 209.1856 | 209.1856 | 209.1856 | 209.1856 | 209.1856 | 209.1856 | 209.1856 | 209.1856 | 209.1856 | 209.1856 | 209.1856 | 209.1856 | 209.1856
F3_Residential_Manufactured Home Regular Income_Existing_Water Heating_Natural Gas_Water Heater (> 55 gal)_E6 | F3 | Residential | Manufactured Home Regular Income | Existing | Water Heating | Natural Gas | Water Heater (> 55 gal) | E6 | System - kBTUs of Consumption | 576.4226 | 576.4226 | 576.4226 | 576.4226 | 576.4226 | 576.4226 | 576.4226 | 576.4226 | 576.4226 | 576.4226 | 576.4226 | 576.4226 | 576.4226 | 576.4226 | 576.4226 | 576.4226 | 576.4226 | 576.4226 | 576.4226 | 576.4226 | 576.4226 | 576.4226 | 576.4226 | 576.4226 | 576.4226 | 576.4226 | 576.4226 | 576.4226 | 576.4226 | 576.4226 | 576.4226 | 576.4226 | 576.4226
F3_Residential_Manufactured Home Regular Income_Existing_Water Heating_Natural Gas_Water Heater (> 55 gal)_E7 | F3 | Residential | Manufactured Home Regular Income | Existing | Water Heating | Natural Gas | Water Heater (> 55 gal) | E7 | System - kBTUs of Consumption | 0 | 0 | 0 | 0 | 0 | 682.8286 | 682.8286 | 682.8286 | 682.8286 | 682.8286 | 682.8286 | 682.8286 | 682.8286 | 682.8286 | 682.8286 | 682.8286 | 682.8286 | 682.8286 | 682.8286 | 682.8286 | 682.8286 | 682.8286 | 682.8286 | 682.8286 | 682.8286 | 682.8286 | 682.8286 | 682.8286 | 682.8286 | 682.8286 | 682.8286 | 682.8286 | 682.8286
F3_Residential_Manufactured Home Regular Income_Existing_Water Heating_Natural Gas_Water Heater (> 55 gal)_E8 | F3 | Residential | Manufactured Home Regular Income | Existing | Water Heating | Natural Gas | Water Heater (> 55 gal) | E8 | System - kBTUs of Consumption | 0 | 0 | 0 | 0 | 0 | 0 | 0 | 0 | 0 | 0 | 0 | 0 | 0 | 0 | 0 | 0 | 0 | 0 | 0 | 0 | 0 | 0 | 0 | 0 | 0 | 0 | 0 | 0 | 0 | 0 | 0 | 0 | 0
F3_Residential_Manufactured Home Regular Income_Existing_Water Heating_Natural Gas_Water Heater (> 55 gal)_E9 | F3 | Residential | Manufactured Home Regular Income | Existing | Water Heating | Natural Gas | Water Heater (> 55 gal) | E9 | System - kBTUs of Consumption | 0 | 0 | 0 | 0 | 0 | 0 | 0 | 0 | 0 | 0 | 0 | 0 | 0 | 0 | 0 | 0 | 0 | 0 | 0 | 0 | 0 | 0 | 0 | 0 | 0 | 0 | 0 | 0 | 0 | 0 | 0 | 0 | 0
F3_Residential_Manufactured Home Regular Income_Existing_Water Heating_Natural Gas_Water Heater (> 55 gal)_E10 | F3 | Residential | Manufactured Home Regular Income | Existing | Water Heating | Natural Gas | Water Heater (> 55 gal) | E10 | System - kBTUs of Consumption | 0 | 0 | 0 | 0 | 0 | 0 | 0 | 0 | 0 | 0 | 0 | 0 | 0 | 0 | 0 | 0 | 0 | 0 | 0 | 0 | 0 | 0 | 0 | 0 | 0 | 0 | 0 | 0 | 0 | 0 | 0 | 0 | 0
F4_Residential_Manufactured Home Regular Income_Existing_Water Heating_Natural Gas_Water Heater (> 55 gal)_E1 | F4 | Residential | Manufactured Home Regular Income | Existing | Water Heating | Natural Gas | Water Heater (> 55 gal) | E1 | Utility - Cost of Equipment | 234.0576 | 234.743 | 236.2803 | 237.5729 | 237.0472 | 238.3151 | 241.1707 | 243.5408 | 246.3902 | 249.1696 | 251.9715 | 254.624 | 257.4462 | 260.3622 | 263.2042 | 266.1109 | 269.0295 | 271.9913 | 274.8393 | 277.5776 | 279.9751 | 282.1718 | 283.8564 | 285.3247 | 286.3883 | 287.1008 | 287.5784 | 287.7636 | 287.5479 | 287.0628 | 286.0686 | 284.8305 | 283.1506
F4_Residential_Manufactured Home Regular Income_Existing_Water Heating_Natural Gas_Water Heater (> 55 gal)_E2 | F4 | Residential | Manufactured Home Regular Income | Existing | Water Heating | Natural Gas | Water Heater (> 55 gal) | E2 | Utility - Cost of Equipment | 228.0561 | 228.724 | 230.2219 | 231.4813 | 230.969 | 232.2044 | 234.9869 | 237.2962 | 240.0725 | 242.7807 | 245.5107 | 248.0952 | 250.845 | 253.6862 | 256.4554 | 259.2875 | 262.1313 | 265.0172 | 267.7921 | 270.4602 | 272.7962 | 274.9366 | 276.5781 | 278.0087 | 279.045 | 279.7392 | 280.2046 | 280.3851 | 280.1749 | 279.7022 | 278.7335 | 277.5271 | 275.8903
F4_Residential_Manufactured Home Regular Income_Existing_Water Heating_Natural Gas_Water Heater (> 55 gal)_E3 | F4 | Residential | Manufactured Home Regular Income | Existing | Water Heating | Natural Gas | Water Heater (> 55 gal) | E3 | Utility - Cost of Equipment | 219.6096 | 220.2527 | 221.6951 | 222.908 | 222.4146 | 223.6043 | 226.2836 | 228.5074 | 231.181 | 233.7888 | 236.4177 | 238.9065 | 241.5545 | 244.2905 | 246.9571 | 249.6843 | 252.4227 | 255.2018 | 257.8739 | 260.4432 | 262.6927 | 264.7538 | 266.3344 | 267.7121 | 268.71 | 269.3785 | 269.8267 | 270.0005 | 269.798 | 269.3428 | 268.4101 | 267.2484 | 265.6721
F4_Residential_Manufactured Home Regular Income_Existing_Water Heating_Natural Gas_Water Heater (> 55 gal)_E4 | F4 | Residential | Manufactured Home Regular Income | Existing | Water Heating | Natural Gas | Water Heater (> 55 gal) | E4 | Utility - Cost of Equipment | 208.6757 | 209.7488 | 211.3733 | 212.8631 | 213.2168 | 214.7386 | 217.284 | 219.5637 | 222.1118 | 224.5702 | 226.9753 | 229.2088 | 231.4469 | 233.6396 | 235.6391 | 237.5323 | 239.2627 | 240.9401 | 242.4662 | 243.9284 | 245.1988 | 246.4005 | 247.3555 | 248.2824 | 248.9539 | 249.4037 | 249.7053 | 249.8222 | 249.686 | 249.3797 | 248.7521 | 247.9704 | 246.9099
F4_Residential_Manufactured Home Regular Income_Existing_Water Heating_Natural Gas_Water Heater (> 55 gal)_E5 | F4 | Residential | Manufactured Home Regular Income | Existing | Water Heating | Natural Gas | Water Heater (> 55 gal) | E5 | Utility - Cost of Equipment | 199.5032 | 200.529 | 202.0821 | 203.5065 | 203.8446 | 205.2995 | 207.7331 | 209.9125 | 212.3487 | 214.699 | 216.9984 | 219.1337 | 221.2734 | 223.3697 | 225.2813 | 227.0913 | 228.7456 | 230.3493 | 231.8084 | 233.2063 | 234.4208 | 235.5697 | 236.4827 | 237.3689 | 238.0109 | 238.4409 | 238.7292 | 238.841 | 238.7108 | 238.418 | 237.8179 | 237.0706 | 236.0567
F4_Residential_Manufactured Home Regular Income_Existing_Water Heating_Natural Gas_Water Heater (> 55 gal)_E6 | F4 | Residential | Manufactured Home Regular Income | Existing | Water Heating | Natural Gas | Water Heater (> 55 gal) | E6 | Utility - Cost of Equipment | 167.8149 | 168.3063 | 169.4085 | 170.3353 | 169.9584 | 170.8674 | 172.9149 | 174.6142 | 176.6572 | 178.6499 | 180.6588 | 182.5606 | 184.5841 | 186.6748 | 188.7125 | 190.7965 | 192.8891 | 195.0127 | 197.0546 | 199.0179 | 200.7369 | 202.3118 | 203.5197 | 204.5724 | 205.335 | 205.8458 | 206.1883 | 206.3211 | 206.1664 | 205.8186 | 205.1058 | 204.2181 | 203.0136
F4_Residential_Manufactured Home Regular Income_Existing_Water Heating_Natural Gas_Water Heater (> 55 gal)_E7 | F4 | Residential | Manufactured Home Regular Income | Existing | Water Heating | Natural Gas | Water Heater (> 55 gal) | E7 | Utility - Cost of Equipment | 0 | 0 | 0 | 0 | 0 | 137.755 | 139.4181 | 140.8155 | 142.4981 | 144.1324 | 145.7723 | 147.3194 | 148.9556 | 150.6085 | 152.1532 | 153.6717 | 155.1274 | 156.6203 | 158.0755 | 159.5079 | 160.7889 | 162.0256 | 163.0442 | 164.0342 | 164.776 | 165.2839 | 165.6168 | 165.7251 | 165.599 | 165.3153 | 164.7341 | 164.0103 | 163.0282
F4_Residential_Manufactured Home Regular Income_Existing_Water Heating_Natural Gas_Water Heater (> 55 gal)_E8 | F4 | Residential | Manufactured Home Regular Income | Existing | Water Heating | Natural Gas | Water Heater (> 55 gal) | E8 | Utility - Cost of Equipment | 0 | 0 | 0 | 0 | 0 | 0 | 0 | 0 | 0 | 0 | 0 | 0 | 0 | 0 | 0 | 0 | 0 | 0 | 0 | 0 | 0 | 0 | 0 | 0 | 0 | 0 | 0 | 0 | 0 | 0 | 0 | 0 | 0
F4_Residential_Manufactured Home Regular Income_Existing_Water Heating_Natural Gas_Water Heater (> 55 gal)_E9 | F4 | Residential | Manufactured Home Regular Income | Existing | Water Heating | Natural Gas | Water Heater (> 55 gal) | E9 | Utility - Cost of Equipment | 0 | 0 | 0 | 0 | 0 | 0 | 0 | 0 | 0 | 0 | 0 | 0 | 0 | 0 | 0 | 0 | 0 | 0 | 0 | 0 | 0 | 0 | 0 | 0 | 0 | 0 | 0 | 0 | 0 | 0 | 0 | 0 | 0
F4_Residential_Manufactured Home Regular Income_Existing_Water Heating_Natural Gas_Water Heater (> 55 gal)_E10 | F4 | Residential | Manufactured Home Regular Income | Existing | Water Heating | Natural Gas | Water Heater (> 55 gal) | E10 | Utility - Cost of Equipment | 0 | 0 | 0 | 0 | 0 | 0 | 0 | 0 | 0 | 0 | 0 | 0 | 0 | 0 | 0 | 0 | 0 | 0 | 0 | 0 | 0 | 0 | 0 | 0 | 0 | 0 | 0 | 0 | 0 | 0 | 0 | 0 | 0
F5_Residential_Manufactured Home Regular Income_Existing_Water Heating_Natural Gas_Water Heater (> 55 gal)_E1 | F5 | Residential | Manufactured Home Regular Income | Existing | Water Heating | Natural Gas | Water Heater (> 55 gal) | E1 | Utility - Cost of Operation | 125.0625 | 125.0625 | 125.0625 | 125.0625 | 125.0625 | 125.0625 | 125.0625 | 125.0625 | 125.0625 | 125.0625 | 125.0625 | 125.0625 | 125.0625 | 125.0625 | 125.0625 | 125.0625 | 125.0625 | 125.0625 | 125.0625 | 125.0625 | 125.0625 | 125.0625 | 125.0625 | 125.0625 | 125.0625 | 125.0625 | 125.0625 | 125.0625 | 125.0625 | 125.0625 | 125.0625 | 125.0625 | 125.0625
F5_Residential_Manufactured Home Regular Income_Existing_Water Heating_Natural Gas_Water Heater (> 55 gal)_E2 | F5 | Residential | Manufactured Home Regular Income | Existing | Water Heating | Natural Gas | Water Heater (> 55 gal) | E2 | Utility - Cost of Operation | 141.0904 | 141.0904 | 141.0904 | 141.0904 | 141.0904 | 141.0904 | 141.0904 | 141.0904 | 141.0904 | 141.0904 | 141.0904 | 141.0904 | 141.0904 | 141.0904 | 141.0904 | 141.0904 | 141.0904 | 141.0904 | 141.0904 | 141.0904 | 141.0904 | 141.0904 | 141.0904 | 141.0904 | 141.0904 | 141.0904 | 141.0904 | 141.0904 | 141.0904 | 141.0904 | 141.0904 | 141.0904 | 141.0904
F5_Residential_Manufactured Home Regular Income_Existing_Water Heating_Natural Gas_Water Heater (> 55 gal)_E3 | F5 | Residential | Manufactured Home Regular Income | Existing | Water Heating | Natural Gas | Water Heater (> 55 gal) | E3 | Utility - Cost of Operation | 398.2136 | 398.2136 | 398.2136 | 398.2136 | 398.2136 | 398.2136 | 398.2136 | 398.2136 | 398.2136 | 398.2136 | 398.2136 | 398.2136 | 398.2136 | 398.2136 | 398.2136 | 398.2136 | 398.2136 | 398.2136 | 398.2136 | 398.2136 | 398.2136 | 398.2136 | 398.2136 | 398.2136 | 398.2136 | 398.2136 | 398.2136 | 398.2136 | 398.2136 | 398.2136 | 398.2136 | 398.2136 | 398.2136
F5_Residential_Manufactured Home Regular Income_Existing_Water Heating_Natural Gas_Water Heater (> 55 gal)_E4 | F5 | Residential | Manufactured Home Regular Income | Existing | Water Heating | Natural Gas | Water Heater (> 55 gal) | E4 | Utility - Cost of Operation | 184.4494 | 184.4494 | 184.4494 | 184.4494 | 184.4494 | 184.4494 | 184.4494 | 184.4494 | 184.4494 | 184.4494 | 184.4494 | 184.4494 | 184.4494 | 184.4494 | 184.4494 | 184.4494 | 184.4494 | 184.4494 | 184.4494 | 184.4494 | 184.4494 | 184.4494 | 184.4494 | 184.4494 | 184.4494 | 184.4494 | 184.4494 | 184.4494 | 184.4494 | 184.4494 | 184.4494 | 184.4494 | 184.4494
F5_Residential_Manufactured Home Regular Income_Existing_Water Heating_Natural Gas_Water Heater (> 55 gal)_E5 | F5 | Residential | Manufactured Home Regular Income | Existing | Water Heating | Natural Gas | Water Heater (> 55 gal) | E5 | Utility - Cost of Operation | 209.1856 | 209.1856 | 209.1856 | 209.1856 | 209.1856 | 209.1856 | 209.1856 | 209.1856 | 209.1856 | 209.1856 | 209.1856 | 209.1856 | 209.1856 | 209.1856 | 209.1856 | 209.1856 | 209.1856 | 209.1856 | 209.1856 | 209.1856 | 209.1856 | 209.1856 | 209.1856 | 209.1856 | 209.1856 | 209.1856 | 209.1856 | 209.1856 | 209.1856 | 209.1856 | 209.1856 | 209.1856 | 209.1856
F5_Residential_Manufactured Home Regular Income_Existing_Water Heating_Natural Gas_Water Heater (> 55 gal)_E6 | F5 | Residential | Manufactured Home Regular Income | Existing | Water Heating | Natural Gas | Water Heater (> 55 gal) | E6 | Utility - Cost of Operation | 576.4226 | 576.4226 | 576.4226 | 576.4226 | 576.4226 | 576.4226 | 576.4226 | 576.4226 | 576.4226 | 576.4226 | 576.4226 | 576.4226 | 576.4226 | 576.4226 | 576.4226 | 576.4226 | 576.4226 | 576.4226 | 576.4226 | 576.4226 | 576.4226 | 576.4226 | 576.4226 | 576.4226 | 576.4226 | 576.4226 | 576.4226 | 576.4226 | 576.4226 | 576.4226 | 576.4226 | 576.4226 | 576.4226
F5_Residential_Manufactured Home Regular Income_Existing_Water Heating_Natural Gas_Water Heater (> 55 gal)_E7 | F5 | Residential | Manufactured Home Regular Income | Existing | Water Heating | Natural Gas | Water Heater (> 55 gal) | E7 | Utility - Cost of Operation | 0 | 0 | 0 | 0 | 0 | 682.8286 | 682.8286 | 682.8286 | 682.8286 | 682.8286 | 682.8286 | 682.8286 | 682.8286 | 682.8286 | 682.8286 | 682.8286 | 682.8286 | 682.8286 | 682.8286 | 682.8286 | 682.8286 | 682.8286 | 682.8286 | 682.8286 | 682.8286 | 682.8286 | 682.8286 | 682.8286 | 682.8286 | 682.8286 | 682.8286 | 682.8286 | 682.8286
F5_Residential_Manufactured Home Regular Income_Existing_Water Heating_Natural Gas_Water Heater (> 55 gal)_E8 | F5 | Residential | Manufactured Home Regular Income | Existing | Water Heating | Natural Gas | Water Heater (> 55 gal) | E8 | Utility - Cost of Operation | 0 | 0 | 0 | 0 | 0 | 0 | 0 | 0 | 0 | 0 | 0 | 0 | 0 | 0 | 0 | 0 | 0 | 0 | 0 | 0 | 0 | 0 | 0 | 0 | 0 | 0 | 0 | 0 | 0 | 0 | 0 | 0 | 0
F5_Residential_Manufactured Home Regular Income_Existing_Water Heating_Natural Gas_Water Heater (> 55 gal)_E9 | F5 | Residential | Manufactured Home Regular Income | Existing | Water Heating | Natural Gas | Water Heater (> 55 gal) | E9 | Utility - Cost of Operation | 0 | 0 | 0 | 0 | 0 | 0 | 0 | 0 | 0 | 0 | 0 | 0 | 0 | 0 | 0 | 0 | 0 | 0 | 0 | 0 | 0 | 0 | 0 | 0 | 0 | 0 | 0 | 0 | 0 | 0 | 0 | 0 | 0
F5_Residential_Manufactured Home Regular Income_Existing_Water Heating_Natural Gas_Water Heater (> 55 gal)_E10 | F5 | Residential | Manufactured Home Regular Income | Existing | Water Heating | Natural Gas | Water Heater (> 55 gal) | E10 | Utility - Cost of Operation | 0 | 0 | 0 | 0 | 0 | 0 | 0 | 0 | 0 | 0 | 0 | 0 | 0 | 0 | 0 | 0 | 0 | 0 | 0 | 0 | 0 | 0 | 0 | 0 | 0 | 0 | 0 | 0 | 0 | 0 | 0 | 0 | 0
F6_Residential_Manufactured Home Regular Income_Existing_Water Heating_Natural Gas_Water Heater (> 55 gal)_E1 | F6 | Residential | Manufactured Home Regular Income | Existing | Water Heating | Natural Gas | Water Heater (> 55 gal) | E1 | Utility - Value of Sales | 189.5545 | 190.6591 | 192.1748 | 193.4136 | 193.4136 | 193.4136 | 193.4136 | 193.4136 | 193.4136 | 193.4136 | 193.4136 | 193.4136 | 193.4136 | 193.4136 | 193.4136 | 193.4136 | 193.4136 | 193.4136 | 193.4136 | 193.4136 | 193.4136 | 193.4136 | 193.4136 | 193.4136 | 193.4136 | 193.4136 | 193.4136 | 193.4136 | 193.4136 | 193.4136 | 193.4136 | 193.4136 | 193.4136
F6_Residential_Manufactured Home Regular Income_Existing_Water Heating_Natural Gas_Water Heater (> 55 gal)_E2 | F6 | Residential | Manufactured Home Regular Income | Existing | Water Heating | Natural Gas | Water Heater (> 55 gal) | E2 | Utility - Value of Sales | 184.6942 | 185.7704 | 187.2472 | 188.4543 | 188.4543 | 188.4543 | 188.4543 | 188.4543 | 188.4543 | 188.4543 | 188.4543 | 188.4543 | 188.4543 | 188.4543 | 188.4543 | 188.4543 | 188.4543 | 188.4543 | 188.4543 | 188.4543 | 188.4543 | 188.4543 | 188.4543 | 188.4543 | 188.4543 | 188.4543 | 188.4543 | 188.4543 | 188.4543 | 188.4543 | 188.4543 | 188.4543 | 188.4543
F6_Residential_Manufactured Home Regular Income_Existing_Water Heating_Natural Gas_Water Heater (> 55 gal)_E3 | F6 | Residential | Manufactured Home Regular Income | Existing | Water Heating | Natural Gas | Water Heater (> 55 gal) | E3 | Utility - Value of Sales | 177.8537 | 178.89 | 180.3121 | 181.4745 | 181.4745 | 181.4745 | 181.4745 | 181.4745 | 181.4745 | 181.4745 | 181.4745 | 181.4745 | 181.4745 | 181.4745 | 181.4745 | 181.4745 | 181.4745 | 181.4745 | 181.4745 | 181.4745 | 181.4745 | 181.4745 | 181.4745 | 181.4745 | 181.4745 | 181.4745 | 181.4745 | 181.4745 | 181.4745 | 181.4745 | 181.4745 | 181.4745 | 181.4745
F6_Residential_Manufactured Home Regular Income_Existing_Water Heating_Natural Gas_Water Heater (> 55 gal)_E4 | F6 | Residential | Manufactured Home Regular Income | Existing | Water Heating | Natural Gas | Water Heater (> 55 gal) | E4 | Utility - Value of Sales | 166.7678 | 167.3949 | 168.2556 | 168.959 | 168.959 | 168.959 | 168.959 | 168.959 | 168.959 | 168.959 | 168.959 | 168.959 | 168.959 | 168.959 | 168.959 | 168.959 | 168.959 | 168.959 | 168.959 | 168.959 | 168.959 | 168.959 | 168.959 | 168.959 | 168.959 | 168.959 | 168.959 | 168.959 | 168.959 | 168.959 | 168.959 | 168.959 | 168.959
F6_Residential_Manufactured Home Regular Income_Existing_Water Heating_Natural Gas_Water Heater (> 55 gal)_E5 | F6 | Residential | Manufactured Home Regular Income | Existing | Water Heating | Natural Gas | Water Heater (> 55 gal) | E5 | Utility - Value of Sales | 159.4373 | 160.0369 | 160.8597 | 161.5322 | 161.5322 | 161.5322 | 161.5322 | 161.5322 | 161.5322 | 161.5322 | 161.5322 | 161.5322 | 161.5322 | 161.5322 | 161.5322 | 161.5322 | 161.5322 | 161.5322 | 161.5322 | 161.5322 | 161.5322 | 161.5322 | 161.5322 | 161.5322 | 161.5322 | 161.5322 | 161.5322 | 161.5322 | 161.5322 | 161.5322 | 161.5322 | 161.5322 | 161.5322
F6_Residential_Manufactured Home Regular Income_Existing_Water Heating_Natural Gas_Water Heater (> 55 gal)_E6 | F6 | Residential | Manufactured Home Regular Income | Existing | Water Heating | Natural Gas | Water Heater (> 55 gal) | E6 | Utility - Value of Sales | 135.907 | 136.699 | 137.7857 | 138.6739 | 138.6739 | 138.6739 | 138.6739 | 138.6739 | 138.6739 | 138.6739 | 138.6739 | 138.6739 | 138.6739 | 138.6739 | 138.6739 | 138.6739 | 138.6739 | 138.6739 | 138.6739 | 138.6739 | 138.6739 | 138.6739 | 138.6739 | 138.6739 | 138.6739 | 138.6739 | 138.6739 | 138.6739 | 138.6739 | 138.6739 | 138.6739 | 138.6739 | 138.6739
F6_Residential_Manufactured Home Regular Income_Existing_Water Heating_Natural Gas_Water Heater (> 55 gal)_E7 | F6 | Residential | Manufactured Home Regular Income | Existing | Water Heating | Natural Gas | Water Heater (> 55 gal) | E7 | Utility - Value of Sales | 0 | 0 | 0 | 0 | 0 | 113.0726 | 113.0726 | 113.0726 | 113.0726 | 113.0726 | 113.0726 | 113.0726 | 113.0726 | 113.0726 | 113.0726 | 113.0726 | 113.0726 | 113.0726 | 113.0726 | 113.0726 | 113.0726 | 113.0726 | 113.0726 | 113.0726 | 113.0726 | 113.0726 | 113.0726 | 113.0726 | 113.0726 | 113.0726 | 113.0726 | 113.0726 | 113.0726
F6_Residential_Manufactured Home Regular Income_Existing_Water Heating_Natural Gas_Water Heater (> 55 gal)_E8 | F6 | Residential | Manufactured Home Regular Income | Existing | Water Heating | Natural Gas | Water Heater (> 55 gal) | E8 | Utility - Value of Sales | 0 | 0 | 0 | 0 | 0 | 0 | 0 | 0 | 0 | 0 | 0 | 0 | 0 | 0 | 0 | 0 | 0 | 0 | 0 | 0 | 0 | 0 | 0 | 0 | 0 | 0 | 0 | 0 | 0 | 0 | 0 | 0 | 0
F6_Residential_Manufactured Home Regular Income_Existing_Water Heating_Natural Gas_Water Heater (> 55 gal)_E9 | F6 | Residential | Manufactured Home Regular Income | Existing | Water Heating | Natural Gas | Water Heater (> 55 gal) | E9 | Utility - Value of Sales | 0 | 0 | 0 | 0 | 0 | 0 | 0 | 0 | 0 | 0 | 0 | 0 | 0 | 0 | 0 | 0 | 0 | 0 | 0 | 0 | 0 | 0 | 0 | 0 | 0 | 0 | 0 | 0 | 0 | 0 | 0 | 0 | 0
F6_Residential_Manufactured Home Regular Income_Existing_Water Heating_Natural Gas_Water Heater (> 55 gal)_E10 | F6 | Residential | Manufactured Home Regular Income | Existing | Water Heating | Natural Gas | Water Heater (> 55 gal) | E10 | Utility - Value of Sales | 0 | 0 | 0 | 0 | 0 | 0 | 0 | 0 | 0 | 0 | 0 | 0 | 0 | 0 | 0 | 0 | 0 | 0 | 0 | 0 | 0 | 0 | 0 | 0 | 0 | 0 | 0 | 0 | 0 | 0 | 0 | 0 | 0
F1_Residential_Manufactured Home Regular Income_Existing_Appliances_Natural Gas_Clothes Dryer_E1 | F1 | Residential | Manufactured Home Regular Income | Existing | Appliances | Natural Gas | Clothes Dryer | E1 | RVT - Cost of Equipment | 24.5115 | 24.5879 | 24.7578 | 24.897 | 24.8295 | 24.9286 | 25.1663 | 25.3624 | 25.598 | 25.8261 | 26.0564 | 26.2741 | 26.5042 | 26.7447 | 26.9748 | 27.2125 | 27.4515 | 27.708 | 27.9561 | 28.1951 | 28.4039 | 28.5979 | 28.7448 | 28.8747 | 28.9503 | 28.9933 | 29.0157 | 29.0111 | 28.9711 | 28.9063 | 28.7953 | 28.6626 | 28.4915
F1_Residential_Manufactured Home Regular Income_Existing_Appliances_Natural Gas_Clothes Dryer_E2 | F1 | Residential | Manufactured Home Regular Income | Existing | Appliances | Natural Gas | Clothes Dryer | E2 | RVT - Cost of Equipment | 23.1457 | 23.2178 | 23.3783 | 23.5097 | 23.4459 | 23.5396 | 23.764 | 23.9491 | 24.1717 | 24.387 | 24.6045 | 24.81 | 25.0274 | 25.2545 | 25.4717 | 25.6962 | 25.9219 | 26.1641 | 26.3984 | 26.624 | 26.8212 | 27.0044 | 27.1431 | 27.2657 | 27.3371 | 27.3777 | 27.3989 | 27.3945 | 27.3568 | 27.2956 | 27.1907 | 27.0655 | 26.9039
F1_Residential_Manufactured Home Regular Income_Existing_Appliances_Natural Gas_Clothes Dryer_E3 | F1 | Residential | Manufactured Home Regular Income | Existing | Appliances | Natural Gas | Clothes Dryer | E3 | RVT - Cost of Equipment | 0 | 0 | 0 | 0 | 0 | 0 | 0 | 0 | 0 | 0 | 0 | 0 | 0 | 0 | 0 | 0 | 0 | 0 | 0 | 0 | 0 | 0 | 0 | 0 | 0 | 0 | 0 | 0 | 0 | 0 | 0 | 0 | 0
F1_Residential_Manufactured Home Regular Income_Existing_Appliances_Natural Gas_Clothes Dryer_E4 | F1 | Residential | Manufactured Home Regular Income | Existing | Appliances | Natural Gas | Clothes Dryer | E4 | RVT - Cost of Equipment | 0 | 0 | 0 | 0 | 0 | 0 | 0 | 0 | 0 | 0 | 0 | 0 | 0 | 0 | 0 | 0 | 0 | 0 | 0 | 0 | 0 | 0 | 0 | 0 | 0 | 0 | 0 | 0 | 0 | 0 | 0 | 0 | 0
F1_Residential_Manufactured Home Regular Income_Existing_Appliances_Natural Gas_Clothes Dryer_E5 | F1 | Residential | Manufactured Home Regular Income | Existing | Appliances | Natural Gas | Clothes Dryer | E5 | RVT - Cost of Equipment | 0 | 0 | 0 | 0 | 0 | 0 | 0 | 0 | 0 | 0 | 0 | 0 | 0 | 0 | 0 | 0 | 0 | 0 | 0 | 0 | 0 | 0 | 0 | 0 | 0 | 0 | 0 | 0 | 0 | 0 | 0 | 0 | 0
F1_Residential_Manufactured Home Regular Income_Existing_Appliances_Natural Gas_Clothes Dryer_E6 | F1 | Residential | Manufactured Home Regular Income | Existing | Appliances | Natural Gas | Clothes Dryer | E6 | RVT - Cost of Equipment | 0 | 0 | 0 | 0 | 0 | 0 | 0 | 0 | 0 | 0 | 0 | 0 | 0 | 0 | 0 | 0 | 0 | 0 | 0 | 0 | 0 | 0 | 0 | 0 | 0 | 0 | 0 | 0 | 0 | 0 | 0 | 0 | 0
F1_Residential_Manufactured Home Regular Income_Existing_Appliances_Natural Gas_Clothes Dryer_E7 | F1 | Residential | Manufactured Home Regular Income | Existing | Appliances | Natural Gas | Clothes Dryer | E7 | RVT - Cost of Equipment | 0 | 0 | 0 | 0 | 0 | 0 | 0 | 0 | 0 | 0 | 0 | 0 | 0 | 0 | 0 | 0 | 0 | 0 | 0 | 0 | 0 | 0 | 0 | 0 | 0 | 0 | 0 | 0 | 0 | 0 | 0 | 0 | 0
F1_Residential_Manufactured Home Regular Income_Existing_Appliances_Natural Gas_Clothes Dryer_E8 | F1 | Residential | Manufactured Home Regular Income | Existing | Appliances | Natural Gas | Clothes Dryer | E8 | RVT - Cost of Equipment | 0 | 0 | 0 | 0 | 0 | 0 | 0 | 0 | 0 | 0 | 0 | 0 | 0 | 0 | 0 | 0 | 0 | 0 | 0 | 0 | 0 | 0 | 0 | 0 | 0 | 0 | 0 | 0 | 0 | 0 | 0 | 0 | 0
F1_Residential_Manufactured Home Regular Income_Existing_Appliances_Natural Gas_Clothes Dryer_E9 | F1 | Residential | Manufactured Home Regular Income | Existing | Appliances | Natural Gas | Clothes Dryer | E9 | RVT - Cost of Equipment | 0 | 0 | 0 | 0 | 0 | 0 | 0 | 0 | 0 | 0 | 0 | 0 | 0 | 0 | 0 | 0 | 0 | 0 | 0 | 0 | 0 | 0 | 0 | 0 | 0 | 0 | 0 | 0 | 0 | 0 | 0 | 0 | 0
F1_Residential_Manufactured Home Regular Income_Existing_Appliances_Natural Gas_Clothes Dryer_E10 | F1 | Residential | Manufactured Home Regular Income | Existing | Appliances | Natural Gas | Clothes Dryer | E10 | RVT - Cost of Equipment | 0 | 0 | 0 | 0 | 0 | 0 | 0 | 0 | 0 | 0 | 0 | 0 | 0 | 0 | 0 | 0 | 0 | 0 | 0 | 0 | 0 | 0 | 0 | 0 | 0 | 0 | 0 | 0 | 0 | 0 | 0 | 0 | 0
F2_Residential_Manufactured Home Regular Income_Existing_Appliances_Natural Gas_Clothes Dryer_E1 | F2 | Residential | Manufactured Home Regular Income | Existing | Appliances | Natural Gas | Clothes Dryer | E1 | RVT - Cost of Operation | 17.5026 | 17.5301 | 17.6289 | 17.7084 | 17.641 | 17.74 | 17.9774 | 18.1731 | 18.4084 | 18.6361 | 18.866 | 19.0833 | 19.3131 | 19.5532 | 19.7829 | 20.0202 | 20.2589 | 20.515 | 20.7657 | 21.0105 | 21.2287 | 21.4357 | 21.5996 | 21.7507 | 21.852 | 21.9216 | 21.9716 | 21.9955 | 21.9851 | 21.9509 | 21.8716 | 21.7718 | 21.6347
F2_Residential_Manufactured Home Regular Income_Existing_Appliances_Natural Gas_Clothes Dryer_E2 | F2 | Residential | Manufactured Home Regular Income | Existing | Appliances | Natural Gas | Clothes Dryer | E2 | RVT - Cost of Operation | 16.5273 | 16.5533 | 16.6466 | 16.7217 | 16.658 | 16.7515 | 16.9756 | 17.1604 | 17.3826 | 17.5976 | 17.8147 | 18.0199 | 18.237 | 18.4637 | 18.6805 | 18.9047 | 19.13 | 19.3718 | 19.6086 | 19.8398 | 20.0458 | 20.2413 | 20.3961 | 20.5387 | 20.6343 | 20.7001 | 20.7473 | 20.7699 | 20.7601 | 20.7278 | 20.6529 | 20.5586 | 20.4291
F2_Residential_Manufactured Home Regular Income_Existing_Appliances_Natural Gas_Clothes Dryer_E3 | F2 | Residential | Manufactured Home Regular Income | Existing | Appliances | Natural Gas | Clothes Dryer | E3 | RVT - Cost of Operation | 0 | 0 | 0 | 0 | 0 | 0 | 0 | 0 | 0 | 0 | 0 | 0 | 0 | 0 | 0 | 0 | 0 | 0 | 0 | 0 | 0 | 0 | 0 | 0 | 0 | 0 | 0 | 0 | 0 | 0 | 0 | 0 | 0
F2_Residential_Manufactured Home Regular Income_Existing_Appliances_Natural Gas_Clothes Dryer_E4 | F2 | Residential | Manufactured Home Regular Income | Existing | Appliances | Natural Gas | Clothes Dryer | E4 | RVT - Cost of Operation | 0 | 0 | 0 | 0 | 0 | 0 | 0 | 0 | 0 | 0 | 0 | 0 | 0 | 0 | 0 | 0 | 0 | 0 | 0 | 0 | 0 | 0 | 0 | 0 | 0 | 0 | 0 | 0 | 0 | 0 | 0 | 0 | 0
F2_Residential_Manufactured Home Regular Income_Existing_Appliances_Natural Gas_Clothes Dryer_E5 | F2 | Residential | Manufactured Home Regular Income | Existing | Appliances | Natural Gas | Clothes Dryer | E5 | RVT - Cost of Operation | 0 | 0 | 0 | 0 | 0 | 0 | 0 | 0 | 0 | 0 | 0 | 0 | 0 | 0 | 0 | 0 | 0 | 0 | 0 | 0 | 0 | 0 | 0 | 0 | 0 | 0 | 0 | 0 | 0 | 0 | 0 | 0 | 0
F2_Residential_Manufactured Home Regular Income_Existing_Appliances_Natural Gas_Clothes Dryer_E6 | F2 | Residential | Manufactured Home Regular Income | Existing | Appliances | Natural Gas | Clothes Dryer | E6 | RVT - Cost of Operation | 0 | 0 | 0 | 0 | 0 | 0 | 0 | 0 | 0 | 0 | 0 | 0 | 0 | 0 | 0 | 0 | 0 | 0 | 0 | 0 | 0 | 0 | 0 | 0 | 0 | 0 | 0 | 0 | 0 | 0 | 0 | 0 | 0
F2_Residential_Manufactured Home Regular Income_Existing_Appliances_Natural Gas_Clothes Dryer_E7 | F2 | Residential | Manufactured Home Regular Income | Existing | Appliances | Natural Gas | Clothes Dryer | E7 | RVT - Cost of Operation | 0 | 0 | 0 | 0 | 0 | 0 | 0 | 0 | 0 | 0 | 0 | 0 | 0 | 0 | 0 | 0 | 0 | 0 | 0 | 0 | 0 | 0 | 0 | 0 | 0 | 0 | 0 | 0 | 0 | 0 | 0 | 0 | 0
F2_Residential_Manufactured Home Regular Income_Existing_Appliances_Natural Gas_Clothes Dryer_E8 | F2 | Residential | Manufactured Home Regular Income | Existing | Appliances | Natural Gas | Clothes Dryer | E8 | RVT - Cost of Operation | 0 | 0 | 0 | 0 | 0 | 0 | 0 | 0 | 0 | 0 | 0 | 0 | 0 | 0 | 0 | 0 | 0 | 0 | 0 | 0 | 0 | 0 | 0 | 0 | 0 | 0 | 0 | 0 | 0 | 0 | 0 | 0 | 0
F2_Residential_Manufactured Home Regular Income_Existing_Appliances_Natural Gas_Clothes Dryer_E9 | F2 | Residential | Manufactured Home Regular Income | Existing | Appliances | Natural Gas | Clothes Dryer | E9 | RVT - Cost of Operation | 0 | 0 | 0 | 0 | 0 | 0 | 0 | 0 | 0 | 0 | 0 | 0 | 0 | 0 | 0 | 0 | 0 | 0 | 0 | 0 | 0 | 0 | 0 | 0 | 0 | 0 | 0 | 0 | 0 | 0 | 0 | 0 | 0
F2_Residential_Manufactured Home Regular Income_Existing_Appliances_Natural Gas_Clothes Dryer_E10 | F2 | Residential | Manufactured Home Regular Income | Existing | Appliances | Natural Gas | Clothes Dryer | E10 | RVT - Cost of Operation | 0 | 0 | 0 | 0 | 0 | 0 | 0 | 0 | 0 | 0 | 0 | 0 | 0 | 0 | 0 | 0 | 0 | 0 | 0 | 0 | 0 | 0 | 0 | 0 | 0 | 0 | 0 | 0 | 0 | 0 | 0 | 0 | 0
F3_Residential_Manufactured Home Regular Income_Existing_Appliances_Natural Gas_Clothes Dryer_E1 | F3 | Residential | Manufactured Home Regular Income | Existing | Appliances | Natural Gas | Clothes Dryer | E1 | System - kBTUs of Consumption | 71.2482 | 71.2482 | 71.2482 | 71.2482 | 71.2482 | 71.2482 | 71.2482 | 71.2482 | 71.2482 | 71.2482 | 71.2482 | 71.2482 | 71.2482 | 71.2482 | 71.2482 | 71.2482 | 71.2482 | 71.2482 | 71.2482 | 71.2482 | 71.2482 | 71.2482 | 71.2482 | 71.2482 | 71.2482 | 71.2482 | 71.2482 | 71.2482 | 71.2482 | 71.2482 | 71.2482 | 71.2482 | 71.2482
F3_Residential_Manufactured Home Regular Income_Existing_Appliances_Natural Gas_Clothes Dryer_E2 | F3 | Residential | Manufactured Home Regular Income | Existing | Appliances | Natural Gas | Clothes Dryer | E2 | System - kBTUs of Consumption | 76.5063 | 76.5063 | 76.5063 | 76.5063 | 76.5063 | 76.5063 | 76.5063 | 76.5063 | 76.5063 | 76.5063 | 76.5063 | 76.5063 | 76.5063 | 76.5063 | 76.5063 | 76.5063 | 76.5063 | 76.5063 | 76.5063 | 76.5063 | 76.5063 | 76.5063 | 76.5063 | 76.5063 | 76.5063 | 76.5063 | 76.5063 | 76.5063 | 76.5063 | 76.5063 | 76.5063 | 76.5063 | 76.5063
F3_Residential_Manufactured Home Regular Income_Existing_Appliances_Natural Gas_Clothes Dryer_E3 | F3 | Residential | Manufactured Home Regular Income | Existing | Appliances | Natural Gas | Clothes Dryer | E3 | System - kBTUs of Consumption | 0 | 0 | 0 | 0 | 0 | 0 | 0 | 0 | 0 | 0 | 0 | 0 | 0 | 0 | 0 | 0 | 0 | 0 | 0 | 0 | 0 | 0 | 0 | 0 | 0 | 0 | 0 | 0 | 0 | 0 | 0 | 0 | 0
F3_Residential_Manufactured Home Regular Income_Existing_Appliances_Natural Gas_Clothes Dryer_E4 | F3 | Residential | Manufactured Home Regular Income | Existing | Appliances | Natural Gas | Clothes Dryer | E4 | System - kBTUs of Consumption | 0 | 0 | 0 | 0 | 0 | 0 | 0 | 0 | 0 | 0 | 0 | 0 | 0 | 0 | 0 | 0 | 0 | 0 | 0 | 0 | 0 | 0 | 0 | 0 | 0 | 0 | 0 | 0 | 0 | 0 | 0 | 0 | 0
F3_Residential_Manufactured Home Regular Income_Existing_Appliances_Natural Gas_Clothes Dryer_E5 | F3 | Residential | Manufactured Home Regular Income | Existing | Appliances | Natural Gas | Clothes Dryer | E5 | System - kBTUs of Consumption | 0 | 0 | 0 | 0 | 0 | 0 | 0 | 0 | 0 | 0 | 0 | 0 | 0 | 0 | 0 | 0 | 0 | 0 | 0 | 0 | 0 | 0 | 0 | 0 | 0 | 0 | 0 | 0 | 0 | 0 | 0 | 0 | 0
F3_Residential_Manufactured Home Regular Income_Existing_Appliances_Natural Gas_Clothes Dryer_E6 | F3 | Residential | Manufactured Home Regular Income | Existing | Appliances | Natural Gas | Clothes Dryer | E6 | System - kBTUs of Consumption | 0 | 0 | 0 | 0 | 0 | 0 | 0 | 0 | 0 | 0 | 0 | 0 | 0 | 0 | 0 | 0 | 0 | 0 | 0 | 0 | 0 | 0 | 0 | 0 | 0 | 0 | 0 | 0 | 0 | 0 | 0 | 0 | 0
F3_Residential_Manufactured Home Regular Income_Existing_Appliances_Natural Gas_Clothes Dryer_E7 | F3 | Residential | Manufactured Home Regular Income | Existing | Appliances | Natural Gas | Clothes Dryer | E7 | System - kBTUs of Consumption | 0 | 0 | 0 | 0 | 0 | 0 | 0 | 0 | 0 | 0 | 0 | 0 | 0 | 0 | 0 | 0 | 0 | 0 | 0 | 0 | 0 | 0 | 0 | 0 | 0 | 0 | 0 | 0 | 0 | 0 | 0 | 0 | 0
F3_Residential_Manufactured Home Regular Income_Existing_Appliances_Natural Gas_Clothes Dryer_E8 | F3 | Residential | Manufactured Home Regular Income | Existing | Appliances | Natural Gas | Clothes Dryer | E8 | System - kBTUs of Consumption | 0 | 0 | 0 | 0 | 0 | 0 | 0 | 0 | 0 | 0 | 0 | 0 | 0 | 0 | 0 | 0 | 0 | 0 | 0 | 0 | 0 | 0 | 0 | 0 | 0 | 0 | 0 | 0 | 0 | 0 | 0 | 0 | 0
F3_Residential_Manufactured Home Regular Income_Existing_Appliances_Natural Gas_Clothes Dryer_E9 | F3 | Residential | Manufactured Home Regular Income | Existing | Appliances | Natural Gas | Clothes Dryer | E9 | System - kBTUs of Consumption | 0 | 0 | 0 | 0 | 0 | 0 | 0 | 0 | 0 | 0 | 0 | 0 | 0 | 0 | 0 | 0 | 0 | 0 | 0 | 0 | 0 | 0 | 0 | 0 | 0 | 0 | 0 | 0 | 0 | 0 | 0 | 0 | 0
F3_Residential_Manufactured Home Regular Income_Existing_Appliances_Natural Gas_Clothes Dryer_E10 | F3 | Residential | Manufactured Home Regular Income | Existing | Appliances | Natural Gas | Clothes Dryer | E10 | System - kBTUs of Consumption | 0 | 0 | 0 | 0 | 0 | 0 | 0 | 0 | 0 | 0 | 0 | 0 | 0 | 0 | 0 | 0 | 0 | 0 | 0 | 0 | 0 | 0 | 0 | 0 | 0 | 0 | 0 | 0 | 0 | 0 | 0 | 0 | 0
F4_Residential_Manufactured Home Regular Income_Existing_Appliances_Natural Gas_Clothes Dryer_E1 | F4 | Residential | Manufactured Home Regular Income | Existing | Appliances | Natural Gas | Clothes Dryer | E1 | Utility - Cost of Equipment | 17.5026 | 17.5301 | 17.6289 | 17.7084 | 17.641 | 17.74 | 17.9774 | 18.1731 | 18.4084 | 18.6361 | 18.866 | 19.0833 | 19.3131 | 19.5532 | 19.7829 | 20.0202 | 20.2589 | 20.515 | 20.7657 | 21.0105 | 21.2287 | 21.4357 | 21.5996 | 21.7507 | 21.852 | 21.9216 | 21.9716 | 21.9955 | 21.9851 | 21.9509 | 21.8716 | 21.7718 | 21.6347
F4_Residential_Manufactured Home Regular Income_Existing_Appliances_Natural Gas_Clothes Dryer_E2 | F4 | Residential | Manufactured Home Regular Income | Existing | Appliances | Natural Gas | Clothes Dryer | E2 | Utility - Cost of Equipment | 16.5273 | 16.5533 | 16.6466 | 16.7217 | 16.658 | 16.7515 | 16.9756 | 17.1604 | 17.3826 | 17.5976 | 17.8147 | 18.0199 | 18.237 | 18.4637 | 18.6805 | 18.9047 | 19.13 | 19.3718 | 19.6086 | 19.8398 | 20.0458 | 20.2413 | 20.3961 | 20.5387 | 20.6343 | 20.7001 | 20.7473 | 20.7699 | 20.7601 | 20.7278 | 20.6529 | 20.5586 | 20.4291
F4_Residential_Manufactured Home Regular Income_Existing_Appliances_Natural Gas_Clothes Dryer_E3 | F4 | Residential | Manufactured Home Regular Income | Existing | Appliances | Natural Gas | Clothes Dryer | E3 | Utility - Cost of Equipment | 0 | 0 | 0 | 0 | 0 | 0 | 0 | 0 | 0 | 0 | 0 | 0 | 0 | 0 | 0 | 0 | 0 | 0 | 0 | 0 | 0 | 0 | 0 | 0 | 0 | 0 | 0 | 0 | 0 | 0 | 0 | 0 | 0
F4_Residential_Manufactured Home Regular Income_Existing_Appliances_Natural Gas_Clothes Dryer_E4 | F4 | Residential | Manufactured Home Regular Income | Existing | Appliances | Natural Gas | Clothes Dryer | E4 | Utility - Cost of Equipment | 0 | 0 | 0 | 0 | 0 | 0 | 0 | 0 | 0 | 0 | 0 | 0 | 0 | 0 | 0 | 0 | 0 | 0 | 0 | 0 | 0 | 0 | 0 | 0 | 0 | 0 | 0 | 0 | 0 | 0 | 0 | 0 | 0
F4_Residential_Manufactured Home Regular Income_Existing_Appliances_Natural Gas_Clothes Dryer_E5 | F4 | Residential | Manufactured Home Regular Income | Existing | Appliances | Natural Gas | Clothes Dryer | E5 | Utility - Cost of Equipment | 0 | 0 | 0 | 0 | 0 | 0 | 0 | 0 | 0 | 0 | 0 | 0 | 0 | 0 | 0 | 0 | 0 | 0 | 0 | 0 | 0 | 0 | 0 | 0 | 0 | 0 | 0 | 0 | 0 | 0 | 0 | 0 | 0
F4_Residential_Manufactured Home Regular Income_Existing_Appliances_Natural Gas_Clothes Dryer_E6 | F4 | Residential | Manufactured Home Regular Income | Existing | Appliances | Natural Gas | Clothes Dryer | E6 | Utility - Cost of Equipment | 0 | 0 | 0 | 0 | 0 | 0 | 0 | 0 | 0 | 0 | 0 | 0 | 0 | 0 | 0 | 0 | 0 | 0 | 0 | 0 | 0 | 0 | 0 | 0 | 0 | 0 | 0 | 0 | 0 | 0 | 0 | 0 | 0
F4_Residential_Manufactured Home Regular Income_Existing_Appliances_Natural Gas_Clothes Dryer_E7 | F4 | Residential | Manufactured Home Regular Income | Existing | Appliances | Natural Gas | Clothes Dryer | E7 | Utility - Cost of Equipment | 0 | 0 | 0 | 0 | 0 | 0 | 0 | 0 | 0 | 0 | 0 | 0 | 0 | 0 | 0 | 0 | 0 | 0 | 0 | 0 | 0 | 0 | 0 | 0 | 0 | 0 | 0 | 0 | 0 | 0 | 0 | 0 | 0
F4_Residential_Manufactured Home Regular Income_Existing_Appliances_Natural Gas_Clothes Dryer_E8 | F4 | Residential | Manufactured Home Regular Income | Existing | Appliances | Natural Gas | Clothes Dryer | E8 | Utility - Cost of Equipment | 0 | 0 | 0 | 0 | 0 | 0 | 0 | 0 | 0 | 0 | 0 | 0 | 0 | 0 | 0 | 0 | 0 | 0 | 0 | 0 | 0 | 0 | 0 | 0 | 0 | 0 | 0 | 0 | 0 | 0 | 0 | 0 | 0
F4_Residential_Manufactured Home Regular Income_Existing_Appliances_Natural Gas_Clothes Dryer_E9 | F4 | Residential | Manufactured Home Regular Income | Existing | Appliances | Natural Gas | Clothes Dryer | E9 | Utility - Cost of Equipment | 0 | 0 | 0 | 0 | 0 | 0 | 0 | 0 | 0 | 0 | 0 | 0 | 0 | 0 | 0 | 0 | 0 | 0 | 0 | 0 | 0 | 0 | 0 | 0 | 0 | 0 | 0 | 0 | 0 | 0 | 0 | 0 | 0
F4_Residential_Manufactured Home Regular Income_Existing_Appliances_Natural Gas_Clothes Dryer_E10 | F4 | Residential | Manufactured Home Regular Income | Existing | Appliances | Natural Gas | Clothes Dryer | E10 | Utility - Cost of Equipment | 0 | 0 | 0 | 0 | 0 | 0 | 0 | 0 | 0 | 0 | 0 | 0 | 0 | 0 | 0 | 0 | 0 | 0 | 0 | 0 | 0 | 0 | 0 | 0 | 0 | 0 | 0 | 0 | 0 | 0 | 0 | 0 | 0
F5_Residential_Manufactured Home Regular Income_Existing_Appliances_Natural Gas_Clothes Dryer_E1 | F5 | Residential | Manufactured Home Regular Income | Existing | Appliances | Natural Gas | Clothes Dryer | E1 | Utility - Cost of Operation | 71.2482 | 71.2482 | 71.2482 | 71.2482 | 71.2482 | 71.2482 | 71.2482 | 71.2482 | 71.2482 | 71.2482 | 71.2482 | 71.2482 | 71.2482 | 71.2482 | 71.2482 | 71.2482 | 71.2482 | 71.2482 | 71.2482 | 71.2482 | 71.2482 | 71.2482 | 71.2482 | 71.2482 | 71.2482 | 71.2482 | 71.2482 | 71.2482 | 71.2482 | 71.2482 | 71.2482 | 71.2482 | 71.2482
F5_Residential_Manufactured Home Regular Income_Existing_Appliances_Natural Gas_Clothes Dryer_E2 | F5 | Residential | Manufactured Home Regular Income | Existing | Appliances | Natural Gas | Clothes Dryer | E2 | Utility - Cost of Operation | 76.5063 | 76.5063 | 76.5063 | 76.5063 | 76.5063 | 76.5063 | 76.5063 | 76.5063 | 76.5063 | 76.5063 | 76.5063 | 76.5063 | 76.5063 | 76.5063 | 76.5063 | 76.5063 | 76.5063 | 76.5063 | 76.5063 | 76.5063 | 76.5063 | 76.5063 | 76.5063 | 76.5063 | 76.5063 | 76.5063 | 76.5063 | 76.5063 | 76.5063 | 76.5063 | 76.5063 | 76.5063 | 76.5063
F5_Residential_Manufactured Home Regular Income_Existing_Appliances_Natural Gas_Clothes Dryer_E3 | F5 | Residential | Manufactured Home Regular Income | Existing | Appliances | Natural Gas | Clothes Dryer | E3 | Utility - Cost of Operation | 0 | 0 | 0 | 0 | 0 | 0 | 0 | 0 | 0 | 0 | 0 | 0 | 0 | 0 | 0 | 0 | 0 | 0 | 0 | 0 | 0 | 0 | 0 | 0 | 0 | 0 | 0 | 0 | 0 | 0 | 0 | 0 | 0
F5_Residential_Manufactured Home Regular Income_Existing_Appliances_Natural Gas_Clothes Dryer_E4 | F5 | Residential | Manufactured Home Regular Income | Existing | Appliances | Natural Gas | Clothes Dryer | E4 | Utility - Cost of Operation | 0 | 0 | 0 | 0 | 0 | 0 | 0 | 0 | 0 | 0 | 0 | 0 | 0 | 0 | 0 | 0 | 0 | 0 | 0 | 0 | 0 | 0 | 0 | 0 | 0 | 0 | 0 | 0 | 0 | 0 | 0 | 0 | 0
F5_Residential_Manufactured Home Regular Income_Existing_Appliances_Natural Gas_Clothes Dryer_E5 | F5 | Residential | Manufactured Home Regular Income | Existing | Appliances | Natural Gas | Clothes Dryer | E5 | Utility - Cost of Operation | 0 | 0 | 0 | 0 | 0 | 0 | 0 | 0 | 0 | 0 | 0 | 0 | 0 | 0 | 0 | 0 | 0 | 0 | 0 | 0 | 0 | 0 | 0 | 0 | 0 | 0 | 0 | 0 | 0 | 0 | 0 | 0 | 0
F5_Residential_Manufactured Home Regular Income_Existing_Appliances_Natural Gas_Clothes Dryer_E6 | F5 | Residential | Manufactured Home Regular Income | Existing | Appliances | Natural Gas | Clothes Dryer | E6 | Utility - Cost of Operation | 0 | 0 | 0 | 0 | 0 | 0 | 0 | 0 | 0 | 0 | 0 | 0 | 0 | 0 | 0 | 0 | 0 | 0 | 0 | 0 | 0 | 0 | 0 | 0 | 0 | 0 | 0 | 0 | 0 | 0 | 0 | 0 | 0
F5_Residential_Manufactured Home Regular Income_Existing_Appliances_Natural Gas_Clothes Dryer_E7 | F5 | Residential | Manufactured Home Regular Income | Existing | Appliances | Natural Gas | Clothes Dryer | E7 | Utility - Cost of Operation | 0 | 0 | 0 | 0 | 0 | 0 | 0 | 0 | 0 | 0 | 0 | 0 | 0 | 0 | 0 | 0 | 0 | 0 | 0 | 0 | 0 | 0 | 0 | 0 | 0 | 0 | 0 | 0 | 0 | 0 | 0 | 0 | 0
F5_Residential_Manufactured Home Regular Income_Existing_Appliances_Natural Gas_Clothes Dryer_E8 | F5 | Residential | Manufactured Home Regular Income | Existing | Appliances | Natural Gas | Clothes Dryer | E8 | Utility - Cost of Operation | 0 | 0 | 0 | 0 | 0 | 0 | 0 | 0 | 0 | 0 | 0 | 0 | 0 | 0 | 0 | 0 | 0 | 0 | 0 | 0 | 0 | 0 | 0 | 0 | 0 | 0 | 0 | 0 | 0 | 0 | 0 | 0 | 0
F5_Residential_Manufactured Home Regular Income_Existing_Appliances_Natural Gas_Clothes Dryer_E9 | F5 | Residential | Manufactured Home Regular Income | Existing | Appliances | Natural Gas | Clothes Dryer | E9 | Utility - Cost of Operation | 0 | 0 | 0 | 0 | 0 | 0 | 0 | 0 | 0 | 0 | 0 | 0 | 0 | 0 | 0 | 0 | 0 | 0 | 0 | 0 | 0 | 0 | 0 | 0 | 0 | 0 | 0 | 0 | 0 | 0 | 0 | 0 | 0
F5_Residential_Manufactured Home Regular Income_Existing_Appliances_Natural Gas_Clothes Dryer_E10 | F5 | Residential | Manufactured Home Regular Income | Existing | Appliances | Natural Gas | Clothes Dryer | E10 | Utility - Cost of Operation | 0 | 0 | 0 | 0 | 0 | 0 | 0 | 0 | 0 | 0 | 0 | 0 | 0 | 0 | 0 | 0 | 0 | 0 | 0 | 0 | 0 | 0 | 0 | 0 | 0 | 0 | 0 | 0 | 0 | 0 | 0 | 0 | 0
F6_Residential_Manufactured Home Regular Income_Existing_Appliances_Natural Gas_Clothes Dryer_E1 | F6 | Residential | Manufactured Home Regular Income | Existing | Appliances | Natural Gas | Clothes Dryer | E1 | Utility - Value of Sales | 15.6054 | 15.704 | 15.8395 | 15.9501 | 15.9501 | 15.9501 | 15.9501 | 15.9501 | 15.9501 | 15.9501 | 15.9501 | 15.9501 | 15.9501 | 15.9501 | 15.9501 | 15.9501 | 15.9501 | 15.9501 | 15.9501 | 15.9501 | 15.9501 | 15.9501 | 15.9501 | 15.9501 | 15.9501 | 15.9501 | 15.9501 | 15.9501 | 15.9501 | 15.9501 | 15.9501 | 15.9501 | 15.9501
F6_Residential_Manufactured Home Regular Income_Existing_Appliances_Natural Gas_Clothes Dryer_E2 | F6 | Residential | Manufactured Home Regular Income | Existing | Appliances | Natural Gas | Clothes Dryer | E2 | Utility - Value of Sales | 14.7358 | 14.829 | 14.9568 | 15.0614 | 15.0614 | 15.0614 | 15.0614 | 15.0614 | 15.0614 | 15.0614 | 15.0614 | 15.0614 | 15.0614 | 15.0614 | 15.0614 | 15.0614 | 15.0614 | 15.0614 | 15.0614 | 15.0614 | 15.0614 | 15.0614 | 15.0614 | 15.0614 | 15.0614 | 15.0614 | 15.0614 | 15.0614 | 15.0614 | 15.0614 | 15.0614 | 15.0614 | 15.0614
F6_Residential_Manufactured Home Regular Income_Existing_Appliances_Natural Gas_Clothes Dryer_E3 | F6 | Residential | Manufactured Home Regular Income | Existing | Appliances | Natural Gas | Clothes Dryer | E3 | Utility - Value of Sales | 0 | 0 | 0 | 0 | 0 | 0 | 0 | 0 | 0 | 0 | 0 | 0 | 0 | 0 | 0 | 0 | 0 | 0 | 0 | 0 | 0 | 0 | 0 | 0 | 0 | 0 | 0 | 0 | 0 | 0 | 0 | 0 | 0
F6_Residential_Manufactured Home Regular Income_Existing_Appliances_Natural Gas_Clothes Dryer_E4 | F6 | Residential | Manufactured Home Regular Income | Existing | Appliances | Natural Gas | Clothes Dryer | E4 | Utility - Value of Sales | 0 | 0 | 0 | 0 | 0 | 0 | 0 | 0 | 0 | 0 | 0 | 0 | 0 | 0 | 0 | 0 | 0 | 0 | 0 | 0 | 0 | 0 | 0 | 0 | 0 | 0 | 0 | 0 | 0 | 0 | 0 | 0 | 0
F6_Residential_Manufactured Home Regular Income_Existing_Appliances_Natural Gas_Clothes Dryer_E5 | F6 | Residential | Manufactured Home Regular Income | Existing | Appliances | Natural Gas | Clothes Dryer | E5 | Utility - Value of Sales | 0 | 0 | 0 | 0 | 0 | 0 | 0 | 0 | 0 | 0 | 0 | 0 | 0 | 0 | 0 | 0 | 0 | 0 | 0 | 0 | 0 | 0 | 0 | 0 | 0 | 0 | 0 | 0 | 0 | 0 | 0 | 0 | 0
F6_Residential_Manufactured Home Regular Income_Existing_Appliances_Natural Gas_Clothes Dryer_E6 | F6 | Residential | Manufactured Home Regular Income | Existing | Appliances | Natural Gas | Clothes Dryer | E6 | Utility - Value of Sales | 0 | 0 | 0 | 0 | 0 | 0 | 0 | 0 | 0 | 0 | 0 | 0 | 0 | 0 | 0 | 0 | 0 | 0 | 0 | 0 | 0 | 0 | 0 | 0 | 0 | 0 | 0 | 0 | 0 | 0 | 0 | 0 | 0
F6_Residential_Manufactured Home Regular Income_Existing_Appliances_Natural Gas_Clothes Dryer_E7 | F6 | Residential | Manufactured Home Regular Income | Existing | Appliances | Natural Gas | Clothes Dryer | E7 | Utility - Value of Sales | 0 | 0 | 0 | 0 | 0 | 0 | 0 | 0 | 0 | 0 | 0 | 0 | 0 | 0 | 0 | 0 | 0 | 0 | 0 | 0 | 0 | 0 | 0 | 0 | 0 | 0 | 0 | 0 | 0 | 0 | 0 | 0 | 0
F6_Residential_Manufactured Home Regular Income_Existing_Appliances_Natural Gas_Clothes Dryer_E8 | F6 | Residential | Manufactured Home Regular Income | Existing | Appliances | Natural Gas | Clothes Dryer | E8 | Utility - Value of Sales | 0 | 0 | 0 | 0 | 0 | 0 | 0 | 0 | 0 | 0 | 0 | 0 | 0 | 0 | 0 | 0 | 0 | 0 | 0 | 0 | 0 | 0 | 0 | 0 | 0 | 0 | 0 | 0 | 0 | 0 | 0 | 0 | 0
F6_Residential_Manufactured Home Regular Income_Existing_Appliances_Natural Gas_Clothes Dryer_E9 | F6 | Residential | Manufactured Home Regular Income | Existing | Appliances | Natural Gas | Clothes Dryer | E9 | Utility - Value of Sales | 0 | 0 | 0 | 0 | 0 | 0 | 0 | 0 | 0 | 0 | 0 | 0 | 0 | 0 | 0 | 0 | 0 | 0 | 0 | 0 | 0 | 0 | 0 | 0 | 0 | 0 | 0 | 0 | 0 | 0 | 0 | 0 | 0
F6_Residential_Manufactured Home Regular Income_Existing_Appliances_Natural Gas_Clothes Dryer_E10 | F6 | Residential | Manufactured Home Regular Income | Existing | Appliances | Natural Gas | Clothes Dryer | E10 | Utility - Value of Sales | 0 | 0 | 0 | 0 | 0 | 0 | 0 | 0 | 0 | 0 | 0 | 0 | 0 | 0 | 0 | 0 | 0 | 0 | 0 | 0 | 0 | 0 | 0 | 0 | 0 | 0 | 0 | 0 | 0 | 0 | 0 | 0 | 0
F1_Residential_Manufactured Home Regular Income_Existing_Appliances_Natural Gas_Stove/Oven_E1 | F1 | Residential | Manufactured Home Regular Income | Existing | Appliances | Natural Gas | Stove/Oven | E1 | RVT - Cost of Equipment | 23.5208 | 23.594 | 23.7571 | 23.8906 | 23.8259 | 23.921 | 24.1491 | 24.3372 | 24.5634 | 24.7822 | 25.0032 | 25.212 | 25.4329 | 25.6637 | 25.8844 | 26.1126 | 26.3419 | 26.5881 | 26.8261 | 27.0554 | 27.2558 | 27.442 | 27.583 | 27.7076 | 27.7801 | 27.8214 | 27.8429 | 27.8384 | 27.8001 | 27.7379 | 27.6314 | 27.5041 | 27.3399
F1_Residential_Manufactured Home Regular Income_Existing_Appliances_Natural Gas_Stove/Oven_E2 | F1 | Residential | Manufactured Home Regular Income | Existing | Appliances | Natural Gas | Stove/Oven | E2 | RVT - Cost of Equipment | 17.6664 | 17.7215 | 17.844 | 17.9443 | 17.8956 | 17.9671 | 18.1384 | 18.2797 | 18.4495 | 18.6139 | 18.7799 | 18.9368 | 19.1027 | 19.276 | 19.4418 | 19.6131 | 19.7854 | 19.9703 | 20.1491 | 20.3213 | 20.4719 | 20.6117 | 20.7176 | 20.8111 | 20.8656 | 20.8966 | 20.9128 | 20.9094 | 20.8807 | 20.8339 | 20.7539 | 20.6583 | 20.535
F1_Residential_Manufactured Home Regular Income_Existing_Appliances_Natural Gas_Stove/Oven_E3 | F1 | Residential | Manufactured Home Regular Income | Existing | Appliances | Natural Gas | Stove/Oven | E3 | RVT - Cost of Equipment | 0 | 0 | 0 | 0 | 0 | 0 | 0 | 0 | 0 | 0 | 0 | 0 | 0 | 0 | 0 | 0 | 0 | 0 | 0 | 0 | 0 | 0 | 0 | 0 | 0 | 0 | 0 | 0 | 0 | 0 | 0 | 0 | 0
F1_Residential_Manufactured Home Regular Income_Existing_Appliances_Natural Gas_Stove/Oven_E4 | F1 | Residential | Manufactured Home Regular Income | Existing | Appliances | Natural Gas | Stove/Oven | E4 | RVT - Cost of Equipment | 0 | 0 | 0 | 0 | 0 | 0 | 0 | 0 | 0 | 0 | 0 | 0 | 0 | 0 | 0 | 0 | 0 | 0 | 0 | 0 | 0 | 0 | 0 | 0 | 0 | 0 | 0 | 0 | 0 | 0 | 0 | 0 | 0
F1_Residential_Manufactured Home Regular Income_Existing_Appliances_Natural Gas_Stove/Oven_E5 | F1 | Residential | Manufactured Home Regular Income | Existing | Appliances | Natural Gas | Stove/Oven | E5 | RVT - Cost of Equipment | 0 | 0 | 0 | 0 | 0 | 0 | 0 | 0 | 0 | 0 | 0 | 0 | 0 | 0 | 0 | 0 | 0 | 0 | 0 | 0 | 0 | 0 | 0 | 0 | 0 | 0 | 0 | 0 | 0 | 0 | 0 | 0 | 0
F1_Residential_Manufactured Home Regular Income_Existing_Appliances_Natural Gas_Stove/Oven_E6 | F1 | Residential | Manufactured Home Regular Income | Existing | Appliances | Natural Gas | Stove/Oven | E6 | RVT - Cost of Equipment | 0 | 0 | 0 | 0 | 0 | 0 | 0 | 0 | 0 | 0 | 0 | 0 | 0 | 0 | 0 | 0 | 0 | 0 | 0 | 0 | 0 | 0 | 0 | 0 | 0 | 0 | 0 | 0 | 0 | 0 | 0 | 0 | 0
F1_Residential_Manufactured Home Regular Income_Existing_Appliances_Natural Gas_Stove/Oven_E7 | F1 | Residential | Manufactured Home Regular Income | Existing | Appliances | Natural Gas | Stove/Oven | E7 | RVT - Cost of Equipment | 0 | 0 | 0 | 0 | 0 | 0 | 0 | 0 | 0 | 0 | 0 | 0 | 0 | 0 | 0 | 0 | 0 | 0 | 0 | 0 | 0 | 0 | 0 | 0 | 0 | 0 | 0 | 0 | 0 | 0 | 0 | 0 | 0
F1_Residential_Manufactured Home Regular Income_Existing_Appliances_Natural Gas_Stove/Oven_E8 | F1 | Residential | Manufactured Home Regular Income | Existing | Appliances | Natural Gas | Stove/Oven | E8 | RVT - Cost of Equipment | 0 | 0 | 0 | 0 | 0 | 0 | 0 | 0 | 0 | 0 | 0 | 0 | 0 | 0 | 0 | 0 | 0 | 0 | 0 | 0 | 0 | 0 | 0 | 0 | 0 | 0 | 0 | 0 | 0 | 0 | 0 | 0 | 0
F1_Residential_Manufactured Home Regular Income_Existing_Appliances_Natural Gas_Stove/Oven_E9 | F1 | Residential | Manufactured Home Regular Income | Existing | Appliances | Natural Gas | Stove/Oven | E9 | RVT - Cost of Equipment | 0 | 0 | 0 | 0 | 0 | 0 | 0 | 0 | 0 | 0 | 0 | 0 | 0 | 0 | 0 | 0 | 0 | 0 | 0 | 0 | 0 | 0 | 0 | 0 | 0 | 0 | 0 | 0 | 0 | 0 | 0 | 0 | 0
F1_Residential_Manufactured Home Regular Income_Existing_Appliances_Natural Gas_Stove/Oven_E10 | F1 | Residential | Manufactured Home Regular Income | Existing | Appliances | Natural Gas | Stove/Oven | E10 | RVT - Cost of Equipment | 0 | 0 | 0 | 0 | 0 | 0 | 0 | 0 | 0 | 0 | 0 | 0 | 0 | 0 | 0 | 0 | 0 | 0 | 0 | 0 | 0 | 0 | 0 | 0 | 0 | 0 | 0 | 0 | 0 | 0 | 0 | 0 | 0
F2_Residential_Manufactured Home Regular Income_Existing_Appliances_Natural Gas_Stove/Oven_E1 | F2 | Residential | Manufactured Home Regular Income | Existing | Appliances | Natural Gas | Stove/Oven | E1 | RVT - Cost of Operation | 16.7951 | 16.8215 | 16.9164 | 16.9927 | 16.928 | 17.023 | 17.2507 | 17.4385 | 17.6643 | 17.8828 | 18.1034 | 18.3119 | 18.5325 | 18.7629 | 18.9832 | 19.211 | 19.44 | 19.6857 | 19.9263 | 20.1612 | 20.3706 | 20.5693 | 20.7266 | 20.8715 | 20.9687 | 21.0355 | 21.0835 | 21.1064 | 21.0965 | 21.0637 | 20.9875 | 20.8918 | 20.7602
F2_Residential_Manufactured Home Regular Income_Existing_Appliances_Natural Gas_Stove/Oven_E2 | F2 | Residential | Manufactured Home Regular Income | Existing | Appliances | Natural Gas | Stove/Oven | E2 | RVT - Cost of Operation | 12.6148 | 12.6346 | 12.7059 | 12.7632 | 12.7146 | 12.786 | 12.957 | 13.0981 | 13.2676 | 13.4318 | 13.5975 | 13.7541 | 13.9197 | 14.0928 | 14.2583 | 14.4294 | 14.6014 | 14.786 | 14.9666 | 15.1431 | 15.3004 | 15.4496 | 15.5677 | 15.6766 | 15.7496 | 15.7998 | 15.8358 | 15.853 | 15.8456 | 15.8209 | 15.7637 | 15.6918 | 15.593
F2_Residential_Manufactured Home Regular Income_Existing_Appliances_Natural Gas_Stove/Oven_E3 | F2 | Residential | Manufactured Home Regular Income | Existing | Appliances | Natural Gas | Stove/Oven | E3 | RVT - Cost of Operation | 0 | 0 | 0 | 0 | 0 | 0 | 0 | 0 | 0 | 0 | 0 | 0 | 0 | 0 | 0 | 0 | 0 | 0 | 0 | 0 | 0 | 0 | 0 | 0 | 0 | 0 | 0 | 0 | 0 | 0 | 0 | 0 | 0
F2_Residential_Manufactured Home Regular Income_Existing_Appliances_Natural Gas_Stove/Oven_E4 | F2 | Residential | Manufactured Home Regular Income | Existing | Appliances | Natural Gas | Stove/Oven | E4 | RVT - Cost of Operation | 0 | 0 | 0 | 0 | 0 | 0 | 0 | 0 | 0 | 0 | 0 | 0 | 0 | 0 | 0 | 0 | 0 | 0 | 0 | 0 | 0 | 0 | 0 | 0 | 0 | 0 | 0 | 0 | 0 | 0 | 0 | 0 | 0
F2_Residential_Manufactured Home Regular Income_Existing_Appliances_Natural Gas_Stove/Oven_E5 | F2 | Residential | Manufactured Home Regular Income | Existing | Appliances | Natural Gas | Stove/Oven | E5 | RVT - Cost of Operation | 0 | 0 | 0 | 0 | 0 | 0 | 0 | 0 | 0 | 0 | 0 | 0 | 0 | 0 | 0 | 0 | 0 | 0 | 0 | 0 | 0 | 0 | 0 | 0 | 0 | 0 | 0 | 0 | 0 | 0 | 0 | 0 | 0
F2_Residential_Manufactured Home Regular Income_Existing_Appliances_Natural Gas_Stove/Oven_E6 | F2 | Residential | Manufactured Home Regular Income | Existing | Appliances | Natural Gas | Stove/Oven | E6 | RVT - Cost of Operation | 0 | 0 | 0 | 0 | 0 | 0 | 0 | 0 | 0 | 0 | 0 | 0 | 0 | 0 | 0 | 0 | 0 | 0 | 0 | 0 | 0 | 0 | 0 | 0 | 0 | 0 | 0 | 0 | 0 | 0 | 0 | 0 | 0
F2_Residential_Manufactured Home Regular Income_Existing_Appliances_Natural Gas_Stove/Oven_E7 | F2 | Residential | Manufactured Home Regular Income | Existing | Appliances | Natural Gas | Stove/Oven | E7 | RVT - Cost of Operation | 0 | 0 | 0 | 0 | 0 | 0 | 0 | 0 | 0 | 0 | 0 | 0 | 0 | 0 | 0 | 0 | 0 | 0 | 0 | 0 | 0 | 0 | 0 | 0 | 0 | 0 | 0 | 0 | 0 | 0 | 0 | 0 | 0
F2_Residential_Manufactured Home Regular Income_Existing_Appliances_Natural Gas_Stove/Oven_E8 | F2 | Residential | Manufactured Home Regular Income | Existing | Appliances | Natural Gas | Stove/Oven | E8 | RVT - Cost of Operation | 0 | 0 | 0 | 0 | 0 | 0 | 0 | 0 | 0 | 0 | 0 | 0 | 0 | 0 | 0 | 0 | 0 | 0 | 0 | 0 | 0 | 0 | 0 | 0 | 0 | 0 | 0 | 0 | 0 | 0 | 0 | 0 | 0
F2_Residential_Manufactured Home Regular Income_Existing_Appliances_Natural Gas_Stove/Oven_E9 | F2 | Residential | Manufactured Home Regular Income | Existing | Appliances | Natural Gas | Stove/Oven | E9 | RVT - Cost of Operation | 0 | 0 | 0 | 0 | 0 | 0 | 0 | 0 | 0 | 0 | 0 | 0 | 0 | 0 | 0 | 0 | 0 | 0 | 0 | 0 | 0 | 0 | 0 | 0 | 0 | 0 | 0 | 0 | 0 | 0 | 0 | 0 | 0
F2_Residential_Manufactured Home Regular Income_Existing_Appliances_Natural Gas_Stove/Oven_E10 | F2 | Residential | Manufactured Home Regular Income | Existing | Appliances | Natural Gas | Stove/Oven | E10 | RVT - Cost of Operation | 0 | 0 | 0 | 0 | 0 | 0 | 0 | 0 | 0 | 0 | 0 | 0 | 0 | 0 | 0 | 0 | 0 | 0 | 0 | 0 | 0 | 0 | 0 | 0 | 0 | 0 | 0 | 0 | 0 | 0 | 0 | 0 | 0
F3_Residential_Manufactured Home Regular Income_Existing_Appliances_Natural Gas_Stove/Oven_E1 | F3 | Residential | Manufactured Home Regular Income | Existing | Appliances | Natural Gas | Stove/Oven | E1 | System - kBTUs of Consumption | 100.3952 | 100.3952 | 100.3952 | 100.3952 | 100.3952 | 100.3952 | 100.3952 | 100.3952 | 100.3952 | 100.3952 | 100.3952 | 100.3952 | 100.3952 | 100.3952 | 100.3952 | 100.3952 | 100.3952 | 100.3952 | 100.3952 | 100.3952 | 100.3952 | 100.3952 | 100.3952 | 100.3952 | 100.3952 | 100.3952 | 100.3952 | 100.3952 | 100.3952 | 100.3952 | 100.3952 | 100.3952 | 100.3952
F3_Residential_Manufactured Home Regular Income_Existing_Appliances_Natural Gas_Stove/Oven_E2 | F3 | Residential | Manufactured Home Regular Income | Existing | Appliances | Natural Gas | Stove/Oven | E2 | System - kBTUs of Consumption | 105.7927 | 105.7927 | 105.7927 | 105.7927 | 105.7927 | 105.7927 | 105.7927 | 105.7927 | 105.7927 | 105.7927 | 105.7927 | 105.7927 | 105.7927 | 105.7927 | 105.7927 | 105.7927 | 105.7927 | 105.7927 | 105.7927 | 105.7927 | 105.7927 | 105.7927 | 105.7927 | 105.7927 | 105.7927 | 105.7927 | 105.7927 | 105.7927 | 105.7927 | 105.7927 | 105.7927 | 105.7927 | 105.7927
F3_Residential_Manufactured Home Regular Income_Existing_Appliances_Natural Gas_Stove/Oven_E3 | F3 | Residential | Manufactured Home Regular Income | Existing | Appliances | Natural Gas | Stove/Oven | E3 | System - kBTUs of Consumption | 0 | 0 | 0 | 0 | 0 | 0 | 0 | 0 | 0 | 0 | 0 | 0 | 0 | 0 | 0 | 0 | 0 | 0 | 0 | 0 | 0 | 0 | 0 | 0 | 0 | 0 | 0 | 0 | 0 | 0 | 0 | 0 | 0
F3_Residential_Manufactured Home Regular Income_Existing_Appliances_Natural Gas_Stove/Oven_E4 | F3 | Residential | Manufactured Home Regular Income | Existing | Appliances | Natural Gas | Stove/Oven | E4 | System - kBTUs of Consumption | 0 | 0 | 0 | 0 | 0 | 0 | 0 | 0 | 0 | 0 | 0 | 0 | 0 | 0 | 0 | 0 | 0 | 0 | 0 | 0 | 0 | 0 | 0 | 0 | 0 | 0 | 0 | 0 | 0 | 0 | 0 | 0 | 0
F3_Residential_Manufactured Home Regular Income_Existing_Appliances_Natural Gas_Stove/Oven_E5 | F3 | Residential | Manufactured Home Regular Income | Existing | Appliances | Natural Gas | Stove/Oven | E5 | System - kBTUs of Consumption | 0 | 0 | 0 | 0 | 0 | 0 | 0 | 0 | 0 | 0 | 0 | 0 | 0 | 0 | 0 | 0 | 0 | 0 | 0 | 0 | 0 | 0 | 0 | 0 | 0 | 0 | 0 | 0 | 0 | 0 | 0 | 0 | 0
F3_Residential_Manufactured Home Regular Income_Existing_Appliances_Natural Gas_Stove/Oven_E6 | F3 | Residential | Manufactured Home Regular Income | Existing | Appliances | Natural Gas | Stove/Oven | E6 | System - kBTUs of Consumption | 0 | 0 | 0 | 0 | 0 | 0 | 0 | 0 | 0 | 0 | 0 | 0 | 0 | 0 | 0 | 0 | 0 | 0 | 0 | 0 | 0 | 0 | 0 | 0 | 0 | 0 | 0 | 0 | 0 | 0 | 0 | 0 | 0
F3_Residential_Manufactured Home Regular Income_Existing_Appliances_Natural Gas_Stove/Oven_E7 | F3 | Residential | Manufactured Home Regular Income | Existing | Appliances | Natural Gas | Stove/Oven | E7 | System - kBTUs of Consumption | 0 | 0 | 0 | 0 | 0 | 0 | 0 | 0 | 0 | 0 | 0 | 0 | 0 | 0 | 0 | 0 | 0 | 0 | 0 | 0 | 0 | 0 | 0 | 0 | 0 | 0 | 0 | 0 | 0 | 0 | 0 | 0 | 0
F3_Residential_Manufactured Home Regular Income_Existing_Appliances_Natural Gas_Stove/Oven_E8 | F3 | Residential | Manufactured Home Regular Income | Existing | Appliances | Natural Gas | Stove/Oven | E8 | System - kBTUs of Consumption | 0 | 0 | 0 | 0 | 0 | 0 | 0 | 0 | 0 | 0 | 0 | 0 | 0 | 0 | 0 | 0 | 0 | 0 | 0 | 0 | 0 | 0 | 0 | 0 | 0 | 0 | 0 | 0 | 0 | 0 | 0 | 0 | 0
F3_Residential_Manufactured Home Regular Income_Existing_Appliances_Natural Gas_Stove/Oven_E9 | F3 | Residential | Manufactured Home Regular Income | Existing | Appliances | Natural Gas | Stove/Oven | E9 | System - kBTUs of Consumption | 0 | 0 | 0 | 0 | 0 | 0 | 0 | 0 | 0 | 0 | 0 | 0 | 0 | 0 | 0 | 0 | 0 | 0 | 0 | 0 | 0 | 0 | 0 | 0 | 0 | 0 | 0 | 0 | 0 | 0 | 0 | 0 | 0
F3_Residential_Manufactured Home Regular Income_Existing_Appliances_Natural Gas_Stove/Oven_E10 | F3 | Residential | Manufactured Home Regular Income | Existing | Appliances | Natural Gas | Stove/Oven | E10 | System - kBTUs of Consumption | 0 | 0 | 0 | 0 | 0 | 0 | 0 | 0 | 0 | 0 | 0 | 0 | 0 | 0 | 0 | 0 | 0 | 0 | 0 | 0 | 0 | 0 | 0 | 0 | 0 | 0 | 0 | 0 | 0 | 0 | 0 | 0 | 0
F4_Residential_Manufactured Home Regular Income_Existing_Appliances_Natural Gas_Stove/Oven_E1 | F4 | Residential | Manufactured Home Regular Income | Existing | Appliances | Natural Gas | Stove/Oven | E1 | Utility - Cost of Equipment | 16.7951 | 16.8215 | 16.9164 | 16.9927 | 16.928 | 17.023 | 17.2507 | 17.4385 | 17.6643 | 17.8828 | 18.1034 | 18.3119 | 18.5325 | 18.7629 | 18.9832 | 19.211 | 19.44 | 19.6857 | 19.9263 | 20.1612 | 20.3706 | 20.5693 | 20.7266 | 20.8715 | 20.9687 | 21.0355 | 21.0835 | 21.1064 | 21.0965 | 21.0637 | 20.9875 | 20.8918 | 20.7602
F4_Residential_Manufactured Home Regular Income_Existing_Appliances_Natural Gas_Stove/Oven_E2 | F4 | Residential | Manufactured Home Regular Income | Existing | Appliances | Natural Gas | Stove/Oven | E2 | Utility - Cost of Equipment | 12.6148 | 12.6346 | 12.7059 | 12.7632 | 12.7146 | 12.786 | 12.957 | 13.0981 | 13.2676 | 13.4318 | 13.5975 | 13.7541 | 13.9197 | 14.0928 | 14.2583 | 14.4294 | 14.6014 | 14.786 | 14.9666 | 15.1431 | 15.3004 | 15.4496 | 15.5677 | 15.6766 | 15.7496 | 15.7998 | 15.8358 | 15.853 | 15.8456 | 15.8209 | 15.7637 | 15.6918 | 15.593
F4_Residential_Manufactured Home Regular Income_Existing_Appliances_Natural Gas_Stove/Oven_E3 | F4 | Residential | Manufactured Home Regular Income | Existing | Appliances | Natural Gas | Stove/Oven | E3 | Utility - Cost of Equipment | 0 | 0 | 0 | 0 | 0 | 0 | 0 | 0 | 0 | 0 | 0 | 0 | 0 | 0 | 0 | 0 | 0 | 0 | 0 | 0 | 0 | 0 | 0 | 0 | 0 | 0 | 0 | 0 | 0 | 0 | 0 | 0 | 0
F4_Residential_Manufactured Home Regular Income_Existing_Appliances_Natural Gas_Stove/Oven_E4 | F4 | Residential | Manufactured Home Regular Income | Existing | Appliances | Natural Gas | Stove/Oven | E4 | Utility - Cost of Equipment | 0 | 0 | 0 | 0 | 0 | 0 | 0 | 0 | 0 | 0 | 0 | 0 | 0 | 0 | 0 | 0 | 0 | 0 | 0 | 0 | 0 | 0 | 0 | 0 | 0 | 0 | 0 | 0 | 0 | 0 | 0 | 0 | 0
F4_Residential_Manufactured Home Regular Income_Existing_Appliances_Natural Gas_Stove/Oven_E5 | F4 | Residential | Manufactured Home Regular Income | Existing | Appliances | Natural Gas | Stove/Oven | E5 | Utility - Cost of Equipment | 0 | 0 | 0 | 0 | 0 | 0 | 0 | 0 | 0 | 0 | 0 | 0 | 0 | 0 | 0 | 0 | 0 | 0 | 0 | 0 | 0 | 0 | 0 | 0 | 0 | 0 | 0 | 0 | 0 | 0 | 0 | 0 | 0
F4_Residential_Manufactured Home Regular Income_Existing_Appliances_Natural Gas_Stove/Oven_E6 | F4 | Residential | Manufactured Home Regular Income | Existing | Appliances | Natural Gas | Stove/Oven | E6 | Utility - Cost of Equipment | 0 | 0 | 0 | 0 | 0 | 0 | 0 | 0 | 0 | 0 | 0 | 0 | 0 | 0 | 0 | 0 | 0 | 0 | 0 | 0 | 0 | 0 | 0 | 0 | 0 | 0 | 0 | 0 | 0 | 0 | 0 | 0 | 0
F4_Residential_Manufactured Home Regular Income_Existing_Appliances_Natural Gas_Stove/Oven_E7 | F4 | Residential | Manufactured Home Regular Income | Existing | Appliances | Natural Gas | Stove/Oven | E7 | Utility - Cost of Equipment | 0 | 0 | 0 | 0 | 0 | 0 | 0 | 0 | 0 | 0 | 0 | 0 | 0 | 0 | 0 | 0 | 0 | 0 | 0 | 0 | 0 | 0 | 0 | 0 | 0 | 0 | 0 | 0 | 0 | 0 | 0 | 0 | 0
F4_Residential_Manufactured Home Regular Income_Existing_Appliances_Natural Gas_Stove/Oven_E8 | F4 | Residential | Manufactured Home Regular Income | Existing | Appliances | Natural Gas | Stove/Oven | E8 | Utility - Cost of Equipment | 0 | 0 | 0 | 0 | 0 | 0 | 0 | 0 | 0 | 0 | 0 | 0 | 0 | 0 | 0 | 0 | 0 | 0 | 0 | 0 | 0 | 0 | 0 | 0 | 0 | 0 | 0 | 0 | 0 | 0 | 0 | 0 | 0
F4_Residential_Manufactured Home Regular Income_Existing_Appliances_Natural Gas_Stove/Oven_E9 | F4 | Residential | Manufactured Home Regular Income | Existing | Appliances | Natural Gas | Stove/Oven | E9 | Utility - Cost of Equipment | 0 | 0 | 0 | 0 | 0 | 0 | 0 | 0 | 0 | 0 | 0 | 0 | 0 | 0 | 0 | 0 | 0 | 0 | 0 | 0 | 0 | 0 | 0 | 0 | 0 | 0 | 0 | 0 | 0 | 0 | 0 | 0 | 0
F4_Residential_Manufactured Home Regular Income_Existing_Appliances_Natural Gas_Stove/Oven_E10 | F4 | Residential | Manufactured Home Regular Income | Existing | Appliances | Natural Gas | Stove/Oven | E10 | Utility - Cost of Equipment | 0 | 0 | 0 | 0 | 0 | 0 | 0 | 0 | 0 | 0 | 0 | 0 | 0 | 0 | 0 | 0 | 0 | 0 | 0 | 0 | 0 | 0 | 0 | 0 | 0 | 0 | 0 | 0 | 0 | 0 | 0 | 0 | 0
F5_Residential_Manufactured Home Regular Income_Existing_Appliances_Natural Gas_Stove/Oven_E1 | F5 | Residential | Manufactured Home Regular Income | Existing | Appliances | Natural Gas | Stove/Oven | E1 | Utility - Cost of Operation | 100.3952 | 100.3952 | 100.3952 | 100.3952 | 100.3952 | 100.3952 | 100.3952 | 100.3952 | 100.3952 | 100.3952 | 100.3952 | 100.3952 | 100.3952 | 100.3952 | 100.3952 | 100.3952 | 100.3952 | 100.3952 | 100.3952 | 100.3952 | 100.3952 | 100.3952 | 100.3952 | 100.3952 | 100.3952 | 100.3952 | 100.3952 | 100.3952 | 100.3952 | 100.3952 | 100.3952 | 100.3952 | 100.3952
F5_Residential_Manufactured Home Regular Income_Existing_Appliances_Natural Gas_Stove/Oven_E2 | F5 | Residential | Manufactured Home Regular Income | Existing | Appliances | Natural Gas | Stove/Oven | E2 | Utility - Cost of Operation | 105.7927 | 105.7927 | 105.7927 | 105.7927 | 105.7927 | 105.7927 | 105.7927 | 105.7927 | 105.7927 | 105.7927 | 105.7927 | 105.7927 | 105.7927 | 105.7927 | 105.7927 | 105.7927 | 105.7927 | 105.7927 | 105.7927 | 105.7927 | 105.7927 | 105.7927 | 105.7927 | 105.7927 | 105.7927 | 105.7927 | 105.7927 | 105.7927 | 105.7927 | 105.7927 | 105.7927 | 105.7927 | 105.7927
F5_Residential_Manufactured Home Regular Income_Existing_Appliances_Natural Gas_Stove/Oven_E3 | F5 | Residential | Manufactured Home Regular Income | Existing | Appliances | Natural Gas | Stove/Oven | E3 | Utility - Cost of Operation | 0 | 0 | 0 | 0 | 0 | 0 | 0 | 0 | 0 | 0 | 0 | 0 | 0 | 0 | 0 | 0 | 0 | 0 | 0 | 0 | 0 | 0 | 0 | 0 | 0 | 0 | 0 | 0 | 0 | 0 | 0 | 0 | 0
F5_Residential_Manufactured Home Regular Income_Existing_Appliances_Natural Gas_Stove/Oven_E4 | F5 | Residential | Manufactured Home Regular Income | Existing | Appliances | Natural Gas | Stove/Oven | E4 | Utility - Cost of Operation | 0 | 0 | 0 | 0 | 0 | 0 | 0 | 0 | 0 | 0 | 0 | 0 | 0 | 0 | 0 | 0 | 0 | 0 | 0 | 0 | 0 | 0 | 0 | 0 | 0 | 0 | 0 | 0 | 0 | 0 | 0 | 0 | 0
F5_Residential_Manufactured Home Regular Income_Existing_Appliances_Natural Gas_Stove/Oven_E5 | F5 | Residential | Manufactured Home Regular Income | Existing | Appliances | Natural Gas | Stove/Oven | E5 | Utility - Cost of Operation | 0 | 0 | 0 | 0 | 0 | 0 | 0 | 0 | 0 | 0 | 0 | 0 | 0 | 0 | 0 | 0 | 0 | 0 | 0 | 0 | 0 | 0 | 0 | 0 | 0 | 0 | 0 | 0 | 0 | 0 | 0 | 0 | 0
F5_Residential_Manufactured Home Regular Income_Existing_Appliances_Natural Gas_Stove/Oven_E6 | F5 | Residential | Manufactured Home Regular Income | Existing | Appliances | Natural Gas | Stove/Oven | E6 | Utility - Cost of Operation | 0 | 0 | 0 | 0 | 0 | 0 | 0 | 0 | 0 | 0 | 0 | 0 | 0 | 0 | 0 | 0 | 0 | 0 | 0 | 0 | 0 | 0 | 0 | 0 | 0 | 0 | 0 | 0 | 0 | 0 | 0 | 0 | 0
F5_Residential_Manufactured Home Regular Income_Existing_Appliances_Natural Gas_Stove/Oven_E7 | F5 | Residential | Manufactured Home Regular Income | Existing | Appliances | Natural Gas | Stove/Oven | E7 | Utility - Cost of Operation | 0 | 0 | 0 | 0 | 0 | 0 | 0 | 0 | 0 | 0 | 0 | 0 | 0 | 0 | 0 | 0 | 0 | 0 | 0 | 0 | 0 | 0 | 0 | 0 | 0 | 0 | 0 | 0 | 0 | 0 | 0 | 0 | 0
F5_Residential_Manufactured Home Regular Income_Existing_Appliances_Natural Gas_Stove/Oven_E8 | F5 | Residential | Manufactured Home Regular Income | Existing | Appliances | Natural Gas | Stove/Oven | E8 | Utility - Cost of Operation | 0 | 0 | 0 | 0 | 0 | 0 | 0 | 0 | 0 | 0 | 0 | 0 | 0 | 0 | 0 | 0 | 0 | 0 | 0 | 0 | 0 | 0 | 0 | 0 | 0 | 0 | 0 | 0 | 0 | 0 | 0 | 0 | 0
F5_Residential_Manufactured Home Regular Income_Existing_Appliances_Natural Gas_Stove/Oven_E9 | F5 | Residential | Manufactured Home Regular Income | Existing | Appliances | Natural Gas | Stove/Oven | E9 | Utility - Cost of Operation | 0 | 0 | 0 | 0 | 0 | 0 | 0 | 0 | 0 | 0 | 0 | 0 | 0 | 0 | 0 | 0 | 0 | 0 | 0 | 0 | 0 | 0 | 0 | 0 | 0 | 0 | 0 | 0 | 0 | 0 | 0 | 0 | 0
F5_Residential_Manufactured Home Regular Income_Existing_Appliances_Natural Gas_Stove/Oven_E10 | F5 | Residential | Manufactured Home Regular Income | Existing | Appliances | Natural Gas | Stove/Oven | E10 | Utility - Cost of Operation | 0 | 0 | 0 | 0 | 0 | 0 | 0 | 0 | 0 | 0 | 0 | 0 | 0 | 0 | 0 | 0 | 0 | 0 | 0 | 0 | 0 | 0 | 0 | 0 | 0 | 0 | 0 | 0 | 0 | 0 | 0 | 0 | 0
F6_Residential_Manufactured Home Regular Income_Existing_Appliances_Natural Gas_Stove/Oven_E1 | F6 | Residential | Manufactured Home Regular Income | Existing | Appliances | Natural Gas | Stove/Oven | E1 | Utility - Value of Sales | 14.9746 | 15.0693 | 15.1992 | 15.3054 | 15.3054 | 15.3054 | 15.3054 | 15.3054 | 15.3054 | 15.3054 | 15.3054 | 15.3054 | 15.3054 | 15.3054 | 15.3054 | 15.3054 | 15.3054 | 15.3054 | 15.3054 | 15.3054 | 15.3054 | 15.3054 | 15.3054 | 15.3054 | 15.3054 | 15.3054 | 15.3054 | 15.3054 | 15.3054 | 15.3054 | 15.3054 | 15.3054 | 15.3054
F6_Residential_Manufactured Home Regular Income_Existing_Appliances_Natural Gas_Stove/Oven_E2 | F6 | Residential | Manufactured Home Regular Income | Existing | Appliances | Natural Gas | Stove/Oven | E2 | Utility - Value of Sales | 11.2474 | 11.3185 | 11.4161 | 11.4959 | 11.4959 | 11.4959 | 11.4959 | 11.4959 | 11.4959 | 11.4959 | 11.4959 | 11.4959 | 11.4959 | 11.4959 | 11.4959 | 11.4959 | 11.4959 | 11.4959 | 11.4959 | 11.4959 | 11.4959 | 11.4959 | 11.4959 | 11.4959 | 11.4959 | 11.4959 | 11.4959 | 11.4959 | 11.4959 | 11.4959 | 11.4959 | 11.4959 | 11.4959
F6_Residential_Manufactured Home Regular Income_Existing_Appliances_Natural Gas_Stove/Oven_E3 | F6 | Residential | Manufactured Home Regular Income | Existing | Appliances | Natural Gas | Stove/Oven | E3 | Utility - Value of Sales | 0 | 0 | 0 | 0 | 0 | 0 | 0 | 0 | 0 | 0 | 0 | 0 | 0 | 0 | 0 | 0 | 0 | 0 | 0 | 0 | 0 | 0 | 0 | 0 | 0 | 0 | 0 | 0 | 0 | 0 | 0 | 0 | 0
F6_Residential_Manufactured Home Regular Income_Existing_Appliances_Natural Gas_Stove/Oven_E4 | F6 | Residential | Manufactured Home Regular Income | Existing | Appliances | Natural Gas | Stove/Oven | E4 | Utility - Value of Sales | 0 | 0 | 0 | 0 | 0 | 0 | 0 | 0 | 0 | 0 | 0 | 0 | 0 | 0 | 0 | 0 | 0 | 0 | 0 | 0 | 0 | 0 | 0 | 0 | 0 | 0 | 0 | 0 | 0 | 0 | 0 | 0 | 0
F6_Residential_Manufactured Home Regular Income_Existing_Appliances_Natural Gas_Stove/Oven_E5 | F6 | Residential | Manufactured Home Regular Income | Existing | Appliances | Natural Gas | Stove/Oven | E5 | Utility - Value of Sales | 0 | 0 | 0 | 0 | 0 | 0 | 0 | 0 | 0 | 0 | 0 | 0 | 0 | 0 | 0 | 0 | 0 | 0 | 0 | 0 | 0 | 0 | 0 | 0 | 0 | 0 | 0 | 0 | 0 | 0 | 0 | 0 | 0
F6_Residential_Manufactured Home Regular Income_Existing_Appliances_Natural Gas_Stove/Oven_E6 | F6 | Residential | Manufactured Home Regular Income | Existing | Appliances | Natural Gas | Stove/Oven | E6 | Utility - Value of Sales | 0 | 0 | 0 | 0 | 0 | 0 | 0 | 0 | 0 | 0 | 0 | 0 | 0 | 0 | 0 | 0 | 0 | 0 | 0 | 0 | 0 | 0 | 0 | 0 | 0 | 0 | 0 | 0 | 0 | 0 | 0 | 0 | 0
F6_Residential_Manufactured Home Regular Income_Existing_Appliances_Natural Gas_Stove/Oven_E7 | F6 | Residential | Manufactured Home Regular Income | Existing | Appliances | Natural Gas | Stove/Oven | E7 | Utility - Value of Sales | 0 | 0 | 0 | 0 | 0 | 0 | 0 | 0 | 0 | 0 | 0 | 0 | 0 | 0 | 0 | 0 | 0 | 0 | 0 | 0 | 0 | 0 | 0 | 0 | 0 | 0 | 0 | 0 | 0 | 0 | 0 | 0 | 0
F6_Residential_Manufactured Home Regular Income_Existing_Appliances_Natural Gas_Stove/Oven_E8 | F6 | Residential | Manufactured Home Regular Income | Existing | Appliances | Natural Gas | Stove/Oven | E8 | Utility - Value of Sales | 0 | 0 | 0 | 0 | 0 | 0 | 0 | 0 | 0 | 0 | 0 | 0 | 0 | 0 | 0 | 0 | 0 | 0 | 0 | 0 | 0 | 0 | 0 | 0 | 0 | 0 | 0 | 0 | 0 | 0 | 0 | 0 | 0
F6_Residential_Manufactured Home Regular Income_Existing_Appliances_Natural Gas_Stove/Oven_E9 | F6 | Residential | Manufactured Home Regular Income | Existing | Appliances | Natural Gas | Stove/Oven | E9 | Utility - Value of Sales | 0 | 0 | 0 | 0 | 0 | 0 | 0 | 0 | 0 | 0 | 0 | 0 | 0 | 0 | 0 | 0 | 0 | 0 | 0 | 0 | 0 | 0 | 0 | 0 | 0 | 0 | 0 | 0 | 0 | 0 | 0 | 0 | 0
F6_Residential_Manufactured Home Regular Income_Existing_Appliances_Natural Gas_Stove/Oven_E10 | F6 | Residential | Manufactured Home Regular Income | Existing | Appliances | Natural Gas | Stove/Oven | E10 | Utility - Value of Sales | 0 | 0 | 0 | 0 | 0 | 0 | 0 | 0 | 0 | 0 | 0 | 0 | 0 | 0 | 0 | 0 | 0 | 0 | 0 | 0 | 0 | 0 | 0 | 0 | 0 | 0 | 0 | 0 | 0 | 0 | 0 | 0 | 0
F1_Residential_Manufactured Home Regular Income_Existing_Miscellaneous_Natural Gas_Pool Heater_E1 | F1 | Residential | Manufactured Home Regular Income | Existing | Miscellaneous | Natural Gas | Pool Heater | E1 | RVT - Cost of Equipment | 0 | 0 | 0 | 0 | 0 | 0 | 0 | 0 | 0 | 0 | 0 | 0 | 0 | 0 | 0 | 0 | 0 | 0 | 0 | 0 | 0 | 0 | 0 | 0 | 0 | 0 | 0 | 0 | 0 | 0 | 0 | 0 | 0
F1_Residential_Manufactured Home Regular Income_Existing_Miscellaneous_Natural Gas_Pool Heater_E2 | F1 | Residential | Manufactured Home Regular Income | Existing | Miscellaneous | Natural Gas | Pool Heater | E2 | RVT - Cost of Equipment | 0 | 0 | 0 | 0 | 0 | 0 | 0 | 0 | 0 | 0 | 0 | 0 | 0 | 0 | 0 | 0 | 0 | 0 | 0 | 0 | 0 | 0 | 0 | 0 | 0 | 0 | 0 | 0 | 0 | 0 | 0 | 0 | 0
F1_Residential_Manufactured Home Regular Income_Existing_Miscellaneous_Natural Gas_Pool Heater_E3 | F1 | Residential | Manufactured Home Regular Income | Existing | Miscellaneous | Natural Gas | Pool Heater | E3 | RVT - Cost of Equipment | 0 | 0 | 0 | 0 | 0 | 0 | 0 | 0 | 0 | 0 | 0 | 0 | 0 | 0 | 0 | 0 | 0 | 0 | 0 | 0 | 0 | 0 | 0 | 0 | 0 | 0 | 0 | 0 | 0 | 0 | 0 | 0 | 0
F1_Residential_Manufactured Home Regular Income_Existing_Miscellaneous_Natural Gas_Pool Heater_E4 | F1 | Residential | Manufactured Home Regular Income | Existing | Miscellaneous | Natural Gas | Pool Heater | E4 | RVT - Cost of Equipment | 0 | 0 | 0 | 0 | 0 | 0 | 0 | 0 | 0 | 0 | 0 | 0 | 0 | 0 | 0 | 0 | 0 | 0 | 0 | 0 | 0 | 0 | 0 | 0 | 0 | 0 | 0 | 0 | 0 | 0 | 0 | 0 | 0
F1_Residential_Manufactured Home Regular Income_Existing_Miscellaneous_Natural Gas_Pool Heater_E5 | F1 | Residential | Manufactured Home Regular Income | Existing | Miscellaneous | Natural Gas | Pool Heater | E5 | RVT - Cost of Equipment | 0 | 0 | 0 | 0 | 0 | 0 | 0 | 0 | 0 | 0 | 0 | 0 | 0 | 0 | 0 | 0 | 0 | 0 | 0 | 0 | 0 | 0 | 0 | 0 | 0 | 0 | 0 | 0 | 0 | 0 | 0 | 0 | 0
F1_Residential_Manufactured Home Regular Income_Existing_Miscellaneous_Natural Gas_Pool Heater_E6 | F1 | Residential | Manufactured Home Regular Income | Existing | Miscellaneous | Natural Gas | Pool Heater | E6 | RVT - Cost of Equipment | 0 | 0 | 0 | 0 | 0 | 0 | 0 | 0 | 0 | 0 | 0 | 0 | 0 | 0 | 0 | 0 | 0 | 0 | 0 | 0 | 0 | 0 | 0 | 0 | 0 | 0 | 0 | 0 | 0 | 0 | 0 | 0 | 0
F1_Residential_Manufactured Home Regular Income_Existing_Miscellaneous_Natural Gas_Pool Heater_E7 | F1 | Residential | Manufactured Home Regular Income | Existing | Miscellaneous | Natural Gas | Pool Heater | E7 | RVT - Cost of Equipment | 0 | 0 | 0 | 0 | 0 | 0 | 0 | 0 | 0 | 0 | 0 | 0 | 0 | 0 | 0 | 0 | 0 | 0 | 0 | 0 | 0 | 0 | 0 | 0 | 0 | 0 | 0 | 0 | 0 | 0 | 0 | 0 | 0
F1_Residential_Manufactured Home Regular Income_Existing_Miscellaneous_Natural Gas_Pool Heater_E8 | F1 | Residential | Manufactured Home Regular Income | Existing | Miscellaneous | Natural Gas | Pool Heater | E8 | RVT - Cost of Equipment | 0 | 0 | 0 | 0 | 0 | 0 | 0 | 0 | 0 | 0 | 0 | 0 | 0 | 0 | 0 | 0 | 0 | 0 | 0 | 0 | 0 | 0 | 0 | 0 | 0 | 0 | 0 | 0 | 0 | 0 | 0 | 0 | 0
F1_Residential_Manufactured Home Regular Income_Existing_Miscellaneous_Natural Gas_Pool Heater_E9 | F1 | Residential | Manufactured Home Regular Income | Existing | Miscellaneous | Natural Gas | Pool Heater | E9 | RVT - Cost of Equipment | 0 | 0 | 0 | 0 | 0 | 0 | 0 | 0 | 0 | 0 | 0 | 0 | 0 | 0 | 0 | 0 | 0 | 0 | 0 | 0 | 0 | 0 | 0 | 0 | 0 | 0 | 0 | 0 | 0 | 0 | 0 | 0 | 0
F1_Residential_Manufactured Home Regular Income_Existing_Miscellaneous_Natural Gas_Pool Heater_E10 | F1 | Residential | Manufactured Home Regular Income | Existing | Miscellaneous | Natural Gas | Pool Heater | E10 | RVT - Cost of Equipment | 0 | 0 | 0 | 0 | 0 | 0 | 0 | 0 | 0 | 0 | 0 | 0 | 0 | 0 | 0 | 0 | 0 | 0 | 0 | 0 | 0 | 0 | 0 | 0 | 0 | 0 | 0 | 0 | 0 | 0 | 0 | 0 | 0
F2_Residential_Manufactured Home Regular Income_Existing_Miscellaneous_Natural Gas_Pool Heater_E1 | F2 | Residential | Manufactured Home Regular Income | Existing | Miscellaneous | Natural Gas | Pool Heater | E1 | RVT - Cost of Operation | 0 | 0 | 0 | 0 | 0 | 0 | 0 | 0 | 0 | 0 | 0 | 0 | 0 | 0 | 0 | 0 | 0 | 0 | 0 | 0 | 0 | 0 | 0 | 0 | 0 | 0 | 0 | 0 | 0 | 0 | 0 | 0 | 0
F2_Residential_Manufactured Home Regular Income_Existing_Miscellaneous_Natural Gas_Pool Heater_E2 | F2 | Residential | Manufactured Home Regular Income | Existing | Miscellaneous | Natural Gas | Pool Heater | E2 | RVT - Cost of Operation | 0 | 0 | 0 | 0 | 0 | 0 | 0 | 0 | 0 | 0 | 0 | 0 | 0 | 0 | 0 | 0 | 0 | 0 | 0 | 0 | 0 | 0 | 0 | 0 | 0 | 0 | 0 | 0 | 0 | 0 | 0 | 0 | 0
F2_Residential_Manufactured Home Regular Income_Existing_Miscellaneous_Natural Gas_Pool Heater_E3 | F2 | Residential | Manufactured Home Regular Income | Existing | Miscellaneous | Natural Gas | Pool Heater | E3 | RVT - Cost of Operation | 0 | 0 | 0 | 0 | 0 | 0 | 0 | 0 | 0 | 0 | 0 | 0 | 0 | 0 | 0 | 0 | 0 | 0 | 0 | 0 | 0 | 0 | 0 | 0 | 0 | 0 | 0 | 0 | 0 | 0 | 0 | 0 | 0
F2_Residential_Manufactured Home Regular Income_Existing_Miscellaneous_Natural Gas_Pool Heater_E4 | F2 | Residential | Manufactured Home Regular Income | Existing | Miscellaneous | Natural Gas | Pool Heater | E4 | RVT - Cost of Operation | 0 | 0 | 0 | 0 | 0 | 0 | 0 | 0 | 0 | 0 | 0 | 0 | 0 | 0 | 0 | 0 | 0 | 0 | 0 | 0 | 0 | 0 | 0 | 0 | 0 | 0 | 0 | 0 | 0 | 0 | 0 | 0 | 0
F2_Residential_Manufactured Home Regular Income_Existing_Miscellaneous_Natural Gas_Pool Heater_E5 | F2 | Residential | Manufactured Home Regular Income | Existing | Miscellaneous | Natural Gas | Pool Heater | E5 | RVT - Cost of Operation | 0 | 0 | 0 | 0 | 0 | 0 | 0 | 0 | 0 | 0 | 0 | 0 | 0 | 0 | 0 | 0 | 0 | 0 | 0 | 0 | 0 | 0 | 0 | 0 | 0 | 0 | 0 | 0 | 0 | 0 | 0 | 0 | 0
F2_Residential_Manufactured Home Regular Income_Existing_Miscellaneous_Natural Gas_Pool Heater_E6 | F2 | Residential | Manufactured Home Regular Income | Existing | Miscellaneous | Natural Gas | Pool Heater | E6 | RVT - Cost of Operation | 0 | 0 | 0 | 0 | 0 | 0 | 0 | 0 | 0 | 0 | 0 | 0 | 0 | 0 | 0 | 0 | 0 | 0 | 0 | 0 | 0 | 0 | 0 | 0 | 0 | 0 | 0 | 0 | 0 | 0 | 0 | 0 | 0
F2_Residential_Manufactured Home Regular Income_Existing_Miscellaneous_Natural Gas_Pool Heater_E7 | F2 | Residential | Manufactured Home Regular Income | Existing | Miscellaneous | Natural Gas | Pool Heater | E7 | RVT - Cost of Operation | 0 | 0 | 0 | 0 | 0 | 0 | 0 | 0 | 0 | 0 | 0 | 0 | 0 | 0 | 0 | 0 | 0 | 0 | 0 | 0 | 0 | 0 | 0 | 0 | 0 | 0 | 0 | 0 | 0 | 0 | 0 | 0 | 0
F2_Residential_Manufactured Home Regular Income_Existing_Miscellaneous_Natural Gas_Pool Heater_E8 | F2 | Residential | Manufactured Home Regular Income | Existing | Miscellaneous | Natural Gas | Pool Heater | E8 | RVT - Cost of Operation | 0 | 0 | 0 | 0 | 0 | 0 | 0 | 0 | 0 | 0 | 0 | 0 | 0 | 0 | 0 | 0 | 0 | 0 | 0 | 0 | 0 | 0 | 0 | 0 | 0 | 0 | 0 | 0 | 0 | 0 | 0 | 0 | 0
F2_Residential_Manufactured Home Regular Income_Existing_Miscellaneous_Natural Gas_Pool Heater_E9 | F2 | Residential | Manufactured Home Regular Income | Existing | Miscellaneous | Natural Gas | Pool Heater | E9 | RVT - Cost of Operation | 0 | 0 | 0 | 0 | 0 | 0 | 0 | 0 | 0 | 0 | 0 | 0 | 0 | 0 | 0 | 0 | 0 | 0 | 0 | 0 | 0 | 0 | 0 | 0 | 0 | 0 | 0 | 0 | 0 | 0 | 0 | 0 | 0
F2_Residential_Manufactured Home Regular Income_Existing_Miscellaneous_Natural Gas_Pool Heater_E10 | F2 | Residential | Manufactured Home Regular Income | Existing | Miscellaneous | Natural Gas | Pool Heater | E10 | RVT - Cost of Operation | 0 | 0 | 0 | 0 | 0 | 0 | 0 | 0 | 0 | 0 | 0 | 0 | 0 | 0 | 0 | 0 | 0 | 0 | 0 | 0 | 0 | 0 | 0 | 0 | 0 | 0 | 0 | 0 | 0 | 0 | 0 | 0 | 0
F3_Residential_Manufactured Home Regular Income_Existing_Miscellaneous_Natural Gas_Pool Heater_E1 | F3 | Residential | Manufactured Home Regular Income | Existing | Miscellaneous | Natural Gas | Pool Heater | E1 | System - kBTUs of Consumption | 351.766 | 351.766 | 351.766 | 351.766 | 351.766 | 351.766 | 351.766 | 351.766 | 351.766 | 351.766 | 351.766 | 351.766 | 351.766 | 351.766 | 351.766 | 351.766 | 351.766 | 351.766 | 351.766 | 351.766 | 351.766 | 351.766 | 351.766 | 351.766 | 351.766 | 351.766 | 351.766 | 351.766 | 351.766 | 351.766 | 351.766 | 351.766 | 351.766
F3_Residential_Manufactured Home Regular Income_Existing_Miscellaneous_Natural Gas_Pool Heater_E2 | F3 | Residential | Manufactured Home Regular Income | Existing | Miscellaneous | Natural Gas | Pool Heater | E2 | System - kBTUs of Consumption | 427.2575 | 427.2575 | 427.2575 | 427.2575 | 427.2575 | 427.2575 | 427.2575 | 427.2575 | 427.2575 | 427.2575 | 427.2575 | 427.2575 | 427.2575 | 427.2575 | 427.2575 | 427.2575 | 427.2575 | 427.2575 | 427.2575 | 427.2575 | 427.2575 | 427.2575 | 427.2575 | 427.2575 | 427.2575 | 427.2575 | 427.2575 | 427.2575 | 427.2575 | 427.2575 | 427.2575 | 427.2575 | 427.2575
F3_Residential_Manufactured Home Regular Income_Existing_Miscellaneous_Natural Gas_Pool Heater_E3 | F3 | Residential | Manufactured Home Regular Income | Existing | Miscellaneous | Natural Gas | Pool Heater | E3 | System - kBTUs of Consumption | 710.8377 | 710.8377 | 710.8377 | 710.8377 | 710.8377 | 710.8377 | 710.8377 | 710.8377 | 710.8377 | 710.8377 | 710.8377 | 710.8377 | 710.8377 | 710.8377 | 710.8377 | 710.8377 | 710.8377 | 710.8377 | 710.8377 | 710.8377 | 710.8377 | 710.8377 | 710.8377 | 710.8377 | 710.8377 | 710.8377 | 710.8377 | 710.8377 | 710.8377 | 710.8377 | 710.8377 | 710.8377 | 710.8377
F3_Residential_Manufactured Home Regular Income_Existing_Miscellaneous_Natural Gas_Pool Heater_E4 | F3 | Residential | Manufactured Home Regular Income | Existing | Miscellaneous | Natural Gas | Pool Heater | E4 | System - kBTUs of Consumption | 717.234 | 717.234 | 717.234 | 717.234 | 717.234 | 717.234 | 717.234 | 717.234 | 717.234 | 717.234 | 717.234 | 717.234 | 717.234 | 717.234 | 717.234 | 717.234 | 717.234 | 717.234 | 717.234 | 717.234 | 717.234 | 717.234 | 717.234 | 717.234 | 717.234 | 717.234 | 717.234 | 717.234 | 717.234 | 717.234 | 717.234 | 717.234 | 717.234
F3_Residential_Manufactured Home Regular Income_Existing_Miscellaneous_Natural Gas_Pool Heater_E5 | F3 | Residential | Manufactured Home Regular Income | Existing | Miscellaneous | Natural Gas | Pool Heater | E5 | System - kBTUs of Consumption | 0 | 0 | 0 | 0 | 0 | 0 | 0 | 0 | 0 | 0 | 0 | 0 | 0 | 0 | 0 | 0 | 0 | 0 | 0 | 0 | 0 | 0 | 0 | 0 | 0 | 0 | 0 | 0 | 0 | 0 | 0 | 0 | 0
F3_Residential_Manufactured Home Regular Income_Existing_Miscellaneous_Natural Gas_Pool Heater_E6 | F3 | Residential | Manufactured Home Regular Income | Existing | Miscellaneous | Natural Gas | Pool Heater | E6 | System - kBTUs of Consumption | 0 | 0 | 0 | 0 | 0 | 0 | 0 | 0 | 0 | 0 | 0 | 0 | 0 | 0 | 0 | 0 | 0 | 0 | 0 | 0 | 0 | 0 | 0 | 0 | 0 | 0 | 0 | 0 | 0 | 0 | 0 | 0 | 0
F3_Residential_Manufactured Home Regular Income_Existing_Miscellaneous_Natural Gas_Pool Heater_E7 | F3 | Residential | Manufactured Home Regular Income | Existing | Miscellaneous | Natural Gas | Pool Heater | E7 | System - kBTUs of Consumption | 0 | 0 | 0 | 0 | 0 | 0 | 0 | 0 | 0 | 0 | 0 | 0 | 0 | 0 | 0 | 0 | 0 | 0 | 0 | 0 | 0 | 0 | 0 | 0 | 0 | 0 | 0 | 0 | 0 | 0 | 0 | 0 | 0
F3_Residential_Manufactured Home Regular Income_Existing_Miscellaneous_Natural Gas_Pool Heater_E8 | F3 | Residential | Manufactured Home Regular Income | Existing | Miscellaneous | Natural Gas | Pool Heater | E8 | System - kBTUs of Consumption | 0 | 0 | 0 | 0 | 0 | 0 | 0 | 0 | 0 | 0 | 0 | 0 | 0 | 0 | 0 | 0 | 0 | 0 | 0 | 0 | 0 | 0 | 0 | 0 | 0 | 0 | 0 | 0 | 0 | 0 | 0 | 0 | 0
F3_Residential_Manufactured Home Regular Income_Existing_Miscellaneous_Natural Gas_Pool Heater_E9 | F3 | Residential | Manufactured Home Regular Income | Existing | Miscellaneous | Natural Gas | Pool Heater | E9 | System - kBTUs of Consumption | 0 | 0 | 0 | 0 | 0 | 0 | 0 | 0 | 0 | 0 | 0 | 0 | 0 | 0 | 0 | 0 | 0 | 0 | 0 | 0 | 0 | 0 | 0 | 0 | 0 | 0 | 0 | 0 | 0 | 0 | 0 | 0 | 0
F3_Residential_Manufactured Home Regular Income_Existing_Miscellaneous_Natural Gas_Pool Heater_E10 | F3 | Residential | Manufactured Home Regular Income | Existing | Miscellaneous | Natural Gas | Pool Heater | E10 | System - kBTUs of Consumption | 0 | 0 | 0 | 0 | 0 | 0 | 0 | 0 | 0 | 0 | 0 | 0 | 0 | 0 | 0 | 0 | 0 | 0 | 0 | 0 | 0 | 0 | 0 | 0 | 0 | 0 | 0 | 0 | 0 | 0 | 0 | 0 | 0
F4_Residential_Manufactured Home Regular Income_Existing_Miscellaneous_Natural Gas_Pool Heater_E1 | F4 | Residential | Manufactured Home Regular Income | Existing | Miscellaneous | Natural Gas | Pool Heater | E1 | Utility - Cost of Equipment | 0 | 0 | 0 | 0 | 0 | 0 | 0 | 0 | 0 | 0 | 0 | 0 | 0 | 0 | 0 | 0 | 0 | 0 | 0 | 0 | 0 | 0 | 0 | 0 | 0 | 0 | 0 | 0 | 0 | 0 | 0 | 0 | 0
F4_Residential_Manufactured Home Regular Income_Existing_Miscellaneous_Natural Gas_Pool Heater_E2 | F4 | Residential | Manufactured Home Regular Income | Existing | Miscellaneous | Natural Gas | Pool Heater | E2 | Utility - Cost of Equipment | 0 | 0 | 0 | 0 | 0 | 0 | 0 | 0 | 0 | 0 | 0 | 0 | 0 | 0 | 0 | 0 | 0 | 0 | 0 | 0 | 0 | 0 | 0 | 0 | 0 | 0 | 0 | 0 | 0 | 0 | 0 | 0 | 0
F4_Residential_Manufactured Home Regular Income_Existing_Miscellaneous_Natural Gas_Pool Heater_E3 | F4 | Residential | Manufactured Home Regular Income | Existing | Miscellaneous | Natural Gas | Pool Heater | E3 | Utility - Cost of Equipment | 0 | 0 | 0 | 0 | 0 | 0 | 0 | 0 | 0 | 0 | 0 | 0 | 0 | 0 | 0 | 0 | 0 | 0 | 0 | 0 | 0 | 0 | 0 | 0 | 0 | 0 | 0 | 0 | 0 | 0 | 0 | 0 | 0
F4_Residential_Manufactured Home Regular Income_Existing_Miscellaneous_Natural Gas_Pool Heater_E4 | F4 | Residential | Manufactured Home Regular Income | Existing | Miscellaneous | Natural Gas | Pool Heater | E4 | Utility - Cost of Equipment | 0 | 0 | 0 | 0 | 0 | 0 | 0 | 0 | 0 | 0 | 0 | 0 | 0 | 0 | 0 | 0 | 0 | 0 | 0 | 0 | 0 | 0 | 0 | 0 | 0 | 0 | 0 | 0 | 0 | 0 | 0 | 0 | 0
F4_Residential_Manufactured Home Regular Income_Existing_Miscellaneous_Natural Gas_Pool Heater_E5 | F4 | Residential | Manufactured Home Regular Income | Existing | Miscellaneous | Natural Gas | Pool Heater | E5 | Utility - Cost of Equipment | 0 | 0 | 0 | 0 | 0 | 0 | 0 | 0 | 0 | 0 | 0 | 0 | 0 | 0 | 0 | 0 | 0 | 0 | 0 | 0 | 0 | 0 | 0 | 0 | 0 | 0 | 0 | 0 | 0 | 0 | 0 | 0 | 0
F4_Residential_Manufactured Home Regular Income_Existing_Miscellaneous_Natural Gas_Pool Heater_E6 | F4 | Residential | Manufactured Home Regular Income | Existing | Miscellaneous | Natural Gas | Pool Heater | E6 | Utility - Cost of Equipment | 0 | 0 | 0 | 0 | 0 | 0 | 0 | 0 | 0 | 0 | 0 | 0 | 0 | 0 | 0 | 0 | 0 | 0 | 0 | 0 | 0 | 0 | 0 | 0 | 0 | 0 | 0 | 0 | 0 | 0 | 0 | 0 | 0
F4_Residential_Manufactured Home Regular Income_Existing_Miscellaneous_Natural Gas_Pool Heater_E7 | F4 | Residential | Manufactured Home Regular Income | Existing | Miscellaneous | Natural Gas | Pool Heater | E7 | Utility - Cost of Equipment | 0 | 0 | 0 | 0 | 0 | 0 | 0 | 0 | 0 | 0 | 0 | 0 | 0 | 0 | 0 | 0 | 0 | 0 | 0 | 0 | 0 | 0 | 0 | 0 | 0 | 0 | 0 | 0 | 0 | 0 | 0 | 0 | 0
F4_Residential_Manufactured Home Regular Income_Existing_Miscellaneous_Natural Gas_Pool Heater_E8 | F4 | Residential | Manufactured Home Regular Income | Existing | Miscellaneous | Natural Gas | Pool Heater | E8 | Utility - Cost of Equipment | 0 | 0 | 0 | 0 | 0 | 0 | 0 | 0 | 0 | 0 | 0 | 0 | 0 | 0 | 0 | 0 | 0 | 0 | 0 | 0 | 0 | 0 | 0 | 0 | 0 | 0 | 0 | 0 | 0 | 0 | 0 | 0 | 0
F4_Residential_Manufactured Home Regular Income_Existing_Miscellaneous_Natural Gas_Pool Heater_E9 | F4 | Residential | Manufactured Home Regular Income | Existing | Miscellaneous | Natural Gas | Pool Heater | E9 | Utility - Cost of Equipment | 0 | 0 | 0 | 0 | 0 | 0 | 0 | 0 | 0 | 0 | 0 | 0 | 0 | 0 | 0 | 0 | 0 | 0 | 0 | 0 | 0 | 0 | 0 | 0 | 0 | 0 | 0 | 0 | 0 | 0 | 0 | 0 | 0
F4_Residential_Manufactured Home Regular Income_Existing_Miscellaneous_Natural Gas_Pool Heater_E10 | F4 | Residential | Manufactured Home Regular Income | Existing | Miscellaneous | Natural Gas | Pool Heater | E10 | Utility - Cost of Equipment | 0 | 0 | 0 | 0 | 0 | 0 | 0 | 0 | 0 | 0 | 0 | 0 | 0 | 0 | 0 | 0 | 0 | 0 | 0 | 0 | 0 | 0 | 0 | 0 | 0 | 0 | 0 | 0 | 0 | 0 | 0 | 0 | 0
F5_Residential_Manufactured Home Regular Income_Existing_Miscellaneous_Natural Gas_Pool Heater_E1 | F5 | Residential | Manufactured Home Regular Income | Existing | Miscellaneous | Natural Gas | Pool Heater | E1 | Utility - Cost of Operation | 351.766 | 351.766 | 351.766 | 351.766 | 351.766 | 351.766 | 351.766 | 351.766 | 351.766 | 351.766 | 351.766 | 351.766 | 351.766 | 351.766 | 351.766 | 351.766 | 351.766 | 351.766 | 351.766 | 351.766 | 351.766 | 351.766 | 351.766 | 351.766 | 351.766 | 351.766 | 351.766 | 351.766 | 351.766 | 351.766 | 351.766 | 351.766 | 351.766
F5_Residential_Manufactured Home Regular Income_Existing_Miscellaneous_Natural Gas_Pool Heater_E2 | F5 | Residential | Manufactured Home Regular Income | Existing | Miscellaneous | Natural Gas | Pool Heater | E2 | Utility - Cost of Operation | 427.2575 | 427.2575 | 427.2575 | 427.2575 | 427.2575 | 427.2575 | 427.2575 | 427.2575 | 427.2575 | 427.2575 | 427.2575 | 427.2575 | 427.2575 | 427.2575 | 427.2575 | 427.2575 | 427.2575 | 427.2575 | 427.2575 | 427.2575 | 427.2575 | 427.2575 | 427.2575 | 427.2575 | 427.2575 | 427.2575 | 427.2575 | 427.2575 | 427.2575 | 427.2575 | 427.2575 | 427.2575 | 427.2575
F5_Residential_Manufactured Home Regular Income_Existing_Miscellaneous_Natural Gas_Pool Heater_E3 | F5 | Residential | Manufactured Home Regular Income | Existing | Miscellaneous | Natural Gas | Pool Heater | E3 | Utility - Cost of Operation | 710.8377 | 710.8377 | 710.8377 | 710.8377 | 710.8377 | 710.8377 | 710.8377 | 710.8377 | 710.8377 | 710.8377 | 710.8377 | 710.8377 | 710.8377 | 710.8377 | 710.8377 | 710.8377 | 710.8377 | 710.8377 | 710.8377 | 710.8377 | 710.8377 | 710.8377 | 710.8377 | 710.8377 | 710.8377 | 710.8377 | 710.8377 | 710.8377 | 710.8377 | 710.8377 | 710.8377 | 710.8377 | 710.8377
F5_Residential_Manufactured Home Regular Income_Existing_Miscellaneous_Natural Gas_Pool Heater_E4 | F5 | Residential | Manufactured Home Regular Income | Existing | Miscellaneous | Natural Gas | Pool Heater | E4 | Utility - Cost of Operation | 717.234 | 717.234 | 717.234 | 717.234 | 717.234 | 717.234 | 717.234 | 717.234 | 717.234 | 717.234 | 717.234 | 717.234 | 717.234 | 717.234 | 717.234 | 717.234 | 717.234 | 717.234 | 717.234 | 717.234 | 717.234 | 717.234 | 717.234 | 717.234 | 717.234 | 717.234 | 717.234 | 717.234 | 717.234 | 717.234 | 717.234 | 717.234 | 717.234
F5_Residential_Manufactured Home Regular Income_Existing_Miscellaneous_Natural Gas_Pool Heater_E5 | F5 | Residential | Manufactured Home Regular Income | Existing | Miscellaneous | Natural Gas | Pool Heater | E5 | Utility - Cost of Operation | 0 | 0 | 0 | 0 | 0 | 0 | 0 | 0 | 0 | 0 | 0 | 0 | 0 | 0 | 0 | 0 | 0 | 0 | 0 | 0 | 0 | 0 | 0 | 0 | 0 | 0 | 0 | 0 | 0 | 0 | 0 | 0 | 0
F5_Residential_Manufactured Home Regular Income_Existing_Miscellaneous_Natural Gas_Pool Heater_E6 | F5 | Residential | Manufactured Home Regular Income | Existing | Miscellaneous | Natural Gas | Pool Heater | E6 | Utility - Cost of Operation | 0 | 0 | 0 | 0 | 0 | 0 | 0 | 0 | 0 | 0 | 0 | 0 | 0 | 0 | 0 | 0 | 0 | 0 | 0 | 0 | 0 | 0 | 0 | 0 | 0 | 0 | 0 | 0 | 0 | 0 | 0 | 0 | 0
F5_Residential_Manufactured Home Regular Income_Existing_Miscellaneous_Natural Gas_Pool Heater_E7 | F5 | Residential | Manufactured Home Regular Income | Existing | Miscellaneous | Natural Gas | Pool Heater | E7 | Utility - Cost of Operation | 0 | 0 | 0 | 0 | 0 | 0 | 0 | 0 | 0 | 0 | 0 | 0 | 0 | 0 | 0 | 0 | 0 | 0 | 0 | 0 | 0 | 0 | 0 | 0 | 0 | 0 | 0 | 0 | 0 | 0 | 0 | 0 | 0
F5_Residential_Manufactured Home Regular Income_Existing_Miscellaneous_Natural Gas_Pool Heater_E8 | F5 | Residential | Manufactured Home Regular Income | Existing | Miscellaneous | Natural Gas | Pool Heater | E8 | Utility - Cost of Operation | 0 | 0 | 0 | 0 | 0 | 0 | 0 | 0 | 0 | 0 | 0 | 0 | 0 | 0 | 0 | 0 | 0 | 0 | 0 | 0 | 0 | 0 | 0 | 0 | 0 | 0 | 0 | 0 | 0 | 0 | 0 | 0 | 0
F5_Residential_Manufactured Home Regular Income_Existing_Miscellaneous_Natural Gas_Pool Heater_E9 | F5 | Residential | Manufactured Home Regular Income | Existing | Miscellaneous | Natural Gas | Pool Heater | E9 | Utility - Cost of Operation | 0 | 0 | 0 | 0 | 0 | 0 | 0 | 0 | 0 | 0 | 0 | 0 | 0 | 0 | 0 | 0 | 0 | 0 | 0 | 0 | 0 | 0 | 0 | 0 | 0 | 0 | 0 | 0 | 0 | 0 | 0 | 0 | 0
F5_Residential_Manufactured Home Regular Income_Existing_Miscellaneous_Natural Gas_Pool Heater_E10 | F5 | Residential | Manufactured Home Regular Income | Existing | Miscellaneous | Natural Gas | Pool Heater | E10 | Utility - Cost of Operation | 0 | 0 | 0 | 0 | 0 | 0 | 0 | 0 | 0 | 0 | 0 | 0 | 0 | 0 | 0 | 0 | 0 | 0 | 0 | 0 | 0 | 0 | 0 | 0 | 0 | 0 | 0 | 0 | 0 | 0 | 0 | 0 | 0
F6_Residential_Manufactured Home Regular Income_Existing_Miscellaneous_Natural Gas_Pool Heater_E1 | F6 | Residential | Manufactured Home Regular Income | Existing | Miscellaneous | Natural Gas | Pool Heater | E1 | Utility - Value of Sales | 142.6984 | 143.7861 | 145.2785 | 146.4983 | 146.4983 | 146.4983 | 146.4983 | 146.4983 | 146.4983 | 146.4983 | 146.4983 | 146.4983 | 146.4983 | 146.4983 | 146.4983 | 146.4983 | 146.4983 | 146.4983 | 146.4983 | 146.4983 | 146.4983 | 146.4983 | 146.4983 | 146.4983 | 146.4983 | 146.4983 | 146.4983 | 146.4983 | 146.4983 | 146.4983 | 146.4983 | 146.4983 | 146.4983
F6_Residential_Manufactured Home Regular Income_Existing_Miscellaneous_Natural Gas_Pool Heater_E2 | F6 | Residential | Manufactured Home Regular Income | Existing | Miscellaneous | Natural Gas | Pool Heater | E2 | Utility - Value of Sales | 137.5818 | 138.6304 | 140.0693 | 141.2454 | 141.2454 | 141.2454 | 141.2454 | 141.2454 | 141.2454 | 141.2454 | 141.2454 | 141.2454 | 141.2454 | 141.2454 | 141.2454 | 141.2454 | 141.2454 | 141.2454 | 141.2454 | 141.2454 | 141.2454 | 141.2454 | 141.2454 | 141.2454 | 141.2454 | 141.2454 | 141.2454 | 141.2454 | 141.2454 | 141.2454 | 141.2454 | 141.2454 | 141.2454
F6_Residential_Manufactured Home Regular Income_Existing_Miscellaneous_Natural Gas_Pool Heater_E3 | F6 | Residential | Manufactured Home Regular Income | Existing | Miscellaneous | Natural Gas | Pool Heater | E3 | Utility - Value of Sales | 121.9475 | 122.8769 | 124.1523 | 125.1948 | 125.1948 | 125.1948 | 125.1948 | 125.1948 | 125.1948 | 125.1948 | 125.1948 | 125.1948 | 125.1948 | 125.1948 | 125.1948 | 125.1948 | 125.1948 | 125.1948 | 125.1948 | 125.1948 | 125.1948 | 125.1948 | 125.1948 | 125.1948 | 125.1948 | 125.1948 | 125.1948 | 125.1948 | 125.1948 | 125.1948 | 125.1948 | 125.1948 | 125.1948
F6_Residential_Manufactured Home Regular Income_Existing_Miscellaneous_Natural Gas_Pool Heater_E4 | F6 | Residential | Manufactured Home Regular Income | Existing | Miscellaneous | Natural Gas | Pool Heater | E4 | Utility - Value of Sales | 120.728 | 121.6482 | 122.9108 | 123.9428 | 123.9428 | 123.9428 | 123.9428 | 123.9428 | 123.9428 | 123.9428 | 123.9428 | 123.9428 | 123.9428 | 123.9428 | 123.9428 | 123.9428 | 123.9428 | 123.9428 | 123.9428 | 123.9428 | 123.9428 | 123.9428 | 123.9428 | 123.9428 | 123.9428 | 123.9428 | 123.9428 | 123.9428 | 123.9428 | 123.9428 | 123.9428 | 123.9428 | 123.9428
F6_Residential_Manufactured Home Regular Income_Existing_Miscellaneous_Natural Gas_Pool Heater_E5 | F6 | Residential | Manufactured Home Regular Income | Existing | Miscellaneous | Natural Gas | Pool Heater | E5 | Utility - Value of Sales | 0 | 0 | 0 | 0 | 0 | 0 | 0 | 0 | 0 | 0 | 0 | 0 | 0 | 0 | 0 | 0 | 0 | 0 | 0 | 0 | 0 | 0 | 0 | 0 | 0 | 0 | 0 | 0 | 0 | 0 | 0 | 0 | 0
F6_Residential_Manufactured Home Regular Income_Existing_Miscellaneous_Natural Gas_Pool Heater_E6 | F6 | Residential | Manufactured Home Regular Income | Existing | Miscellaneous | Natural Gas | Pool Heater | E6 | Utility - Value of Sales | 0 | 0 | 0 | 0 | 0 | 0 | 0 | 0 | 0 | 0 | 0 | 0 | 0 | 0 | 0 | 0 | 0 | 0 | 0 | 0 | 0 | 0 | 0 | 0 | 0 | 0 | 0 | 0 | 0 | 0 | 0 | 0 | 0
F6_Residential_Manufactured Home Regular Income_Existing_Miscellaneous_Natural Gas_Pool Heater_E7 | F6 | Residential | Manufactured Home Regular Income | Existing | Miscellaneous | Natural Gas | Pool Heater | E7 | Utility - Value of Sales | 0 | 0 | 0 | 0 | 0 | 0 | 0 | 0 | 0 | 0 | 0 | 0 | 0 | 0 | 0 | 0 | 0 | 0 | 0 | 0 | 0 | 0 | 0 | 0 | 0 | 0 | 0 | 0 | 0 | 0 | 0 | 0 | 0
F6_Residential_Manufactured Home Regular Income_Existing_Miscellaneous_Natural Gas_Pool Heater_E8 | F6 | Residential | Manufactured Home Regular Income | Existing | Miscellaneous | Natural Gas | Pool Heater | E8 | Utility - Value of Sales | 0 | 0 | 0 | 0 | 0 | 0 | 0 | 0 | 0 | 0 | 0 | 0 | 0 | 0 | 0 | 0 | 0 | 0 | 0 | 0 | 0 | 0 | 0 | 0 | 0 | 0 | 0 | 0 | 0 | 0 | 0 | 0 | 0
F6_Residential_Manufactured Home Regular Income_Existing_Miscellaneous_Natural Gas_Pool Heater_E9 | F6 | Residential | Manufactured Home Regular Income | Existing | Miscellaneous | Natural Gas | Pool Heater | E9 | Utility - Value of Sales | 0 | 0 | 0 | 0 | 0 | 0 | 0 | 0 | 0 | 0 | 0 | 0 | 0 | 0 | 0 | 0 | 0 | 0 | 0 | 0 | 0 | 0 | 0 | 0 | 0 | 0 | 0 | 0 | 0 | 0 | 0 | 0 | 0
F6_Residential_Manufactured Home Regular Income_Existing_Miscellaneous_Natural Gas_Pool Heater_E10 | F6 | Residential | Manufactured Home Regular Income | Existing | Miscellaneous | Natural Gas | Pool Heater | E10 | Utility - Value of Sales | 0 | 0 | 0 | 0 | 0 | 0 | 0 | 0 | 0 | 0 | 0 | 0 | 0 | 0 | 0 | 0 | 0 | 0 | 0 | 0 | 0 | 0 | 0 | 0 | 0 | 0 | 0 | 0 | 0 | 0 | 0 | 0 | 0
F1_Residential_Manufactured Home Regular Income_Existing_Miscellaneous_Natural Gas_Miscellaneous_E1 | F1 | Residential | Manufactured Home Regular Income | Existing | Miscellaneous | Natural Gas | Miscellaneous | E1 | RVT - Cost of Equipment | 0 | 0 | 0 | 0 | 0 | 0 | 0 | 0 | 0 | 0 | 0 | 0 | 0 | 0 | 0 | 0 | 0 | 0 | 0 | 0 | 0 | 0 | 0 | 0 | 0 | 0 | 0 | 0 | 0 | 0 | 0 | 0 | 0
F1_Residential_Manufactured Home Regular Income_Existing_Miscellaneous_Natural Gas_Miscellaneous_E2 | F1 | Residential | Manufactured Home Regular Income | Existing | Miscellaneous | Natural Gas | Miscellaneous | E2 | RVT - Cost of Equipment | 0 | 0 | 0 | 0 | 0 | 0 | 0 | 0 | 0 | 0 | 0 | 0 | 0 | 0 | 0 | 0 | 0 | 0 | 0 | 0 | 0 | 0 | 0 | 0 | 0 | 0 | 0 | 0 | 0 | 0 | 0 | 0 | 0
F1_Residential_Manufactured Home Regular Income_Existing_Miscellaneous_Natural Gas_Miscellaneous_E3 | F1 | Residential | Manufactured Home Regular Income | Existing | Miscellaneous | Natural Gas | Miscellaneous | E3 | RVT - Cost of Equipment | 0 | 0 | 0 | 0 | 0 | 0 | 0 | 0 | 0 | 0 | 0 | 0 | 0 | 0 | 0 | 0 | 0 | 0 | 0 | 0 | 0 | 0 | 0 | 0 | 0 | 0 | 0 | 0 | 0 | 0 | 0 | 0 | 0
F1_Residential_Manufactured Home Regular Income_Existing_Miscellaneous_Natural Gas_Miscellaneous_E4 | F1 | Residential | Manufactured Home Regular Income | Existing | Miscellaneous | Natural Gas | Miscellaneous | E4 | RVT - Cost of Equipment | 0 | 0 | 0 | 0 | 0 | 0 | 0 | 0 | 0 | 0 | 0 | 0 | 0 | 0 | 0 | 0 | 0 | 0 | 0 | 0 | 0 | 0 | 0 | 0 | 0 | 0 | 0 | 0 | 0 | 0 | 0 | 0 | 0
F1_Residential_Manufactured Home Regular Income_Existing_Miscellaneous_Natural Gas_Miscellaneous_E5 | F1 | Residential | Manufactured Home Regular Income | Existing | Miscellaneous | Natural Gas | Miscellaneous | E5 | RVT - Cost of Equipment | 0 | 0 | 0 | 0 | 0 | 0 | 0 | 0 | 0 | 0 | 0 | 0 | 0 | 0 | 0 | 0 | 0 | 0 | 0 | 0 | 0 | 0 | 0 | 0 | 0 | 0 | 0 | 0 | 0 | 0 | 0 | 0 | 0
F1_Residential_Manufactured Home Regular Income_Existing_Miscellaneous_Natural Gas_Miscellaneous_E6 | F1 | Residential | Manufactured Home Regular Income | Existing | Miscellaneous | Natural Gas | Miscellaneous | E6 | RVT - Cost of Equipment | 0 | 0 | 0 | 0 | 0 | 0 | 0 | 0 | 0 | 0 | 0 | 0 | 0 | 0 | 0 | 0 | 0 | 0 | 0 | 0 | 0 | 0 | 0 | 0 | 0 | 0 | 0 | 0 | 0 | 0 | 0 | 0 | 0
F1_Residential_Manufactured Home Regular Income_Existing_Miscellaneous_Natural Gas_Miscellaneous_E7 | F1 | Residential | Manufactured Home Regular Income | Existing | Miscellaneous | Natural Gas | Miscellaneous | E7 | RVT - Cost of Equipment | 0 | 0 | 0 | 0 | 0 | 0 | 0 | 0 | 0 | 0 | 0 | 0 | 0 | 0 | 0 | 0 | 0 | 0 | 0 | 0 | 0 | 0 | 0 | 0 | 0 | 0 | 0 | 0 | 0 | 0 | 0 | 0 | 0
F1_Residential_Manufactured Home Regular Income_Existing_Miscellaneous_Natural Gas_Miscellaneous_E8 | F1 | Residential | Manufactured Home Regular Income | Existing | Miscellaneous | Natural Gas | Miscellaneous | E8 | RVT - Cost of Equipment | 0 | 0 | 0 | 0 | 0 | 0 | 0 | 0 | 0 | 0 | 0 | 0 | 0 | 0 | 0 | 0 | 0 | 0 | 0 | 0 | 0 | 0 | 0 | 0 | 0 | 0 | 0 | 0 | 0 | 0 | 0 | 0 | 0
F1_Residential_Manufactured Home Regular Income_Existing_Miscellaneous_Natural Gas_Miscellaneous_E9 | F1 | Residential | Manufactured Home Regular Income | Existing | Miscellaneous | Natural Gas | Miscellaneous | E9 | RVT - Cost of Equipment | 0 | 0 | 0 | 0 | 0 | 0 | 0 | 0 | 0 | 0 | 0 | 0 | 0 | 0 | 0 | 0 | 0 | 0 | 0 | 0 | 0 | 0 | 0 | 0 | 0 | 0 | 0 | 0 | 0 | 0 | 0 | 0 | 0
F1_Residential_Manufactured Home Regular Income_Existing_Miscellaneous_Natural Gas_Miscellaneous_E10 | F1 | Residential | Manufactured Home Regular Income | Existing | Miscellaneous | Natural Gas | Miscellaneous | E10 | RVT - Cost of Equipment | 0 | 0 | 0 | 0 | 0 | 0 | 0 | 0 | 0 | 0 | 0 | 0 | 0 | 0 | 0 | 0 | 0 | 0 | 0 | 0 | 0 | 0 | 0 | 0 | 0 | 0 | 0 | 0 | 0 | 0 | 0 | 0 | 0
F2_Residential_Manufactured Home Regular Income_Existing_Miscellaneous_Natural Gas_Miscellaneous_E1 | F2 | Residential | Manufactured Home Regular Income | Existing | Miscellaneous | Natural Gas | Miscellaneous | E1 | RVT - Cost of Operation | 0 | 0 | 0 | 0 | 0 | 0 | 0 | 0 | 0 | 0 | 0 | 0 | 0 | 0 | 0 | 0 | 0 | 0 | 0 | 0 | 0 | 0 | 0 | 0 | 0 | 0 | 0 | 0 | 0 | 0 | 0 | 0 | 0
F2_Residential_Manufactured Home Regular Income_Existing_Miscellaneous_Natural Gas_Miscellaneous_E2 | F2 | Residential | Manufactured Home Regular Income | Existing | Miscellaneous | Natural Gas | Miscellaneous | E2 | RVT - Cost of Operation | 0 | 0 | 0 | 0 | 0 | 0 | 0 | 0 | 0 | 0 | 0 | 0 | 0 | 0 | 0 | 0 | 0 | 0 | 0 | 0 | 0 | 0 | 0 | 0 | 0 | 0 | 0 | 0 | 0 | 0 | 0 | 0 | 0
F2_Residential_Manufactured Home Regular Income_Existing_Miscellaneous_Natural Gas_Miscellaneous_E3 | F2 | Residential | Manufactured Home Regular Income | Existing | Miscellaneous | Natural Gas | Miscellaneous | E3 | RVT - Cost of Operation | 0 | 0 | 0 | 0 | 0 | 0 | 0 | 0 | 0 | 0 | 0 | 0 | 0 | 0 | 0 | 0 | 0 | 0 | 0 | 0 | 0 | 0 | 0 | 0 | 0 | 0 | 0 | 0 | 0 | 0 | 0 | 0 | 0
F2_Residential_Manufactured Home Regular Income_Existing_Miscellaneous_Natural Gas_Miscellaneous_E4 | F2 | Residential | Manufactured Home Regular Income | Existing | Miscellaneous | Natural Gas | Miscellaneous | E4 | RVT - Cost of Operation | 0 | 0 | 0 | 0 | 0 | 0 | 0 | 0 | 0 | 0 | 0 | 0 | 0 | 0 | 0 | 0 | 0 | 0 | 0 | 0 | 0 | 0 | 0 | 0 | 0 | 0 | 0 | 0 | 0 | 0 | 0 | 0 | 0
F2_Residential_Manufactured Home Regular Income_Existing_Miscellaneous_Natural Gas_Miscellaneous_E5 | F2 | Residential | Manufactured Home Regular Income | Existing | Miscellaneous | Natural Gas | Miscellaneous | E5 | RVT - Cost of Operation | 0 | 0 | 0 | 0 | 0 | 0 | 0 | 0 | 0 | 0 | 0 | 0 | 0 | 0 | 0 | 0 | 0 | 0 | 0 | 0 | 0 | 0 | 0 | 0 | 0 | 0 | 0 | 0 | 0 | 0 | 0 | 0 | 0
F2_Residential_Manufactured Home Regular Income_Existing_Miscellaneous_Natural Gas_Miscellaneous_E6 | F2 | Residential | Manufactured Home Regular Income | Existing | Miscellaneous | Natural Gas | Miscellaneous | E6 | RVT - Cost of Operation | 0 | 0 | 0 | 0 | 0 | 0 | 0 | 0 | 0 | 0 | 0 | 0 | 0 | 0 | 0 | 0 | 0 | 0 | 0 | 0 | 0 | 0 | 0 | 0 | 0 | 0 | 0 | 0 | 0 | 0 | 0 | 0 | 0
F2_Residential_Manufactured Home Regular Income_Existing_Miscellaneous_Natural Gas_Miscellaneous_E7 | F2 | Residential | Manufactured Home Regular Income | Existing | Miscellaneous | Natural Gas | Miscellaneous | E7 | RVT - Cost of Operation | 0 | 0 | 0 | 0 | 0 | 0 | 0 | 0 | 0 | 0 | 0 | 0 | 0 | 0 | 0 | 0 | 0 | 0 | 0 | 0 | 0 | 0 | 0 | 0 | 0 | 0 | 0 | 0 | 0 | 0 | 0 | 0 | 0
F2_Residential_Manufactured Home Regular Income_Existing_Miscellaneous_Natural Gas_Miscellaneous_E8 | F2 | Residential | Manufactured Home Regular Income | Existing | Miscellaneous | Natural Gas | Miscellaneous | E8 | RVT - Cost of Operation | 0 | 0 | 0 | 0 | 0 | 0 | 0 | 0 | 0 | 0 | 0 | 0 | 0 | 0 | 0 | 0 | 0 | 0 | 0 | 0 | 0 | 0 | 0 | 0 | 0 | 0 | 0 | 0 | 0 | 0 | 0 | 0 | 0
F2_Residential_Manufactured Home Regular Income_Existing_Miscellaneous_Natural Gas_Miscellaneous_E9 | F2 | Residential | Manufactured Home Regular Income | Existing | Miscellaneous | Natural Gas | Miscellaneous | E9 | RVT - Cost of Operation | 0 | 0 | 0 | 0 | 0 | 0 | 0 | 0 | 0 | 0 | 0 | 0 | 0 | 0 | 0 | 0 | 0 | 0 | 0 | 0 | 0 | 0 | 0 | 0 | 0 | 0 | 0 | 0 | 0 | 0 | 0 | 0 | 0
F2_Residential_Manufactured Home Regular Income_Existing_Miscellaneous_Natural Gas_Miscellaneous_E10 | F2 | Residential | Manufactured Home Regular Income | Existing | Miscellaneous | Natural Gas | Miscellaneous | E10 | RVT - Cost of Operation | 0 | 0 | 0 | 0 | 0 | 0 | 0 | 0 | 0 | 0 | 0 | 0 | 0 | 0 | 0 | 0 | 0 | 0 | 0 | 0 | 0 | 0 | 0 | 0 | 0 | 0 | 0 | 0 | 0 | 0 | 0 | 0 | 0
F3_Residential_Manufactured Home Regular Income_Existing_Miscellaneous_Natural Gas_Miscellaneous_E1 | F3 | Residential | Manufactured Home Regular Income | Existing | Miscellaneous | Natural Gas | Miscellaneous | E1 | System - kBTUs of Consumption | 16.4611 | 16.4611 | 16.4611 | 16.4611 | 16.4611 | 16.4611 | 16.4611 | 16.4611 | 16.4611 | 16.4611 | 16.4611 | 16.4611 | 16.4611 | 16.4611 | 16.4611 | 16.4611 | 16.4611 | 16.4611 | 16.4611 | 16.4611 | 16.4611 | 16.4611 | 16.4611 | 16.4611 | 16.4611 | 16.4611 | 16.4611 | 16.4611 | 16.4611 | 16.4611 | 16.4611 | 16.4611 | 16.4611
F3_Residential_Manufactured Home Regular Income_Existing_Miscellaneous_Natural Gas_Miscellaneous_E2 | F3 | Residential | Manufactured Home Regular Income | Existing | Miscellaneous | Natural Gas | Miscellaneous | E2 | System - kBTUs of Consumption | 0 | 0 | 0 | 0 | 0 | 0 | 0 | 0 | 0 | 0 | 0 | 0 | 0 | 0 | 0 | 0 | 0 | 0 | 0 | 0 | 0 | 0 | 0 | 0 | 0 | 0 | 0 | 0 | 0 | 0 | 0 | 0 | 0
F3_Residential_Manufactured Home Regular Income_Existing_Miscellaneous_Natural Gas_Miscellaneous_E3 | F3 | Residential | Manufactured Home Regular Income | Existing | Miscellaneous | Natural Gas | Miscellaneous | E3 | System - kBTUs of Consumption | 0 | 0 | 0 | 0 | 0 | 0 | 0 | 0 | 0 | 0 | 0 | 0 | 0 | 0 | 0 | 0 | 0 | 0 | 0 | 0 | 0 | 0 | 0 | 0 | 0 | 0 | 0 | 0 | 0 | 0 | 0 | 0 | 0
F3_Residential_Manufactured Home Regular Income_Existing_Miscellaneous_Natural Gas_Miscellaneous_E4 | F3 | Residential | Manufactured Home Regular Income | Existing | Miscellaneous | Natural Gas | Miscellaneous | E4 | System - kBTUs of Consumption | 0 | 0 | 0 | 0 | 0 | 0 | 0 | 0 | 0 | 0 | 0 | 0 | 0 | 0 | 0 | 0 | 0 | 0 | 0 | 0 | 0 | 0 | 0 | 0 | 0 | 0 | 0 | 0 | 0 | 0 | 0 | 0 | 0
F3_Residential_Manufactured Home Regular Income_Existing_Miscellaneous_Natural Gas_Miscellaneous_E5 | F3 | Residential | Manufactured Home Regular Income | Existing | Miscellaneous | Natural Gas | Miscellaneous | E5 | System - kBTUs of Consumption | 0 | 0 | 0 | 0 | 0 | 0 | 0 | 0 | 0 | 0 | 0 | 0 | 0 | 0 | 0 | 0 | 0 | 0 | 0 | 0 | 0 | 0 | 0 | 0 | 0 | 0 | 0 | 0 | 0 | 0 | 0 | 0 | 0
F3_Residential_Manufactured Home Regular Income_Existing_Miscellaneous_Natural Gas_Miscellaneous_E6 | F3 | Residential | Manufactured Home Regular Income | Existing | Miscellaneous | Natural Gas | Miscellaneous | E6 | System - kBTUs of Consumption | 0 | 0 | 0 | 0 | 0 | 0 | 0 | 0 | 0 | 0 | 0 | 0 | 0 | 0 | 0 | 0 | 0 | 0 | 0 | 0 | 0 | 0 | 0 | 0 | 0 | 0 | 0 | 0 | 0 | 0 | 0 | 0 | 0
F3_Residential_Manufactured Home Regular Income_Existing_Miscellaneous_Natural Gas_Miscellaneous_E7 | F3 | Residential | Manufactured Home Regular Income | Existing | Miscellaneous | Natural Gas | Miscellaneous | E7 | System - kBTUs of Consumption | 0 | 0 | 0 | 0 | 0 | 0 | 0 | 0 | 0 | 0 | 0 | 0 | 0 | 0 | 0 | 0 | 0 | 0 | 0 | 0 | 0 | 0 | 0 | 0 | 0 | 0 | 0 | 0 | 0 | 0 | 0 | 0 | 0
F3_Residential_Manufactured Home Regular Income_Existing_Miscellaneous_Natural Gas_Miscellaneous_E8 | F3 | Residential | Manufactured Home Regular Income | Existing | Miscellaneous | Natural Gas | Miscellaneous | E8 | System - kBTUs of Consumption | 0 | 0 | 0 | 0 | 0 | 0 | 0 | 0 | 0 | 0 | 0 | 0 | 0 | 0 | 0 | 0 | 0 | 0 | 0 | 0 | 0 | 0 | 0 | 0 | 0 | 0 | 0 | 0 | 0 | 0 | 0 | 0 | 0
F3_Residential_Manufactured Home Regular Income_Existing_Miscellaneous_Natural Gas_Miscellaneous_E9 | F3 | Residential | Manufactured Home Regular Income | Existing | Miscellaneous | Natural Gas | Miscellaneous | E9 | System - kBTUs of Consumption | 0 | 0 | 0 | 0 | 0 | 0 | 0 | 0 | 0 | 0 | 0 | 0 | 0 | 0 | 0 | 0 | 0 | 0 | 0 | 0 | 0 | 0 | 0 | 0 | 0 | 0 | 0 | 0 | 0 | 0 | 0 | 0 | 0
F3_Residential_Manufactured Home Regular Income_Existing_Miscellaneous_Natural Gas_Miscellaneous_E10 | F3 | Residential | Manufactured Home Regular Income | Existing | Miscellaneous | Natural Gas | Miscellaneous | E10 | System - kBTUs of Consumption | 0 | 0 | 0 | 0 | 0 | 0 | 0 | 0 | 0 | 0 | 0 | 0 | 0 | 0 | 0 | 0 | 0 | 0 | 0 | 0 | 0 | 0 | 0 | 0 | 0 | 0 | 0 | 0 | 0 | 0 | 0 | 0 | 0
F4_Residential_Manufactured Home Regular Income_Existing_Miscellaneous_Natural Gas_Miscellaneous_E1 | F4 | Residential | Manufactured Home Regular Income | Existing | Miscellaneous | Natural Gas | Miscellaneous | E1 | Utility - Cost of Equipment | 0 | 0 | 0 | 0 | 0 | 0 | 0 | 0 | 0 | 0 | 0 | 0 | 0 | 0 | 0 | 0 | 0 | 0 | 0 | 0 | 0 | 0 | 0 | 0 | 0 | 0 | 0 | 0 | 0 | 0 | 0 | 0 | 0
F4_Residential_Manufactured Home Regular Income_Existing_Miscellaneous_Natural Gas_Miscellaneous_E2 | F4 | Residential | Manufactured Home Regular Income | Existing | Miscellaneous | Natural Gas | Miscellaneous | E2 | Utility - Cost of Equipment | 0 | 0 | 0 | 0 | 0 | 0 | 0 | 0 | 0 | 0 | 0 | 0 | 0 | 0 | 0 | 0 | 0 | 0 | 0 | 0 | 0 | 0 | 0 | 0 | 0 | 0 | 0 | 0 | 0 | 0 | 0 | 0 | 0
F4_Residential_Manufactured Home Regular Income_Existing_Miscellaneous_Natural Gas_Miscellaneous_E3 | F4 | Residential | Manufactured Home Regular Income | Existing | Miscellaneous | Natural Gas | Miscellaneous | E3 | Utility - Cost of Equipment | 0 | 0 | 0 | 0 | 0 | 0 | 0 | 0 | 0 | 0 | 0 | 0 | 0 | 0 | 0 | 0 | 0 | 0 | 0 | 0 | 0 | 0 | 0 | 0 | 0 | 0 | 0 | 0 | 0 | 0 | 0 | 0 | 0
F4_Residential_Manufactured Home Regular Income_Existing_Miscellaneous_Natural Gas_Miscellaneous_E4 | F4 | Residential | Manufactured Home Regular Income | Existing | Miscellaneous | Natural Gas | Miscellaneous | E4 | Utility - Cost of Equipment | 0 | 0 | 0 | 0 | 0 | 0 | 0 | 0 | 0 | 0 | 0 | 0 | 0 | 0 | 0 | 0 | 0 | 0 | 0 | 0 | 0 | 0 | 0 | 0 | 0 | 0 | 0 | 0 | 0 | 0 | 0 | 0 | 0
F4_Residential_Manufactured Home Regular Income_Existing_Miscellaneous_Natural Gas_Miscellaneous_E5 | F4 | Residential | Manufactured Home Regular Income | Existing | Miscellaneous | Natural Gas | Miscellaneous | E5 | Utility - Cost of Equipment | 0 | 0 | 0 | 0 | 0 | 0 | 0 | 0 | 0 | 0 | 0 | 0 | 0 | 0 | 0 | 0 | 0 | 0 | 0 | 0 | 0 | 0 | 0 | 0 | 0 | 0 | 0 | 0 | 0 | 0 | 0 | 0 | 0
F4_Residential_Manufactured Home Regular Income_Existing_Miscellaneous_Natural Gas_Miscellaneous_E6 | F4 | Residential | Manufactured Home Regular Income | Existing | Miscellaneous | Natural Gas | Miscellaneous | E6 | Utility - Cost of Equipment | 0 | 0 | 0 | 0 | 0 | 0 | 0 | 0 | 0 | 0 | 0 | 0 | 0 | 0 | 0 | 0 | 0 | 0 | 0 | 0 | 0 | 0 | 0 | 0 | 0 | 0 | 0 | 0 | 0 | 0 | 0 | 0 | 0
F4_Residential_Manufactured Home Regular Income_Existing_Miscellaneous_Natural Gas_Miscellaneous_E7 | F4 | Residential | Manufactured Home Regular Income | Existing | Miscellaneous | Natural Gas | Miscellaneous | E7 | Utility - Cost of Equipment | 0 | 0 | 0 | 0 | 0 | 0 | 0 | 0 | 0 | 0 | 0 | 0 | 0 | 0 | 0 | 0 | 0 | 0 | 0 | 0 | 0 | 0 | 0 | 0 | 0 | 0 | 0 | 0 | 0 | 0 | 0 | 0 | 0
F4_Residential_Manufactured Home Regular Income_Existing_Miscellaneous_Natural Gas_Miscellaneous_E8 | F4 | Residential | Manufactured Home Regular Income | Existing | Miscellaneous | Natural Gas | Miscellaneous | E8 | Utility - Cost of Equipment | 0 | 0 | 0 | 0 | 0 | 0 | 0 | 0 | 0 | 0 | 0 | 0 | 0 | 0 | 0 | 0 | 0 | 0 | 0 | 0 | 0 | 0 | 0 | 0 | 0 | 0 | 0 | 0 | 0 | 0 | 0 | 0 | 0
F4_Residential_Manufactured Home Regular Income_Existing_Miscellaneous_Natural Gas_Miscellaneous_E9 | F4 | Residential | Manufactured Home Regular Income | Existing | Miscellaneous | Natural Gas | Miscellaneous | E9 | Utility - Cost of Equipment | 0 | 0 | 0 | 0 | 0 | 0 | 0 | 0 | 0 | 0 | 0 | 0 | 0 | 0 | 0 | 0 | 0 | 0 | 0 | 0 | 0 | 0 | 0 | 0 | 0 | 0 | 0 | 0 | 0 | 0 | 0 | 0 | 0
F4_Residential_Manufactured Home Regular Income_Existing_Miscellaneous_Natural Gas_Miscellaneous_E10 | F4 | Residential | Manufactured Home Regular Income | Existing | Miscellaneous | Natural Gas | Miscellaneous | E10 | Utility - Cost of Equipment | 0 | 0 | 0 | 0 | 0 | 0 | 0 | 0 | 0 | 0 | 0 | 0 | 0 | 0 | 0 | 0 | 0 | 0 | 0 | 0 | 0 | 0 | 0 | 0 | 0 | 0 | 0 | 0 | 0 | 0 | 0 | 0 | 0
F5_Residential_Manufactured Home Regular Income_Existing_Miscellaneous_Natural Gas_Miscellaneous_E1 | F5 | Residential | Manufactured Home Regular Income | Existing | Miscellaneous | Natural Gas | Miscellaneous | E1 | Utility - Cost of Operation | 16.4611 | 16.4611 | 16.4611 | 16.4611 | 16.4611 | 16.4611 | 16.4611 | 16.4611 | 16.4611 | 16.4611 | 16.4611 | 16.4611 | 16.4611 | 16.4611 | 16.4611 | 16.4611 | 16.4611 | 16.4611 | 16.4611 | 16.4611 | 16.4611 | 16.4611 | 16.4611 | 16.4611 | 16.4611 | 16.4611 | 16.4611 | 16.4611 | 16.4611 | 16.4611 | 16.4611 | 16.4611 | 16.4611
F5_Residential_Manufactured Home Regular Income_Existing_Miscellaneous_Natural Gas_Miscellaneous_E2 | F5 | Residential | Manufactured Home Regular Income | Existing | Miscellaneous | Natural Gas | Miscellaneous | E2 | Utility - Cost of Operation | 0 | 0 | 0 | 0 | 0 | 0 | 0 | 0 | 0 | 0 | 0 | 0 | 0 | 0 | 0 | 0 | 0 | 0 | 0 | 0 | 0 | 0 | 0 | 0 | 0 | 0 | 0 | 0 | 0 | 0 | 0 | 0 | 0
F5_Residential_Manufactured Home Regular Income_Existing_Miscellaneous_Natural Gas_Miscellaneous_E3 | F5 | Residential | Manufactured Home Regular Income | Existing | Miscellaneous | Natural Gas | Miscellaneous | E3 | Utility - Cost of Operation | 0 | 0 | 0 | 0 | 0 | 0 | 0 | 0 | 0 | 0 | 0 | 0 | 0 | 0 | 0 | 0 | 0 | 0 | 0 | 0 | 0 | 0 | 0 | 0 | 0 | 0 | 0 | 0 | 0 | 0 | 0 | 0 | 0
F5_Residential_Manufactured Home Regular Income_Existing_Miscellaneous_Natural Gas_Miscellaneous_E4 | F5 | Residential | Manufactured Home Regular Income | Existing | Miscellaneous | Natural Gas | Miscellaneous | E4 | Utility - Cost of Operation | 0 | 0 | 0 | 0 | 0 | 0 | 0 | 0 | 0 | 0 | 0 | 0 | 0 | 0 | 0 | 0 | 0 | 0 | 0 | 0 | 0 | 0 | 0 | 0 | 0 | 0 | 0 | 0 | 0 | 0 | 0 | 0 | 0
F5_Residential_Manufactured Home Regular Income_Existing_Miscellaneous_Natural Gas_Miscellaneous_E5 | F5 | Residential | Manufactured Home Regular Income | Existing | Miscellaneous | Natural Gas | Miscellaneous | E5 | Utility - Cost of Operation | 0 | 0 | 0 | 0 | 0 | 0 | 0 | 0 | 0 | 0 | 0 | 0 | 0 | 0 | 0 | 0 | 0 | 0 | 0 | 0 | 0 | 0 | 0 | 0 | 0 | 0 | 0 | 0 | 0 | 0 | 0 | 0 | 0
F5_Residential_Manufactured Home Regular Income_Existing_Miscellaneous_Natural Gas_Miscellaneous_E6 | F5 | Residential | Manufactured Home Regular Income | Existing | Miscellaneous | Natural Gas | Miscellaneous | E6 | Utility - Cost of Operation | 0 | 0 | 0 | 0 | 0 | 0 | 0 | 0 | 0 | 0 | 0 | 0 | 0 | 0 | 0 | 0 | 0 | 0 | 0 | 0 | 0 | 0 | 0 | 0 | 0 | 0 | 0 | 0 | 0 | 0 | 0 | 0 | 0
F5_Residential_Manufactured Home Regular Income_Existing_Miscellaneous_Natural Gas_Miscellaneous_E7 | F5 | Residential | Manufactured Home Regular Income | Existing | Miscellaneous | Natural Gas | Miscellaneous | E7 | Utility - Cost of Operation | 0 | 0 | 0 | 0 | 0 | 0 | 0 | 0 | 0 | 0 | 0 | 0 | 0 | 0 | 0 | 0 | 0 | 0 | 0 | 0 | 0 | 0 | 0 | 0 | 0 | 0 | 0 | 0 | 0 | 0 | 0 | 0 | 0
F5_Residential_Manufactured Home Regular Income_Existing_Miscellaneous_Natural Gas_Miscellaneous_E8 | F5 | Residential | Manufactured Home Regular Income | Existing | Miscellaneous | Natural Gas | Miscellaneous | E8 | Utility - Cost of Operation | 0 | 0 | 0 | 0 | 0 | 0 | 0 | 0 | 0 | 0 | 0 | 0 | 0 | 0 | 0 | 0 | 0 | 0 | 0 | 0 | 0 | 0 | 0 | 0 | 0 | 0 | 0 | 0 | 0 | 0 | 0 | 0 | 0
F5_Residential_Manufactured Home Regular Income_Existing_Miscellaneous_Natural Gas_Miscellaneous_E9 | F5 | Residential | Manufactured Home Regular Income | Existing | Miscellaneous | Natural Gas | Miscellaneous | E9 | Utility - Cost of Operation | 0 | 0 | 0 | 0 | 0 | 0 | 0 | 0 | 0 | 0 | 0 | 0 | 0 | 0 | 0 | 0 | 0 | 0 | 0 | 0 | 0 | 0 | 0 | 0 | 0 | 0 | 0 | 0 | 0 | 0 | 0 | 0 | 0
F5_Residential_Manufactured Home Regular Income_Existing_Miscellaneous_Natural Gas_Miscellaneous_E10 | F5 | Residential | Manufactured Home Regular Income | Existing | Miscellaneous | Natural Gas | Miscellaneous | E10 | Utility - Cost of Operation | 0 | 0 | 0 | 0 | 0 | 0 | 0 | 0 | 0 | 0 | 0 | 0 | 0 | 0 | 0 | 0 | 0 | 0 | 0 | 0 | 0 | 0 | 0 | 0 | 0 | 0 | 0 | 0 | 0 | 0 | 0 | 0 | 0
F6_Residential_Manufactured Home Regular Income_Existing_Miscellaneous_Natural Gas_Miscellaneous_E1 | F6 | Residential | Manufactured Home Regular Income | Existing | Miscellaneous | Natural Gas | Miscellaneous | E1 | Utility - Value of Sales | 2.4226 | 2.4475 | 2.4815 | 2.5094 | 2.5094 | 2.5094 | 2.5094 | 2.5094 | 2.5094 | 2.5094 | 2.5094 | 2.5094 | 2.5094 | 2.5094 | 2.5094 | 2.5094 | 2.5094 | 2.5094 | 2.5094 | 2.5094 | 2.5094 | 2.5094 | 2.5094 | 2.5094 | 2.5094 | 2.5094 | 2.5094 | 2.5094 | 2.5094 | 2.5094 | 2.5094 | 2.5094 | 2.5094
F6_Residential_Manufactured Home Regular Income_Existing_Miscellaneous_Natural Gas_Miscellaneous_E2 | F6 | Residential | Manufactured Home Regular Income | Existing | Miscellaneous | Natural Gas | Miscellaneous | E2 | Utility - Value of Sales | 0 | 0 | 0 | 0 | 0 | 0 | 0 | 0 | 0 | 0 | 0 | 0 | 0 | 0 | 0 | 0 | 0 | 0 | 0 | 0 | 0 | 0 | 0 | 0 | 0 | 0 | 0 | 0 | 0 | 0 | 0 | 0 | 0
F6_Residential_Manufactured Home Regular Income_Existing_Miscellaneous_Natural Gas_Miscellaneous_E3 | F6 | Residential | Manufactured Home Regular Income | Existing | Miscellaneous | Natural Gas | Miscellaneous | E3 | Utility - Value of Sales | 0 | 0 | 0 | 0 | 0 | 0 | 0 | 0 | 0 | 0 | 0 | 0 | 0 | 0 | 0 | 0 | 0 | 0 | 0 | 0 | 0 | 0 | 0 | 0 | 0 | 0 | 0 | 0 | 0 | 0 | 0 | 0 | 0
F6_Residential_Manufactured Home Regular Income_Existing_Miscellaneous_Natural Gas_Miscellaneous_E4 | F6 | Residential | Manufactured Home Regular Income | Existing | Miscellaneous | Natural Gas | Miscellaneous | E4 | Utility - Value of Sales | 0 | 0 | 0 | 0 | 0 | 0 | 0 | 0 | 0 | 0 | 0 | 0 | 0 | 0 | 0 | 0 | 0 | 0 | 0 | 0 | 0 | 0 | 0 | 0 | 0 | 0 | 0 | 0 | 0 | 0 | 0 | 0 | 0
F6_Residential_Manufactured Home Regular Income_Existing_Miscellaneous_Natural Gas_Miscellaneous_E5 | F6 | Residential | Manufactured Home Regular Income | Existing | Miscellaneous | Natural Gas | Miscellaneous | E5 | Utility - Value of Sales | 0 | 0 | 0 | 0 | 0 | 0 | 0 | 0 | 0 | 0 | 0 | 0 | 0 | 0 | 0 | 0 | 0 | 0 | 0 | 0 | 0 | 0 | 0 | 0 | 0 | 0 | 0 | 0 | 0 | 0 | 0 | 0 | 0
F6_Residential_Manufactured Home Regular Income_Existing_Miscellaneous_Natural Gas_Miscellaneous_E6 | F6 | Residential | Manufactured Home Regular Income | Existing | Miscellaneous | Natural Gas | Miscellaneous | E6 | Utility - Value of Sales | 0 | 0 | 0 | 0 | 0 | 0 | 0 | 0 | 0 | 0 | 0 | 0 | 0 | 0 | 0 | 0 | 0 | 0 | 0 | 0 | 0 | 0 | 0 | 0 | 0 | 0 | 0 | 0 | 0 | 0 | 0 | 0 | 0
F6_Residential_Manufactured Home Regular Income_Existing_Miscellaneous_Natural Gas_Miscellaneous_E7 | F6 | Residential | Manufactured Home Regular Income | Existing | Miscellaneous | Natural Gas | Miscellaneous | E7 | Utility - Value of Sales | 0 | 0 | 0 | 0 | 0 | 0 | 0 | 0 | 0 | 0 | 0 | 0 | 0 | 0 | 0 | 0 | 0 | 0 | 0 | 0 | 0 | 0 | 0 | 0 | 0 | 0 | 0 | 0 | 0 | 0 | 0 | 0 | 0
F6_Residential_Manufactured Home Regular Income_Existing_Miscellaneous_Natural Gas_Miscellaneous_E8 | F6 | Residential | Manufactured Home Regular Income | Existing | Miscellaneous | Natural Gas | Miscellaneous | E8 | Utility - Value of Sales | 0 | 0 | 0 | 0 | 0 | 0 | 0 | 0 | 0 | 0 | 0 | 0 | 0 | 0 | 0 | 0 | 0 | 0 | 0 | 0 | 0 | 0 | 0 | 0 | 0 | 0 | 0 | 0 | 0 | 0 | 0 | 0 | 0
F6_Residential_Manufactured Home Regular Income_Existing_Miscellaneous_Natural Gas_Miscellaneous_E9 | F6 | Residential | Manufactured Home Regular Income | Existing | Miscellaneous | Natural Gas | Miscellaneous | E9 | Utility - Value of Sales | 0 | 0 | 0 | 0 | 0 | 0 | 0 | 0 | 0 | 0 | 0 | 0 | 0 | 0 | 0 | 0 | 0 | 0 | 0 | 0 | 0 | 0 | 0 | 0 | 0 | 0 | 0 | 0 | 0 | 0 | 0 | 0 | 0
F6_Residential_Manufactured Home Regular Income_Existing_Miscellaneous_Natural Gas_Miscellaneous_E10 | F6 | Residential | Manufactured Home Regular Income | Existing | Miscellaneous | Natural Gas | Miscellaneous | E10 | Utility - Value of Sales | 0 | 0 | 0 | 0 | 0 | 0 | 0 | 0 | 0 | 0 | 0 | 0 | 0 | 0 | 0 | 0 | 0 | 0 | 0 | 0 | 0 | 0 | 0 | 0 | 0 | 0 | 0 | 0 | 0 | 0 | 0 | 0 | 0
F1_Residential_Manufactured Home Regular Income_New_Space Heating_Natural Gas_Furnace_E1 | F1 | Residential | Manufactured Home Regular Income | New | Space Heating | Natural Gas | Furnace | E1 | RVT - Cost of Equipment | 1387.6424 | 1388.8188 | 1392.8406 | 1395.711 | 1391.0845 | 1389.9829 | 1391.7506 | 1392.3601 | 1393.5984 | 1394.0557 | 1393.8287 | 1392.7676 | 1391.4745 | 1389.7394 | 1387.0735 | 1383.8016 | 1379.8417 | 1375.4703 | 1370.7786 | 1366.222 | 1361.1631 | 1355.96 | 1350.19 | 1344.3904 | 1337.9209 | 1331.0514 | 1323.7967 | 1316.3154 | 1308.0876 | 1299.5915 | 1290.3727 | 1280.9328 | 1270.4652
F1_Residential_Manufactured Home Regular Income_New_Space Heating_Natural Gas_Furnace_E2 | F1 | Residential | Manufactured Home Regular Income | New | Space Heating | Natural Gas | Furnace | E2 | RVT - Cost of Equipment | 1174.6874 | 1175.6832 | 1179.0879 | 1181.5177 | 1177.6013 | 1176.6687 | 1178.1651 | 1178.6811 | 1179.7293 | 1180.1165 | 1179.9243 | 1179.0261 | 1177.9314 | 1176.4625 | 1174.2058 | 1171.436 | 1168.0838 | 1164.3833 | 1160.4116 | 1156.5543 | 1152.2717 | 1147.8671 | 1142.9826 | 1138.073 | 1132.5964 | 1126.7812 | 1120.6398 | 1114.3066 | 1107.3415 | 1100.1492 | 1092.3452 | 1084.354 | 1075.4928
F1_Residential_Manufactured Home Regular Income_New_Space Heating_Natural Gas_Furnace_E3 | F1 | Residential | Manufactured Home Regular Income | New | Space Heating | Natural Gas | Furnace | E3 | RVT - Cost of Equipment | 1135.7601 | 1136.7229 | 1140.0148 | 1142.3641 | 1138.5774 | 1137.6758 | 1139.1226 | 1139.6215 | 1140.635 | 1141.0093 | 1140.8235 | 1139.955 | 1138.8966 | 1137.4764 | 1135.2945 | 1132.6165 | 1129.3754 | 1125.7975 | 1121.9574 | 1118.2279 | 1114.0873 | 1109.8287 | 1105.106 | 1100.3591 | 1095.064 | 1089.4414 | 1083.5036 | 1077.3802 | 1070.646 | 1063.692 | 1056.1466 | 1048.4202 | 1039.8527
F1_Residential_Manufactured Home Regular Income_New_Space Heating_Natural Gas_Furnace_E4 | F1 | Residential | Manufactured Home Regular Income | New | Space Heating | Natural Gas | Furnace | E4 | RVT - Cost of Equipment | 926.2578 | 927.022 | 930.2312 | 932.3744 | 927.9587 | 926.5097 | 927.8238 | 928.4436 | 929.9677 | 931.1879 | 932.2564 | 933.045 | 934.1469 | 935.388 | 936.4092 | 936.7992 | 936.4736 | 935.6489 | 933.9177 | 931.5916 | 928.0748 | 923.5643 | 918.5625 | 913.5349 | 907.9267 | 901.9718 | 895.6828 | 889.1974 | 882.065 | 874.7 | 866.7084 | 858.5252 | 849.4551
F1_Residential_Manufactured Home Regular Income_New_Space Heating_Natural Gas_Furnace_E5 | F1 | Residential | Manufactured Home Regular Income | New | Space Heating | Natural Gas | Furnace | E5 | RVT - Cost of Equipment | 740.7315 | 741.325 | 743.6196 | 745.1944 | 742.2195 | 741.3477 | 742.4303 | 743.0431 | 744.2926 | 745.338 | 746.2905 | 746.7155 | 746.9656 | 746.9189 | 746.2771 | 745.225 | 743.7065 | 741.8871 | 739.4906 | 736.7349 | 733.6754 | 730.5287 | 727.0391 | 723.5316 | 719.6191 | 715.4646 | 711.0771 | 706.5525 | 701.5766 | 696.4383 | 690.863 | 685.154 | 678.8262
F1_Residential_Manufactured Home Regular Income_New_Space Heating_Natural Gas_Furnace_E6 | F1 | Residential | Manufactured Home Regular Income | New | Space Heating | Natural Gas | Furnace | E6 | RVT - Cost of Equipment | 623.7739 | 624.2737 | 626.206 | 627.5322 | 625.027 | 624.2928 | 625.2044 | 625.7205 | 626.7728 | 627.653 | 628.4552 | 628.813 | 629.0237 | 628.9844 | 628.4439 | 627.5579 | 626.2792 | 624.747 | 622.7289 | 620.4083 | 617.8319 | 615.182 | 612.2435 | 609.2898 | 605.995 | 602.4965 | 598.8017 | 594.9916 | 590.8013 | 586.4744 | 581.7794 | 576.9718 | 571.6431
F1_Residential_Manufactured Home Regular Income_New_Space Heating_Natural Gas_Furnace_E7 | F1 | Residential | Manufactured Home Regular Income | New | Space Heating | Natural Gas | Furnace | E7 | RVT - Cost of Equipment | 0 | 0 | 0 | 0 | 0 | 0 | 0 | 0 | 0 | 0 | 0 | 0 | 0 | 0 | 0 | 0 | 0 | 0 | 0 | 0 | 0 | 0 | 0 | 0 | 0 | 0 | 0 | 0 | 0 | 0 | 0 | 0 | 0
F1_Residential_Manufactured Home Regular Income_New_Space Heating_Natural Gas_Furnace_E8 | F1 | Residential | Manufactured Home Regular Income | New | Space Heating | Natural Gas | Furnace | E8 | RVT - Cost of Equipment | 0 | 0 | 0 | 0 | 0 | 0 | 0 | 0 | 0 | 0 | 0 | 0 | 0 | 0 | 0 | 0 | 0 | 0 | 0 | 0 | 0 | 0 | 0 | 0 | 0 | 0 | 0 | 0 | 0 | 0 | 0 | 0 | 0
F1_Residential_Manufactured Home Regular Income_New_Space Heating_Natural Gas_Furnace_E9 | F1 | Residential | Manufactured Home Regular Income | New | Space Heating | Natural Gas | Furnace | E9 | RVT - Cost of Equipment | 0 | 0 | 0 | 0 | 0 | 0 | 0 | 0 | 0 | 0 | 0 | 0 | 0 | 0 | 0 | 0 | 0 | 0 | 0 | 0 | 0 | 0 | 0 | 0 | 0 | 0 | 0 | 0 | 0 | 0 | 0 | 0 | 0
F1_Residential_Manufactured Home Regular Income_New_Space Heating_Natural Gas_Furnace_E10 | F1 | Residential | Manufactured Home Regular Income | New | Space Heating | Natural Gas | Furnace | E10 | RVT - Cost of Equipment | 0 | 0 | 0 | 0 | 0 | 0 | 0 | 0 | 0 | 0 | 0 | 0 | 0 | 0 | 0 | 0 | 0 | 0 | 0 | 0 | 0 | 0 | 0 | 0 | 0 | 0 | 0 | 0 | 0 | 0 | 0 | 0 | 0
F2_Residential_Manufactured Home Regular Income_New_Space Heating_Natural Gas_Furnace_E1 | F2 | Residential | Manufactured Home Regular Income | New | Space Heating | Natural Gas | Furnace | E1 | RVT - Cost of Operation | 1385.405 | 1386.5794 | 1390.5948 | 1393.4605 | 1388.8416 | 1387.7417 | 1389.5066 | 1390.1151 | 1391.3514 | 1391.808 | 1391.5813 | 1390.5219 | 1389.2309 | 1387.4986 | 1384.837 | 1381.5704 | 1377.6169 | 1373.2525 | 1368.5683 | 1364.0191 | 1358.9684 | 1353.7737 | 1348.013 | 1342.2227 | 1335.7636 | 1328.9053 | 1321.6622 | 1314.1929 | 1305.9784 | 1297.496 | 1288.2921 | 1278.8674 | 1265.5557
F2_Residential_Manufactured Home Regular Income_New_Space Heating_Natural Gas_Furnace_E2 | F2 | Residential | Manufactured Home Regular Income | New | Space Heating | Natural Gas | Furnace | E2 | RVT - Cost of Operation | 1172.7933 | 1173.7875 | 1177.1867 | 1179.6126 | 1175.7025 | 1174.7715 | 1176.2654 | 1176.7806 | 1177.8272 | 1178.2137 | 1178.0218 | 1177.125 | 1176.0321 | 1174.5656 | 1172.3125 | 1169.5472 | 1166.2004 | 1162.5058 | 1158.5405 | 1154.6894 | 1150.4138 | 1146.0163 | 1141.1397 | 1136.238 | 1130.7702 | 1124.9644 | 1118.8329 | 1112.5099 | 1105.556 | 1098.3754 | 1090.5839 | 1082.6056 | 1071.3367
F2_Residential_Manufactured Home Regular Income_New_Space Heating_Natural Gas_Furnace_E3 | F2 | Residential | Manufactured Home Regular Income | New | Space Heating | Natural Gas | Furnace | E3 | RVT - Cost of Operation | 1133.9288 | 1134.8901 | 1138.1766 | 1140.5221 | 1136.7416 | 1135.8414 | 1137.2859 | 1137.784 | 1138.7958 | 1139.1696 | 1138.984 | 1138.117 | 1137.0602 | 1135.6424 | 1133.4639 | 1130.7903 | 1127.5544 | 1123.9823 | 1120.1484 | 1116.4249 | 1112.291 | 1108.0392 | 1103.3241 | 1098.5849 | 1093.2983 | 1087.6848 | 1081.7565 | 1075.6431 | 1068.9196 | 1061.977 | 1054.4437 | 1046.7298 | 1035.8344
F2_Residential_Manufactured Home Regular Income_New_Space Heating_Natural Gas_Furnace_E4 | F2 | Residential | Manufactured Home Regular Income | New | Space Heating | Natural Gas | Furnace | E4 | RVT - Cost of Operation | 924.7643 | 925.5272 | 928.7313 | 930.871 | 926.4625 | 925.0158 | 926.3278 | 926.9466 | 928.4682 | 929.6864 | 930.7532 | 931.5405 | 932.6407 | 933.8798 | 934.8993 | 935.2887 | 934.9636 | 934.1402 | 932.4119 | 930.0895 | 926.5784 | 922.0752 | 917.0814 | 912.062 | 906.4628 | 900.5174 | 894.2386 | 887.7637 | 880.6428 | 873.2896 | 865.3109 | 857.1409 | 848.0855
F2_Residential_Manufactured Home Regular Income_New_Space Heating_Natural Gas_Furnace_E5 | F2 | Residential | Manufactured Home Regular Income | New | Space Heating | Natural Gas | Furnace | E5 | RVT - Cost of Operation | 739.5372 | 740.1297 | 742.4206 | 743.9929 | 741.0228 | 740.1523 | 741.2332 | 741.845 | 743.0926 | 744.1362 | 745.0872 | 745.5115 | 745.7612 | 745.7146 | 745.0738 | 744.0234 | 742.5074 | 740.6909 | 738.2983 | 735.547 | 732.4924 | 729.3508 | 725.8668 | 722.365 | 718.4587 | 714.311 | 709.9305 | 705.4133 | 700.4454 | 695.3154 | 689.7491 | 684.0492 | 677.7317
F2_Residential_Manufactured Home Regular Income_New_Space Heating_Natural Gas_Furnace_E6 | F2 | Residential | Manufactured Home Regular Income | New | Space Heating | Natural Gas | Furnace | E6 | RVT - Cost of Operation | 622.7682 | 623.2671 | 625.1963 | 626.5203 | 624.0192 | 623.2862 | 624.1964 | 624.7116 | 625.7622 | 626.641 | 627.4418 | 627.7991 | 628.0095 | 627.9702 | 627.4306 | 626.546 | 625.2694 | 623.7397 | 621.7248 | 619.408 | 616.8357 | 614.1901 | 611.2563 | 608.3074 | 605.0179 | 601.525 | 597.8362 | 594.0322 | 589.8487 | 585.5288 | 580.8413 | 576.0415 | 570.7214
F2_Residential_Manufactured Home Regular Income_New_Space Heating_Natural Gas_Furnace_E7 | F2 | Residential | Manufactured Home Regular Income | New | Space Heating | Natural Gas | Furnace | E7 | RVT - Cost of Operation | 0 | 0 | 0 | 0 | 0 | 0 | 0 | 0 | 0 | 0 | 0 | 0 | 0 | 0 | 0 | 0 | 0 | 0 | 0 | 0 | 0 | 0 | 0 | 0 | 0 | 0 | 0 | 0 | 0 | 0 | 0 | 0 | 0
F2_Residential_Manufactured Home Regular Income_New_Space Heating_Natural Gas_Furnace_E8 | F2 | Residential | Manufactured Home Regular Income | New | Space Heating | Natural Gas | Furnace | E8 | RVT - Cost of Operation | 0 | 0 | 0 | 0 | 0 | 0 | 0 | 0 | 0 | 0 | 0 | 0 | 0 | 0 | 0 | 0 | 0 | 0 | 0 | 0 | 0 | 0 | 0 | 0 | 0 | 0 | 0 | 0 | 0 | 0 | 0 | 0 | 0
F2_Residential_Manufactured Home Regular Income_New_Space Heating_Natural Gas_Furnace_E9 | F2 | Residential | Manufactured Home Regular Income | New | Space Heating | Natural Gas | Furnace | E9 | RVT - Cost of Operation | 0 | 0 | 0 | 0 | 0 | 0 | 0 | 0 | 0 | 0 | 0 | 0 | 0 | 0 | 0 | 0 | 0 | 0 | 0 | 0 | 0 | 0 | 0 | 0 | 0 | 0 | 0 | 0 | 0 | 0 | 0 | 0 | 0
F2_Residential_Manufactured Home Regular Income_New_Space Heating_Natural Gas_Furnace_E10 | F2 | Residential | Manufactured Home Regular Income | New | Space Heating | Natural Gas | Furnace | E10 | RVT - Cost of Operation | 0 | 0 | 0 | 0 | 0 | 0 | 0 | 0 | 0 | 0 | 0 | 0 | 0 | 0 | 0 | 0 | 0 | 0 | 0 | 0 | 0 | 0 | 0 | 0 | 0 | 0 | 0 | 0 | 0 | 0 | 0 | 0 | 0
F3_Residential_Manufactured Home Regular Income_New_Space Heating_Natural Gas_Furnace_E1 | F3 | Residential | Manufactured Home Regular Income | New | Space Heating | Natural Gas | Furnace | E1 | System - kBTUs of Consumption | 279.9505 | 279.9505 | 279.9505 | 279.9505 | 279.9505 | 279.9505 | 279.9505 | 279.9505 | 279.9505 | 279.9505 | 279.9505 | 279.9505 | 279.9505 | 279.9505 | 279.9505 | 279.9505 | 279.9505 | 279.9505 | 279.9505 | 279.9505 | 279.9505 | 279.9505 | 279.9505 | 279.9505 | 279.9505 | 279.9505 | 279.9505 | 279.9505 | 279.9505 | 279.9505 | 279.9505 | 279.9505 | 279.9505
F3_Residential_Manufactured Home Regular Income_New_Space Heating_Natural Gas_Furnace_E2 | F3 | Residential | Manufactured Home Regular Income | New | Space Heating | Natural Gas | Furnace | E2 | System - kBTUs of Consumption | 338.3398 | 338.3398 | 338.3398 | 338.3398 | 338.3398 | 338.3398 | 338.3398 | 338.3398 | 338.3398 | 338.3398 | 338.3398 | 338.3398 | 338.3398 | 338.3398 | 338.3398 | 338.3398 | 338.3398 | 338.3398 | 338.3398 | 338.3398 | 338.3398 | 338.3398 | 338.3398 | 338.3398 | 338.3398 | 338.3398 | 338.3398 | 338.3398 | 338.3398 | 338.3398 | 338.3398 | 338.3398 | 338.3398
F3_Residential_Manufactured Home Regular Income_New_Space Heating_Natural Gas_Furnace_E3 | F3 | Residential | Manufactured Home Regular Income | New | Space Heating | Natural Gas | Furnace | E3 | System - kBTUs of Consumption | 353.523 | 353.523 | 353.523 | 353.523 | 353.523 | 353.523 | 353.523 | 353.523 | 353.523 | 353.523 | 353.523 | 353.523 | 353.523 | 353.523 | 353.523 | 353.523 | 353.523 | 353.523 | 353.523 | 353.523 | 353.523 | 353.523 | 353.523 | 353.523 | 353.523 | 353.523 | 353.523 | 353.523 | 353.523 | 353.523 | 353.523 | 353.523 | 353.523
F3_Residential_Manufactured Home Regular Income_New_Space Heating_Natural Gas_Furnace_E4 | F3 | Residential | Manufactured Home Regular Income | New | Space Heating | Natural Gas | Furnace | E4 | System - kBTUs of Consumption | 1317.6459 | 1317.6459 | 1317.6459 | 1317.6459 | 1317.6459 | 1317.6459 | 1317.6459 | 1317.6459 | 1317.6459 | 1317.6459 | 1317.6459 | 1317.6459 | 1317.6459 | 1317.6459 | 1317.6459 | 1317.6459 | 1317.6459 | 1317.6459 | 1317.6459 | 1317.6459 | 1317.6459 | 1317.6459 | 1317.6459 | 1317.6459 | 1317.6459 | 1317.6459 | 1317.6459 | 1317.6459 | 1317.6459 | 1317.6459 | 1317.6459 | 1317.6459 | 1317.6459
F3_Residential_Manufactured Home Regular Income_New_Space Heating_Natural Gas_Furnace_E5 | F3 | Residential | Manufactured Home Regular Income | New | Space Heating | Natural Gas | Furnace | E5 | System - kBTUs of Consumption | 628.795 | 628.795 | 628.795 | 628.795 | 628.795 | 628.795 | 628.795 | 628.795 | 628.795 | 628.795 | 628.795 | 628.795 | 628.795 | 628.795 | 628.795 | 628.795 | 628.795 | 628.795 | 628.795 | 628.795 | 628.795 | 628.795 | 628.795 | 628.795 | 628.795 | 628.795 | 628.795 | 628.795 | 628.795 | 628.795 | 628.795 | 628.795 | 628.795
F3_Residential_Manufactured Home Regular Income_New_Space Heating_Natural Gas_Furnace_E6 | F3 | Residential | Manufactured Home Regular Income | New | Space Heating | Natural Gas | Furnace | E6 | System - kBTUs of Consumption | 666.0585 | 666.0585 | 666.0585 | 666.0585 | 666.0585 | 666.0585 | 666.0585 | 666.0585 | 666.0585 | 666.0585 | 666.0585 | 666.0585 | 666.0585 | 666.0585 | 666.0585 | 666.0585 | 666.0585 | 666.0585 | 666.0585 | 666.0585 | 666.0585 | 666.0585 | 666.0585 | 666.0585 | 666.0585 | 666.0585 | 666.0585 | 666.0585 | 666.0585 | 666.0585 | 666.0585 | 666.0585 | 666.0585
F3_Residential_Manufactured Home Regular Income_New_Space Heating_Natural Gas_Furnace_E7 | F3 | Residential | Manufactured Home Regular Income | New | Space Heating | Natural Gas | Furnace | E7 | System - kBTUs of Consumption | 0 | 0 | 0 | 0 | 0 | 0 | 0 | 0 | 0 | 0 | 0 | 0 | 0 | 0 | 0 | 0 | 0 | 0 | 0 | 0 | 0 | 0 | 0 | 0 | 0 | 0 | 0 | 0 | 0 | 0 | 0 | 0 | 0
F3_Residential_Manufactured Home Regular Income_New_Space Heating_Natural Gas_Furnace_E8 | F3 | Residential | Manufactured Home Regular Income | New | Space Heating | Natural Gas | Furnace | E8 | System - kBTUs of Consumption | 0 | 0 | 0 | 0 | 0 | 0 | 0 | 0 | 0 | 0 | 0 | 0 | 0 | 0 | 0 | 0 | 0 | 0 | 0 | 0 | 0 | 0 | 0 | 0 | 0 | 0 | 0 | 0 | 0 | 0 | 0 | 0 | 0
F3_Residential_Manufactured Home Regular Income_New_Space Heating_Natural Gas_Furnace_E9 | F3 | Residential | Manufactured Home Regular Income | New | Space Heating | Natural Gas | Furnace | E9 | System - kBTUs of Consumption | 0 | 0 | 0 | 0 | 0 | 0 | 0 | 0 | 0 | 0 | 0 | 0 | 0 | 0 | 0 | 0 | 0 | 0 | 0 | 0 | 0 | 0 | 0 | 0 | 0 | 0 | 0 | 0 | 0 | 0 | 0 | 0 | 0
F3_Residential_Manufactured Home Regular Income_New_Space Heating_Natural Gas_Furnace_E10 | F3 | Residential | Manufactured Home Regular Income | New | Space Heating | Natural Gas | Furnace | E10 | System - kBTUs of Consumption | 0 | 0 | 0 | 0 | 0 | 0 | 0 | 0 | 0 | 0 | 0 | 0 | 0 | 0 | 0 | 0 | 0 | 0 | 0 | 0 | 0 | 0 | 0 | 0 | 0 | 0 | 0 | 0 | 0 | 0 | 0 | 0 | 0
F4_Residential_Manufactured Home Regular Income_New_Space Heating_Natural Gas_Furnace_E1 | F4 | Residential | Manufactured Home Regular Income | New | Space Heating | Natural Gas | Furnace | E1 | Utility - Cost of Equipment | 1385.405 | 1386.5794 | 1390.5948 | 1393.4605 | 1388.8416 | 1387.7417 | 1389.5066 | 1390.1151 | 1391.3514 | 1391.808 | 1391.5813 | 1390.5219 | 1389.2309 | 1387.4986 | 1384.837 | 1381.5704 | 1377.6169 | 1373.2525 | 1368.5683 | 1364.0191 | 1358.9684 | 1353.7737 | 1348.013 | 1342.2227 | 1335.7636 | 1328.9053 | 1321.6622 | 1314.1929 | 1305.9784 | 1297.496 | 1288.2921 | 1278.8674 | 1265.5557
F4_Residential_Manufactured Home Regular Income_New_Space Heating_Natural Gas_Furnace_E2 | F4 | Residential | Manufactured Home Regular Income | New | Space Heating | Natural Gas | Furnace | E2 | Utility - Cost of Equipment | 1172.7933 | 1173.7875 | 1177.1867 | 1179.6126 | 1175.7025 | 1174.7715 | 1176.2654 | 1176.7806 | 1177.8272 | 1178.2137 | 1178.0218 | 1177.125 | 1176.0321 | 1174.5656 | 1172.3125 | 1169.5472 | 1166.2004 | 1162.5058 | 1158.5405 | 1154.6894 | 1150.4138 | 1146.0163 | 1141.1397 | 1136.238 | 1130.7702 | 1124.9644 | 1118.8329 | 1112.5099 | 1105.556 | 1098.3754 | 1090.5839 | 1082.6056 | 1071.3367
F4_Residential_Manufactured Home Regular Income_New_Space Heating_Natural Gas_Furnace_E3 | F4 | Residential | Manufactured Home Regular Income | New | Space Heating | Natural Gas | Furnace | E3 | Utility - Cost of Equipment | 1133.9288 | 1134.8901 | 1138.1766 | 1140.5221 | 1136.7416 | 1135.8414 | 1137.2859 | 1137.784 | 1138.7958 | 1139.1696 | 1138.984 | 1138.117 | 1137.0602 | 1135.6424 | 1133.4639 | 1130.7903 | 1127.5544 | 1123.9823 | 1120.1484 | 1116.4249 | 1112.291 | 1108.0392 | 1103.3241 | 1098.5849 | 1093.2983 | 1087.6848 | 1081.7565 | 1075.6431 | 1068.9196 | 1061.977 | 1054.4437 | 1046.7298 | 1035.8344
F4_Residential_Manufactured Home Regular Income_New_Space Heating_Natural Gas_Furnace_E4 | F4 | Residential | Manufactured Home Regular Income | New | Space Heating | Natural Gas | Furnace | E4 | Utility - Cost of Equipment | 924.7643 | 925.5272 | 928.7313 | 930.871 | 926.4625 | 925.0158 | 926.3278 | 926.9466 | 928.4682 | 929.6864 | 930.7532 | 931.5405 | 932.6407 | 933.8798 | 934.8993 | 935.2887 | 934.9636 | 934.1402 | 932.4119 | 930.0895 | 926.5784 | 922.0752 | 917.0814 | 912.062 | 906.4628 | 900.5174 | 894.2386 | 887.7637 | 880.6428 | 873.2896 | 865.3109 | 857.1409 | 848.0855
F4_Residential_Manufactured Home Regular Income_New_Space Heating_Natural Gas_Furnace_E5 | F4 | Residential | Manufactured Home Regular Income | New | Space Heating | Natural Gas | Furnace | E5 | Utility - Cost of Equipment | 739.5372 | 740.1297 | 742.4206 | 743.9929 | 741.0228 | 740.1523 | 741.2332 | 741.845 | 743.0926 | 744.1362 | 745.0872 | 745.5115 | 745.7612 | 745.7146 | 745.0738 | 744.0234 | 742.5074 | 740.6909 | 738.2983 | 735.547 | 732.4924 | 729.3508 | 725.8668 | 722.365 | 718.4587 | 714.311 | 709.9305 | 705.4133 | 700.4454 | 695.3154 | 689.7491 | 684.0492 | 677.7317
F4_Residential_Manufactured Home Regular Income_New_Space Heating_Natural Gas_Furnace_E6 | F4 | Residential | Manufactured Home Regular Income | New | Space Heating | Natural Gas | Furnace | E6 | Utility - Cost of Equipment | 622.7682 | 623.2671 | 625.1963 | 626.5203 | 624.0192 | 623.2862 | 624.1964 | 624.7116 | 625.7622 | 626.641 | 627.4418 | 627.7991 | 628.0095 | 627.9702 | 627.4306 | 626.546 | 625.2694 | 623.7397 | 621.7248 | 619.408 | 616.8357 | 614.1901 | 611.2563 | 608.3074 | 605.0179 | 601.525 | 597.8362 | 594.0322 | 589.8487 | 585.5288 | 580.8413 | 576.0415 | 570.7214
F4_Residential_Manufactured Home Regular Income_New_Space Heating_Natural Gas_Furnace_E7 | F4 | Residential | Manufactured Home Regular Income | New | Space Heating | Natural Gas | Furnace | E7 | Utility - Cost of Equipment | 0 | 0 | 0 | 0 | 0 | 0 | 0 | 0 | 0 | 0 | 0 | 0 | 0 | 0 | 0 | 0 | 0 | 0 | 0 | 0 | 0 | 0 | 0 | 0 | 0 | 0 | 0 | 0 | 0 | 0 | 0 | 0 | 0
F4_Residential_Manufactured Home Regular Income_New_Space Heating_Natural Gas_Furnace_E8 | F4 | Residential | Manufactured Home Regular Income | New | Space Heating | Natural Gas | Furnace | E8 | Utility - Cost of Equipment | 0 | 0 | 0 | 0 | 0 | 0 | 0 | 0 | 0 | 0 | 0 | 0 | 0 | 0 | 0 | 0 | 0 | 0 | 0 | 0 | 0 | 0 | 0 | 0 | 0 | 0 | 0 | 0 | 0 | 0 | 0 | 0 | 0
F4_Residential_Manufactured Home Regular Income_New_Space Heating_Natural Gas_Furnace_E9 | F4 | Residential | Manufactured Home Regular Income | New | Space Heating | Natural Gas | Furnace | E9 | Utility - Cost of Equipment | 0 | 0 | 0 | 0 | 0 | 0 | 0 | 0 | 0 | 0 | 0 | 0 | 0 | 0 | 0 | 0 | 0 | 0 | 0 | 0 | 0 | 0 | 0 | 0 | 0 | 0 | 0 | 0 | 0 | 0 | 0 | 0 | 0
F4_Residential_Manufactured Home Regular Income_New_Space Heating_Natural Gas_Furnace_E10 | F4 | Residential | Manufactured Home Regular Income | New | Space Heating | Natural Gas | Furnace | E10 | Utility - Cost of Equipment | 0 | 0 | 0 | 0 | 0 | 0 | 0 | 0 | 0 | 0 | 0 | 0 | 0 | 0 | 0 | 0 | 0 | 0 | 0 | 0 | 0 | 0 | 0 | 0 | 0 | 0 | 0 | 0 | 0 | 0 | 0 | 0 | 0
F5_Residential_Manufactured Home Regular Income_New_Space Heating_Natural Gas_Furnace_E1 | F5 | Residential | Manufactured Home Regular Income | New | Space Heating | Natural Gas | Furnace | E1 | Utility - Cost of Operation | 279.9505 | 279.9505 | 279.9505 | 279.9505 | 279.9505 | 279.9505 | 279.9505 | 279.9505 | 279.9505 | 279.9505 | 279.9505 | 279.9505 | 279.9505 | 279.9505 | 279.9505 | 279.9505 | 279.9505 | 279.9505 | 279.9505 | 279.9505 | 279.9505 | 279.9505 | 279.9505 | 279.9505 | 279.9505 | 279.9505 | 279.9505 | 279.9505 | 279.9505 | 279.9505 | 279.9505 | 279.9505 | 279.9505
F5_Residential_Manufactured Home Regular Income_New_Space Heating_Natural Gas_Furnace_E2 | F5 | Residential | Manufactured Home Regular Income | New | Space Heating | Natural Gas | Furnace | E2 | Utility - Cost of Operation | 338.3398 | 338.3398 | 338.3398 | 338.3398 | 338.3398 | 338.3398 | 338.3398 | 338.3398 | 338.3398 | 338.3398 | 338.3398 | 338.3398 | 338.3398 | 338.3398 | 338.3398 | 338.3398 | 338.3398 | 338.3398 | 338.3398 | 338.3398 | 338.3398 | 338.3398 | 338.3398 | 338.3398 | 338.3398 | 338.3398 | 338.3398 | 338.3398 | 338.3398 | 338.3398 | 338.3398 | 338.3398 | 338.3398
F5_Residential_Manufactured Home Regular Income_New_Space Heating_Natural Gas_Furnace_E3 | F5 | Residential | Manufactured Home Regular Income | New | Space Heating | Natural Gas | Furnace | E3 | Utility - Cost of Operation | 353.523 | 353.523 | 353.523 | 353.523 | 353.523 | 353.523 | 353.523 | 353.523 | 353.523 | 353.523 | 353.523 | 353.523 | 353.523 | 353.523 | 353.523 | 353.523 | 353.523 | 353.523 | 353.523 | 353.523 | 353.523 | 353.523 | 353.523 | 353.523 | 353.523 | 353.523 | 353.523 | 353.523 | 353.523 | 353.523 | 353.523 | 353.523 | 353.523
F5_Residential_Manufactured Home Regular Income_New_Space Heating_Natural Gas_Furnace_E4 | F5 | Residential | Manufactured Home Regular Income | New | Space Heating | Natural Gas | Furnace | E4 | Utility - Cost of Operation | 1317.6459 | 1317.6459 | 1317.6459 | 1317.6459 | 1317.6459 | 1317.6459 | 1317.6459 | 1317.6459 | 1317.6459 | 1317.6459 | 1317.6459 | 1317.6459 | 1317.6459 | 1317.6459 | 1317.6459 | 1317.6459 | 1317.6459 | 1317.6459 | 1317.6459 | 1317.6459 | 1317.6459 | 1317.6459 | 1317.6459 | 1317.6459 | 1317.6459 | 1317.6459 | 1317.6459 | 1317.6459 | 1317.6459 | 1317.6459 | 1317.6459 | 1317.6459 | 1317.6459
F5_Residential_Manufactured Home Regular Income_New_Space Heating_Natural Gas_Furnace_E5 | F5 | Residential | Manufactured Home Regular Income | New | Space Heating | Natural Gas | Furnace | E5 | Utility - Cost of Operation | 628.795 | 628.795 | 628.795 | 628.795 | 628.795 | 628.795 | 628.795 | 628.795 | 628.795 | 628.795 | 628.795 | 628.795 | 628.795 | 628.795 | 628.795 | 628.795 | 628.795 | 628.795 | 628.795 | 628.795 | 628.795 | 628.795 | 628.795 | 628.795 | 628.795 | 628.795 | 628.795 | 628.795 | 628.795 | 628.795 | 628.795 | 628.795 | 628.795
F5_Residential_Manufactured Home Regular Income_New_Space Heating_Natural Gas_Furnace_E6 | F5 | Residential | Manufactured Home Regular Income | New | Space Heating | Natural Gas | Furnace | E6 | Utility - Cost of Operation | 666.0585 | 666.0585 | 666.0585 | 666.0585 | 666.0585 | 666.0585 | 666.0585 | 666.0585 | 666.0585 | 666.0585 | 666.0585 | 666.0585 | 666.0585 | 666.0585 | 666.0585 | 666.0585 | 666.0585 | 666.0585 | 666.0585 | 666.0585 | 666.0585 | 666.0585 | 666.0585 | 666.0585 | 666.0585 | 666.0585 | 666.0585 | 666.0585 | 666.0585 | 666.0585 | 666.0585 | 666.0585 | 666.0585
F5_Residential_Manufactured Home Regular Income_New_Space Heating_Natural Gas_Furnace_E7 | F5 | Residential | Manufactured Home Regular Income | New | Space Heating | Natural Gas | Furnace | E7 | Utility - Cost of Operation | 0 | 0 | 0 | 0 | 0 | 0 | 0 | 0 | 0 | 0 | 0 | 0 | 0 | 0 | 0 | 0 | 0 | 0 | 0 | 0 | 0 | 0 | 0 | 0 | 0 | 0 | 0 | 0 | 0 | 0 | 0 | 0 | 0
F5_Residential_Manufactured Home Regular Income_New_Space Heating_Natural Gas_Furnace_E8 | F5 | Residential | Manufactured Home Regular Income | New | Space Heating | Natural Gas | Furnace | E8 | Utility - Cost of Operation | 0 | 0 | 0 | 0 | 0 | 0 | 0 | 0 | 0 | 0 | 0 | 0 | 0 | 0 | 0 | 0 | 0 | 0 | 0 | 0 | 0 | 0 | 0 | 0 | 0 | 0 | 0 | 0 | 0 | 0 | 0 | 0 | 0
F5_Residential_Manufactured Home Regular Income_New_Space Heating_Natural Gas_Furnace_E9 | F5 | Residential | Manufactured Home Regular Income | New | Space Heating | Natural Gas | Furnace | E9 | Utility - Cost of Operation | 0 | 0 | 0 | 0 | 0 | 0 | 0 | 0 | 0 | 0 | 0 | 0 | 0 | 0 | 0 | 0 | 0 | 0 | 0 | 0 | 0 | 0 | 0 | 0 | 0 | 0 | 0 | 0 | 0 | 0 | 0 | 0 | 0
F5_Residential_Manufactured Home Regular Income_New_Space Heating_Natural Gas_Furnace_E10 | F5 | Residential | Manufactured Home Regular Income | New | Space Heating | Natural Gas | Furnace | E10 | Utility - Cost of Operation | 0 | 0 | 0 | 0 | 0 | 0 | 0 | 0 | 0 | 0 | 0 | 0 | 0 | 0 | 0 | 0 | 0 | 0 | 0 | 0 | 0 | 0 | 0 | 0 | 0 | 0 | 0 | 0 | 0 | 0 | 0 | 0 | 0
F6_Residential_Manufactured Home Regular Income_New_Space Heating_Natural Gas_Furnace_E1 | F6 | Residential | Manufactured Home Regular Income | New | Space Heating | Natural Gas | Furnace | E1 | Utility - Value of Sales | 689.9062 | 688.7338 | 688.3264 | 687.2671 | 683.3724 | 679.4779 | 675.5985 | 671.7495 | 667.9459 | 664.2028 | 660.5352 | 656.9584 | 653.4873 | 650.137 | 646.9225 | 643.8591 | 640.9618 | 638.2456 | 635.7104 | 633.3565 | 631.1838 | 629.1923 | 627.3814 | 625.7519 | 624.3035 | 623.0362 | 621.9495 | 621.0442 | 620.3199 | 619.7766 | 619.4142 | 619.2331 | 619.2331
F6_Residential_Manufactured Home Regular Income_New_Space Heating_Natural Gas_Furnace_E2 | F6 | Residential | Manufactured Home Regular Income | New | Space Heating | Natural Gas | Furnace | E2 | Utility - Value of Sales | 584.0295 | 583.037 | 582.6922 | 581.7954 | 578.4985 | 575.2016 | 571.9175 | 568.6592 | 565.4394 | 562.2707 | 559.1659 | 556.138 | 553.1996 | 550.3635 | 547.6423 | 545.049 | 542.5964 | 540.297 | 538.1509 | 536.1582 | 534.319 | 532.6331 | 531.1001 | 529.7207 | 528.4946 | 527.4217 | 526.5018 | 525.7354 | 525.1223 | 524.6624 | 524.3556 | 524.2023 | 524.2023
F6_Residential_Manufactured Home Regular Income_New_Space Heating_Natural Gas_Furnace_E3 | F6 | Residential | Manufactured Home Regular Income | New | Space Heating | Natural Gas | Furnace | E3 | Utility - Value of Sales | 564.6757 | 563.7161 | 563.3827 | 562.5157 | 559.3279 | 556.1404 | 552.9651 | 549.8148 | 546.7016 | 543.638 | 540.6361 | 537.7085 | 534.8675 | 532.1253 | 529.4943 | 526.987 | 524.6156 | 522.3924 | 520.3174 | 518.3908 | 516.6125 | 514.9825 | 513.5003 | 512.1666 | 510.9811 | 509.9438 | 509.0544 | 508.3134 | 507.7206 | 507.2759 | 506.9793 | 506.8311 | 506.8311
F6_Residential_Manufactured Home Regular Income_New_Space Heating_Natural Gas_Furnace_E4 | F6 | Residential | Manufactured Home Regular Income | New | Space Heating | Natural Gas | Furnace | E4 | Utility - Value of Sales | 466.1371 | 466.1417 | 466.8772 | 466.9897 | 464.3928 | 461.796 | 459.1991 | 456.6025 | 454.0061 | 451.4097 | 448.8134 | 446.2173 | 443.6215 | 441.0257 | 438.4299 | 435.8591 | 433.3378 | 430.8907 | 428.5423 | 426.3178 | 424.2416 | 422.3386 | 420.6083 | 419.0512 | 417.6671 | 416.4561 | 415.4177 | 414.5527 | 413.8605 | 413.3414 | 412.9951 | 412.8221 | 412.8221
F6_Residential_Manufactured Home Regular Income_New_Space Heating_Natural Gas_Furnace_E5 | F6 | Residential | Manufactured Home Regular Income | New | Space Heating | Natural Gas | Furnace | E5 | Utility - Value of Sales | 370.8381 | 370.495 | 370.6392 | 370.3681 | 368.2908 | 366.2135 | 364.1362 | 362.0591 | 359.9822 | 357.9053 | 355.8284 | 353.7645 | 351.7263 | 349.7266 | 347.7782 | 345.894 | 344.0868 | 342.3693 | 340.7543 | 339.2548 | 337.8707 | 336.602 | 335.4484 | 334.4104 | 333.4877 | 332.6804 | 331.9881 | 331.4114 | 330.95 | 330.6039 | 330.373 | 330.2577 | 330.2577
F6_Residential_Manufactured Home Regular Income_New_Space Heating_Natural Gas_Furnace_E6 | F6 | Residential | Manufactured Home Regular Income | New | Space Heating | Natural Gas | Furnace | E6 | Utility - Value of Sales | 312.2847 | 311.9958 | 312.1173 | 311.8889 | 310.1396 | 308.3903 | 306.641 | 304.8919 | 303.1429 | 301.3939 | 299.6449 | 297.9069 | 296.1906 | 294.5066 | 292.8659 | 291.2792 | 289.7573 | 288.311 | 286.951 | 285.6882 | 284.5227 | 283.4543 | 282.4829 | 281.6088 | 280.8317 | 280.1519 | 279.5689 | 279.0833 | 278.6947 | 278.4033 | 278.2089 | 278.1117 | 278.1117
F6_Residential_Manufactured Home Regular Income_New_Space Heating_Natural Gas_Furnace_E7 | F6 | Residential | Manufactured Home Regular Income | New | Space Heating | Natural Gas | Furnace | E7 | Utility - Value of Sales | 0 | 0 | 0 | 0 | 0 | 0 | 0 | 0 | 0 | 0 | 0 | 0 | 0 | 0 | 0 | 0 | 0 | 0 | 0 | 0 | 0 | 0 | 0 | 0 | 0 | 0 | 0 | 0 | 0 | 0 | 0 | 0 | 0
F6_Residential_Manufactured Home Regular Income_New_Space Heating_Natural Gas_Furnace_E8 | F6 | Residential | Manufactured Home Regular Income | New | Space Heating | Natural Gas | Furnace | E8 | Utility - Value of Sales | 0 | 0 | 0 | 0 | 0 | 0 | 0 | 0 | 0 | 0 | 0 | 0 | 0 | 0 | 0 | 0 | 0 | 0 | 0 | 0 | 0 | 0 | 0 | 0 | 0 | 0 | 0 | 0 | 0 | 0 | 0 | 0 | 0
F6_Residential_Manufactured Home Regular Income_New_Space Heating_Natural Gas_Furnace_E9 | F6 | Residential | Manufactured Home Regular Income | New | Space Heating | Natural Gas | Furnace | E9 | Utility - Value of Sales | 0 | 0 | 0 | 0 | 0 | 0 | 0 | 0 | 0 | 0 | 0 | 0 | 0 | 0 | 0 | 0 | 0 | 0 | 0 | 0 | 0 | 0 | 0 | 0 | 0 | 0 | 0 | 0 | 0 | 0 | 0 | 0 | 0
F6_Residential_Manufactured Home Regular Income_New_Space Heating_Natural Gas_Furnace_E10 | F6 | Residential | Manufactured Home Regular Income | New | Space Heating | Natural Gas | Furnace | E10 | Utility - Value of Sales | 0 | 0 | 0 | 0 | 0 | 0 | 0 | 0 | 0 | 0 | 0 | 0 | 0 | 0 | 0 | 0 | 0 | 0 | 0 | 0 | 0 | 0 | 0 | 0 | 0 | 0 | 0 | 0 | 0 | 0 | 0 | 0 | 0
F1_Residential_Manufactured Home Regular Income_New_Space Heating_Natural Gas_Boiler_E1 | F1 | Residential | Manufactured Home Regular Income | New | Space Heating | Natural Gas | Boiler | E1 | RVT - Cost of Equipment | 866.635 | 867.4402 | 0 | 0 | 0 | 0 | 0 | 0 | 0 | 0 | 0 | 0 | 0 | 0 | 0 | 0 | 0 | 0 | 0 | 0 | 0 | 0 | 0 | 0 | 0 | 0 | 0 | 0 | 0 | 0 | 0 | 0 | 0
F1_Residential_Manufactured Home Regular Income_New_Space Heating_Natural Gas_Boiler_E2 | F1 | Residential | Manufactured Home Regular Income | New | Space Heating | Natural Gas | Boiler | E2 | RVT - Cost of Equipment | 847.8891 | 848.6769 | 851.0555 | 852.6098 | 849.8273 | 848.7533 | 849.2072 | 848.9728 | 849.0283 | 848.5935 | 847.7235 | 846.3255 | 844.7293 | 842.8105 | 840.5828 | 838.2522 | 835.7875 | 833.378 | 830.7919 | 828.2803 | 825.4918 | 822.6239 | 819.4435 | 816.2467 | 812.6807 | 808.8943 | 804.8955 | 800.7717 | 796.2366 | 791.551 | 786.4644 | 781.253 | 775.4747
F1_Residential_Manufactured Home Regular Income_New_Space Heating_Natural Gas_Boiler_E3 | F1 | Residential | Manufactured Home Regular Income | New | Space Heating | Natural Gas | Boiler | E3 | RVT - Cost of Equipment | 836.3532 | 837.1303 | 839.4765 | 841.0097 | 838.265 | 837.2056 | 837.6533 | 837.4222 | 837.4769 | 837.048 | 836.1899 | 834.8109 | 833.2364 | 831.3437 | 829.1463 | 826.8474 | 824.4162 | 822.0395 | 819.4886 | 817.0112 | 814.2607 | 811.4317 | 808.2946 | 805.1413 | 801.6238 | 797.8889 | 793.9445 | 789.8769 | 785.4034 | 780.7816 | 775.7642 | 770.6237 | 764.924
F1_Residential_Manufactured Home Regular Income_New_Space Heating_Natural Gas_Boiler_E4 | F1 | Residential | Manufactured Home Regular Income | New | Space Heating | Natural Gas | Boiler | E4 | RVT - Cost of Equipment | 785.8836 | 786.6138 | 788.8184 | 790.2591 | 787.6801 | 786.6846 | 787.1053 | 786.8881 | 786.9395 | 786.5365 | 785.7301 | 784.4343 | 782.9549 | 781.1764 | 779.1116 | 776.9514 | 774.667 | 772.4337 | 770.0367 | 767.7088 | 765.1242 | 762.466 | 759.5182 | 756.5552 | 753.25 | 749.7404 | 746.0341 | 742.2119 | 738.0084 | 733.6655 | 728.9508 | 724.1206 | 718.7648
F1_Residential_Manufactured Home Regular Income_New_Space Heating_Natural Gas_Boiler_E5 | F1 | Residential | Manufactured Home Regular Income | New | Space Heating | Natural Gas | Boiler | E5 | RVT - Cost of Equipment | 731.0881 | 731.7673 | 733.8182 | 735.1584 | 732.7593 | 731.8332 | 732.2245 | 732.0225 | 732.0703 | 731.6954 | 730.9453 | 729.7398 | 728.3635 | 726.7091 | 724.7882 | 722.7787 | 720.6535 | 718.5759 | 716.3461 | 714.1805 | 711.7761 | 709.3033 | 706.5609 | 703.8046 | 700.7298 | 697.465 | 694.017 | 690.4613 | 686.5509 | 682.5108 | 678.1249 | 673.6314 | 668.6491
F1_Residential_Manufactured Home Regular Income_New_Space Heating_Natural Gas_Boiler_E6 | F1 | Residential | Manufactured Home Regular Income | New | Space Heating | Natural Gas | Boiler | E6 | RVT - Cost of Equipment | 581.4985 | 581.9782 | 583.993 | 585.3384 | 582.5663 | 581.6566 | 582.4816 | 582.8707 | 583.8275 | 584.5936 | 585.2644 | 585.7594 | 586.4512 | 587.2304 | 587.8715 | 588.1163 | 587.9119 | 587.3942 | 586.3073 | 584.847 | 582.6392 | 579.8076 | 576.6674 | 573.5112 | 569.9904 | 566.2519 | 562.3037 | 558.2323 | 553.7546 | 549.1308 | 544.1138 | 538.9764 | 533.2823
F1_Residential_Manufactured Home Regular Income_New_Space Heating_Natural Gas_Boiler_E7 | F1 | Residential | Manufactured Home Regular Income | New | Space Heating | Natural Gas | Boiler | E7 | RVT - Cost of Equipment | 465.0263 | 465.3989 | 466.8394 | 467.8281 | 465.9605 | 465.4132 | 466.0928 | 466.4775 | 467.262 | 467.9182 | 468.5162 | 468.783 | 468.9401 | 468.9108 | 468.5078 | 467.8473 | 466.894 | 465.7518 | 464.2473 | 462.5173 | 460.5965 | 458.6211 | 456.4303 | 454.2284 | 451.7721 | 449.1639 | 446.4095 | 443.569 | 440.4451 | 437.2194 | 433.7192 | 430.1351 | 426.1626
F1_Residential_Manufactured Home Regular Income_New_Space Heating_Natural Gas_Boiler_E8 | F1 | Residential | Manufactured Home Regular Income | New | Space Heating | Natural Gas | Boiler | E8 | RVT - Cost of Equipment | 391.6011 | 391.9149 | 393.1279 | 393.9605 | 392.3878 | 391.9269 | 392.4992 | 392.8232 | 393.4838 | 394.0364 | 394.54 | 394.7646 | 394.8969 | 394.8722 | 394.5329 | 393.9767 | 393.1739 | 392.212 | 390.9451 | 389.4882 | 387.8708 | 386.2072 | 384.3624 | 382.5081 | 380.4396 | 378.2433 | 375.9238 | 373.5318 | 370.9012 | 368.1847 | 365.2372 | 362.219 | 358.8738
F1_Residential_Manufactured Home Regular Income_New_Space Heating_Natural Gas_Boiler_E9 | F1 | Residential | Manufactured Home Regular Income | New | Space Heating | Natural Gas | Boiler | E9 | RVT - Cost of Equipment | 0 | 0 | 0 | 0 | 0 | 0 | 0 | 0 | 0 | 0 | 0 | 0 | 0 | 0 | 0 | 0 | 0 | 0 | 0 | 0 | 0 | 0 | 0 | 0 | 0 | 0 | 0 | 0 | 0 | 0 | 0 | 0 | 0
F1_Residential_Manufactured Home Regular Income_New_Space Heating_Natural Gas_Boiler_E10 | F1 | Residential | Manufactured Home Regular Income | New | Space Heating | Natural Gas | Boiler | E10 | RVT - Cost of Equipment | 0 | 0 | 0 | 0 | 0 | 0 | 0 | 0 | 0 | 0 | 0 | 0 | 0 | 0 | 0 | 0 | 0 | 0 | 0 | 0 | 0 | 0 | 0 | 0 | 0 | 0 | 0 | 0 | 0 | 0 | 0 | 0 | 0
F2_Residential_Manufactured Home Regular Income_New_Space Heating_Natural Gas_Boiler_E1 | F2 | Residential | Manufactured Home Regular Income | New | Space Heating | Natural Gas | Boiler | E1 | RVT - Cost of Operation | 865.2376 | 866.0415 | 0 | 0 | 0 | 0 | 0 | 0 | 0 | 0 | 0 | 0 | 0 | 0 | 0 | 0 | 0 | 0 | 0 | 0 | 0 | 0 | 0 | 0 | 0 | 0 | 0 | 0 | 0 | 0 | 0 | 0 | 0
F2_Residential_Manufactured Home Regular Income_New_Space Heating_Natural Gas_Boiler_E2 | F2 | Residential | Manufactured Home Regular Income | New | Space Heating | Natural Gas | Boiler | E2 | RVT - Cost of Operation | 846.522 | 847.3085 | 849.6832 | 851.235 | 848.4571 | 847.3847 | 847.8379 | 847.604 | 847.6594 | 847.2252 | 846.3567 | 844.9609 | 843.3673 | 841.4516 | 839.2274 | 836.9006 | 834.4399 | 832.0343 | 829.4523 | 826.9448 | 824.1608 | 821.2975 | 818.1222 | 814.9306 | 811.3704 | 807.59 | 803.5976 | 799.4806 | 794.9527 | 788.7181 | 780.4208 | 770.226 | 757.5756
F2_Residential_Manufactured Home Regular Income_New_Space Heating_Natural Gas_Boiler_E3 | F2 | Residential | Manufactured Home Regular Income | New | Space Heating | Natural Gas | Boiler | E3 | RVT - Cost of Operation | 835.0047 | 835.7805 | 838.1229 | 839.6536 | 836.9134 | 835.8557 | 836.3027 | 836.0719 | 836.1266 | 835.6983 | 834.8416 | 833.4648 | 831.8929 | 830.0032 | 827.8094 | 825.5142 | 823.087 | 820.7141 | 818.1673 | 815.6938 | 812.9478 | 810.1234 | 806.9913 | 803.8431 | 800.3313 | 796.6024 | 792.6643 | 788.6033 | 784.1371 | 777.9872 | 769.8028 | 759.7467 | 747.2685
F2_Residential_Manufactured Home Regular Income_New_Space Heating_Natural Gas_Boiler_E4 | F2 | Residential | Manufactured Home Regular Income | New | Space Heating | Natural Gas | Boiler | E4 | RVT - Cost of Operation | 784.6165 | 785.3455 | 787.5465 | 788.9849 | 786.41 | 785.4161 | 785.8362 | 785.6193 | 785.6707 | 785.2683 | 784.4632 | 783.1695 | 781.6925 | 779.9168 | 777.8554 | 775.6987 | 773.4179 | 771.1882 | 768.7951 | 766.4709 | 763.8906 | 761.2366 | 758.2935 | 755.3353 | 752.0355 | 748.5316 | 744.8312 | 741.0152 | 736.8184 | 731.0397 | 723.3492 | 713.8999 | 702.1747
F2_Residential_Manufactured Home Regular Income_New_Space Heating_Natural Gas_Boiler_E5 | F2 | Residential | Manufactured Home Regular Income | New | Space Heating | Natural Gas | Boiler | E5 | RVT - Cost of Operation | 729.9093 | 730.5874 | 732.635 | 733.9731 | 731.5778 | 730.6532 | 731.0439 | 730.8422 | 730.89 | 730.5156 | 729.7667 | 728.5632 | 727.1891 | 725.5373 | 723.6196 | 721.6133 | 719.4915 | 717.4173 | 715.191 | 713.0289 | 710.6285 | 708.1596 | 705.4217 | 702.6697 | 699.6 | 696.3404 | 692.898 | 689.348 | 685.4439 | 680.0681 | 672.9139 | 664.1234 | 653.2157
F2_Residential_Manufactured Home Regular Income_New_Space Heating_Natural Gas_Boiler_E6 | F2 | Residential | Manufactured Home Regular Income | New | Space Heating | Natural Gas | Boiler | E6 | RVT - Cost of Operation | 580.5609 | 581.0399 | 583.0514 | 584.3946 | 581.627 | 580.7188 | 581.5424 | 581.9309 | 582.8862 | 583.651 | 584.3207 | 584.815 | 585.5057 | 586.2835 | 586.9236 | 587.168 | 586.964 | 586.447 | 585.362 | 583.904 | 581.6997 | 578.8727 | 575.7376 | 572.5864 | 569.0713 | 565.3389 | 561.3971 | 557.3322 | 552.8617 | 548.2454 | 543.2365 | 538.1074 | 532.4224
F2_Residential_Manufactured Home Regular Income_New_Space Heating_Natural Gas_Boiler_E7 | F2 | Residential | Manufactured Home Regular Income | New | Space Heating | Natural Gas | Boiler | E7 | RVT - Cost of Operation | 464.2765 | 464.6485 | 466.0867 | 467.0738 | 465.2092 | 464.6627 | 465.3413 | 465.7254 | 466.5086 | 467.1638 | 467.7608 | 468.0272 | 468.184 | 468.1547 | 467.7524 | 467.0929 | 466.1412 | 465.0008 | 463.4987 | 461.7715 | 459.8539 | 457.8816 | 455.6944 | 453.496 | 451.0436 | 448.4397 | 445.6897 | 442.8538 | 439.7349 | 436.5144 | 433.0199 | 429.4416 | 425.4755
F2_Residential_Manufactured Home Regular Income_New_Space Heating_Natural Gas_Boiler_E8 | F2 | Residential | Manufactured Home Regular Income | New | Space Heating | Natural Gas | Boiler | E8 | RVT - Cost of Operation | 390.9697 | 391.283 | 392.4941 | 393.3253 | 391.7551 | 391.2949 | 391.8663 | 392.1898 | 392.8493 | 393.4011 | 393.9038 | 394.1281 | 394.2602 | 394.2355 | 393.8967 | 393.3414 | 392.54 | 391.5796 | 390.3147 | 388.8602 | 387.2454 | 385.5845 | 383.7426 | 381.8913 | 379.8262 | 377.6334 | 375.3176 | 372.9295 | 370.3031 | 367.5911 | 364.6483 | 361.635 | 358.2951
F2_Residential_Manufactured Home Regular Income_New_Space Heating_Natural Gas_Boiler_E9 | F2 | Residential | Manufactured Home Regular Income | New | Space Heating | Natural Gas | Boiler | E9 | RVT - Cost of Operation | 0 | 0 | 0 | 0 | 0 | 0 | 0 | 0 | 0 | 0 | 0 | 0 | 0 | 0 | 0 | 0 | 0 | 0 | 0 | 0 | 0 | 0 | 0 | 0 | 0 | 0 | 0 | 0 | 0 | 0 | 0 | 0 | 0
F2_Residential_Manufactured Home Regular Income_New_Space Heating_Natural Gas_Boiler_E10 | F2 | Residential | Manufactured Home Regular Income | New | Space Heating | Natural Gas | Boiler | E10 | RVT - Cost of Operation | 0 | 0 | 0 | 0 | 0 | 0 | 0 | 0 | 0 | 0 | 0 | 0 | 0 | 0 | 0 | 0 | 0 | 0 | 0 | 0 | 0 | 0 | 0 | 0 | 0 | 0 | 0 | 0 | 0 | 0 | 0 | 0 | 0
F3_Residential_Manufactured Home Regular Income_New_Space Heating_Natural Gas_Boiler_E1 | F3 | Residential | Manufactured Home Regular Income | New | Space Heating | Natural Gas | Boiler | E1 | System - kBTUs of Consumption | 171.371 | 171.371 | 0 | 0 | 0 | 0 | 0 | 0 | 0 | 0 | 0 | 0 | 0 | 0 | 0 | 0 | 0 | 0 | 0 | 0 | 0 | 0 | 0 | 0 | 0 | 0 | 0 | 0 | 0 | 0 | 0 | 0 | 0
F3_Residential_Manufactured Home Regular Income_New_Space Heating_Natural Gas_Boiler_E2 | F3 | Residential | Manufactured Home Regular Income | New | Space Heating | Natural Gas | Boiler | E2 | System - kBTUs of Consumption | 211.8434 | 211.8434 | 211.8434 | 211.8434 | 211.8434 | 211.8434 | 211.8434 | 211.8434 | 211.8434 | 211.8434 | 211.8434 | 211.8434 | 211.8434 | 211.8434 | 211.8434 | 211.8434 | 211.8434 | 211.8434 | 211.8434 | 211.8434 | 211.8434 | 211.8434 | 211.8434 | 211.8434 | 211.8434 | 211.8434 | 211.8434 | 211.8434 | 211.8434 | 211.8434 | 211.8434 | 211.8434 | 211.8434
F3_Residential_Manufactured Home Regular Income_New_Space Heating_Natural Gas_Boiler_E3 | F3 | Residential | Manufactured Home Regular Income | New | Space Heating | Natural Gas | Boiler | E3 | System - kBTUs of Consumption | 240.711 | 240.711 | 240.711 | 240.711 | 240.711 | 240.711 | 240.711 | 240.711 | 240.711 | 240.711 | 240.711 | 240.711 | 240.711 | 240.711 | 240.711 | 240.711 | 240.711 | 240.711 | 240.711 | 240.711 | 240.711 | 240.711 | 240.711 | 240.711 | 240.711 | 240.711 | 240.711 | 240.711 | 240.711 | 240.711 | 240.711 | 240.711 | 240.711
F3_Residential_Manufactured Home Regular Income_New_Space Heating_Natural Gas_Boiler_E4 | F3 | Residential | Manufactured Home Regular Income | New | Space Heating | Natural Gas | Boiler | E4 | System - kBTUs of Consumption | 251.814 | 251.814 | 251.814 | 251.814 | 251.814 | 251.814 | 251.814 | 251.814 | 251.814 | 251.814 | 251.814 | 251.814 | 251.814 | 251.814 | 251.814 | 251.814 | 251.814 | 251.814 | 251.814 | 251.814 | 251.814 | 251.814 | 251.814 | 251.814 | 251.814 | 251.814 | 251.814 | 251.814 | 251.814 | 251.814 | 251.814 | 251.814 | 251.814
F3_Residential_Manufactured Home Regular Income_New_Space Heating_Natural Gas_Boiler_E5 | F3 | Residential | Manufactured Home Regular Income | New | Space Heating | Natural Gas | Boiler | E5 | System - kBTUs of Consumption | 283.4357 | 283.4357 | 283.4357 | 283.4357 | 283.4357 | 283.4357 | 283.4357 | 283.4357 | 283.4357 | 283.4357 | 283.4357 | 283.4357 | 283.4357 | 283.4357 | 283.4357 | 283.4357 | 283.4357 | 283.4357 | 283.4357 | 283.4357 | 283.4357 | 283.4357 | 283.4357 | 283.4357 | 283.4357 | 283.4357 | 283.4357 | 283.4357 | 283.4357 | 283.4357 | 283.4357 | 283.4357 | 283.4357
F3_Residential_Manufactured Home Regular Income_New_Space Heating_Natural Gas_Boiler_E6 | F3 | Residential | Manufactured Home Regular Income | New | Space Heating | Natural Gas | Boiler | E6 | System - kBTUs of Consumption | 1317.6459 | 1317.6459 | 1317.6459 | 1317.6459 | 1317.6459 | 1317.6459 | 1317.6459 | 1317.6459 | 1317.6459 | 1317.6459 | 1317.6459 | 1317.6459 | 1317.6459 | 1317.6459 | 1317.6459 | 1317.6459 | 1317.6459 | 1317.6459 | 1317.6459 | 1317.6459 | 1317.6459 | 1317.6459 | 1317.6459 | 1317.6459 | 1317.6459 | 1317.6459 | 1317.6459 | 1317.6459 | 1317.6459 | 1317.6459 | 1317.6459 | 1317.6459 | 1317.6459
F3_Residential_Manufactured Home Regular Income_New_Space Heating_Natural Gas_Boiler_E7 | F3 | Residential | Manufactured Home Regular Income | New | Space Heating | Natural Gas | Boiler | E7 | System - kBTUs of Consumption | 628.795 | 628.795 | 628.795 | 628.795 | 628.795 | 628.795 | 628.795 | 628.795 | 628.795 | 628.795 | 628.795 | 628.795 | 628.795 | 628.795 | 628.795 | 628.795 | 628.795 | 628.795 | 628.795 | 628.795 | 628.795 | 628.795 | 628.795 | 628.795 | 628.795 | 628.795 | 628.795 | 628.795 | 628.795 | 628.795 | 628.795 | 628.795 | 628.795
F3_Residential_Manufactured Home Regular Income_New_Space Heating_Natural Gas_Boiler_E8 | F3 | Residential | Manufactured Home Regular Income | New | Space Heating | Natural Gas | Boiler | E8 | System - kBTUs of Consumption | 666.0585 | 666.0585 | 666.0585 | 666.0585 | 666.0585 | 666.0585 | 666.0585 | 666.0585 | 666.0585 | 666.0585 | 666.0585 | 666.0585 | 666.0585 | 666.0585 | 666.0585 | 666.0585 | 666.0585 | 666.0585 | 666.0585 | 666.0585 | 666.0585 | 666.0585 | 666.0585 | 666.0585 | 666.0585 | 666.0585 | 666.0585 | 666.0585 | 666.0585 | 666.0585 | 666.0585 | 666.0585 | 666.0585
F3_Residential_Manufactured Home Regular Income_New_Space Heating_Natural Gas_Boiler_E9 | F3 | Residential | Manufactured Home Regular Income | New | Space Heating | Natural Gas | Boiler | E9 | System - kBTUs of Consumption | 0 | 0 | 0 | 0 | 0 | 0 | 0 | 0 | 0 | 0 | 0 | 0 | 0 | 0 | 0 | 0 | 0 | 0 | 0 | 0 | 0 | 0 | 0 | 0 | 0 | 0 | 0 | 0 | 0 | 0 | 0 | 0 | 0
F3_Residential_Manufactured Home Regular Income_New_Space Heating_Natural Gas_Boiler_E10 | F3 | Residential | Manufactured Home Regular Income | New | Space Heating | Natural Gas | Boiler | E10 | System - kBTUs of Consumption | 0 | 0 | 0 | 0 | 0 | 0 | 0 | 0 | 0 | 0 | 0 | 0 | 0 | 0 | 0 | 0 | 0 | 0 | 0 | 0 | 0 | 0 | 0 | 0 | 0 | 0 | 0 | 0 | 0 | 0 | 0 | 0 | 0
F4_Residential_Manufactured Home Regular Income_New_Space Heating_Natural Gas_Boiler_E1 | F4 | Residential | Manufactured Home Regular Income | New | Space Heating | Natural Gas | Boiler | E1 | Utility - Cost of Equipment | 865.2376 | 866.0415 | 0 | 0 | 0 | 0 | 0 | 0 | 0 | 0 | 0 | 0 | 0 | 0 | 0 | 0 | 0 | 0 | 0 | 0 | 0 | 0 | 0 | 0 | 0 | 0 | 0 | 0 | 0 | 0 | 0 | 0 | 0
F4_Residential_Manufactured Home Regular Income_New_Space Heating_Natural Gas_Boiler_E2 | F4 | Residential | Manufactured Home Regular Income | New | Space Heating | Natural Gas | Boiler | E2 | Utility - Cost of Equipment | 846.522 | 847.3085 | 849.6832 | 851.235 | 848.4571 | 847.3847 | 847.8379 | 847.604 | 847.6594 | 847.2252 | 846.3567 | 844.9609 | 843.3673 | 841.4516 | 839.2274 | 836.9006 | 834.4399 | 832.0343 | 829.4523 | 826.9448 | 824.1608 | 821.2975 | 818.1222 | 814.9306 | 811.3704 | 807.59 | 803.5976 | 799.4806 | 794.9527 | 788.7181 | 780.4208 | 770.226 | 757.5756
F4_Residential_Manufactured Home Regular Income_New_Space Heating_Natural Gas_Boiler_E3 | F4 | Residential | Manufactured Home Regular Income | New | Space Heating | Natural Gas | Boiler | E3 | Utility - Cost of Equipment | 835.0047 | 835.7805 | 838.1229 | 839.6536 | 836.9134 | 835.8557 | 836.3027 | 836.0719 | 836.1266 | 835.6983 | 834.8416 | 833.4648 | 831.8929 | 830.0032 | 827.8094 | 825.5142 | 823.087 | 820.7141 | 818.1673 | 815.6938 | 812.9478 | 810.1234 | 806.9913 | 803.8431 | 800.3313 | 796.6024 | 792.6643 | 788.6033 | 784.1371 | 777.9872 | 769.8028 | 759.7467 | 747.2685
F4_Residential_Manufactured Home Regular Income_New_Space Heating_Natural Gas_Boiler_E4 | F4 | Residential | Manufactured Home Regular Income | New | Space Heating | Natural Gas | Boiler | E4 | Utility - Cost of Equipment | 784.6165 | 785.3455 | 787.5465 | 788.9849 | 786.41 | 785.4161 | 785.8362 | 785.6193 | 785.6707 | 785.2683 | 784.4632 | 783.1695 | 781.6925 | 779.9168 | 777.8554 | 775.6987 | 773.4179 | 771.1882 | 768.7951 | 766.4709 | 763.8906 | 761.2366 | 758.2935 | 755.3353 | 752.0355 | 748.5316 | 744.8312 | 741.0152 | 736.8184 | 731.0397 | 723.3492 | 713.8999 | 702.1747
F4_Residential_Manufactured Home Regular Income_New_Space Heating_Natural Gas_Boiler_E5 | F4 | Residential | Manufactured Home Regular Income | New | Space Heating | Natural Gas | Boiler | E5 | Utility - Cost of Equipment | 729.9093 | 730.5874 | 732.635 | 733.9731 | 731.5778 | 730.6532 | 731.0439 | 730.8422 | 730.89 | 730.5156 | 729.7667 | 728.5632 | 727.1891 | 725.5373 | 723.6196 | 721.6133 | 719.4915 | 717.4173 | 715.191 | 713.0289 | 710.6285 | 708.1596 | 705.4217 | 702.6697 | 699.6 | 696.3404 | 692.898 | 689.348 | 685.4439 | 680.0681 | 672.9139 | 664.1234 | 653.2157
F4_Residential_Manufactured Home Regular Income_New_Space Heating_Natural Gas_Boiler_E6 | F4 | Residential | Manufactured Home Regular Income | New | Space Heating | Natural Gas | Boiler | E6 | Utility - Cost of Equipment | 580.5609 | 581.0399 | 583.0514 | 584.3946 | 581.627 | 580.7188 | 581.5424 | 581.9309 | 582.8862 | 583.651 | 584.3207 | 584.815 | 585.5057 | 586.2835 | 586.9236 | 587.168 | 586.964 | 586.447 | 585.362 | 583.904 | 581.6997 | 578.8727 | 575.7376 | 572.5864 | 569.0713 | 565.3389 | 561.3971 | 557.3322 | 552.8617 | 548.2454 | 543.2365 | 538.1074 | 532.4224
F4_Residential_Manufactured Home Regular Income_New_Space Heating_Natural Gas_Boiler_E7 | F4 | Residential | Manufactured Home Regular Income | New | Space Heating | Natural Gas | Boiler | E7 | Utility - Cost of Equipment | 464.2765 | 464.6485 | 466.0867 | 467.0738 | 465.2092 | 464.6627 | 465.3413 | 465.7254 | 466.5086 | 467.1638 | 467.7608 | 468.0272 | 468.184 | 468.1547 | 467.7524 | 467.0929 | 466.1412 | 465.0008 | 463.4987 | 461.7715 | 459.8539 | 457.8816 | 455.6944 | 453.496 | 451.0436 | 448.4397 | 445.6897 | 442.8538 | 439.7349 | 436.5144 | 433.0199 | 429.4416 | 425.4755
F4_Residential_Manufactured Home Regular Income_New_Space Heating_Natural Gas_Boiler_E8 | F4 | Residential | Manufactured Home Regular Income | New | Space Heating | Natural Gas | Boiler | E8 | Utility - Cost of Equipment | 390.9697 | 391.283 | 392.4941 | 393.3253 | 391.7551 | 391.2949 | 391.8663 | 392.1898 | 392.8493 | 393.4011 | 393.9038 | 394.1281 | 394.2602 | 394.2355 | 393.8967 | 393.3414 | 392.54 | 391.5796 | 390.3147 | 388.8602 | 387.2454 | 385.5845 | 383.7426 | 381.8913 | 379.8262 | 377.6334 | 375.3176 | 372.9295 | 370.3031 | 367.5911 | 364.6483 | 361.635 | 358.2951
F4_Residential_Manufactured Home Regular Income_New_Space Heating_Natural Gas_Boiler_E9 | F4 | Residential | Manufactured Home Regular Income | New | Space Heating | Natural Gas | Boiler | E9 | Utility - Cost of Equipment | 0 | 0 | 0 | 0 | 0 | 0 | 0 | 0 | 0 | 0 | 0 | 0 | 0 | 0 | 0 | 0 | 0 | 0 | 0 | 0 | 0 | 0 | 0 | 0 | 0 | 0 | 0 | 0 | 0 | 0 | 0 | 0 | 0
F4_Residential_Manufactured Home Regular Income_New_Space Heating_Natural Gas_Boiler_E10 | F4 | Residential | Manufactured Home Regular Income | New | Space Heating | Natural Gas | Boiler | E10 | Utility - Cost of Equipment | 0 | 0 | 0 | 0 | 0 | 0 | 0 | 0 | 0 | 0 | 0 | 0 | 0 | 0 | 0 | 0 | 0 | 0 | 0 | 0 | 0 | 0 | 0 | 0 | 0 | 0 | 0 | 0 | 0 | 0 | 0 | 0 | 0
F5_Residential_Manufactured Home Regular Income_New_Space Heating_Natural Gas_Boiler_E1 | F5 | Residential | Manufactured Home Regular Income | New | Space Heating | Natural Gas | Boiler | E1 | Utility - Cost of Operation | 171.371 | 171.371 | 0 | 0 | 0 | 0 | 0 | 0 | 0 | 0 | 0 | 0 | 0 | 0 | 0 | 0 | 0 | 0 | 0 | 0 | 0 | 0 | 0 | 0 | 0 | 0 | 0 | 0 | 0 | 0 | 0 | 0 | 0
F5_Residential_Manufactured Home Regular Income_New_Space Heating_Natural Gas_Boiler_E2 | F5 | Residential | Manufactured Home Regular Income | New | Space Heating | Natural Gas | Boiler | E2 | Utility - Cost of Operation | 211.8434 | 211.8434 | 211.8434 | 211.8434 | 211.8434 | 211.8434 | 211.8434 | 211.8434 | 211.8434 | 211.8434 | 211.8434 | 211.8434 | 211.8434 | 211.8434 | 211.8434 | 211.8434 | 211.8434 | 211.8434 | 211.8434 | 211.8434 | 211.8434 | 211.8434 | 211.8434 | 211.8434 | 211.8434 | 211.8434 | 211.8434 | 211.8434 | 211.8434 | 211.8434 | 211.8434 | 211.8434 | 211.8434
F5_Residential_Manufactured Home Regular Income_New_Space Heating_Natural Gas_Boiler_E3 | F5 | Residential | Manufactured Home Regular Income | New | Space Heating | Natural Gas | Boiler | E3 | Utility - Cost of Operation | 240.711 | 240.711 | 240.711 | 240.711 | 240.711 | 240.711 | 240.711 | 240.711 | 240.711 | 240.711 | 240.711 | 240.711 | 240.711 | 240.711 | 240.711 | 240.711 | 240.711 | 240.711 | 240.711 | 240.711 | 240.711 | 240.711 | 240.711 | 240.711 | 240.711 | 240.711 | 240.711 | 240.711 | 240.711 | 240.711 | 240.711 | 240.711 | 240.711
F5_Residential_Manufactured Home Regular Income_New_Space Heating_Natural Gas_Boiler_E4 | F5 | Residential | Manufactured Home Regular Income | New | Space Heating | Natural Gas | Boiler | E4 | Utility - Cost of Operation | 251.814 | 251.814 | 251.814 | 251.814 | 251.814 | 251.814 | 251.814 | 251.814 | 251.814 | 251.814 | 251.814 | 251.814 | 251.814 | 251.814 | 251.814 | 251.814 | 251.814 | 251.814 | 251.814 | 251.814 | 251.814 | 251.814 | 251.814 | 251.814 | 251.814 | 251.814 | 251.814 | 251.814 | 251.814 | 251.814 | 251.814 | 251.814 | 251.814
F5_Residential_Manufactured Home Regular Income_New_Space Heating_Natural Gas_Boiler_E5 | F5 | Residential | Manufactured Home Regular Income | New | Space Heating | Natural Gas | Boiler | E5 | Utility - Cost of Operation | 283.4357 | 283.4357 | 283.4357 | 283.4357 | 283.4357 | 283.4357 | 283.4357 | 283.4357 | 283.4357 | 283.4357 | 283.4357 | 283.4357 | 283.4357 | 283.4357 | 283.4357 | 283.4357 | 283.4357 | 283.4357 | 283.4357 | 283.4357 | 283.4357 | 283.4357 | 283.4357 | 283.4357 | 283.4357 | 283.4357 | 283.4357 | 283.4357 | 283.4357 | 283.4357 | 283.4357 | 283.4357 | 283.4357
F5_Residential_Manufactured Home Regular Income_New_Space Heating_Natural Gas_Boiler_E6 | F5 | Residential | Manufactured Home Regular Income | New | Space Heating | Natural Gas | Boiler | E6 | Utility - Cost of Operation | 1317.6459 | 1317.6459 | 1317.6459 | 1317.6459 | 1317.6459 | 1317.6459 | 1317.6459 | 1317.6459 | 1317.6459 | 1317.6459 | 1317.6459 | 1317.6459 | 1317.6459 | 1317.6459 | 1317.6459 | 1317.6459 | 1317.6459 | 1317.6459 | 1317.6459 | 1317.6459 | 1317.6459 | 1317.6459 | 1317.6459 | 1317.6459 | 1317.6459 | 1317.6459 | 1317.6459 | 1317.6459 | 1317.6459 | 1317.6459 | 1317.6459 | 1317.6459 | 1317.6459
F5_Residential_Manufactured Home Regular Income_New_Space Heating_Natural Gas_Boiler_E7 | F5 | Residential | Manufactured Home Regular Income | New | Space Heating | Natural Gas | Boiler | E7 | Utility - Cost of Operation | 628.795 | 628.795 | 628.795 | 628.795 | 628.795 | 628.795 | 628.795 | 628.795 | 628.795 | 628.795 | 628.795 | 628.795 | 628.795 | 628.795 | 628.795 | 628.795 | 628.795 | 628.795 | 628.795 | 628.795 | 628.795 | 628.795 | 628.795 | 628.795 | 628.795 | 628.795 | 628.795 | 628.795 | 628.795 | 628.795 | 628.795 | 628.795 | 628.795
F5_Residential_Manufactured Home Regular Income_New_Space Heating_Natural Gas_Boiler_E8 | F5 | Residential | Manufactured Home Regular Income | New | Space Heating | Natural Gas | Boiler | E8 | Utility - Cost of Operation | 666.0585 | 666.0585 | 666.0585 | 666.0585 | 666.0585 | 666.0585 | 666.0585 | 666.0585 | 666.0585 | 666.0585 | 666.0585 | 666.0585 | 666.0585 | 666.0585 | 666.0585 | 666.0585 | 666.0585 | 666.0585 | 666.0585 | 666.0585 | 666.0585 | 666.0585 | 666.0585 | 666.0585 | 666.0585 | 666.0585 | 666.0585 | 666.0585 | 666.0585 | 666.0585 | 666.0585 | 666.0585 | 666.0585
F5_Residential_Manufactured Home Regular Income_New_Space Heating_Natural Gas_Boiler_E9 | F5 | Residential | Manufactured Home Regular Income | New | Space Heating | Natural Gas | Boiler | E9 | Utility - Cost of Operation | 0 | 0 | 0 | 0 | 0 | 0 | 0 | 0 | 0 | 0 | 0 | 0 | 0 | 0 | 0 | 0 | 0 | 0 | 0 | 0 | 0 | 0 | 0 | 0 | 0 | 0 | 0 | 0 | 0 | 0 | 0 | 0 | 0
F5_Residential_Manufactured Home Regular Income_New_Space Heating_Natural Gas_Boiler_E10 | F5 | Residential | Manufactured Home Regular Income | New | Space Heating | Natural Gas | Boiler | E10 | Utility - Cost of Operation | 0 | 0 | 0 | 0 | 0 | 0 | 0 | 0 | 0 | 0 | 0 | 0 | 0 | 0 | 0 | 0 | 0 | 0 | 0 | 0 | 0 | 0 | 0 | 0 | 0 | 0 | 0 | 0 | 0 | 0 | 0 | 0 | 0
F6_Residential_Manufactured Home Regular Income_New_Space Heating_Natural Gas_Boiler_E1 | F6 | Residential | Manufactured Home Regular Income | New | Space Heating | Natural Gas | Boiler | E1 | Utility - Value of Sales | 426.2771 | 425.31 | 0 | 0 | 0 | 0 | 0 | 0 | 0 | 0 | 0 | 0 | 0 | 0 | 0 | 0 | 0 | 0 | 0 | 0 | 0 | 0 | 0 | 0 | 0 | 0 | 0 | 0 | 0 | 0 | 0 | 0 | 0
F6_Residential_Manufactured Home Regular Income_New_Space Heating_Natural Gas_Boiler_E2 | F6 | Residential | Manufactured Home Regular Income | New | Space Heating | Natural Gas | Boiler | E2 | Utility - Value of Sales | 417.0564 | 416.1103 | 415.5649 | 414.6866 | 412.3402 | 410.0198 | 407.7338 | 405.4911 | 403.3002 | 401.1697 | 399.1082 | 397.1245 | 395.227 | 393.4245 | 391.7168 | 390.1041 | 388.5863 | 387.1634 | 385.8353 | 384.6022 | 383.464 | 382.4207 | 381.472 | 380.6184 | 379.8596 | 379.1957 | 378.6264 | 378.1522 | 377.7727 | 377.4881 | 377.2983 | 377.2034 | 377.2034
F6_Residential_Manufactured Home Regular Income_New_Space Heating_Natural Gas_Boiler_E3 | F6 | Residential | Manufactured Home Regular Income | New | Space Heating | Natural Gas | Boiler | E3 | Utility - Value of Sales | 411.3822 | 410.4489 | 409.911 | 409.0446 | 406.7301 | 404.4413 | 402.1864 | 399.9742 | 397.8131 | 395.7116 | 393.6782 | 391.7214 | 389.8498 | 388.0718 | 386.3873 | 384.7966 | 383.2994 | 381.8959 | 380.5858 | 379.3695 | 378.2468 | 377.2177 | 376.2819 | 375.4399 | 374.6914 | 374.0366 | 373.475 | 373.0072 | 372.6329 | 372.3522 | 372.165 | 372.0714 | 372.0714
F6_Residential_Manufactured Home Regular Income_New_Space Heating_Natural Gas_Boiler_E4 | F6 | Residential | Manufactured Home Regular Income | New | Space Heating | Natural Gas | Boiler | E4 | Utility - Value of Sales | 386.5574 | 385.6804 | 385.1749 | 384.3609 | 382.1861 | 380.0353 | 377.9165 | 375.8378 | 373.8072 | 371.8325 | 369.9217 | 368.0831 | 366.3244 | 364.6537 | 363.0708 | 361.5761 | 360.1693 | 358.8504 | 357.6194 | 356.4765 | 355.4215 | 354.4545 | 353.5753 | 352.784 | 352.0808 | 351.4654 | 350.9377 | 350.4982 | 350.1465 | 349.8827 | 349.7067 | 349.6188 | 349.6188
F6_Residential_Manufactured Home Regular Income_New_Space Heating_Natural Gas_Boiler_E5 | F6 | Residential | Manufactured Home Regular Income | New | Space Heating | Natural Gas | Boiler | E5 | Utility - Value of Sales | 359.6048 | 358.789 | 358.3187 | 357.5614 | 355.5382 | 353.5374 | 351.5664 | 349.6326 | 347.7435 | 345.9066 | 344.129 | 342.4186 | 340.7825 | 339.2283 | 337.7558 | 336.3653 | 335.0565 | 333.8297 | 332.6845 | 331.6213 | 330.6398 | 329.7403 | 328.9223 | 328.1863 | 327.532 | 326.9596 | 326.4687 | 326.0598 | 325.7326 | 325.4872 | 325.3235 | 325.2417 | 325.2417
F6_Residential_Manufactured Home Regular Income_New_Space Heating_Natural Gas_Boiler_E6 | F6 | Residential | Manufactured Home Regular Income | New | Space Heating | Natural Gas | Boiler | E6 | Utility - Value of Sales | 292.6378 | 292.6407 | 293.1024 | 293.173 | 291.5427 | 289.9125 | 288.2822 | 286.652 | 285.022 | 283.392 | 281.7621 | 280.1323 | 278.5026 | 276.873 | 275.2434 | 273.6294 | 272.0466 | 270.5103 | 269.036 | 267.6395 | 266.3361 | 265.1414 | 264.0551 | 263.0776 | 262.2087 | 261.4484 | 260.7965 | 260.2534 | 259.8189 | 259.493 | 259.2756 | 259.167 | 259.167
F6_Residential_Manufactured Home Regular Income_New_Space Heating_Natural Gas_Boiler_E7 | F6 | Residential | Manufactured Home Regular Income | New | Space Heating | Natural Gas | Boiler | E7 | Utility - Value of Sales | 232.8097 | 232.5943 | 232.6849 | 232.5146 | 231.2105 | 229.9064 | 228.6023 | 227.2983 | 225.9944 | 224.6906 | 223.3867 | 222.091 | 220.8114 | 219.5561 | 218.3328 | 217.15 | 216.0154 | 214.9372 | 213.9233 | 212.9819 | 212.113 | 211.3165 | 210.5923 | 209.9406 | 209.3614 | 208.8545 | 208.4199 | 208.0579 | 207.7682 | 207.5509 | 207.406 | 207.3336 | 207.3336
F6_Residential_Manufactured Home Regular Income_New_Space Heating_Natural Gas_Boiler_E8 | F6 | Residential | Manufactured Home Regular Income | New | Space Heating | Natural Gas | Boiler | E8 | Utility - Value of Sales | 196.0503 | 195.8689 | 195.9451 | 195.8018 | 194.7036 | 193.6054 | 192.5072 | 191.4091 | 190.3111 | 189.2131 | 188.1151 | 187.024 | 185.9465 | 184.8893 | 183.8592 | 182.8631 | 181.9077 | 180.9997 | 180.1459 | 179.3532 | 178.6215 | 177.9508 | 177.3409 | 176.7921 | 176.3043 | 175.8775 | 175.5115 | 175.2066 | 174.9627 | 174.7797 | 174.6577 | 174.5967 | 174.5967
F6_Residential_Manufactured Home Regular Income_New_Space Heating_Natural Gas_Boiler_E9 | F6 | Residential | Manufactured Home Regular Income | New | Space Heating | Natural Gas | Boiler | E9 | Utility - Value of Sales | 0 | 0 | 0 | 0 | 0 | 0 | 0 | 0 | 0 | 0 | 0 | 0 | 0 | 0 | 0 | 0 | 0 | 0 | 0 | 0 | 0 | 0 | 0 | 0 | 0 | 0 | 0 | 0 | 0 | 0 | 0 | 0 | 0
F6_Residential_Manufactured Home Regular Income_New_Space Heating_Natural Gas_Boiler_E10 | F6 | Residential | Manufactured Home Regular Income | New | Space Heating | Natural Gas | Boiler | E10 | Utility - Value of Sales | 0 | 0 | 0 | 0 | 0 | 0 | 0 | 0 | 0 | 0 | 0 | 0 | 0 | 0 | 0 | 0 | 0 | 0 | 0 | 0 | 0 | 0 | 0 | 0 | 0 | 0 | 0 | 0 | 0 | 0 | 0 | 0 | 0
F1_Residential_Manufactured Home Regular Income_New_Secondary Heating_Natural Gas_Fireplace_E1 | F1 | Residential | Manufactured Home Regular Income | New | Secondary Heating | Natural Gas | Fireplace | E1 | RVT - Cost of Equipment | 228.5716 | 229.3528 | 230.7794 | 231.9874 | 231.6938 | 232.2951 | 233.7281 | 234.9622 | 236.478 | 237.9164 | 239.3199 | 240.6502 | 242.0878 | 243.4502 | 244.6003 | 245.6212 | 246.4854 | 247.2599 | 247.8179 | 248.2554 | 248.3857 | 248.2709 | 247.9582 | 247.5899 | 246.9902 | 246.2295 | 245.3092 | 244.2696 | 242.9653 | 241.5245 | 239.8188 | 237.9834 | 235.7921
F1_Residential_Manufactured Home Regular Income_New_Secondary Heating_Natural Gas_Fireplace_E2 | F1 | Residential | Manufactured Home Regular Income | New | Secondary Heating | Natural Gas | Fireplace | E2 | RVT - Cost of Equipment | 190.0769 | 190.7265 | 191.9128 | 192.9174 | 192.6732 | 193.1733 | 194.3649 | 195.3912 | 196.6517 | 197.8479 | 199.015 | 200.1212 | 201.3167 | 202.4497 | 203.4061 | 204.2551 | 204.9737 | 205.6178 | 206.0818 | 206.4456 | 206.554 | 206.4585 | 206.1985 | 205.8922 | 205.3935 | 204.7609 | 203.9956 | 203.1311 | 202.0464 | 200.8483 | 199.4299 | 197.9035 | 196.0813
F1_Residential_Manufactured Home Regular Income_New_Secondary Heating_Natural Gas_Fireplace_E3 | F1 | Residential | Manufactured Home Regular Income | New | Secondary Heating | Natural Gas | Fireplace | E3 | RVT - Cost of Equipment | 181.3458 | 181.9656 | 183.0974 | 184.0558 | 183.8228 | 184.3 | 185.4369 | 186.416 | 187.6186 | 188.7598 | 189.8733 | 190.9287 | 192.0694 | 193.1502 | 194.0627 | 194.8727 | 195.5584 | 196.1728 | 196.6156 | 196.9626 | 197.066 | 196.9749 | 196.7269 | 196.4346 | 195.9589 | 195.3553 | 194.6252 | 193.8003 | 192.7655 | 191.6224 | 190.2691 | 188.8129 | 187.0744
F1_Residential_Manufactured Home Regular Income_New_Secondary Heating_Natural Gas_Fireplace_E4 | F1 | Residential | Manufactured Home Regular Income | New | Secondary Heating | Natural Gas | Fireplace | E4 | RVT - Cost of Equipment | 0 | 0 | 0 | 0 | 0 | 0 | 0 | 0 | 0 | 0 | 0 | 0 | 0 | 0 | 0 | 0 | 0 | 0 | 0 | 0 | 0 | 0 | 0 | 0 | 0 | 0 | 0 | 0 | 0 | 0 | 0 | 0 | 0
F1_Residential_Manufactured Home Regular Income_New_Secondary Heating_Natural Gas_Fireplace_E5 | F1 | Residential | Manufactured Home Regular Income | New | Secondary Heating | Natural Gas | Fireplace | E5 | RVT - Cost of Equipment | 0 | 0 | 0 | 0 | 0 | 0 | 0 | 0 | 0 | 0 | 0 | 0 | 0 | 0 | 0 | 0 | 0 | 0 | 0 | 0 | 0 | 0 | 0 | 0 | 0 | 0 | 0 | 0 | 0 | 0 | 0 | 0 | 0
F1_Residential_Manufactured Home Regular Income_New_Secondary Heating_Natural Gas_Fireplace_E6 | F1 | Residential | Manufactured Home Regular Income | New | Secondary Heating | Natural Gas | Fireplace | E6 | RVT - Cost of Equipment | 0 | 0 | 0 | 0 | 0 | 0 | 0 | 0 | 0 | 0 | 0 | 0 | 0 | 0 | 0 | 0 | 0 | 0 | 0 | 0 | 0 | 0 | 0 | 0 | 0 | 0 | 0 | 0 | 0 | 0 | 0 | 0 | 0
F1_Residential_Manufactured Home Regular Income_New_Secondary Heating_Natural Gas_Fireplace_E7 | F1 | Residential | Manufactured Home Regular Income | New | Secondary Heating | Natural Gas | Fireplace | E7 | RVT - Cost of Equipment | 0 | 0 | 0 | 0 | 0 | 0 | 0 | 0 | 0 | 0 | 0 | 0 | 0 | 0 | 0 | 0 | 0 | 0 | 0 | 0 | 0 | 0 | 0 | 0 | 0 | 0 | 0 | 0 | 0 | 0 | 0 | 0 | 0
F1_Residential_Manufactured Home Regular Income_New_Secondary Heating_Natural Gas_Fireplace_E8 | F1 | Residential | Manufactured Home Regular Income | New | Secondary Heating | Natural Gas | Fireplace | E8 | RVT - Cost of Equipment | 0 | 0 | 0 | 0 | 0 | 0 | 0 | 0 | 0 | 0 | 0 | 0 | 0 | 0 | 0 | 0 | 0 | 0 | 0 | 0 | 0 | 0 | 0 | 0 | 0 | 0 | 0 | 0 | 0 | 0 | 0 | 0 | 0
F1_Residential_Manufactured Home Regular Income_New_Secondary Heating_Natural Gas_Fireplace_E9 | F1 | Residential | Manufactured Home Regular Income | New | Secondary Heating | Natural Gas | Fireplace | E9 | RVT - Cost of Equipment | 0 | 0 | 0 | 0 | 0 | 0 | 0 | 0 | 0 | 0 | 0 | 0 | 0 | 0 | 0 | 0 | 0 | 0 | 0 | 0 | 0 | 0 | 0 | 0 | 0 | 0 | 0 | 0 | 0 | 0 | 0 | 0 | 0
F1_Residential_Manufactured Home Regular Income_New_Secondary Heating_Natural Gas_Fireplace_E10 | F1 | Residential | Manufactured Home Regular Income | New | Secondary Heating | Natural Gas | Fireplace | E10 | RVT - Cost of Equipment | 0 | 0 | 0 | 0 | 0 | 0 | 0 | 0 | 0 | 0 | 0 | 0 | 0 | 0 | 0 | 0 | 0 | 0 | 0 | 0 | 0 | 0 | 0 | 0 | 0 | 0 | 0 | 0 | 0 | 0 | 0 | 0 | 0
F2_Residential_Manufactured Home Regular Income_New_Secondary Heating_Natural Gas_Fireplace_E1 | F2 | Residential | Manufactured Home Regular Income | New | Secondary Heating | Natural Gas | Fireplace | E1 | RVT - Cost of Operation | 228.2031 | 228.983 | 230.4073 | 231.6134 | 231.3202 | 231.9206 | 233.3512 | 234.5834 | 236.0967 | 237.5328 | 238.934 | 240.2621 | 241.6975 | 243.0576 | 244.2059 | 245.2252 | 246.088 | 246.8612 | 247.4183 | 247.8551 | 247.9852 | 247.8706 | 247.5584 | 247.1907 | 246.592 | 245.8325 | 244.9137 | 243.8757 | 242.5735 | 241.1351 | 239.4321 | 237.5996 | 235.4119
F2_Residential_Manufactured Home Regular Income_New_Secondary Heating_Natural Gas_Fireplace_E2 | F2 | Residential | Manufactured Home Regular Income | New | Secondary Heating | Natural Gas | Fireplace | E2 | RVT - Cost of Operation | 189.7704 | 190.419 | 191.6034 | 192.6063 | 192.3625 | 192.8618 | 194.0515 | 195.0762 | 196.3346 | 197.5289 | 198.6941 | 199.7985 | 200.9921 | 202.1232 | 203.0781 | 203.9258 | 204.6432 | 205.2863 | 205.7495 | 206.1127 | 206.2209 | 206.1256 | 205.866 | 205.5602 | 205.0624 | 204.4308 | 203.6667 | 202.8035 | 201.7207 | 200.5245 | 199.1083 | 197.5844 | 195.7652
F2_Residential_Manufactured Home Regular Income_New_Secondary Heating_Natural Gas_Fireplace_E3 | F2 | Residential | Manufactured Home Regular Income | New | Secondary Heating | Natural Gas | Fireplace | E3 | RVT - Cost of Operation | 181.0534 | 181.6722 | 182.8022 | 183.7591 | 183.5264 | 184.0028 | 185.1379 | 186.1154 | 187.3161 | 188.4555 | 189.5672 | 190.6209 | 191.7597 | 192.8388 | 193.7498 | 194.5585 | 195.2431 | 195.8565 | 196.2985 | 196.645 | 196.7483 | 196.6573 | 196.4096 | 196.1179 | 195.6429 | 195.0403 | 194.3113 | 193.4878 | 192.4547 | 191.3135 | 189.9624 | 188.5085 | 186.7728
F2_Residential_Manufactured Home Regular Income_New_Secondary Heating_Natural Gas_Fireplace_E4 | F2 | Residential | Manufactured Home Regular Income | New | Secondary Heating | Natural Gas | Fireplace | E4 | RVT - Cost of Operation | 0 | 0 | 0 | 0 | 0 | 0 | 0 | 0 | 0 | 0 | 0 | 0 | 0 | 0 | 0 | 0 | 0 | 0 | 0 | 0 | 0 | 0 | 0 | 0 | 0 | 0 | 0 | 0 | 0 | 0 | 0 | 0 | 0
F2_Residential_Manufactured Home Regular Income_New_Secondary Heating_Natural Gas_Fireplace_E5 | F2 | Residential | Manufactured Home Regular Income | New | Secondary Heating | Natural Gas | Fireplace | E5 | RVT - Cost of Operation | 0 | 0 | 0 | 0 | 0 | 0 | 0 | 0 | 0 | 0 | 0 | 0 | 0 | 0 | 0 | 0 | 0 | 0 | 0 | 0 | 0 | 0 | 0 | 0 | 0 | 0 | 0 | 0 | 0 | 0 | 0 | 0 | 0
F2_Residential_Manufactured Home Regular Income_New_Secondary Heating_Natural Gas_Fireplace_E6 | F2 | Residential | Manufactured Home Regular Income | New | Secondary Heating | Natural Gas | Fireplace | E6 | RVT - Cost of Operation | 0 | 0 | 0 | 0 | 0 | 0 | 0 | 0 | 0 | 0 | 0 | 0 | 0 | 0 | 0 | 0 | 0 | 0 | 0 | 0 | 0 | 0 | 0 | 0 | 0 | 0 | 0 | 0 | 0 | 0 | 0 | 0 | 0
F2_Residential_Manufactured Home Regular Income_New_Secondary Heating_Natural Gas_Fireplace_E7 | F2 | Residential | Manufactured Home Regular Income | New | Secondary Heating | Natural Gas | Fireplace | E7 | RVT - Cost of Operation | 0 | 0 | 0 | 0 | 0 | 0 | 0 | 0 | 0 | 0 | 0 | 0 | 0 | 0 | 0 | 0 | 0 | 0 | 0 | 0 | 0 | 0 | 0 | 0 | 0 | 0 | 0 | 0 | 0 | 0 | 0 | 0 | 0
F2_Residential_Manufactured Home Regular Income_New_Secondary Heating_Natural Gas_Fireplace_E8 | F2 | Residential | Manufactured Home Regular Income | New | Secondary Heating | Natural Gas | Fireplace | E8 | RVT - Cost of Operation | 0 | 0 | 0 | 0 | 0 | 0 | 0 | 0 | 0 | 0 | 0 | 0 | 0 | 0 | 0 | 0 | 0 | 0 | 0 | 0 | 0 | 0 | 0 | 0 | 0 | 0 | 0 | 0 | 0 | 0 | 0 | 0 | 0
F2_Residential_Manufactured Home Regular Income_New_Secondary Heating_Natural Gas_Fireplace_E9 | F2 | Residential | Manufactured Home Regular Income | New | Secondary Heating | Natural Gas | Fireplace | E9 | RVT - Cost of Operation | 0 | 0 | 0 | 0 | 0 | 0 | 0 | 0 | 0 | 0 | 0 | 0 | 0 | 0 | 0 | 0 | 0 | 0 | 0 | 0 | 0 | 0 | 0 | 0 | 0 | 0 | 0 | 0 | 0 | 0 | 0 | 0 | 0
F2_Residential_Manufactured Home Regular Income_New_Secondary Heating_Natural Gas_Fireplace_E10 | F2 | Residential | Manufactured Home Regular Income | New | Secondary Heating | Natural Gas | Fireplace | E10 | RVT - Cost of Operation | 0 | 0 | 0 | 0 | 0 | 0 | 0 | 0 | 0 | 0 | 0 | 0 | 0 | 0 | 0 | 0 | 0 | 0 | 0 | 0 | 0 | 0 | 0 | 0 | 0 | 0 | 0 | 0 | 0 | 0 | 0 | 0 | 0
F3_Residential_Manufactured Home Regular Income_New_Secondary Heating_Natural Gas_Fireplace_E1 | F3 | Residential | Manufactured Home Regular Income | New | Secondary Heating | Natural Gas | Fireplace | E1 | System - kBTUs of Consumption | 296.7502 | 296.7502 | 296.7502 | 296.7502 | 296.7502 | 296.7502 | 296.7502 | 296.7502 | 296.7502 | 296.7502 | 296.7502 | 296.7502 | 296.7502 | 296.7502 | 296.7502 | 296.7502 | 296.7502 | 296.7502 | 296.7502 | 296.7502 | 296.7502 | 296.7502 | 296.7502 | 296.7502 | 296.7502 | 296.7502 | 296.7502 | 296.7502 | 296.7502 | 296.7502 | 296.7502 | 296.7502 | 296.7502
F3_Residential_Manufactured Home Regular Income_New_Secondary Heating_Natural Gas_Fireplace_E2 | F3 | Residential | Manufactured Home Regular Income | New | Secondary Heating | Natural Gas | Fireplace | E2 | System - kBTUs of Consumption | 323.7563 | 323.7563 | 323.7563 | 323.7563 | 323.7563 | 323.7563 | 323.7563 | 323.7563 | 323.7563 | 323.7563 | 323.7563 | 323.7563 | 323.7563 | 323.7563 | 323.7563 | 323.7563 | 323.7563 | 323.7563 | 323.7563 | 323.7563 | 323.7563 | 323.7563 | 323.7563 | 323.7563 | 323.7563 | 323.7563 | 323.7563 | 323.7563 | 323.7563 | 323.7563 | 323.7563 | 323.7563 | 323.7563
F3_Residential_Manufactured Home Regular Income_New_Secondary Heating_Natural Gas_Fireplace_E3 | F3 | Residential | Manufactured Home Regular Income | New | Secondary Heating | Natural Gas | Fireplace | E3 | System - kBTUs of Consumption | 329.9912 | 329.9912 | 329.9912 | 329.9912 | 329.9912 | 329.9912 | 329.9912 | 329.9912 | 329.9912 | 329.9912 | 329.9912 | 329.9912 | 329.9912 | 329.9912 | 329.9912 | 329.9912 | 329.9912 | 329.9912 | 329.9912 | 329.9912 | 329.9912 | 329.9912 | 329.9912 | 329.9912 | 329.9912 | 329.9912 | 329.9912 | 329.9912 | 329.9912 | 329.9912 | 329.9912 | 329.9912 | 329.9912
F3_Residential_Manufactured Home Regular Income_New_Secondary Heating_Natural Gas_Fireplace_E4 | F3 | Residential | Manufactured Home Regular Income | New | Secondary Heating | Natural Gas | Fireplace | E4 | System - kBTUs of Consumption | 0 | 0 | 0 | 0 | 0 | 0 | 0 | 0 | 0 | 0 | 0 | 0 | 0 | 0 | 0 | 0 | 0 | 0 | 0 | 0 | 0 | 0 | 0 | 0 | 0 | 0 | 0 | 0 | 0 | 0 | 0 | 0 | 0
F3_Residential_Manufactured Home Regular Income_New_Secondary Heating_Natural Gas_Fireplace_E5 | F3 | Residential | Manufactured Home Regular Income | New | Secondary Heating | Natural Gas | Fireplace | E5 | System - kBTUs of Consumption | 0 | 0 | 0 | 0 | 0 | 0 | 0 | 0 | 0 | 0 | 0 | 0 | 0 | 0 | 0 | 0 | 0 | 0 | 0 | 0 | 0 | 0 | 0 | 0 | 0 | 0 | 0 | 0 | 0 | 0 | 0 | 0 | 0
F3_Residential_Manufactured Home Regular Income_New_Secondary Heating_Natural Gas_Fireplace_E6 | F3 | Residential | Manufactured Home Regular Income | New | Secondary Heating | Natural Gas | Fireplace | E6 | System - kBTUs of Consumption | 0 | 0 | 0 | 0 | 0 | 0 | 0 | 0 | 0 | 0 | 0 | 0 | 0 | 0 | 0 | 0 | 0 | 0 | 0 | 0 | 0 | 0 | 0 | 0 | 0 | 0 | 0 | 0 | 0 | 0 | 0 | 0 | 0
F3_Residential_Manufactured Home Regular Income_New_Secondary Heating_Natural Gas_Fireplace_E7 | F3 | Residential | Manufactured Home Regular Income | New | Secondary Heating | Natural Gas | Fireplace | E7 | System - kBTUs of Consumption | 0 | 0 | 0 | 0 | 0 | 0 | 0 | 0 | 0 | 0 | 0 | 0 | 0 | 0 | 0 | 0 | 0 | 0 | 0 | 0 | 0 | 0 | 0 | 0 | 0 | 0 | 0 | 0 | 0 | 0 | 0 | 0 | 0
F3_Residential_Manufactured Home Regular Income_New_Secondary Heating_Natural Gas_Fireplace_E8 | F3 | Residential | Manufactured Home Regular Income | New | Secondary Heating | Natural Gas | Fireplace | E8 | System - kBTUs of Consumption | 0 | 0 | 0 | 0 | 0 | 0 | 0 | 0 | 0 | 0 | 0 | 0 | 0 | 0 | 0 | 0 | 0 | 0 | 0 | 0 | 0 | 0 | 0 | 0 | 0 | 0 | 0 | 0 | 0 | 0 | 0 | 0 | 0
F3_Residential_Manufactured Home Regular Income_New_Secondary Heating_Natural Gas_Fireplace_E9 | F3 | Residential | Manufactured Home Regular Income | New | Secondary Heating | Natural Gas | Fireplace | E9 | System - kBTUs of Consumption | 0 | 0 | 0 | 0 | 0 | 0 | 0 | 0 | 0 | 0 | 0 | 0 | 0 | 0 | 0 | 0 | 0 | 0 | 0 | 0 | 0 | 0 | 0 | 0 | 0 | 0 | 0 | 0 | 0 | 0 | 0 | 0 | 0
F3_Residential_Manufactured Home Regular Income_New_Secondary Heating_Natural Gas_Fireplace_E10 | F3 | Residential | Manufactured Home Regular Income | New | Secondary Heating | Natural Gas | Fireplace | E10 | System - kBTUs of Consumption | 0 | 0 | 0 | 0 | 0 | 0 | 0 | 0 | 0 | 0 | 0 | 0 | 0 | 0 | 0 | 0 | 0 | 0 | 0 | 0 | 0 | 0 | 0 | 0 | 0 | 0 | 0 | 0 | 0 | 0 | 0 | 0 | 0
F4_Residential_Manufactured Home Regular Income_New_Secondary Heating_Natural Gas_Fireplace_E1 | F4 | Residential | Manufactured Home Regular Income | New | Secondary Heating | Natural Gas | Fireplace | E1 | Utility - Cost of Equipment | 228.2031 | 228.983 | 230.4073 | 231.6134 | 231.3202 | 231.9206 | 233.3512 | 234.5834 | 236.0967 | 237.5328 | 238.934 | 240.2621 | 241.6975 | 243.0576 | 244.2059 | 245.2252 | 246.088 | 246.8612 | 247.4183 | 247.8551 | 247.9852 | 247.8706 | 247.5584 | 247.1907 | 246.592 | 245.8325 | 244.9137 | 243.8757 | 242.5735 | 241.1351 | 239.4321 | 237.5996 | 235.4119
F4_Residential_Manufactured Home Regular Income_New_Secondary Heating_Natural Gas_Fireplace_E2 | F4 | Residential | Manufactured Home Regular Income | New | Secondary Heating | Natural Gas | Fireplace | E2 | Utility - Cost of Equipment | 189.7704 | 190.419 | 191.6034 | 192.6063 | 192.3625 | 192.8618 | 194.0515 | 195.0762 | 196.3346 | 197.5289 | 198.6941 | 199.7985 | 200.9921 | 202.1232 | 203.0781 | 203.9258 | 204.6432 | 205.2863 | 205.7495 | 206.1127 | 206.2209 | 206.1256 | 205.866 | 205.5602 | 205.0624 | 204.4308 | 203.6667 | 202.8035 | 201.7207 | 200.5245 | 199.1083 | 197.5844 | 195.7652
F4_Residential_Manufactured Home Regular Income_New_Secondary Heating_Natural Gas_Fireplace_E3 | F4 | Residential | Manufactured Home Regular Income | New | Secondary Heating | Natural Gas | Fireplace | E3 | Utility - Cost of Equipment | 181.0534 | 181.6722 | 182.8022 | 183.7591 | 183.5264 | 184.0028 | 185.1379 | 186.1154 | 187.3161 | 188.4555 | 189.5672 | 190.6209 | 191.7597 | 192.8388 | 193.7498 | 194.5585 | 195.2431 | 195.8565 | 196.2985 | 196.645 | 196.7483 | 196.6573 | 196.4096 | 196.1179 | 195.6429 | 195.0403 | 194.3113 | 193.4878 | 192.4547 | 191.3135 | 189.9624 | 188.5085 | 186.7728
F4_Residential_Manufactured Home Regular Income_New_Secondary Heating_Natural Gas_Fireplace_E4 | F4 | Residential | Manufactured Home Regular Income | New | Secondary Heating | Natural Gas | Fireplace | E4 | Utility - Cost of Equipment | 0 | 0 | 0 | 0 | 0 | 0 | 0 | 0 | 0 | 0 | 0 | 0 | 0 | 0 | 0 | 0 | 0 | 0 | 0 | 0 | 0 | 0 | 0 | 0 | 0 | 0 | 0 | 0 | 0 | 0 | 0 | 0 | 0
F4_Residential_Manufactured Home Regular Income_New_Secondary Heating_Natural Gas_Fireplace_E5 | F4 | Residential | Manufactured Home Regular Income | New | Secondary Heating | Natural Gas | Fireplace | E5 | Utility - Cost of Equipment | 0 | 0 | 0 | 0 | 0 | 0 | 0 | 0 | 0 | 0 | 0 | 0 | 0 | 0 | 0 | 0 | 0 | 0 | 0 | 0 | 0 | 0 | 0 | 0 | 0 | 0 | 0 | 0 | 0 | 0 | 0 | 0 | 0
F4_Residential_Manufactured Home Regular Income_New_Secondary Heating_Natural Gas_Fireplace_E6 | F4 | Residential | Manufactured Home Regular Income | New | Secondary Heating | Natural Gas | Fireplace | E6 | Utility - Cost of Equipment | 0 | 0 | 0 | 0 | 0 | 0 | 0 | 0 | 0 | 0 | 0 | 0 | 0 | 0 | 0 | 0 | 0 | 0 | 0 | 0 | 0 | 0 | 0 | 0 | 0 | 0 | 0 | 0 | 0 | 0 | 0 | 0 | 0
F4_Residential_Manufactured Home Regular Income_New_Secondary Heating_Natural Gas_Fireplace_E7 | F4 | Residential | Manufactured Home Regular Income | New | Secondary Heating | Natural Gas | Fireplace | E7 | Utility - Cost of Equipment | 0 | 0 | 0 | 0 | 0 | 0 | 0 | 0 | 0 | 0 | 0 | 0 | 0 | 0 | 0 | 0 | 0 | 0 | 0 | 0 | 0 | 0 | 0 | 0 | 0 | 0 | 0 | 0 | 0 | 0 | 0 | 0 | 0
F4_Residential_Manufactured Home Regular Income_New_Secondary Heating_Natural Gas_Fireplace_E8 | F4 | Residential | Manufactured Home Regular Income | New | Secondary Heating | Natural Gas | Fireplace | E8 | Utility - Cost of Equipment | 0 | 0 | 0 | 0 | 0 | 0 | 0 | 0 | 0 | 0 | 0 | 0 | 0 | 0 | 0 | 0 | 0 | 0 | 0 | 0 | 0 | 0 | 0 | 0 | 0 | 0 | 0 | 0 | 0 | 0 | 0 | 0 | 0
F4_Residential_Manufactured Home Regular Income_New_Secondary Heating_Natural Gas_Fireplace_E9 | F4 | Residential | Manufactured Home Regular Income | New | Secondary Heating | Natural Gas | Fireplace | E9 | Utility - Cost of Equipment | 0 | 0 | 0 | 0 | 0 | 0 | 0 | 0 | 0 | 0 | 0 | 0 | 0 | 0 | 0 | 0 | 0 | 0 | 0 | 0 | 0 | 0 | 0 | 0 | 0 | 0 | 0 | 0 | 0 | 0 | 0 | 0 | 0
F4_Residential_Manufactured Home Regular Income_New_Secondary Heating_Natural Gas_Fireplace_E10 | F4 | Residential | Manufactured Home Regular Income | New | Secondary Heating | Natural Gas | Fireplace | E10 | Utility - Cost of Equipment | 0 | 0 | 0 | 0 | 0 | 0 | 0 | 0 | 0 | 0 | 0 | 0 | 0 | 0 | 0 | 0 | 0 | 0 | 0 | 0 | 0 | 0 | 0 | 0 | 0 | 0 | 0 | 0 | 0 | 0 | 0 | 0 | 0
F5_Residential_Manufactured Home Regular Income_New_Secondary Heating_Natural Gas_Fireplace_E1 | F5 | Residential | Manufactured Home Regular Income | New | Secondary Heating | Natural Gas | Fireplace | E1 | Utility - Cost of Operation | 296.7502 | 296.7502 | 296.7502 | 296.7502 | 296.7502 | 296.7502 | 296.7502 | 296.7502 | 296.7502 | 296.7502 | 296.7502 | 296.7502 | 296.7502 | 296.7502 | 296.7502 | 296.7502 | 296.7502 | 296.7502 | 296.7502 | 296.7502 | 296.7502 | 296.7502 | 296.7502 | 296.7502 | 296.7502 | 296.7502 | 296.7502 | 296.7502 | 296.7502 | 296.7502 | 296.7502 | 296.7502 | 296.7502
F5_Residential_Manufactured Home Regular Income_New_Secondary Heating_Natural Gas_Fireplace_E2 | F5 | Residential | Manufactured Home Regular Income | New | Secondary Heating | Natural Gas | Fireplace | E2 | Utility - Cost of Operation | 323.7563 | 323.7563 | 323.7563 | 323.7563 | 323.7563 | 323.7563 | 323.7563 | 323.7563 | 323.7563 | 323.7563 | 323.7563 | 323.7563 | 323.7563 | 323.7563 | 323.7563 | 323.7563 | 323.7563 | 323.7563 | 323.7563 | 323.7563 | 323.7563 | 323.7563 | 323.7563 | 323.7563 | 323.7563 | 323.7563 | 323.7563 | 323.7563 | 323.7563 | 323.7563 | 323.7563 | 323.7563 | 323.7563
F5_Residential_Manufactured Home Regular Income_New_Secondary Heating_Natural Gas_Fireplace_E3 | F5 | Residential | Manufactured Home Regular Income | New | Secondary Heating | Natural Gas | Fireplace | E3 | Utility - Cost of Operation | 329.9912 | 329.9912 | 329.9912 | 329.9912 | 329.9912 | 329.9912 | 329.9912 | 329.9912 | 329.9912 | 329.9912 | 329.9912 | 329.9912 | 329.9912 | 329.9912 | 329.9912 | 329.9912 | 329.9912 | 329.9912 | 329.9912 | 329.9912 | 329.9912 | 329.9912 | 329.9912 | 329.9912 | 329.9912 | 329.9912 | 329.9912 | 329.9912 | 329.9912 | 329.9912 | 329.9912 | 329.9912 | 329.9912
F5_Residential_Manufactured Home Regular Income_New_Secondary Heating_Natural Gas_Fireplace_E4 | F5 | Residential | Manufactured Home Regular Income | New | Secondary Heating | Natural Gas | Fireplace | E4 | Utility - Cost of Operation | 0 | 0 | 0 | 0 | 0 | 0 | 0 | 0 | 0 | 0 | 0 | 0 | 0 | 0 | 0 | 0 | 0 | 0 | 0 | 0 | 0 | 0 | 0 | 0 | 0 | 0 | 0 | 0 | 0 | 0 | 0 | 0 | 0
F5_Residential_Manufactured Home Regular Income_New_Secondary Heating_Natural Gas_Fireplace_E5 | F5 | Residential | Manufactured Home Regular Income | New | Secondary Heating | Natural Gas | Fireplace | E5 | Utility - Cost of Operation | 0 | 0 | 0 | 0 | 0 | 0 | 0 | 0 | 0 | 0 | 0 | 0 | 0 | 0 | 0 | 0 | 0 | 0 | 0 | 0 | 0 | 0 | 0 | 0 | 0 | 0 | 0 | 0 | 0 | 0 | 0 | 0 | 0
F5_Residential_Manufactured Home Regular Income_New_Secondary Heating_Natural Gas_Fireplace_E6 | F5 | Residential | Manufactured Home Regular Income | New | Secondary Heating | Natural Gas | Fireplace | E6 | Utility - Cost of Operation | 0 | 0 | 0 | 0 | 0 | 0 | 0 | 0 | 0 | 0 | 0 | 0 | 0 | 0 | 0 | 0 | 0 | 0 | 0 | 0 | 0 | 0 | 0 | 0 | 0 | 0 | 0 | 0 | 0 | 0 | 0 | 0 | 0
F5_Residential_Manufactured Home Regular Income_New_Secondary Heating_Natural Gas_Fireplace_E7 | F5 | Residential | Manufactured Home Regular Income | New | Secondary Heating | Natural Gas | Fireplace | E7 | Utility - Cost of Operation | 0 | 0 | 0 | 0 | 0 | 0 | 0 | 0 | 0 | 0 | 0 | 0 | 0 | 0 | 0 | 0 | 0 | 0 | 0 | 0 | 0 | 0 | 0 | 0 | 0 | 0 | 0 | 0 | 0 | 0 | 0 | 0 | 0
F5_Residential_Manufactured Home Regular Income_New_Secondary Heating_Natural Gas_Fireplace_E8 | F5 | Residential | Manufactured Home Regular Income | New | Secondary Heating | Natural Gas | Fireplace | E8 | Utility - Cost of Operation | 0 | 0 | 0 | 0 | 0 | 0 | 0 | 0 | 0 | 0 | 0 | 0 | 0 | 0 | 0 | 0 | 0 | 0 | 0 | 0 | 0 | 0 | 0 | 0 | 0 | 0 | 0 | 0 | 0 | 0 | 0 | 0 | 0
F5_Residential_Manufactured Home Regular Income_New_Secondary Heating_Natural Gas_Fireplace_E9 | F5 | Residential | Manufactured Home Regular Income | New | Secondary Heating | Natural Gas | Fireplace | E9 | Utility - Cost of Operation | 0 | 0 | 0 | 0 | 0 | 0 | 0 | 0 | 0 | 0 | 0 | 0 | 0 | 0 | 0 | 0 | 0 | 0 | 0 | 0 | 0 | 0 | 0 | 0 | 0 | 0 | 0 | 0 | 0 | 0 | 0 | 0 | 0
F5_Residential_Manufactured Home Regular Income_New_Secondary Heating_Natural Gas_Fireplace_E10 | F5 | Residential | Manufactured Home Regular Income | New | Secondary Heating | Natural Gas | Fireplace | E10 | Utility - Cost of Operation | 0 | 0 | 0 | 0 | 0 | 0 | 0 | 0 | 0 | 0 | 0 | 0 | 0 | 0 | 0 | 0 | 0 | 0 | 0 | 0 | 0 | 0 | 0 | 0 | 0 | 0 | 0 | 0 | 0 | 0 | 0 | 0 | 0
F6_Residential_Manufactured Home Regular Income_New_Secondary Heating_Natural Gas_Fireplace_E1 | F6 | Residential | Manufactured Home Regular Income | New | Secondary Heating | Natural Gas | Fireplace | E1 | Utility - Value of Sales | 146.5874 | 146.9071 | 147.4628 | 147.8388 | 147.4257 | 147.0114 | 146.596 | 146.1794 | 145.7617 | 145.3428 | 144.9226 | 144.5013 | 144.0788 | 143.6581 | 143.2423 | 142.8343 | 142.4374 | 142.0544 | 141.6886 | 141.343 | 141.0208 | 140.7249 | 140.4555 | 140.2127 | 139.9966 | 139.8072 | 139.6445 | 139.5088 | 139.4001 | 139.3184 | 139.2638 | 139.2365 | 139.2365
F6_Residential_Manufactured Home Regular Income_New_Secondary Heating_Natural Gas_Fireplace_E2 | F6 | Residential | Manufactured Home Regular Income | New | Secondary Heating | Natural Gas | Fireplace | E2 | Utility - Value of Sales | 121.9 | 122.1659 | 122.628 | 122.9406 | 122.5971 | 122.2526 | 121.9071 | 121.5607 | 121.2133 | 120.865 | 120.5156 | 120.1652 | 119.8139 | 119.464 | 119.1182 | 118.779 | 118.4489 | 118.1304 | 117.8262 | 117.5388 | 117.2708 | 117.0248 | 116.8008 | 116.5989 | 116.4192 | 116.2617 | 116.1264 | 116.0135 | 115.9231 | 115.8552 | 115.8098 | 115.7871 | 115.7871
F6_Residential_Manufactured Home Regular Income_New_Secondary Heating_Natural Gas_Fireplace_E3 | F6 | Residential | Manufactured Home Regular Income | New | Secondary Heating | Natural Gas | Fireplace | E3 | Utility - Value of Sales | 116.3006 | 116.5542 | 116.9951 | 117.2934 | 116.9656 | 116.637 | 116.3074 | 115.9769 | 115.6455 | 115.3131 | 114.9798 | 114.6455 | 114.3103 | 113.9765 | 113.6466 | 113.3229 | 113.008 | 112.7042 | 112.4139 | 112.1397 | 111.8841 | 111.6493 | 111.4356 | 111.243 | 111.0715 | 110.9212 | 110.7922 | 110.6845 | 110.5982 | 110.5334 | 110.4901 | 110.4685 | 110.4685
F6_Residential_Manufactured Home Regular Income_New_Secondary Heating_Natural Gas_Fireplace_E4 | F6 | Residential | Manufactured Home Regular Income | New | Secondary Heating | Natural Gas | Fireplace | E4 | Utility - Value of Sales | 0 | 0 | 0 | 0 | 0 | 0 | 0 | 0 | 0 | 0 | 0 | 0 | 0 | 0 | 0 | 0 | 0 | 0 | 0 | 0 | 0 | 0 | 0 | 0 | 0 | 0 | 0 | 0 | 0 | 0 | 0 | 0 | 0
F6_Residential_Manufactured Home Regular Income_New_Secondary Heating_Natural Gas_Fireplace_E5 | F6 | Residential | Manufactured Home Regular Income | New | Secondary Heating | Natural Gas | Fireplace | E5 | Utility - Value of Sales | 0 | 0 | 0 | 0 | 0 | 0 | 0 | 0 | 0 | 0 | 0 | 0 | 0 | 0 | 0 | 0 | 0 | 0 | 0 | 0 | 0 | 0 | 0 | 0 | 0 | 0 | 0 | 0 | 0 | 0 | 0 | 0 | 0
F6_Residential_Manufactured Home Regular Income_New_Secondary Heating_Natural Gas_Fireplace_E6 | F6 | Residential | Manufactured Home Regular Income | New | Secondary Heating | Natural Gas | Fireplace | E6 | Utility - Value of Sales | 0 | 0 | 0 | 0 | 0 | 0 | 0 | 0 | 0 | 0 | 0 | 0 | 0 | 0 | 0 | 0 | 0 | 0 | 0 | 0 | 0 | 0 | 0 | 0 | 0 | 0 | 0 | 0 | 0 | 0 | 0 | 0 | 0
F6_Residential_Manufactured Home Regular Income_New_Secondary Heating_Natural Gas_Fireplace_E7 | F6 | Residential | Manufactured Home Regular Income | New | Secondary Heating | Natural Gas | Fireplace | E7 | Utility - Value of Sales | 0 | 0 | 0 | 0 | 0 | 0 | 0 | 0 | 0 | 0 | 0 | 0 | 0 | 0 | 0 | 0 | 0 | 0 | 0 | 0 | 0 | 0 | 0 | 0 | 0 | 0 | 0 | 0 | 0 | 0 | 0 | 0 | 0
F6_Residential_Manufactured Home Regular Income_New_Secondary Heating_Natural Gas_Fireplace_E8 | F6 | Residential | Manufactured Home Regular Income | New | Secondary Heating | Natural Gas | Fireplace | E8 | Utility - Value of Sales | 0 | 0 | 0 | 0 | 0 | 0 | 0 | 0 | 0 | 0 | 0 | 0 | 0 | 0 | 0 | 0 | 0 | 0 | 0 | 0 | 0 | 0 | 0 | 0 | 0 | 0 | 0 | 0 | 0 | 0 | 0 | 0 | 0
F6_Residential_Manufactured Home Regular Income_New_Secondary Heating_Natural Gas_Fireplace_E9 | F6 | Residential | Manufactured Home Regular Income | New | Secondary Heating | Natural Gas | Fireplace | E9 | Utility - Value of Sales | 0 | 0 | 0 | 0 | 0 | 0 | 0 | 0 | 0 | 0 | 0 | 0 | 0 | 0 | 0 | 0 | 0 | 0 | 0 | 0 | 0 | 0 | 0 | 0 | 0 | 0 | 0 | 0 | 0 | 0 | 0 | 0 | 0
F6_Residential_Manufactured Home Regular Income_New_Secondary Heating_Natural Gas_Fireplace_E10 | F6 | Residential | Manufactured Home Regular Income | New | Secondary Heating | Natural Gas | Fireplace | E10 | Utility - Value of Sales | 0 | 0 | 0 | 0 | 0 | 0 | 0 | 0 | 0 | 0 | 0 | 0 | 0 | 0 | 0 | 0 | 0 | 0 | 0 | 0 | 0 | 0 | 0 | 0 | 0 | 0 | 0 | 0 | 0 | 0 | 0 | 0 | 0
F1_Residential_Manufactured Home Regular Income_New_Water Heating_Natural Gas_Water Heater (<= 55 gal)_E1 | F1 | Residential | Manufactured Home Regular Income | New | Water Heating | Natural Gas | Water Heater (<= 55 gal) | E1 | RVT - Cost of Equipment | 234.4356 | 235.1221 | 236.6619 | 237.9566 | 237.43 | 238.7 | 241.5602 | 243.9341 | 246.7882 | 249.5721 | 252.3784 | 255.0352 | 257.862 | 260.7827 | 263.6293 | 266.5407 | 269.464 | 272.4306 | 275.2832 | 278.0259 | 280.4273 | 282.6275 | 284.3149 | 285.7855 | 286.8508 | 287.5644 | 288.0429 | 288.2284 | 288.0123 | 287.5264 | 286.5306 | 285.2905 | 283.6079
F1_Residential_Manufactured Home Regular Income_New_Water Heating_Natural Gas_Water Heater (<= 55 gal)_E2 | F1 | Residential | Manufactured Home Regular Income | New | Water Heating | Natural Gas | Water Heater (<= 55 gal) | E2 | RVT - Cost of Equipment | 212.4572 | 213.0794 | 214.4749 | 215.6482 | 215.1709 | 216.3218 | 218.9139 | 221.0653 | 223.6518 | 226.1747 | 228.7179 | 231.1257 | 233.6874 | 236.3343 | 238.9141 | 241.5525 | 244.2017 | 246.8902 | 249.4754 | 251.961 | 254.1372 | 256.1312 | 257.6604 | 258.9931 | 259.9585 | 260.6053 | 261.0388 | 261.207 | 261.0111 | 260.5708 | 259.6684 | 258.5445 | 257.0196
F1_Residential_Manufactured Home Regular Income_New_Water Heating_Natural Gas_Water Heater (<= 55 gal)_E3 | F1 | Residential | Manufactured Home Regular Income | New | Water Heating | Natural Gas | Water Heater (<= 55 gal) | E3 | RVT - Cost of Equipment | 167.8674 | 168.3591 | 169.4616 | 170.3887 | 170.0116 | 170.921 | 172.969 | 174.6689 | 176.7125 | 178.7059 | 180.7154 | 182.6178 | 184.6419 | 186.7333 | 188.7716 | 190.8563 | 192.9495 | 195.0738 | 197.1163 | 199.0803 | 200.7998 | 202.3752 | 203.5835 | 204.6365 | 205.3993 | 205.9103 | 206.2529 | 206.3858 | 206.231 | 205.8831 | 205.1701 | 204.2821 | 203.0772
F1_Residential_Manufactured Home Regular Income_New_Water Heating_Natural Gas_Water Heater (<= 55 gal)_E4 | F1 | Residential | Manufactured Home Regular Income | New | Water Heating | Natural Gas | Water Heater (<= 55 gal) | E4 | RVT - Cost of Equipment | 159.5097 | 160.3299 | 161.5717 | 162.7105 | 162.9809 | 164.1441 | 166.0898 | 167.8324 | 169.7801 | 171.6593 | 173.4978 | 175.205 | 176.9158 | 178.5919 | 180.1203 | 181.5674 | 182.8901 | 184.1723 | 185.3389 | 186.4565 | 187.4276 | 188.3462 | 189.0762 | 189.7847 | 190.298 | 190.6418 | 190.8723 | 190.9617 | 190.8576 | 190.6234 | 190.1437 | 189.5462 | 188.7355
F1_Residential_Manufactured Home Regular Income_New_Water Heating_Natural Gas_Water Heater (<= 55 gal)_E5 | F1 | Residential | Manufactured Home Regular Income | New | Water Heating | Natural Gas | Water Heater (<= 55 gal) | E5 | RVT - Cost of Equipment | 152.4983 | 153.2825 | 154.4696 | 155.5584 | 155.8169 | 156.929 | 158.7892 | 160.4551 | 162.3173 | 164.1138 | 165.8715 | 167.5037 | 169.1393 | 170.7417 | 172.2029 | 173.5864 | 174.851 | 176.0768 | 177.1921 | 178.2606 | 179.189 | 180.0672 | 180.7651 | 181.4425 | 181.9332 | 182.2619 | 182.4823 | 182.5678 | 182.4682 | 182.2444 | 181.7858 | 181.2145 | 180.4395
F1_Residential_Manufactured Home Regular Income_New_Water Heating_Natural Gas_Water Heater (<= 55 gal)_E6 | F1 | Residential | Manufactured Home Regular Income | New | Water Heating | Natural Gas | Water Heater (<= 55 gal) | E6 | RVT - Cost of Equipment | 128.2761 | 128.6517 | 129.4943 | 130.2027 | 129.9145 | 130.6094 | 132.1745 | 133.4734 | 135.035 | 136.5583 | 138.0938 | 139.5476 | 141.0943 | 142.6924 | 144.25 | 145.843 | 147.4426 | 149.0658 | 150.6266 | 152.1274 | 153.4413 | 154.6452 | 155.5685 | 156.3732 | 156.9561 | 157.3466 | 157.6084 | 157.7099 | 157.5916 | 157.3257 | 156.7809 | 156.1023 | 155.1817
F1_Residential_Manufactured Home Regular Income_New_Water Heating_Natural Gas_Water Heater (<= 55 gal)_E7 | F1 | Residential | Manufactured Home Regular Income | New | Water Heating | Natural Gas | Water Heater (<= 55 gal) | E7 | RVT - Cost of Equipment | 0 | 0 | 0 | 0 | 104.7387 | 105.2986 | 106.5699 | 107.638 | 108.9242 | 110.1734 | 111.4269 | 112.6096 | 113.8602 | 115.1237 | 116.3044 | 117.4652 | 118.5779 | 119.719 | 120.8314 | 121.9263 | 122.9055 | 123.8508 | 124.6294 | 125.3861 | 125.9532 | 126.3415 | 126.5959 | 126.6787 | 126.5823 | 126.3654 | 125.9212 | 125.3679 | 124.6172
F1_Residential_Manufactured Home Regular Income_New_Water Heating_Natural Gas_Water Heater (<= 55 gal)_E8 | F1 | Residential | Manufactured Home Regular Income | New | Water Heating | Natural Gas | Water Heater (<= 55 gal) | E8 | RVT - Cost of Equipment | 0 | 0 | 0 | 0 | 0 | 0 | 0 | 0 | 0 | 0 | 0 | 0 | 0 | 0 | 0 | 0 | 0 | 0 | 0 | 0 | 0 | 0 | 0 | 0 | 0 | 0 | 0 | 0 | 0 | 0 | 0 | 0 | 0
F1_Residential_Manufactured Home Regular Income_New_Water Heating_Natural Gas_Water Heater (<= 55 gal)_E9 | F1 | Residential | Manufactured Home Regular Income | New | Water Heating | Natural Gas | Water Heater (<= 55 gal) | E9 | RVT - Cost of Equipment | 0 | 0 | 0 | 0 | 0 | 0 | 0 | 0 | 0 | 0 | 0 | 0 | 0 | 0 | 0 | 0 | 0 | 0 | 0 | 0 | 0 | 0 | 0 | 0 | 0 | 0 | 0 | 0 | 0 | 0 | 0 | 0 | 0
F1_Residential_Manufactured Home Regular Income_New_Water Heating_Natural Gas_Water Heater (<= 55 gal)_E10 | F1 | Residential | Manufactured Home Regular Income | New | Water Heating | Natural Gas | Water Heater (<= 55 gal) | E10 | RVT - Cost of Equipment | 0 | 0 | 0 | 0 | 0 | 0 | 0 | 0 | 0 | 0 | 0 | 0 | 0 | 0 | 0 | 0 | 0 | 0 | 0 | 0 | 0 | 0 | 0 | 0 | 0 | 0 | 0 | 0 | 0 | 0 | 0 | 0 | 0
F2_Residential_Manufactured Home Regular Income_New_Water Heating_Natural Gas_Water Heater (<= 55 gal)_E1 | F2 | Residential | Manufactured Home Regular Income | New | Water Heating | Natural Gas | Water Heater (<= 55 gal) | E1 | RVT - Cost of Operation | 234.0576 | 234.743 | 236.2803 | 237.5729 | 237.0472 | 238.3151 | 241.1707 | 243.5408 | 246.3902 | 249.1696 | 251.9715 | 254.624 | 257.4462 | 260.3622 | 263.2042 | 266.1109 | 269.0295 | 271.9913 | 274.8393 | 277.5776 | 279.9751 | 282.1718 | 283.8564 | 285.3247 | 286.3883 | 287.1008 | 287.5784 | 287.7636 | 287.5479 | 287.0628 | 286.0686 | 284.8305 | 283.1506
F2_Residential_Manufactured Home Regular Income_New_Water Heating_Natural Gas_Water Heater (<= 55 gal)_E2 | F2 | Residential | Manufactured Home Regular Income | New | Water Heating | Natural Gas | Water Heater (<= 55 gal) | E2 | RVT - Cost of Operation | 212.1147 | 212.7359 | 214.1291 | 215.3005 | 214.824 | 215.973 | 218.561 | 220.7089 | 223.2912 | 225.81 | 228.3491 | 230.753 | 233.3107 | 235.9532 | 238.5288 | 241.163 | 243.808 | 246.4922 | 249.0731 | 251.5547 | 253.7274 | 255.7182 | 257.2449 | 258.5755 | 259.5394 | 260.1851 | 260.6179 | 260.7858 | 260.5903 | 260.1506 | 259.2497 | 258.1276 | 256.6052
F2_Residential_Manufactured Home Regular Income_New_Water Heating_Natural Gas_Water Heater (<= 55 gal)_E3 | F2 | Residential | Manufactured Home Regular Income | New | Water Heating | Natural Gas | Water Heater (<= 55 gal) | E3 | RVT - Cost of Operation | 167.5968 | 168.0876 | 169.1884 | 170.114 | 169.7375 | 170.6454 | 172.6901 | 174.3873 | 176.4276 | 178.4178 | 180.424 | 182.3234 | 184.3442 | 186.4322 | 188.4672 | 190.5485 | 192.6384 | 194.7592 | 196.7985 | 198.7593 | 200.476 | 202.0489 | 203.2552 | 204.3066 | 205.0681 | 205.5783 | 205.9204 | 206.053 | 205.8985 | 205.5511 | 204.8393 | 203.9527 | 202.7498
F2_Residential_Manufactured Home Regular Income_New_Water Heating_Natural Gas_Water Heater (<= 55 gal)_E4 | F2 | Residential | Manufactured Home Regular Income | New | Water Heating | Natural Gas | Water Heater (<= 55 gal) | E4 | RVT - Cost of Operation | 159.2525 | 160.0714 | 161.3112 | 162.4481 | 162.7181 | 163.8795 | 165.822 | 167.5617 | 169.5064 | 171.3825 | 173.218 | 174.9225 | 176.6305 | 178.3039 | 179.8298 | 181.2746 | 182.5952 | 183.8753 | 185.04 | 186.1559 | 187.1254 | 188.0425 | 188.7713 | 189.4787 | 189.9911 | 190.3344 | 190.5645 | 190.6538 | 190.5498 | 190.3161 | 189.8371 | 189.2406 | 188.4312
F2_Residential_Manufactured Home Regular Income_New_Water Heating_Natural Gas_Water Heater (<= 55 gal)_E5 | F2 | Residential | Manufactured Home Regular Income | New | Water Heating | Natural Gas | Water Heater (<= 55 gal) | E5 | RVT - Cost of Operation | 152.2524 | 153.0353 | 154.2206 | 155.3076 | 155.5656 | 156.676 | 158.5332 | 160.1964 | 162.0555 | 163.8492 | 165.604 | 167.2336 | 168.8666 | 170.4664 | 171.9252 | 173.3065 | 174.569 | 175.7929 | 176.9064 | 177.9732 | 178.9001 | 179.7769 | 180.4737 | 181.15 | 181.6399 | 181.9681 | 182.1881 | 182.2734 | 182.174 | 181.9505 | 181.4926 | 180.9223 | 180.1485
F2_Residential_Manufactured Home Regular Income_New_Water Heating_Natural Gas_Water Heater (<= 55 gal)_E6 | F2 | Residential | Manufactured Home Regular Income | New | Water Heating | Natural Gas | Water Heater (<= 55 gal) | E6 | RVT - Cost of Operation | 128.0692 | 128.4443 | 129.2855 | 129.9927 | 129.7051 | 130.3988 | 131.9613 | 133.2582 | 134.8173 | 136.3381 | 137.8712 | 139.3226 | 140.8668 | 142.4623 | 144.0174 | 145.6079 | 147.2048 | 148.8255 | 150.3838 | 151.8821 | 153.1939 | 154.3959 | 155.3177 | 156.1211 | 156.703 | 157.0929 | 157.3542 | 157.4556 | 157.3375 | 157.0721 | 156.5281 | 155.8506 | 154.9314
F2_Residential_Manufactured Home Regular Income_New_Water Heating_Natural Gas_Water Heater (<= 55 gal)_E7 | F2 | Residential | Manufactured Home Regular Income | New | Water Heating | Natural Gas | Water Heater (<= 55 gal) | E7 | RVT - Cost of Operation | 0 | 0 | 0 | 0 | 104.5698 | 105.1288 | 106.398 | 107.4644 | 108.7486 | 109.9958 | 111.2473 | 112.428 | 113.6766 | 114.938 | 116.1169 | 117.2758 | 118.3867 | 119.526 | 120.6365 | 121.7297 | 122.7073 | 123.6511 | 124.4284 | 125.184 | 125.7501 | 126.1377 | 126.3918 | 126.4744 | 126.3781 | 126.1617 | 125.7182 | 125.1658 | 124.4163
F2_Residential_Manufactured Home Regular Income_New_Water Heating_Natural Gas_Water Heater (<= 55 gal)_E8 | F2 | Residential | Manufactured Home Regular Income | New | Water Heating | Natural Gas | Water Heater (<= 55 gal) | E8 | RVT - Cost of Operation | 0 | 0 | 0 | 0 | 0 | 0 | 0 | 0 | 0 | 0 | 0 | 0 | 0 | 0 | 0 | 0 | 0 | 0 | 0 | 0 | 0 | 0 | 0 | 0 | 0 | 0 | 0 | 0 | 0 | 0 | 0 | 0 | 0
F2_Residential_Manufactured Home Regular Income_New_Water Heating_Natural Gas_Water Heater (<= 55 gal)_E9 | F2 | Residential | Manufactured Home Regular Income | New | Water Heating | Natural Gas | Water Heater (<= 55 gal) | E9 | RVT - Cost of Operation | 0 | 0 | 0 | 0 | 0 | 0 | 0 | 0 | 0 | 0 | 0 | 0 | 0 | 0 | 0 | 0 | 0 | 0 | 0 | 0 | 0 | 0 | 0 | 0 | 0 | 0 | 0 | 0 | 0 | 0 | 0 | 0 | 0
F2_Residential_Manufactured Home Regular Income_New_Water Heating_Natural Gas_Water Heater (<= 55 gal)_E10 | F2 | Residential | Manufactured Home Regular Income | New | Water Heating | Natural Gas | Water Heater (<= 55 gal) | E10 | RVT - Cost of Operation | 0 | 0 | 0 | 0 | 0 | 0 | 0 | 0 | 0 | 0 | 0 | 0 | 0 | 0 | 0 | 0 | 0 | 0 | 0 | 0 | 0 | 0 | 0 | 0 | 0 | 0 | 0 | 0 | 0 | 0 | 0 | 0 | 0
F3_Residential_Manufactured Home Regular Income_New_Water Heating_Natural Gas_Water Heater (<= 55 gal)_E1 | F3 | Residential | Manufactured Home Regular Income | New | Water Heating | Natural Gas | Water Heater (<= 55 gal) | E1 | System - kBTUs of Consumption | 108.75 | 108.75 | 108.75 | 108.75 | 108.75 | 108.75 | 108.75 | 108.75 | 108.75 | 108.75 | 108.75 | 108.75 | 108.75 | 108.75 | 108.75 | 108.75 | 108.75 | 108.75 | 108.75 | 108.75 | 108.75 | 108.75 | 108.75 | 108.75 | 108.75 | 108.75 | 108.75 | 108.75 | 108.75 | 108.75 | 108.75 | 108.75 | 108.75
F3_Residential_Manufactured Home Regular Income_New_Water Heating_Natural Gas_Water Heater (<= 55 gal)_E2 | F3 | Residential | Manufactured Home Regular Income | New | Water Heating | Natural Gas | Water Heater (<= 55 gal) | E2 | System - kBTUs of Consumption | 122.6873 | 122.6873 | 122.6873 | 122.6873 | 122.6873 | 122.6873 | 122.6873 | 122.6873 | 122.6873 | 122.6873 | 122.6873 | 122.6873 | 122.6873 | 122.6873 | 122.6873 | 122.6873 | 122.6873 | 122.6873 | 122.6873 | 122.6873 | 122.6873 | 122.6873 | 122.6873 | 122.6873 | 122.6873 | 122.6873 | 122.6873 | 122.6873 | 122.6873 | 122.6873 | 122.6873 | 122.6873 | 122.6873
F3_Residential_Manufactured Home Regular Income_New_Water Heating_Natural Gas_Water Heater (<= 55 gal)_E3 | F3 | Residential | Manufactured Home Regular Income | New | Water Heating | Natural Gas | Water Heater (<= 55 gal) | E3 | System - kBTUs of Consumption | 346.2727 | 346.2727 | 346.2727 | 346.2727 | 346.2727 | 346.2727 | 346.2727 | 346.2727 | 346.2727 | 346.2727 | 346.2727 | 346.2727 | 346.2727 | 346.2727 | 346.2727 | 346.2727 | 346.2727 | 346.2727 | 346.2727 | 346.2727 | 346.2727 | 346.2727 | 346.2727 | 346.2727 | 346.2727 | 346.2727 | 346.2727 | 346.2727 | 346.2727 | 346.2727 | 346.2727 | 346.2727 | 346.2727
F3_Residential_Manufactured Home Regular Income_New_Water Heating_Natural Gas_Water Heater (<= 55 gal)_E4 | F3 | Residential | Manufactured Home Regular Income | New | Water Heating | Natural Gas | Water Heater (<= 55 gal) | E4 | System - kBTUs of Consumption | 160.3908 | 160.3908 | 160.3908 | 160.3908 | 160.3908 | 160.3908 | 160.3908 | 160.3908 | 160.3908 | 160.3908 | 160.3908 | 160.3908 | 160.3908 | 160.3908 | 160.3908 | 160.3908 | 160.3908 | 160.3908 | 160.3908 | 160.3908 | 160.3908 | 160.3908 | 160.3908 | 160.3908 | 160.3908 | 160.3908 | 160.3908 | 160.3908 | 160.3908 | 160.3908 | 160.3908 | 160.3908 | 160.3908
F3_Residential_Manufactured Home Regular Income_New_Water Heating_Natural Gas_Water Heater (<= 55 gal)_E5 | F3 | Residential | Manufactured Home Regular Income | New | Water Heating | Natural Gas | Water Heater (<= 55 gal) | E5 | System - kBTUs of Consumption | 181.9005 | 181.9005 | 181.9005 | 181.9005 | 181.9005 | 181.9005 | 181.9005 | 181.9005 | 181.9005 | 181.9005 | 181.9005 | 181.9005 | 181.9005 | 181.9005 | 181.9005 | 181.9005 | 181.9005 | 181.9005 | 181.9005 | 181.9005 | 181.9005 | 181.9005 | 181.9005 | 181.9005 | 181.9005 | 181.9005 | 181.9005 | 181.9005 | 181.9005 | 181.9005 | 181.9005 | 181.9005 | 181.9005
F3_Residential_Manufactured Home Regular Income_New_Water Heating_Natural Gas_Water Heater (<= 55 gal)_E6 | F3 | Residential | Manufactured Home Regular Income | New | Water Heating | Natural Gas | Water Heater (<= 55 gal) | E6 | System - kBTUs of Consumption | 501.237 | 501.237 | 501.237 | 501.237 | 501.237 | 501.237 | 501.237 | 501.237 | 501.237 | 501.237 | 501.237 | 501.237 | 501.237 | 501.237 | 501.237 | 501.237 | 501.237 | 501.237 | 501.237 | 501.237 | 501.237 | 501.237 | 501.237 | 501.237 | 501.237 | 501.237 | 501.237 | 501.237 | 501.237 | 501.237 | 501.237 | 501.237 | 501.237
F3_Residential_Manufactured Home Regular Income_New_Water Heating_Natural Gas_Water Heater (<= 55 gal)_E7 | F3 | Residential | Manufactured Home Regular Income | New | Water Heating | Natural Gas | Water Heater (<= 55 gal) | E7 | System - kBTUs of Consumption | 0 | 0 | 0 | 0 | 593.764 | 593.764 | 593.764 | 593.764 | 593.764 | 593.764 | 593.764 | 593.764 | 593.764 | 593.764 | 593.764 | 593.764 | 593.764 | 593.764 | 593.764 | 593.764 | 593.764 | 593.764 | 593.764 | 593.764 | 593.764 | 593.764 | 593.764 | 593.764 | 593.764 | 593.764 | 593.764 | 593.764 | 593.764
F3_Residential_Manufactured Home Regular Income_New_Water Heating_Natural Gas_Water Heater (<= 55 gal)_E8 | F3 | Residential | Manufactured Home Regular Income | New | Water Heating | Natural Gas | Water Heater (<= 55 gal) | E8 | System - kBTUs of Consumption | 0 | 0 | 0 | 0 | 0 | 0 | 0 | 0 | 0 | 0 | 0 | 0 | 0 | 0 | 0 | 0 | 0 | 0 | 0 | 0 | 0 | 0 | 0 | 0 | 0 | 0 | 0 | 0 | 0 | 0 | 0 | 0 | 0
F3_Residential_Manufactured Home Regular Income_New_Water Heating_Natural Gas_Water Heater (<= 55 gal)_E9 | F3 | Residential | Manufactured Home Regular Income | New | Water Heating | Natural Gas | Water Heater (<= 55 gal) | E9 | System - kBTUs of Consumption | 0 | 0 | 0 | 0 | 0 | 0 | 0 | 0 | 0 | 0 | 0 | 0 | 0 | 0 | 0 | 0 | 0 | 0 | 0 | 0 | 0 | 0 | 0 | 0 | 0 | 0 | 0 | 0 | 0 | 0 | 0 | 0 | 0
F3_Residential_Manufactured Home Regular Income_New_Water Heating_Natural Gas_Water Heater (<= 55 gal)_E10 | F3 | Residential | Manufactured Home Regular Income | New | Water Heating | Natural Gas | Water Heater (<= 55 gal) | E10 | System - kBTUs of Consumption | 0 | 0 | 0 | 0 | 0 | 0 | 0 | 0 | 0 | 0 | 0 | 0 | 0 | 0 | 0 | 0 | 0 | 0 | 0 | 0 | 0 | 0 | 0 | 0 | 0 | 0 | 0 | 0 | 0 | 0 | 0 | 0 | 0
F4_Residential_Manufactured Home Regular Income_New_Water Heating_Natural Gas_Water Heater (<= 55 gal)_E1 | F4 | Residential | Manufactured Home Regular Income | New | Water Heating | Natural Gas | Water Heater (<= 55 gal) | E1 | Utility - Cost of Equipment | 234.0576 | 234.743 | 236.2803 | 237.5729 | 237.0472 | 238.3151 | 241.1707 | 243.5408 | 246.3902 | 249.1696 | 251.9715 | 254.624 | 257.4462 | 260.3622 | 263.2042 | 266.1109 | 269.0295 | 271.9913 | 274.8393 | 277.5776 | 279.9751 | 282.1718 | 283.8564 | 285.3247 | 286.3883 | 287.1008 | 287.5784 | 287.7636 | 287.5479 | 287.0628 | 286.0686 | 284.8305 | 283.1506
F4_Residential_Manufactured Home Regular Income_New_Water Heating_Natural Gas_Water Heater (<= 55 gal)_E2 | F4 | Residential | Manufactured Home Regular Income | New | Water Heating | Natural Gas | Water Heater (<= 55 gal) | E2 | Utility - Cost of Equipment | 212.1147 | 212.7359 | 214.1291 | 215.3005 | 214.824 | 215.973 | 218.561 | 220.7089 | 223.2912 | 225.81 | 228.3491 | 230.753 | 233.3107 | 235.9532 | 238.5288 | 241.163 | 243.808 | 246.4922 | 249.0731 | 251.5547 | 253.7274 | 255.7182 | 257.2449 | 258.5755 | 259.5394 | 260.1851 | 260.6179 | 260.7858 | 260.5903 | 260.1506 | 259.2497 | 258.1276 | 256.6052
F4_Residential_Manufactured Home Regular Income_New_Water Heating_Natural Gas_Water Heater (<= 55 gal)_E3 | F4 | Residential | Manufactured Home Regular Income | New | Water Heating | Natural Gas | Water Heater (<= 55 gal) | E3 | Utility - Cost of Equipment | 167.5968 | 168.0876 | 169.1884 | 170.114 | 169.7375 | 170.6454 | 172.6901 | 174.3873 | 176.4276 | 178.4178 | 180.424 | 182.3234 | 184.3442 | 186.4322 | 188.4672 | 190.5485 | 192.6384 | 194.7592 | 196.7985 | 198.7593 | 200.476 | 202.0489 | 203.2552 | 204.3066 | 205.0681 | 205.5783 | 205.9204 | 206.053 | 205.8985 | 205.5511 | 204.8393 | 203.9527 | 202.7498
F4_Residential_Manufactured Home Regular Income_New_Water Heating_Natural Gas_Water Heater (<= 55 gal)_E4 | F4 | Residential | Manufactured Home Regular Income | New | Water Heating | Natural Gas | Water Heater (<= 55 gal) | E4 | Utility - Cost of Equipment | 159.2525 | 160.0714 | 161.3112 | 162.4481 | 162.7181 | 163.8795 | 165.822 | 167.5617 | 169.5064 | 171.3825 | 173.218 | 174.9225 | 176.6305 | 178.3039 | 179.8298 | 181.2746 | 182.5952 | 183.8753 | 185.04 | 186.1559 | 187.1254 | 188.0425 | 188.7713 | 189.4787 | 189.9911 | 190.3344 | 190.5645 | 190.6538 | 190.5498 | 190.3161 | 189.8371 | 189.2406 | 188.4312
F4_Residential_Manufactured Home Regular Income_New_Water Heating_Natural Gas_Water Heater (<= 55 gal)_E5 | F4 | Residential | Manufactured Home Regular Income | New | Water Heating | Natural Gas | Water Heater (<= 55 gal) | E5 | Utility - Cost of Equipment | 152.2524 | 153.0353 | 154.2206 | 155.3076 | 155.5656 | 156.676 | 158.5332 | 160.1964 | 162.0555 | 163.8492 | 165.604 | 167.2336 | 168.8666 | 170.4664 | 171.9252 | 173.3065 | 174.569 | 175.7929 | 176.9064 | 177.9732 | 178.9001 | 179.7769 | 180.4737 | 181.15 | 181.6399 | 181.9681 | 182.1881 | 182.2734 | 182.174 | 181.9505 | 181.4926 | 180.9223 | 180.1485
F4_Residential_Manufactured Home Regular Income_New_Water Heating_Natural Gas_Water Heater (<= 55 gal)_E6 | F4 | Residential | Manufactured Home Regular Income | New | Water Heating | Natural Gas | Water Heater (<= 55 gal) | E6 | Utility - Cost of Equipment | 128.0692 | 128.4443 | 129.2855 | 129.9927 | 129.7051 | 130.3988 | 131.9613 | 133.2582 | 134.8173 | 136.3381 | 137.8712 | 139.3226 | 140.8668 | 142.4623 | 144.0174 | 145.6079 | 147.2048 | 148.8255 | 150.3838 | 151.8821 | 153.1939 | 154.3959 | 155.3177 | 156.1211 | 156.703 | 157.0929 | 157.3542 | 157.4556 | 157.3375 | 157.0721 | 156.5281 | 155.8506 | 154.9314
F4_Residential_Manufactured Home Regular Income_New_Water Heating_Natural Gas_Water Heater (<= 55 gal)_E7 | F4 | Residential | Manufactured Home Regular Income | New | Water Heating | Natural Gas | Water Heater (<= 55 gal) | E7 | Utility - Cost of Equipment | 0 | 0 | 0 | 0 | 104.5698 | 105.1288 | 106.398 | 107.4644 | 108.7486 | 109.9958 | 111.2473 | 112.428 | 113.6766 | 114.938 | 116.1169 | 117.2758 | 118.3867 | 119.526 | 120.6365 | 121.7297 | 122.7073 | 123.6511 | 124.4284 | 125.184 | 125.7501 | 126.1377 | 126.3918 | 126.4744 | 126.3781 | 126.1617 | 125.7182 | 125.1658 | 124.4163
F4_Residential_Manufactured Home Regular Income_New_Water Heating_Natural Gas_Water Heater (<= 55 gal)_E8 | F4 | Residential | Manufactured Home Regular Income | New | Water Heating | Natural Gas | Water Heater (<= 55 gal) | E8 | Utility - Cost of Equipment | 0 | 0 | 0 | 0 | 0 | 0 | 0 | 0 | 0 | 0 | 0 | 0 | 0 | 0 | 0 | 0 | 0 | 0 | 0 | 0 | 0 | 0 | 0 | 0 | 0 | 0 | 0 | 0 | 0 | 0 | 0 | 0 | 0
F4_Residential_Manufactured Home Regular Income_New_Water Heating_Natural Gas_Water Heater (<= 55 gal)_E9 | F4 | Residential | Manufactured Home Regular Income | New | Water Heating | Natural Gas | Water Heater (<= 55 gal) | E9 | Utility - Cost of Equipment | 0 | 0 | 0 | 0 | 0 | 0 | 0 | 0 | 0 | 0 | 0 | 0 | 0 | 0 | 0 | 0 | 0 | 0 | 0 | 0 | 0 | 0 | 0 | 0 | 0 | 0 | 0 | 0 | 0 | 0 | 0 | 0 | 0
F4_Residential_Manufactured Home Regular Income_New_Water Heating_Natural Gas_Water Heater (<= 55 gal)_E10 | F4 | Residential | Manufactured Home Regular Income | New | Water Heating | Natural Gas | Water Heater (<= 55 gal) | E10 | Utility - Cost of Equipment | 0 | 0 | 0 | 0 | 0 | 0 | 0 | 0 | 0 | 0 | 0 | 0 | 0 | 0 | 0 | 0 | 0 | 0 | 0 | 0 | 0 | 0 | 0 | 0 | 0 | 0 | 0 | 0 | 0 | 0 | 0 | 0 | 0
F5_Residential_Manufactured Home Regular Income_New_Water Heating_Natural Gas_Water Heater (<= 55 gal)_E1 | F5 | Residential | Manufactured Home Regular Income | New | Water Heating | Natural Gas | Water Heater (<= 55 gal) | E1 | Utility - Cost of Operation | 108.75 | 108.75 | 108.75 | 108.75 | 108.75 | 108.75 | 108.75 | 108.75 | 108.75 | 108.75 | 108.75 | 108.75 | 108.75 | 108.75 | 108.75 | 108.75 | 108.75 | 108.75 | 108.75 | 108.75 | 108.75 | 108.75 | 108.75 | 108.75 | 108.75 | 108.75 | 108.75 | 108.75 | 108.75 | 108.75 | 108.75 | 108.75 | 108.75
F5_Residential_Manufactured Home Regular Income_New_Water Heating_Natural Gas_Water Heater (<= 55 gal)_E2 | F5 | Residential | Manufactured Home Regular Income | New | Water Heating | Natural Gas | Water Heater (<= 55 gal) | E2 | Utility - Cost of Operation | 122.6873 | 122.6873 | 122.6873 | 122.6873 | 122.6873 | 122.6873 | 122.6873 | 122.6873 | 122.6873 | 122.6873 | 122.6873 | 122.6873 | 122.6873 | 122.6873 | 122.6873 | 122.6873 | 122.6873 | 122.6873 | 122.6873 | 122.6873 | 122.6873 | 122.6873 | 122.6873 | 122.6873 | 122.6873 | 122.6873 | 122.6873 | 122.6873 | 122.6873 | 122.6873 | 122.6873 | 122.6873 | 122.6873
F5_Residential_Manufactured Home Regular Income_New_Water Heating_Natural Gas_Water Heater (<= 55 gal)_E3 | F5 | Residential | Manufactured Home Regular Income | New | Water Heating | Natural Gas | Water Heater (<= 55 gal) | E3 | Utility - Cost of Operation | 346.2727 | 346.2727 | 346.2727 | 346.2727 | 346.2727 | 346.2727 | 346.2727 | 346.2727 | 346.2727 | 346.2727 | 346.2727 | 346.2727 | 346.2727 | 346.2727 | 346.2727 | 346.2727 | 346.2727 | 346.2727 | 346.2727 | 346.2727 | 346.2727 | 346.2727 | 346.2727 | 346.2727 | 346.2727 | 346.2727 | 346.2727 | 346.2727 | 346.2727 | 346.2727 | 346.2727 | 346.2727 | 346.2727
F5_Residential_Manufactured Home Regular Income_New_Water Heating_Natural Gas_Water Heater (<= 55 gal)_E4 | F5 | Residential | Manufactured Home Regular Income | New | Water Heating | Natural Gas | Water Heater (<= 55 gal) | E4 | Utility - Cost of Operation | 160.3908 | 160.3908 | 160.3908 | 160.3908 | 160.3908 | 160.3908 | 160.3908 | 160.3908 | 160.3908 | 160.3908 | 160.3908 | 160.3908 | 160.3908 | 160.3908 | 160.3908 | 160.3908 | 160.3908 | 160.3908 | 160.3908 | 160.3908 | 160.3908 | 160.3908 | 160.3908 | 160.3908 | 160.3908 | 160.3908 | 160.3908 | 160.3908 | 160.3908 | 160.3908 | 160.3908 | 160.3908 | 160.3908
F5_Residential_Manufactured Home Regular Income_New_Water Heating_Natural Gas_Water Heater (<= 55 gal)_E5 | F5 | Residential | Manufactured Home Regular Income | New | Water Heating | Natural Gas | Water Heater (<= 55 gal) | E5 | Utility - Cost of Operation | 181.9005 | 181.9005 | 181.9005 | 181.9005 | 181.9005 | 181.9005 | 181.9005 | 181.9005 | 181.9005 | 181.9005 | 181.9005 | 181.9005 | 181.9005 | 181.9005 | 181.9005 | 181.9005 | 181.9005 | 181.9005 | 181.9005 | 181.9005 | 181.9005 | 181.9005 | 181.9005 | 181.9005 | 181.9005 | 181.9005 | 181.9005 | 181.9005 | 181.9005 | 181.9005 | 181.9005 | 181.9005 | 181.9005
F5_Residential_Manufactured Home Regular Income_New_Water Heating_Natural Gas_Water Heater (<= 55 gal)_E6 | F5 | Residential | Manufactured Home Regular Income | New | Water Heating | Natural Gas | Water Heater (<= 55 gal) | E6 | Utility - Cost of Operation | 501.237 | 501.237 | 501.237 | 501.237 | 501.237 | 501.237 | 501.237 | 501.237 | 501.237 | 501.237 | 501.237 | 501.237 | 501.237 | 501.237 | 501.237 | 501.237 | 501.237 | 501.237 | 501.237 | 501.237 | 501.237 | 501.237 | 501.237 | 501.237 | 501.237 | 501.237 | 501.237 | 501.237 | 501.237 | 501.237 | 501.237 | 501.237 | 501.237
F5_Residential_Manufactured Home Regular Income_New_Water Heating_Natural Gas_Water Heater (<= 55 gal)_E7 | F5 | Residential | Manufactured Home Regular Income | New | Water Heating | Natural Gas | Water Heater (<= 55 gal) | E7 | Utility - Cost of Operation | 0 | 0 | 0 | 0 | 593.764 | 593.764 | 593.764 | 593.764 | 593.764 | 593.764 | 593.764 | 593.764 | 593.764 | 593.764 | 593.764 | 593.764 | 593.764 | 593.764 | 593.764 | 593.764 | 593.764 | 593.764 | 593.764 | 593.764 | 593.764 | 593.764 | 593.764 | 593.764 | 593.764 | 593.764 | 593.764 | 593.764 | 593.764
F5_Residential_Manufactured Home Regular Income_New_Water Heating_Natural Gas_Water Heater (<= 55 gal)_E8 | F5 | Residential | Manufactured Home Regular Income | New | Water Heating | Natural Gas | Water Heater (<= 55 gal) | E8 | Utility - Cost of Operation | 0 | 0 | 0 | 0 | 0 | 0 | 0 | 0 | 0 | 0 | 0 | 0 | 0 | 0 | 0 | 0 | 0 | 0 | 0 | 0 | 0 | 0 | 0 | 0 | 0 | 0 | 0 | 0 | 0 | 0 | 0 | 0 | 0
F5_Residential_Manufactured Home Regular Income_New_Water Heating_Natural Gas_Water Heater (<= 55 gal)_E9 | F5 | Residential | Manufactured Home Regular Income | New | Water Heating | Natural Gas | Water Heater (<= 55 gal) | E9 | Utility - Cost of Operation | 0 | 0 | 0 | 0 | 0 | 0 | 0 | 0 | 0 | 0 | 0 | 0 | 0 | 0 | 0 | 0 | 0 | 0 | 0 | 0 | 0 | 0 | 0 | 0 | 0 | 0 | 0 | 0 | 0 | 0 | 0 | 0 | 0
F5_Residential_Manufactured Home Regular Income_New_Water Heating_Natural Gas_Water Heater (<= 55 gal)_E10 | F5 | Residential | Manufactured Home Regular Income | New | Water Heating | Natural Gas | Water Heater (<= 55 gal) | E10 | Utility - Cost of Operation | 0 | 0 | 0 | 0 | 0 | 0 | 0 | 0 | 0 | 0 | 0 | 0 | 0 | 0 | 0 | 0 | 0 | 0 | 0 | 0 | 0 | 0 | 0 | 0 | 0 | 0 | 0 | 0 | 0 | 0 | 0 | 0 | 0
F6_Residential_Manufactured Home Regular Income_New_Water Heating_Natural Gas_Water Heater (<= 55 gal)_E1 | F6 | Residential | Manufactured Home Regular Income | New | Water Heating | Natural Gas | Water Heater (<= 55 gal) | E1 | Utility - Value of Sales | 189.5545 | 190.6591 | 192.1748 | 193.4136 | 193.4136 | 193.4136 | 193.4136 | 193.4136 | 193.4136 | 193.4136 | 193.4136 | 193.4136 | 193.4136 | 193.4136 | 193.4136 | 193.4136 | 193.4136 | 193.4136 | 193.4136 | 193.4136 | 193.4136 | 193.4136 | 193.4136 | 193.4136 | 193.4136 | 193.4136 | 193.4136 | 193.4136 | 193.4136 | 193.4136 | 193.4136 | 193.4136 | 193.4136
F6_Residential_Manufactured Home Regular Income_New_Water Heating_Natural Gas_Water Heater (<= 55 gal)_E2 | F6 | Residential | Manufactured Home Regular Income | New | Water Heating | Natural Gas | Water Heater (<= 55 gal) | E2 | Utility - Value of Sales | 171.7838 | 172.7848 | 174.1584 | 175.2811 | 175.2811 | 175.2811 | 175.2811 | 175.2811 | 175.2811 | 175.2811 | 175.2811 | 175.2811 | 175.2811 | 175.2811 | 175.2811 | 175.2811 | 175.2811 | 175.2811 | 175.2811 | 175.2811 | 175.2811 | 175.2811 | 175.2811 | 175.2811 | 175.2811 | 175.2811 | 175.2811 | 175.2811 | 175.2811 | 175.2811 | 175.2811 | 175.2811 | 175.2811
F6_Residential_Manufactured Home Regular Income_New_Water Heating_Natural Gas_Water Heater (<= 55 gal)_E3 | F6 | Residential | Manufactured Home Regular Income | New | Water Heating | Natural Gas | Water Heater (<= 55 gal) | E3 | Utility - Value of Sales | 135.7304 | 136.5213 | 137.6066 | 138.4937 | 138.4937 | 138.4937 | 138.4937 | 138.4937 | 138.4937 | 138.4937 | 138.4937 | 138.4937 | 138.4937 | 138.4937 | 138.4937 | 138.4937 | 138.4937 | 138.4937 | 138.4937 | 138.4937 | 138.4937 | 138.4937 | 138.4937 | 138.4937 | 138.4937 | 138.4937 | 138.4937 | 138.4937 | 138.4937 | 138.4937 | 138.4937 | 138.4937 | 138.4937
F6_Residential_Manufactured Home Regular Income_New_Water Heating_Natural Gas_Water Heater (<= 55 gal)_E4 | F6 | Residential | Manufactured Home Regular Income | New | Water Heating | Natural Gas | Water Heater (<= 55 gal) | E4 | Utility - Value of Sales | 127.2701 | 127.7488 | 128.4056 | 128.9424 | 128.9424 | 128.9424 | 128.9424 | 128.9424 | 128.9424 | 128.9424 | 128.9424 | 128.9424 | 128.9424 | 128.9424 | 128.9424 | 128.9424 | 128.9424 | 128.9424 | 128.9424 | 128.9424 | 128.9424 | 128.9424 | 128.9424 | 128.9424 | 128.9424 | 128.9424 | 128.9424 | 128.9424 | 128.9424 | 128.9424 | 128.9424 | 128.9424 | 128.9424
F6_Residential_Manufactured Home Regular Income_New_Water Heating_Natural Gas_Water Heater (<= 55 gal)_E5 | F6 | Residential | Manufactured Home Regular Income | New | Water Heating | Natural Gas | Water Heater (<= 55 gal) | E5 | Utility - Value of Sales | 121.6758 | 122.1334 | 122.7614 | 123.2746 | 123.2746 | 123.2746 | 123.2746 | 123.2746 | 123.2746 | 123.2746 | 123.2746 | 123.2746 | 123.2746 | 123.2746 | 123.2746 | 123.2746 | 123.2746 | 123.2746 | 123.2746 | 123.2746 | 123.2746 | 123.2746 | 123.2746 | 123.2746 | 123.2746 | 123.2746 | 123.2746 | 123.2746 | 123.2746 | 123.2746 | 123.2746 | 123.2746 | 123.2746
F6_Residential_Manufactured Home Regular Income_New_Water Heating_Natural Gas_Water Heater (<= 55 gal)_E6 | F6 | Residential | Manufactured Home Regular Income | New | Water Heating | Natural Gas | Water Heater (<= 55 gal) | E6 | Utility - Value of Sales | 103.7185 | 104.3229 | 105.1522 | 105.8301 | 105.8301 | 105.8301 | 105.8301 | 105.8301 | 105.8301 | 105.8301 | 105.8301 | 105.8301 | 105.8301 | 105.8301 | 105.8301 | 105.8301 | 105.8301 | 105.8301 | 105.8301 | 105.8301 | 105.8301 | 105.8301 | 105.8301 | 105.8301 | 105.8301 | 105.8301 | 105.8301 | 105.8301 | 105.8301 | 105.8301 | 105.8301 | 105.8301 | 105.8301
F6_Residential_Manufactured Home Regular Income_New_Water Heating_Natural Gas_Water Heater (<= 55 gal)_E7 | F6 | Residential | Manufactured Home Regular Income | New | Water Heating | Natural Gas | Water Heater (<= 55 gal) | E7 | Utility - Value of Sales | 0 | 0 | 0 | 0 | 86.2922 | 86.2922 | 86.2922 | 86.2922 | 86.2922 | 86.2922 | 86.2922 | 86.2922 | 86.2922 | 86.2922 | 86.2922 | 86.2922 | 86.2922 | 86.2922 | 86.2922 | 86.2922 | 86.2922 | 86.2922 | 86.2922 | 86.2922 | 86.2922 | 86.2922 | 86.2922 | 86.2922 | 86.2922 | 86.2922 | 86.2922 | 86.2922 | 86.2922
F6_Residential_Manufactured Home Regular Income_New_Water Heating_Natural Gas_Water Heater (<= 55 gal)_E8 | F6 | Residential | Manufactured Home Regular Income | New | Water Heating | Natural Gas | Water Heater (<= 55 gal) | E8 | Utility - Value of Sales | 0 | 0 | 0 | 0 | 0 | 0 | 0 | 0 | 0 | 0 | 0 | 0 | 0 | 0 | 0 | 0 | 0 | 0 | 0 | 0 | 0 | 0 | 0 | 0 | 0 | 0 | 0 | 0 | 0 | 0 | 0 | 0 | 0
F6_Residential_Manufactured Home Regular Income_New_Water Heating_Natural Gas_Water Heater (<= 55 gal)_E9 | F6 | Residential | Manufactured Home Regular Income | New | Water Heating | Natural Gas | Water Heater (<= 55 gal) | E9 | Utility - Value of Sales | 0 | 0 | 0 | 0 | 0 | 0 | 0 | 0 | 0 | 0 | 0 | 0 | 0 | 0 | 0 | 0 | 0 | 0 | 0 | 0 | 0 | 0 | 0 | 0 | 0 | 0 | 0 | 0 | 0 | 0 | 0 | 0 | 0
F6_Residential_Manufactured Home Regular Income_New_Water Heating_Natural Gas_Water Heater (<= 55 gal)_E10 | F6 | Residential | Manufactured Home Regular Income | New | Water Heating | Natural Gas | Water Heater (<= 55 gal) | E10 | Utility - Value of Sales | 0 | 0 | 0 | 0 | 0 | 0 | 0 | 0 | 0 | 0 | 0 | 0 | 0 | 0 | 0 | 0 | 0 | 0 | 0 | 0 | 0 | 0 | 0 | 0 | 0 | 0 | 0 | 0 | 0 | 0 | 0 | 0 | 0
F1_Residential_Manufactured Home Regular Income_New_Water Heating_Natural Gas_Water Heater (> 55 gal)_E1 | F1 | Residential | Manufactured Home Regular Income | New | Water Heating | Natural Gas | Water Heater (> 55 gal) | E1 | RVT - Cost of Equipment | 234.4356 | 235.1221 | 236.6619 | 237.9566 | 237.43 | 238.7 | 241.5602 | 243.9341 | 246.7882 | 249.5721 | 252.3784 | 255.0352 | 257.862 | 260.7827 | 263.6293 | 266.5407 | 269.464 | 272.4306 | 275.2832 | 278.0259 | 280.4273 | 282.6275 | 284.3149 | 285.7855 | 286.8508 | 287.5644 | 288.0429 | 288.2284 | 288.0123 | 287.5264 | 286.5306 | 285.2905 | 283.6079
F1_Residential_Manufactured Home Regular Income_New_Water Heating_Natural Gas_Water Heater (> 55 gal)_E2 | F1 | Residential | Manufactured Home Regular Income | New | Water Heating | Natural Gas | Water Heater (> 55 gal) | E2 | RVT - Cost of Equipment | 228.4244 | 229.0934 | 230.5937 | 231.8552 | 231.3421 | 232.5795 | 235.3664 | 237.6794 | 240.4603 | 243.1728 | 245.9072 | 248.4958 | 251.2502 | 254.0959 | 256.8696 | 259.7063 | 262.5546 | 265.4452 | 268.2246 | 270.897 | 273.2368 | 275.3806 | 277.0247 | 278.4577 | 279.4956 | 280.191 | 280.6571 | 280.8379 | 280.6274 | 280.1539 | 279.1837 | 277.9753 | 276.3359
F1_Residential_Manufactured Home Regular Income_New_Water Heating_Natural Gas_Water Heater (> 55 gal)_E3 | F1 | Residential | Manufactured Home Regular Income | New | Water Heating | Natural Gas | Water Heater (> 55 gal) | E3 | RVT - Cost of Equipment | 219.9642 | 220.6084 | 222.0532 | 223.2679 | 222.7738 | 223.9654 | 226.6491 | 228.8765 | 231.5543 | 234.1664 | 236.7995 | 239.2923 | 241.9446 | 244.685 | 247.3559 | 250.0875 | 252.8304 | 255.6139 | 258.2904 | 260.8638 | 263.1169 | 265.1813 | 266.7646 | 268.1444 | 269.1439 | 269.8136 | 270.2624 | 270.4365 | 270.2338 | 269.7778 | 268.8436 | 267.68 | 266.1012
F1_Residential_Manufactured Home Regular Income_New_Water Heating_Natural Gas_Water Heater (> 55 gal)_E4 | F1 | Residential | Manufactured Home Regular Income | New | Water Heating | Natural Gas | Water Heater (> 55 gal) | E4 | RVT - Cost of Equipment | 209.0127 | 210.0875 | 211.7146 | 213.2069 | 213.5611 | 215.0854 | 217.635 | 219.9183 | 222.4705 | 224.9328 | 227.3419 | 229.579 | 231.8207 | 234.0169 | 236.0196 | 237.9159 | 239.6491 | 241.3292 | 242.8578 | 244.3223 | 245.5947 | 246.7985 | 247.755 | 248.6834 | 249.3559 | 249.8065 | 250.1085 | 250.2256 | 250.0892 | 249.7824 | 249.1538 | 248.3709 | 247.3086
F1_Residential_Manufactured Home Regular Income_New_Water Heating_Natural Gas_Water Heater (> 55 gal)_E5 | F1 | Residential | Manufactured Home Regular Income | New | Water Heating | Natural Gas | Water Heater (> 55 gal) | E5 | RVT - Cost of Equipment | 199.8254 | 200.8529 | 202.4085 | 203.8351 | 204.1738 | 205.6311 | 208.0686 | 210.2515 | 212.6916 | 215.0457 | 217.3488 | 219.4876 | 221.6308 | 223.7305 | 225.6452 | 227.458 | 229.115 | 230.7213 | 232.1828 | 233.5829 | 234.7994 | 235.9502 | 236.8647 | 237.7523 | 238.3952 | 238.826 | 239.1147 | 239.2267 | 239.0963 | 238.803 | 238.202 | 237.4535 | 236.4379
F1_Residential_Manufactured Home Regular Income_New_Water Heating_Natural Gas_Water Heater (> 55 gal)_E6 | F1 | Residential | Manufactured Home Regular Income | New | Water Heating | Natural Gas | Water Heater (> 55 gal) | E6 | RVT - Cost of Equipment | 168.0859 | 168.5781 | 169.6821 | 170.6104 | 170.2328 | 171.1434 | 173.1941 | 174.8962 | 176.9425 | 178.9385 | 180.9506 | 182.8554 | 184.8822 | 186.9763 | 189.0172 | 191.1046 | 193.2006 | 195.3276 | 197.3728 | 199.3393 | 201.061 | 202.6386 | 203.8484 | 204.9028 | 205.6666 | 206.1783 | 206.5213 | 206.6543 | 206.4994 | 206.151 | 205.4371 | 204.5479 | 203.3415
F1_Residential_Manufactured Home Regular Income_New_Water Heating_Natural Gas_Water Heater (> 55 gal)_E7 | F1 | Residential | Manufactured Home Regular Income | New | Water Heating | Natural Gas | Water Heater (> 55 gal) | E7 | RVT - Cost of Equipment | 0 | 0 | 0 | 0 | 0 | 137.9775 | 139.6433 | 141.0429 | 142.7282 | 144.3652 | 146.0077 | 147.5574 | 149.1962 | 150.8517 | 152.3989 | 153.9199 | 155.3779 | 156.8732 | 158.3308 | 159.7655 | 161.0485 | 162.2873 | 163.3075 | 164.2991 | 165.0421 | 165.5509 | 165.8843 | 165.9927 | 165.8664 | 165.5823 | 165.0002 | 164.2752 | 163.2915
F1_Residential_Manufactured Home Regular Income_New_Water Heating_Natural Gas_Water Heater (> 55 gal)_E8 | F1 | Residential | Manufactured Home Regular Income | New | Water Heating | Natural Gas | Water Heater (> 55 gal) | E8 | RVT - Cost of Equipment | 0 | 0 | 0 | 0 | 0 | 0 | 0 | 0 | 0 | 0 | 0 | 0 | 0 | 0 | 0 | 0 | 0 | 0 | 0 | 0 | 0 | 0 | 0 | 0 | 0 | 0 | 0 | 0 | 0 | 0 | 0 | 0 | 0
F1_Residential_Manufactured Home Regular Income_New_Water Heating_Natural Gas_Water Heater (> 55 gal)_E9 | F1 | Residential | Manufactured Home Regular Income | New | Water Heating | Natural Gas | Water Heater (> 55 gal) | E9 | RVT - Cost of Equipment | 0 | 0 | 0 | 0 | 0 | 0 | 0 | 0 | 0 | 0 | 0 | 0 | 0 | 0 | 0 | 0 | 0 | 0 | 0 | 0 | 0 | 0 | 0 | 0 | 0 | 0 | 0 | 0 | 0 | 0 | 0 | 0 | 0
F1_Residential_Manufactured Home Regular Income_New_Water Heating_Natural Gas_Water Heater (> 55 gal)_E10 | F1 | Residential | Manufactured Home Regular Income | New | Water Heating | Natural Gas | Water Heater (> 55 gal) | E10 | RVT - Cost of Equipment | 0 | 0 | 0 | 0 | 0 | 0 | 0 | 0 | 0 | 0 | 0 | 0 | 0 | 0 | 0 | 0 | 0 | 0 | 0 | 0 | 0 | 0 | 0 | 0 | 0 | 0 | 0 | 0 | 0 | 0 | 0 | 0 | 0
F2_Residential_Manufactured Home Regular Income_New_Water Heating_Natural Gas_Water Heater (> 55 gal)_E1 | F2 | Residential | Manufactured Home Regular Income | New | Water Heating | Natural Gas | Water Heater (> 55 gal) | E1 | RVT - Cost of Operation | 234.0576 | 234.743 | 236.2803 | 237.5729 | 237.0472 | 238.3151 | 241.1707 | 243.5408 | 246.3902 | 249.1696 | 251.9715 | 254.624 | 257.4462 | 260.3622 | 263.2042 | 266.1109 | 269.0295 | 271.9913 | 274.8393 | 277.5776 | 279.9751 | 282.1718 | 283.8564 | 285.3247 | 286.3883 | 287.1008 | 287.5784 | 287.7636 | 287.5479 | 287.0628 | 286.0686 | 284.8305 | 283.1506
F2_Residential_Manufactured Home Regular Income_New_Water Heating_Natural Gas_Water Heater (> 55 gal)_E2 | F2 | Residential | Manufactured Home Regular Income | New | Water Heating | Natural Gas | Water Heater (> 55 gal) | E2 | RVT - Cost of Operation | 228.0561 | 228.724 | 230.2219 | 231.4813 | 230.969 | 232.2044 | 234.9869 | 237.2962 | 240.0725 | 242.7807 | 245.5107 | 248.0952 | 250.845 | 253.6862 | 256.4554 | 259.2875 | 262.1313 | 265.0172 | 267.7921 | 270.4602 | 272.7962 | 274.9366 | 276.5781 | 278.0087 | 279.045 | 279.7392 | 280.2046 | 280.3851 | 280.1749 | 279.7022 | 278.7335 | 277.5271 | 275.8903
F2_Residential_Manufactured Home Regular Income_New_Water Heating_Natural Gas_Water Heater (> 55 gal)_E3 | F2 | Residential | Manufactured Home Regular Income | New | Water Heating | Natural Gas | Water Heater (> 55 gal) | E3 | RVT - Cost of Operation | 219.6096 | 220.2527 | 221.6951 | 222.908 | 222.4146 | 223.6043 | 226.2836 | 228.5074 | 231.181 | 233.7888 | 236.4177 | 238.9065 | 241.5545 | 244.2905 | 246.9571 | 249.6843 | 252.4227 | 255.2018 | 257.8739 | 260.4432 | 262.6927 | 264.7538 | 266.3344 | 267.7121 | 268.71 | 269.3785 | 269.8267 | 270.0005 | 269.798 | 269.3428 | 268.4101 | 267.2484 | 265.6721
F2_Residential_Manufactured Home Regular Income_New_Water Heating_Natural Gas_Water Heater (> 55 gal)_E4 | F2 | Residential | Manufactured Home Regular Income | New | Water Heating | Natural Gas | Water Heater (> 55 gal) | E4 | RVT - Cost of Operation | 208.6757 | 209.7488 | 211.3733 | 212.8631 | 213.2168 | 214.7386 | 217.284 | 219.5637 | 222.1118 | 224.5702 | 226.9753 | 229.2088 | 231.4469 | 233.6396 | 235.6391 | 237.5323 | 239.2627 | 240.9401 | 242.4662 | 243.9284 | 245.1988 | 246.4005 | 247.3555 | 248.2824 | 248.9539 | 249.4037 | 249.7053 | 249.8222 | 249.686 | 249.3797 | 248.7521 | 247.9704 | 246.9099
F2_Residential_Manufactured Home Regular Income_New_Water Heating_Natural Gas_Water Heater (> 55 gal)_E5 | F2 | Residential | Manufactured Home Regular Income | New | Water Heating | Natural Gas | Water Heater (> 55 gal) | E5 | RVT - Cost of Operation | 199.5032 | 200.529 | 202.0821 | 203.5065 | 203.8446 | 205.2995 | 207.7331 | 209.9125 | 212.3487 | 214.699 | 216.9984 | 219.1337 | 221.2734 | 223.3697 | 225.2813 | 227.0913 | 228.7456 | 230.3493 | 231.8084 | 233.2063 | 234.4208 | 235.5697 | 236.4827 | 237.3689 | 238.0109 | 238.4409 | 238.7292 | 238.841 | 238.7108 | 238.418 | 237.8179 | 237.0706 | 236.0567
F2_Residential_Manufactured Home Regular Income_New_Water Heating_Natural Gas_Water Heater (> 55 gal)_E6 | F2 | Residential | Manufactured Home Regular Income | New | Water Heating | Natural Gas | Water Heater (> 55 gal) | E6 | RVT - Cost of Operation | 167.8149 | 168.3063 | 169.4085 | 170.3353 | 169.9584 | 170.8674 | 172.9149 | 174.6142 | 176.6572 | 178.6499 | 180.6588 | 182.5606 | 184.5841 | 186.6748 | 188.7125 | 190.7965 | 192.8891 | 195.0127 | 197.0546 | 199.0179 | 200.7369 | 202.3118 | 203.5197 | 204.5724 | 205.335 | 205.8458 | 206.1883 | 206.3211 | 206.1664 | 205.8186 | 205.1058 | 204.2181 | 203.0136
F2_Residential_Manufactured Home Regular Income_New_Water Heating_Natural Gas_Water Heater (> 55 gal)_E7 | F2 | Residential | Manufactured Home Regular Income | New | Water Heating | Natural Gas | Water Heater (> 55 gal) | E7 | RVT - Cost of Operation | 0 | 0 | 0 | 0 | 0 | 137.755 | 139.4181 | 140.8155 | 142.4981 | 144.1324 | 145.7723 | 147.3194 | 148.9556 | 150.6085 | 152.1532 | 153.6717 | 155.1274 | 156.6203 | 158.0755 | 159.5079 | 160.7889 | 162.0256 | 163.0442 | 164.0342 | 164.776 | 165.2839 | 165.6168 | 165.7251 | 165.599 | 165.3153 | 164.7341 | 164.0103 | 163.0282
F2_Residential_Manufactured Home Regular Income_New_Water Heating_Natural Gas_Water Heater (> 55 gal)_E8 | F2 | Residential | Manufactured Home Regular Income | New | Water Heating | Natural Gas | Water Heater (> 55 gal) | E8 | RVT - Cost of Operation | 0 | 0 | 0 | 0 | 0 | 0 | 0 | 0 | 0 | 0 | 0 | 0 | 0 | 0 | 0 | 0 | 0 | 0 | 0 | 0 | 0 | 0 | 0 | 0 | 0 | 0 | 0 | 0 | 0 | 0 | 0 | 0 | 0
F2_Residential_Manufactured Home Regular Income_New_Water Heating_Natural Gas_Water Heater (> 55 gal)_E9 | F2 | Residential | Manufactured Home Regular Income | New | Water Heating | Natural Gas | Water Heater (> 55 gal) | E9 | RVT - Cost of Operation | 0 | 0 | 0 | 0 | 0 | 0 | 0 | 0 | 0 | 0 | 0 | 0 | 0 | 0 | 0 | 0 | 0 | 0 | 0 | 0 | 0 | 0 | 0 | 0 | 0 | 0 | 0 | 0 | 0 | 0 | 0 | 0 | 0
F2_Residential_Manufactured Home Regular Income_New_Water Heating_Natural Gas_Water Heater (> 55 gal)_E10 | F2 | Residential | Manufactured Home Regular Income | New | Water Heating | Natural Gas | Water Heater (> 55 gal) | E10 | RVT - Cost of Operation | 0 | 0 | 0 | 0 | 0 | 0 | 0 | 0 | 0 | 0 | 0 | 0 | 0 | 0 | 0 | 0 | 0 | 0 | 0 | 0 | 0 | 0 | 0 | 0 | 0 | 0 | 0 | 0 | 0 | 0 | 0 | 0 | 0
F3_Residential_Manufactured Home Regular Income_New_Water Heating_Natural Gas_Water Heater (> 55 gal)_E1 | F3 | Residential | Manufactured Home Regular Income | New | Water Heating | Natural Gas | Water Heater (> 55 gal) | E1 | System - kBTUs of Consumption | 125.0625 | 125.0625 | 125.0625 | 125.0625 | 125.0625 | 125.0625 | 125.0625 | 125.0625 | 125.0625 | 125.0625 | 125.0625 | 125.0625 | 125.0625 | 125.0625 | 125.0625 | 125.0625 | 125.0625 | 125.0625 | 125.0625 | 125.0625 | 125.0625 | 125.0625 | 125.0625 | 125.0625 | 125.0625 | 125.0625 | 125.0625 | 125.0625 | 125.0625 | 125.0625 | 125.0625 | 125.0625 | 125.0625
F3_Residential_Manufactured Home Regular Income_New_Water Heating_Natural Gas_Water Heater (> 55 gal)_E2 | F3 | Residential | Manufactured Home Regular Income | New | Water Heating | Natural Gas | Water Heater (> 55 gal) | E2 | System - kBTUs of Consumption | 141.0904 | 141.0904 | 141.0904 | 141.0904 | 141.0904 | 141.0904 | 141.0904 | 141.0904 | 141.0904 | 141.0904 | 141.0904 | 141.0904 | 141.0904 | 141.0904 | 141.0904 | 141.0904 | 141.0904 | 141.0904 | 141.0904 | 141.0904 | 141.0904 | 141.0904 | 141.0904 | 141.0904 | 141.0904 | 141.0904 | 141.0904 | 141.0904 | 141.0904 | 141.0904 | 141.0904 | 141.0904 | 141.0904
F3_Residential_Manufactured Home Regular Income_New_Water Heating_Natural Gas_Water Heater (> 55 gal)_E3 | F3 | Residential | Manufactured Home Regular Income | New | Water Heating | Natural Gas | Water Heater (> 55 gal) | E3 | System - kBTUs of Consumption | 398.2136 | 398.2136 | 398.2136 | 398.2136 | 398.2136 | 398.2136 | 398.2136 | 398.2136 | 398.2136 | 398.2136 | 398.2136 | 398.2136 | 398.2136 | 398.2136 | 398.2136 | 398.2136 | 398.2136 | 398.2136 | 398.2136 | 398.2136 | 398.2136 | 398.2136 | 398.2136 | 398.2136 | 398.2136 | 398.2136 | 398.2136 | 398.2136 | 398.2136 | 398.2136 | 398.2136 | 398.2136 | 398.2136
F3_Residential_Manufactured Home Regular Income_New_Water Heating_Natural Gas_Water Heater (> 55 gal)_E4 | F3 | Residential | Manufactured Home Regular Income | New | Water Heating | Natural Gas | Water Heater (> 55 gal) | E4 | System - kBTUs of Consumption | 184.4494 | 184.4494 | 184.4494 | 184.4494 | 184.4494 | 184.4494 | 184.4494 | 184.4494 | 184.4494 | 184.4494 | 184.4494 | 184.4494 | 184.4494 | 184.4494 | 184.4494 | 184.4494 | 184.4494 | 184.4494 | 184.4494 | 184.4494 | 184.4494 | 184.4494 | 184.4494 | 184.4494 | 184.4494 | 184.4494 | 184.4494 | 184.4494 | 184.4494 | 184.4494 | 184.4494 | 184.4494 | 184.4494
F3_Residential_Manufactured Home Regular Income_New_Water Heating_Natural Gas_Water Heater (> 55 gal)_E5 | F3 | Residential | Manufactured Home Regular Income | New | Water Heating | Natural Gas | Water Heater (> 55 gal) | E5 | System - kBTUs of Consumption | 209.1856 | 209.1856 | 209.1856 | 209.1856 | 209.1856 | 209.1856 | 209.1856 | 209.1856 | 209.1856 | 209.1856 | 209.1856 | 209.1856 | 209.1856 | 209.1856 | 209.1856 | 209.1856 | 209.1856 | 209.1856 | 209.1856 | 209.1856 | 209.1856 | 209.1856 | 209.1856 | 209.1856 | 209.1856 | 209.1856 | 209.1856 | 209.1856 | 209.1856 | 209.1856 | 209.1856 | 209.1856 | 209.1856
F3_Residential_Manufactured Home Regular Income_New_Water Heating_Natural Gas_Water Heater (> 55 gal)_E6 | F3 | Residential | Manufactured Home Regular Income | New | Water Heating | Natural Gas | Water Heater (> 55 gal) | E6 | System - kBTUs of Consumption | 576.4226 | 576.4226 | 576.4226 | 576.4226 | 576.4226 | 576.4226 | 576.4226 | 576.4226 | 576.4226 | 576.4226 | 576.4226 | 576.4226 | 576.4226 | 576.4226 | 576.4226 | 576.4226 | 576.4226 | 576.4226 | 576.4226 | 576.4226 | 576.4226 | 576.4226 | 576.4226 | 576.4226 | 576.4226 | 576.4226 | 576.4226 | 576.4226 | 576.4226 | 576.4226 | 576.4226 | 576.4226 | 576.4226
F3_Residential_Manufactured Home Regular Income_New_Water Heating_Natural Gas_Water Heater (> 55 gal)_E7 | F3 | Residential | Manufactured Home Regular Income | New | Water Heating | Natural Gas | Water Heater (> 55 gal) | E7 | System - kBTUs of Consumption | 0 | 0 | 0 | 0 | 0 | 682.8286 | 682.8286 | 682.8286 | 682.8286 | 682.8286 | 682.8286 | 682.8286 | 682.8286 | 682.8286 | 682.8286 | 682.8286 | 682.8286 | 682.8286 | 682.8286 | 682.8286 | 682.8286 | 682.8286 | 682.8286 | 682.8286 | 682.8286 | 682.8286 | 682.8286 | 682.8286 | 682.8286 | 682.8286 | 682.8286 | 682.8286 | 682.8286
F3_Residential_Manufactured Home Regular Income_New_Water Heating_Natural Gas_Water Heater (> 55 gal)_E8 | F3 | Residential | Manufactured Home Regular Income | New | Water Heating | Natural Gas | Water Heater (> 55 gal) | E8 | System - kBTUs of Consumption | 0 | 0 | 0 | 0 | 0 | 0 | 0 | 0 | 0 | 0 | 0 | 0 | 0 | 0 | 0 | 0 | 0 | 0 | 0 | 0 | 0 | 0 | 0 | 0 | 0 | 0 | 0 | 0 | 0 | 0 | 0 | 0 | 0
F3_Residential_Manufactured Home Regular Income_New_Water Heating_Natural Gas_Water Heater (> 55 gal)_E9 | F3 | Residential | Manufactured Home Regular Income | New | Water Heating | Natural Gas | Water Heater (> 55 gal) | E9 | System - kBTUs of Consumption | 0 | 0 | 0 | 0 | 0 | 0 | 0 | 0 | 0 | 0 | 0 | 0 | 0 | 0 | 0 | 0 | 0 | 0 | 0 | 0 | 0 | 0 | 0 | 0 | 0 | 0 | 0 | 0 | 0 | 0 | 0 | 0 | 0
F3_Residential_Manufactured Home Regular Income_New_Water Heating_Natural Gas_Water Heater (> 55 gal)_E10 | F3 | Residential | Manufactured Home Regular Income | New | Water Heating | Natural Gas | Water Heater (> 55 gal) | E10 | System - kBTUs of Consumption | 0 | 0 | 0 | 0 | 0 | 0 | 0 | 0 | 0 | 0 | 0 | 0 | 0 | 0 | 0 | 0 | 0 | 0 | 0 | 0 | 0 | 0 | 0 | 0 | 0 | 0 | 0 | 0 | 0 | 0 | 0 | 0 | 0
F4_Residential_Manufactured Home Regular Income_New_Water Heating_Natural Gas_Water Heater (> 55 gal)_E1 | F4 | Residential | Manufactured Home Regular Income | New | Water Heating | Natural Gas | Water Heater (> 55 gal) | E1 | Utility - Cost of Equipment | 234.0576 | 234.743 | 236.2803 | 237.5729 | 237.0472 | 238.3151 | 241.1707 | 243.5408 | 246.3902 | 249.1696 | 251.9715 | 254.624 | 257.4462 | 260.3622 | 263.2042 | 266.1109 | 269.0295 | 271.9913 | 274.8393 | 277.5776 | 279.9751 | 282.1718 | 283.8564 | 285.3247 | 286.3883 | 287.1008 | 287.5784 | 287.7636 | 287.5479 | 287.0628 | 286.0686 | 284.8305 | 283.1506
F4_Residential_Manufactured Home Regular Income_New_Water Heating_Natural Gas_Water Heater (> 55 gal)_E2 | F4 | Residential | Manufactured Home Regular Income | New | Water Heating | Natural Gas | Water Heater (> 55 gal) | E2 | Utility - Cost of Equipment | 228.0561 | 228.724 | 230.2219 | 231.4813 | 230.969 | 232.2044 | 234.9869 | 237.2962 | 240.0725 | 242.7807 | 245.5107 | 248.0952 | 250.845 | 253.6862 | 256.4554 | 259.2875 | 262.1313 | 265.0172 | 267.7921 | 270.4602 | 272.7962 | 274.9366 | 276.5781 | 278.0087 | 279.045 | 279.7392 | 280.2046 | 280.3851 | 280.1749 | 279.7022 | 278.7335 | 277.5271 | 275.8903
F4_Residential_Manufactured Home Regular Income_New_Water Heating_Natural Gas_Water Heater (> 55 gal)_E3 | F4 | Residential | Manufactured Home Regular Income | New | Water Heating | Natural Gas | Water Heater (> 55 gal) | E3 | Utility - Cost of Equipment | 219.6096 | 220.2527 | 221.6951 | 222.908 | 222.4146 | 223.6043 | 226.2836 | 228.5074 | 231.181 | 233.7888 | 236.4177 | 238.9065 | 241.5545 | 244.2905 | 246.9571 | 249.6843 | 252.4227 | 255.2018 | 257.8739 | 260.4432 | 262.6927 | 264.7538 | 266.3344 | 267.7121 | 268.71 | 269.3785 | 269.8267 | 270.0005 | 269.798 | 269.3428 | 268.4101 | 267.2484 | 265.6721
F4_Residential_Manufactured Home Regular Income_New_Water Heating_Natural Gas_Water Heater (> 55 gal)_E4 | F4 | Residential | Manufactured Home Regular Income | New | Water Heating | Natural Gas | Water Heater (> 55 gal) | E4 | Utility - Cost of Equipment | 208.6757 | 209.7488 | 211.3733 | 212.8631 | 213.2168 | 214.7386 | 217.284 | 219.5637 | 222.1118 | 224.5702 | 226.9753 | 229.2088 | 231.4469 | 233.6396 | 235.6391 | 237.5323 | 239.2627 | 240.9401 | 242.4662 | 243.9284 | 245.1988 | 246.4005 | 247.3555 | 248.2824 | 248.9539 | 249.4037 | 249.7053 | 249.8222 | 249.686 | 249.3797 | 248.7521 | 247.9704 | 246.9099
F4_Residential_Manufactured Home Regular Income_New_Water Heating_Natural Gas_Water Heater (> 55 gal)_E5 | F4 | Residential | Manufactured Home Regular Income | New | Water Heating | Natural Gas | Water Heater (> 55 gal) | E5 | Utility - Cost of Equipment | 199.5032 | 200.529 | 202.0821 | 203.5065 | 203.8446 | 205.2995 | 207.7331 | 209.9125 | 212.3487 | 214.699 | 216.9984 | 219.1337 | 221.2734 | 223.3697 | 225.2813 | 227.0913 | 228.7456 | 230.3493 | 231.8084 | 233.2063 | 234.4208 | 235.5697 | 236.4827 | 237.3689 | 238.0109 | 238.4409 | 238.7292 | 238.841 | 238.7108 | 238.418 | 237.8179 | 237.0706 | 236.0567
F4_Residential_Manufactured Home Regular Income_New_Water Heating_Natural Gas_Water Heater (> 55 gal)_E6 | F4 | Residential | Manufactured Home Regular Income | New | Water Heating | Natural Gas | Water Heater (> 55 gal) | E6 | Utility - Cost of Equipment | 167.8149 | 168.3063 | 169.4085 | 170.3353 | 169.9584 | 170.8674 | 172.9149 | 174.6142 | 176.6572 | 178.6499 | 180.6588 | 182.5606 | 184.5841 | 186.6748 | 188.7125 | 190.7965 | 192.8891 | 195.0127 | 197.0546 | 199.0179 | 200.7369 | 202.3118 | 203.5197 | 204.5724 | 205.335 | 205.8458 | 206.1883 | 206.3211 | 206.1664 | 205.8186 | 205.1058 | 204.2181 | 203.0136
F4_Residential_Manufactured Home Regular Income_New_Water Heating_Natural Gas_Water Heater (> 55 gal)_E7 | F4 | Residential | Manufactured Home Regular Income | New | Water Heating | Natural Gas | Water Heater (> 55 gal) | E7 | Utility - Cost of Equipment | 0 | 0 | 0 | 0 | 0 | 137.755 | 139.4181 | 140.8155 | 142.4981 | 144.1324 | 145.7723 | 147.3194 | 148.9556 | 150.6085 | 152.1532 | 153.6717 | 155.1274 | 156.6203 | 158.0755 | 159.5079 | 160.7889 | 162.0256 | 163.0442 | 164.0342 | 164.776 | 165.2839 | 165.6168 | 165.7251 | 165.599 | 165.3153 | 164.7341 | 164.0103 | 163.0282
F4_Residential_Manufactured Home Regular Income_New_Water Heating_Natural Gas_Water Heater (> 55 gal)_E8 | F4 | Residential | Manufactured Home Regular Income | New | Water Heating | Natural Gas | Water Heater (> 55 gal) | E8 | Utility - Cost of Equipment | 0 | 0 | 0 | 0 | 0 | 0 | 0 | 0 | 0 | 0 | 0 | 0 | 0 | 0 | 0 | 0 | 0 | 0 | 0 | 0 | 0 | 0 | 0 | 0 | 0 | 0 | 0 | 0 | 0 | 0 | 0 | 0 | 0
F4_Residential_Manufactured Home Regular Income_New_Water Heating_Natural Gas_Water Heater (> 55 gal)_E9 | F4 | Residential | Manufactured Home Regular Income | New | Water Heating | Natural Gas | Water Heater (> 55 gal) | E9 | Utility - Cost of Equipment | 0 | 0 | 0 | 0 | 0 | 0 | 0 | 0 | 0 | 0 | 0 | 0 | 0 | 0 | 0 | 0 | 0 | 0 | 0 | 0 | 0 | 0 | 0 | 0 | 0 | 0 | 0 | 0 | 0 | 0 | 0 | 0 | 0
F4_Residential_Manufactured Home Regular Income_New_Water Heating_Natural Gas_Water Heater (> 55 gal)_E10 | F4 | Residential | Manufactured Home Regular Income | New | Water Heating | Natural Gas | Water Heater (> 55 gal) | E10 | Utility - Cost of Equipment | 0 | 0 | 0 | 0 | 0 | 0 | 0 | 0 | 0 | 0 | 0 | 0 | 0 | 0 | 0 | 0 | 0 | 0 | 0 | 0 | 0 | 0 | 0 | 0 | 0 | 0 | 0 | 0 | 0 | 0 | 0 | 0 | 0
F5_Residential_Manufactured Home Regular Income_New_Water Heating_Natural Gas_Water Heater (> 55 gal)_E1 | F5 | Residential | Manufactured Home Regular Income | New | Water Heating | Natural Gas | Water Heater (> 55 gal) | E1 | Utility - Cost of Operation | 125.0625 | 125.0625 | 125.0625 | 125.0625 | 125.0625 | 125.0625 | 125.0625 | 125.0625 | 125.0625 | 125.0625 | 125.0625 | 125.0625 | 125.0625 | 125.0625 | 125.0625 | 125.0625 | 125.0625 | 125.0625 | 125.0625 | 125.0625 | 125.0625 | 125.0625 | 125.0625 | 125.0625 | 125.0625 | 125.0625 | 125.0625 | 125.0625 | 125.0625 | 125.0625 | 125.0625 | 125.0625 | 125.0625
F5_Residential_Manufactured Home Regular Income_New_Water Heating_Natural Gas_Water Heater (> 55 gal)_E2 | F5 | Residential | Manufactured Home Regular Income | New | Water Heating | Natural Gas | Water Heater (> 55 gal) | E2 | Utility - Cost of Operation | 141.0904 | 141.0904 | 141.0904 | 141.0904 | 141.0904 | 141.0904 | 141.0904 | 141.0904 | 141.0904 | 141.0904 | 141.0904 | 141.0904 | 141.0904 | 141.0904 | 141.0904 | 141.0904 | 141.0904 | 141.0904 | 141.0904 | 141.0904 | 141.0904 | 141.0904 | 141.0904 | 141.0904 | 141.0904 | 141.0904 | 141.0904 | 141.0904 | 141.0904 | 141.0904 | 141.0904 | 141.0904 | 141.0904
F5_Residential_Manufactured Home Regular Income_New_Water Heating_Natural Gas_Water Heater (> 55 gal)_E3 | F5 | Residential | Manufactured Home Regular Income | New | Water Heating | Natural Gas | Water Heater (> 55 gal) | E3 | Utility - Cost of Operation | 398.2136 | 398.2136 | 398.2136 | 398.2136 | 398.2136 | 398.2136 | 398.2136 | 398.2136 | 398.2136 | 398.2136 | 398.2136 | 398.2136 | 398.2136 | 398.2136 | 398.2136 | 398.2136 | 398.2136 | 398.2136 | 398.2136 | 398.2136 | 398.2136 | 398.2136 | 398.2136 | 398.2136 | 398.2136 | 398.2136 | 398.2136 | 398.2136 | 398.2136 | 398.2136 | 398.2136 | 398.2136 | 398.2136
F5_Residential_Manufactured Home Regular Income_New_Water Heating_Natural Gas_Water Heater (> 55 gal)_E4 | F5 | Residential | Manufactured Home Regular Income | New | Water Heating | Natural Gas | Water Heater (> 55 gal) | E4 | Utility - Cost of Operation | 184.4494 | 184.4494 | 184.4494 | 184.4494 | 184.4494 | 184.4494 | 184.4494 | 184.4494 | 184.4494 | 184.4494 | 184.4494 | 184.4494 | 184.4494 | 184.4494 | 184.4494 | 184.4494 | 184.4494 | 184.4494 | 184.4494 | 184.4494 | 184.4494 | 184.4494 | 184.4494 | 184.4494 | 184.4494 | 184.4494 | 184.4494 | 184.4494 | 184.4494 | 184.4494 | 184.4494 | 184.4494 | 184.4494
F5_Residential_Manufactured Home Regular Income_New_Water Heating_Natural Gas_Water Heater (> 55 gal)_E5 | F5 | Residential | Manufactured Home Regular Income | New | Water Heating | Natural Gas | Water Heater (> 55 gal) | E5 | Utility - Cost of Operation | 209.1856 | 209.1856 | 209.1856 | 209.1856 | 209.1856 | 209.1856 | 209.1856 | 209.1856 | 209.1856 | 209.1856 | 209.1856 | 209.1856 | 209.1856 | 209.1856 | 209.1856 | 209.1856 | 209.1856 | 209.1856 | 209.1856 | 209.1856 | 209.1856 | 209.1856 | 209.1856 | 209.1856 | 209.1856 | 209.1856 | 209.1856 | 209.1856 | 209.1856 | 209.1856 | 209.1856 | 209.1856 | 209.1856
F5_Residential_Manufactured Home Regular Income_New_Water Heating_Natural Gas_Water Heater (> 55 gal)_E6 | F5 | Residential | Manufactured Home Regular Income | New | Water Heating | Natural Gas | Water Heater (> 55 gal) | E6 | Utility - Cost of Operation | 576.4226 | 576.4226 | 576.4226 | 576.4226 | 576.4226 | 576.4226 | 576.4226 | 576.4226 | 576.4226 | 576.4226 | 576.4226 | 576.4226 | 576.4226 | 576.4226 | 576.4226 | 576.4226 | 576.4226 | 576.4226 | 576.4226 | 576.4226 | 576.4226 | 576.4226 | 576.4226 | 576.4226 | 576.4226 | 576.4226 | 576.4226 | 576.4226 | 576.4226 | 576.4226 | 576.4226 | 576.4226 | 576.4226
F5_Residential_Manufactured Home Regular Income_New_Water Heating_Natural Gas_Water Heater (> 55 gal)_E7 | F5 | Residential | Manufactured Home Regular Income | New | Water Heating | Natural Gas | Water Heater (> 55 gal) | E7 | Utility - Cost of Operation | 0 | 0 | 0 | 0 | 0 | 682.8286 | 682.8286 | 682.8286 | 682.8286 | 682.8286 | 682.8286 | 682.8286 | 682.8286 | 682.8286 | 682.8286 | 682.8286 | 682.8286 | 682.8286 | 682.8286 | 682.8286 | 682.8286 | 682.8286 | 682.8286 | 682.8286 | 682.8286 | 682.8286 | 682.8286 | 682.8286 | 682.8286 | 682.8286 | 682.8286 | 682.8286 | 682.8286
F5_Residential_Manufactured Home Regular Income_New_Water Heating_Natural Gas_Water Heater (> 55 gal)_E8 | F5 | Residential | Manufactured Home Regular Income | New | Water Heating | Natural Gas | Water Heater (> 55 gal) | E8 | Utility - Cost of Operation | 0 | 0 | 0 | 0 | 0 | 0 | 0 | 0 | 0 | 0 | 0 | 0 | 0 | 0 | 0 | 0 | 0 | 0 | 0 | 0 | 0 | 0 | 0 | 0 | 0 | 0 | 0 | 0 | 0 | 0 | 0 | 0 | 0
F5_Residential_Manufactured Home Regular Income_New_Water Heating_Natural Gas_Water Heater (> 55 gal)_E9 | F5 | Residential | Manufactured Home Regular Income | New | Water Heating | Natural Gas | Water Heater (> 55 gal) | E9 | Utility - Cost of Operation | 0 | 0 | 0 | 0 | 0 | 0 | 0 | 0 | 0 | 0 | 0 | 0 | 0 | 0 | 0 | 0 | 0 | 0 | 0 | 0 | 0 | 0 | 0 | 0 | 0 | 0 | 0 | 0 | 0 | 0 | 0 | 0 | 0
F5_Residential_Manufactured Home Regular Income_New_Water Heating_Natural Gas_Water Heater (> 55 gal)_E10 | F5 | Residential | Manufactured Home Regular Income | New | Water Heating | Natural Gas | Water Heater (> 55 gal) | E10 | Utility - Cost of Operation | 0 | 0 | 0 | 0 | 0 | 0 | 0 | 0 | 0 | 0 | 0 | 0 | 0 | 0 | 0 | 0 | 0 | 0 | 0 | 0 | 0 | 0 | 0 | 0 | 0 | 0 | 0 | 0 | 0 | 0 | 0 | 0 | 0
F6_Residential_Manufactured Home Regular Income_New_Water Heating_Natural Gas_Water Heater (> 55 gal)_E1 | F6 | Residential | Manufactured Home Regular Income | New | Water Heating | Natural Gas | Water Heater (> 55 gal) | E1 | Utility - Value of Sales | 189.5545 | 190.6591 | 192.1748 | 193.4136 | 193.4136 | 193.4136 | 193.4136 | 193.4136 | 193.4136 | 193.4136 | 193.4136 | 193.4136 | 193.4136 | 193.4136 | 193.4136 | 193.4136 | 193.4136 | 193.4136 | 193.4136 | 193.4136 | 193.4136 | 193.4136 | 193.4136 | 193.4136 | 193.4136 | 193.4136 | 193.4136 | 193.4136 | 193.4136 | 193.4136 | 193.4136 | 193.4136 | 193.4136
F6_Residential_Manufactured Home Regular Income_New_Water Heating_Natural Gas_Water Heater (> 55 gal)_E2 | F6 | Residential | Manufactured Home Regular Income | New | Water Heating | Natural Gas | Water Heater (> 55 gal) | E2 | Utility - Value of Sales | 184.6942 | 185.7704 | 187.2472 | 188.4543 | 188.4543 | 188.4543 | 188.4543 | 188.4543 | 188.4543 | 188.4543 | 188.4543 | 188.4543 | 188.4543 | 188.4543 | 188.4543 | 188.4543 | 188.4543 | 188.4543 | 188.4543 | 188.4543 | 188.4543 | 188.4543 | 188.4543 | 188.4543 | 188.4543 | 188.4543 | 188.4543 | 188.4543 | 188.4543 | 188.4543 | 188.4543 | 188.4543 | 188.4543
F6_Residential_Manufactured Home Regular Income_New_Water Heating_Natural Gas_Water Heater (> 55 gal)_E3 | F6 | Residential | Manufactured Home Regular Income | New | Water Heating | Natural Gas | Water Heater (> 55 gal) | E3 | Utility - Value of Sales | 177.8537 | 178.89 | 180.3121 | 181.4745 | 181.4745 | 181.4745 | 181.4745 | 181.4745 | 181.4745 | 181.4745 | 181.4745 | 181.4745 | 181.4745 | 181.4745 | 181.4745 | 181.4745 | 181.4745 | 181.4745 | 181.4745 | 181.4745 | 181.4745 | 181.4745 | 181.4745 | 181.4745 | 181.4745 | 181.4745 | 181.4745 | 181.4745 | 181.4745 | 181.4745 | 181.4745 | 181.4745 | 181.4745
F6_Residential_Manufactured Home Regular Income_New_Water Heating_Natural Gas_Water Heater (> 55 gal)_E4 | F6 | Residential | Manufactured Home Regular Income | New | Water Heating | Natural Gas | Water Heater (> 55 gal) | E4 | Utility - Value of Sales | 166.7678 | 167.3949 | 168.2556 | 168.959 | 168.959 | 168.959 | 168.959 | 168.959 | 168.959 | 168.959 | 168.959 | 168.959 | 168.959 | 168.959 | 168.959 | 168.959 | 168.959 | 168.959 | 168.959 | 168.959 | 168.959 | 168.959 | 168.959 | 168.959 | 168.959 | 168.959 | 168.959 | 168.959 | 168.959 | 168.959 | 168.959 | 168.959 | 168.959
F6_Residential_Manufactured Home Regular Income_New_Water Heating_Natural Gas_Water Heater (> 55 gal)_E5 | F6 | Residential | Manufactured Home Regular Income | New | Water Heating | Natural Gas | Water Heater (> 55 gal) | E5 | Utility - Value of Sales | 159.4373 | 160.0369 | 160.8597 | 161.5322 | 161.5322 | 161.5322 | 161.5322 | 161.5322 | 161.5322 | 161.5322 | 161.5322 | 161.5322 | 161.5322 | 161.5322 | 161.5322 | 161.5322 | 161.5322 | 161.5322 | 161.5322 | 161.5322 | 161.5322 | 161.5322 | 161.5322 | 161.5322 | 161.5322 | 161.5322 | 161.5322 | 161.5322 | 161.5322 | 161.5322 | 161.5322 | 161.5322 | 161.5322
F6_Residential_Manufactured Home Regular Income_New_Water Heating_Natural Gas_Water Heater (> 55 gal)_E6 | F6 | Residential | Manufactured Home Regular Income | New | Water Heating | Natural Gas | Water Heater (> 55 gal) | E6 | Utility - Value of Sales | 135.907 | 136.699 | 137.7857 | 138.6739 | 138.6739 | 138.6739 | 138.6739 | 138.6739 | 138.6739 | 138.6739 | 138.6739 | 138.6739 | 138.6739 | 138.6739 | 138.6739 | 138.6739 | 138.6739 | 138.6739 | 138.6739 | 138.6739 | 138.6739 | 138.6739 | 138.6739 | 138.6739 | 138.6739 | 138.6739 | 138.6739 | 138.6739 | 138.6739 | 138.6739 | 138.6739 | 138.6739 | 138.6739
F6_Residential_Manufactured Home Regular Income_New_Water Heating_Natural Gas_Water Heater (> 55 gal)_E7 | F6 | Residential | Manufactured Home Regular Income | New | Water Heating | Natural Gas | Water Heater (> 55 gal) | E7 | Utility - Value of Sales | 0 | 0 | 0 | 0 | 0 | 113.0726 | 113.0726 | 113.0726 | 113.0726 | 113.0726 | 113.0726 | 113.0726 | 113.0726 | 113.0726 | 113.0726 | 113.0726 | 113.0726 | 113.0726 | 113.0726 | 113.0726 | 113.0726 | 113.0726 | 113.0726 | 113.0726 | 113.0726 | 113.0726 | 113.0726 | 113.0726 | 113.0726 | 113.0726 | 113.0726 | 113.0726 | 113.0726
F6_Residential_Manufactured Home Regular Income_New_Water Heating_Natural Gas_Water Heater (> 55 gal)_E8 | F6 | Residential | Manufactured Home Regular Income | New | Water Heating | Natural Gas | Water Heater (> 55 gal) | E8 | Utility - Value of Sales | 0 | 0 | 0 | 0 | 0 | 0 | 0 | 0 | 0 | 0 | 0 | 0 | 0 | 0 | 0 | 0 | 0 | 0 | 0 | 0 | 0 | 0 | 0 | 0 | 0 | 0 | 0 | 0 | 0 | 0 | 0 | 0 | 0
F6_Residential_Manufactured Home Regular Income_New_Water Heating_Natural Gas_Water Heater (> 55 gal)_E9 | F6 | Residential | Manufactured Home Regular Income | New | Water Heating | Natural Gas | Water Heater (> 55 gal) | E9 | Utility - Value of Sales | 0 | 0 | 0 | 0 | 0 | 0 | 0 | 0 | 0 | 0 | 0 | 0 | 0 | 0 | 0 | 0 | 0 | 0 | 0 | 0 | 0 | 0 | 0 | 0 | 0 | 0 | 0 | 0 | 0 | 0 | 0 | 0 | 0
F6_Residential_Manufactured Home Regular Income_New_Water Heating_Natural Gas_Water Heater (> 55 gal)_E10 | F6 | Residential | Manufactured Home Regular Income | New | Water Heating | Natural Gas | Water Heater (> 55 gal) | E10 | Utility - Value of Sales | 0 | 0 | 0 | 0 | 0 | 0 | 0 | 0 | 0 | 0 | 0 | 0 | 0 | 0 | 0 | 0 | 0 | 0 | 0 | 0 | 0 | 0 | 0 | 0 | 0 | 0 | 0 | 0 | 0 | 0 | 0 | 0 | 0
F1_Residential_Manufactured Home Regular Income_New_Appliances_Natural Gas_Clothes Dryer_E1 | F1 | Residential | Manufactured Home Regular Income | New | Appliances | Natural Gas | Clothes Dryer | E1 | RVT - Cost of Equipment | 24.5115 | 24.5879 | 24.7578 | 24.897 | 24.8295 | 24.9286 | 25.1663 | 25.3624 | 25.598 | 25.8261 | 26.0564 | 26.2741 | 26.5042 | 26.7447 | 26.9748 | 27.2125 | 27.4515 | 27.708 | 27.9561 | 28.1951 | 28.4039 | 28.5979 | 28.7448 | 28.8747 | 28.9503 | 28.9933 | 29.0157 | 29.0111 | 28.9711 | 28.9063 | 28.7953 | 28.6626 | 28.4915
F1_Residential_Manufactured Home Regular Income_New_Appliances_Natural Gas_Clothes Dryer_E2 | F1 | Residential | Manufactured Home Regular Income | New | Appliances | Natural Gas | Clothes Dryer | E2 | RVT - Cost of Equipment | 23.1457 | 23.2178 | 23.3783 | 23.5097 | 23.4459 | 23.5396 | 23.764 | 23.9491 | 24.1717 | 24.387 | 24.6045 | 24.81 | 25.0274 | 25.2545 | 25.4717 | 25.6962 | 25.9219 | 26.1641 | 26.3984 | 26.624 | 26.8212 | 27.0044 | 27.1431 | 27.2657 | 27.3371 | 27.3777 | 27.3989 | 27.3945 | 27.3568 | 27.2956 | 27.1907 | 27.0655 | 26.9039
F1_Residential_Manufactured Home Regular Income_New_Appliances_Natural Gas_Clothes Dryer_E3 | F1 | Residential | Manufactured Home Regular Income | New | Appliances | Natural Gas | Clothes Dryer | E3 | RVT - Cost of Equipment | 0 | 0 | 0 | 0 | 0 | 0 | 0 | 0 | 0 | 0 | 0 | 0 | 0 | 0 | 0 | 0 | 0 | 0 | 0 | 0 | 0 | 0 | 0 | 0 | 0 | 0 | 0 | 0 | 0 | 0 | 0 | 0 | 0
F1_Residential_Manufactured Home Regular Income_New_Appliances_Natural Gas_Clothes Dryer_E4 | F1 | Residential | Manufactured Home Regular Income | New | Appliances | Natural Gas | Clothes Dryer | E4 | RVT - Cost of Equipment | 0 | 0 | 0 | 0 | 0 | 0 | 0 | 0 | 0 | 0 | 0 | 0 | 0 | 0 | 0 | 0 | 0 | 0 | 0 | 0 | 0 | 0 | 0 | 0 | 0 | 0 | 0 | 0 | 0 | 0 | 0 | 0 | 0
F1_Residential_Manufactured Home Regular Income_New_Appliances_Natural Gas_Clothes Dryer_E5 | F1 | Residential | Manufactured Home Regular Income | New | Appliances | Natural Gas | Clothes Dryer | E5 | RVT - Cost of Equipment | 0 | 0 | 0 | 0 | 0 | 0 | 0 | 0 | 0 | 0 | 0 | 0 | 0 | 0 | 0 | 0 | 0 | 0 | 0 | 0 | 0 | 0 | 0 | 0 | 0 | 0 | 0 | 0 | 0 | 0 | 0 | 0 | 0
F1_Residential_Manufactured Home Regular Income_New_Appliances_Natural Gas_Clothes Dryer_E6 | F1 | Residential | Manufactured Home Regular Income | New | Appliances | Natural Gas | Clothes Dryer | E6 | RVT - Cost of Equipment | 0 | 0 | 0 | 0 | 0 | 0 | 0 | 0 | 0 | 0 | 0 | 0 | 0 | 0 | 0 | 0 | 0 | 0 | 0 | 0 | 0 | 0 | 0 | 0 | 0 | 0 | 0 | 0 | 0 | 0 | 0 | 0 | 0
F1_Residential_Manufactured Home Regular Income_New_Appliances_Natural Gas_Clothes Dryer_E7 | F1 | Residential | Manufactured Home Regular Income | New | Appliances | Natural Gas | Clothes Dryer | E7 | RVT - Cost of Equipment | 0 | 0 | 0 | 0 | 0 | 0 | 0 | 0 | 0 | 0 | 0 | 0 | 0 | 0 | 0 | 0 | 0 | 0 | 0 | 0 | 0 | 0 | 0 | 0 | 0 | 0 | 0 | 0 | 0 | 0 | 0 | 0 | 0
F1_Residential_Manufactured Home Regular Income_New_Appliances_Natural Gas_Clothes Dryer_E8 | F1 | Residential | Manufactured Home Regular Income | New | Appliances | Natural Gas | Clothes Dryer | E8 | RVT - Cost of Equipment | 0 | 0 | 0 | 0 | 0 | 0 | 0 | 0 | 0 | 0 | 0 | 0 | 0 | 0 | 0 | 0 | 0 | 0 | 0 | 0 | 0 | 0 | 0 | 0 | 0 | 0 | 0 | 0 | 0 | 0 | 0 | 0 | 0
F1_Residential_Manufactured Home Regular Income_New_Appliances_Natural Gas_Clothes Dryer_E9 | F1 | Residential | Manufactured Home Regular Income | New | Appliances | Natural Gas | Clothes Dryer | E9 | RVT - Cost of Equipment | 0 | 0 | 0 | 0 | 0 | 0 | 0 | 0 | 0 | 0 | 0 | 0 | 0 | 0 | 0 | 0 | 0 | 0 | 0 | 0 | 0 | 0 | 0 | 0 | 0 | 0 | 0 | 0 | 0 | 0 | 0 | 0 | 0
F1_Residential_Manufactured Home Regular Income_New_Appliances_Natural Gas_Clothes Dryer_E10 | F1 | Residential | Manufactured Home Regular Income | New | Appliances | Natural Gas | Clothes Dryer | E10 | RVT - Cost of Equipment | 0 | 0 | 0 | 0 | 0 | 0 | 0 | 0 | 0 | 0 | 0 | 0 | 0 | 0 | 0 | 0 | 0 | 0 | 0 | 0 | 0 | 0 | 0 | 0 | 0 | 0 | 0 | 0 | 0 | 0 | 0 | 0 | 0
F2_Residential_Manufactured Home Regular Income_New_Appliances_Natural Gas_Clothes Dryer_E1 | F2 | Residential | Manufactured Home Regular Income | New | Appliances | Natural Gas | Clothes Dryer | E1 | RVT - Cost of Operation | 17.5026 | 17.5301 | 17.6289 | 17.7084 | 17.641 | 17.74 | 17.9774 | 18.1731 | 18.4084 | 18.6361 | 18.866 | 19.0833 | 19.3131 | 19.5532 | 19.7829 | 20.0202 | 20.2589 | 20.515 | 20.7657 | 21.0105 | 21.2287 | 21.4357 | 21.5996 | 21.7507 | 21.852 | 21.9216 | 21.9716 | 21.9955 | 21.9851 | 21.9509 | 21.8716 | 21.7718 | 21.6347
F2_Residential_Manufactured Home Regular Income_New_Appliances_Natural Gas_Clothes Dryer_E2 | F2 | Residential | Manufactured Home Regular Income | New | Appliances | Natural Gas | Clothes Dryer | E2 | RVT - Cost of Operation | 16.5273 | 16.5533 | 16.6466 | 16.7217 | 16.658 | 16.7515 | 16.9756 | 17.1604 | 17.3826 | 17.5976 | 17.8147 | 18.0199 | 18.237 | 18.4637 | 18.6805 | 18.9047 | 19.13 | 19.3718 | 19.6086 | 19.8398 | 20.0458 | 20.2413 | 20.3961 | 20.5387 | 20.6343 | 20.7001 | 20.7473 | 20.7699 | 20.7601 | 20.7278 | 20.6529 | 20.5586 | 20.4291
F2_Residential_Manufactured Home Regular Income_New_Appliances_Natural Gas_Clothes Dryer_E3 | F2 | Residential | Manufactured Home Regular Income | New | Appliances | Natural Gas | Clothes Dryer | E3 | RVT - Cost of Operation | 0 | 0 | 0 | 0 | 0 | 0 | 0 | 0 | 0 | 0 | 0 | 0 | 0 | 0 | 0 | 0 | 0 | 0 | 0 | 0 | 0 | 0 | 0 | 0 | 0 | 0 | 0 | 0 | 0 | 0 | 0 | 0 | 0
F2_Residential_Manufactured Home Regular Income_New_Appliances_Natural Gas_Clothes Dryer_E4 | F2 | Residential | Manufactured Home Regular Income | New | Appliances | Natural Gas | Clothes Dryer | E4 | RVT - Cost of Operation | 0 | 0 | 0 | 0 | 0 | 0 | 0 | 0 | 0 | 0 | 0 | 0 | 0 | 0 | 0 | 0 | 0 | 0 | 0 | 0 | 0 | 0 | 0 | 0 | 0 | 0 | 0 | 0 | 0 | 0 | 0 | 0 | 0
F2_Residential_Manufactured Home Regular Income_New_Appliances_Natural Gas_Clothes Dryer_E5 | F2 | Residential | Manufactured Home Regular Income | New | Appliances | Natural Gas | Clothes Dryer | E5 | RVT - Cost of Operation | 0 | 0 | 0 | 0 | 0 | 0 | 0 | 0 | 0 | 0 | 0 | 0 | 0 | 0 | 0 | 0 | 0 | 0 | 0 | 0 | 0 | 0 | 0 | 0 | 0 | 0 | 0 | 0 | 0 | 0 | 0 | 0 | 0
F2_Residential_Manufactured Home Regular Income_New_Appliances_Natural Gas_Clothes Dryer_E6 | F2 | Residential | Manufactured Home Regular Income | New | Appliances | Natural Gas | Clothes Dryer | E6 | RVT - Cost of Operation | 0 | 0 | 0 | 0 | 0 | 0 | 0 | 0 | 0 | 0 | 0 | 0 | 0 | 0 | 0 | 0 | 0 | 0 | 0 | 0 | 0 | 0 | 0 | 0 | 0 | 0 | 0 | 0 | 0 | 0 | 0 | 0 | 0
F2_Residential_Manufactured Home Regular Income_New_Appliances_Natural Gas_Clothes Dryer_E7 | F2 | Residential | Manufactured Home Regular Income | New | Appliances | Natural Gas | Clothes Dryer | E7 | RVT - Cost of Operation | 0 | 0 | 0 | 0 | 0 | 0 | 0 | 0 | 0 | 0 | 0 | 0 | 0 | 0 | 0 | 0 | 0 | 0 | 0 | 0 | 0 | 0 | 0 | 0 | 0 | 0 | 0 | 0 | 0 | 0 | 0 | 0 | 0
F2_Residential_Manufactured Home Regular Income_New_Appliances_Natural Gas_Clothes Dryer_E8 | F2 | Residential | Manufactured Home Regular Income | New | Appliances | Natural Gas | Clothes Dryer | E8 | RVT - Cost of Operation | 0 | 0 | 0 | 0 | 0 | 0 | 0 | 0 | 0 | 0 | 0 | 0 | 0 | 0 | 0 | 0 | 0 | 0 | 0 | 0 | 0 | 0 | 0 | 0 | 0 | 0 | 0 | 0 | 0 | 0 | 0 | 0 | 0
F2_Residential_Manufactured Home Regular Income_New_Appliances_Natural Gas_Clothes Dryer_E9 | F2 | Residential | Manufactured Home Regular Income | New | Appliances | Natural Gas | Clothes Dryer | E9 | RVT - Cost of Operation | 0 | 0 | 0 | 0 | 0 | 0 | 0 | 0 | 0 | 0 | 0 | 0 | 0 | 0 | 0 | 0 | 0 | 0 | 0 | 0 | 0 | 0 | 0 | 0 | 0 | 0 | 0 | 0 | 0 | 0 | 0 | 0 | 0
F2_Residential_Manufactured Home Regular Income_New_Appliances_Natural Gas_Clothes Dryer_E10 | F2 | Residential | Manufactured Home Regular Income | New | Appliances | Natural Gas | Clothes Dryer | E10 | RVT - Cost of Operation | 0 | 0 | 0 | 0 | 0 | 0 | 0 | 0 | 0 | 0 | 0 | 0 | 0 | 0 | 0 | 0 | 0 | 0 | 0 | 0 | 0 | 0 | 0 | 0 | 0 | 0 | 0 | 0 | 0 | 0 | 0 | 0 | 0
F3_Residential_Manufactured Home Regular Income_New_Appliances_Natural Gas_Clothes Dryer_E1 | F3 | Residential | Manufactured Home Regular Income | New | Appliances | Natural Gas | Clothes Dryer | E1 | System - kBTUs of Consumption | 71.2482 | 71.2482 | 71.2482 | 71.2482 | 71.2482 | 71.2482 | 71.2482 | 71.2482 | 71.2482 | 71.2482 | 71.2482 | 71.2482 | 71.2482 | 71.2482 | 71.2482 | 71.2482 | 71.2482 | 71.2482 | 71.2482 | 71.2482 | 71.2482 | 71.2482 | 71.2482 | 71.2482 | 71.2482 | 71.2482 | 71.2482 | 71.2482 | 71.2482 | 71.2482 | 71.2482 | 71.2482 | 71.2482
F3_Residential_Manufactured Home Regular Income_New_Appliances_Natural Gas_Clothes Dryer_E2 | F3 | Residential | Manufactured Home Regular Income | New | Appliances | Natural Gas | Clothes Dryer | E2 | System - kBTUs of Consumption | 76.5063 | 76.5063 | 76.5063 | 76.5063 | 76.5063 | 76.5063 | 76.5063 | 76.5063 | 76.5063 | 76.5063 | 76.5063 | 76.5063 | 76.5063 | 76.5063 | 76.5063 | 76.5063 | 76.5063 | 76.5063 | 76.5063 | 76.5063 | 76.5063 | 76.5063 | 76.5063 | 76.5063 | 76.5063 | 76.5063 | 76.5063 | 76.5063 | 76.5063 | 76.5063 | 76.5063 | 76.5063 | 76.5063
F3_Residential_Manufactured Home Regular Income_New_Appliances_Natural Gas_Clothes Dryer_E3 | F3 | Residential | Manufactured Home Regular Income | New | Appliances | Natural Gas | Clothes Dryer | E3 | System - kBTUs of Consumption | 0 | 0 | 0 | 0 | 0 | 0 | 0 | 0 | 0 | 0 | 0 | 0 | 0 | 0 | 0 | 0 | 0 | 0 | 0 | 0 | 0 | 0 | 0 | 0 | 0 | 0 | 0 | 0 | 0 | 0 | 0 | 0 | 0
F3_Residential_Manufactured Home Regular Income_New_Appliances_Natural Gas_Clothes Dryer_E4 | F3 | Residential | Manufactured Home Regular Income | New | Appliances | Natural Gas | Clothes Dryer | E4 | System - kBTUs of Consumption | 0 | 0 | 0 | 0 | 0 | 0 | 0 | 0 | 0 | 0 | 0 | 0 | 0 | 0 | 0 | 0 | 0 | 0 | 0 | 0 | 0 | 0 | 0 | 0 | 0 | 0 | 0 | 0 | 0 | 0 | 0 | 0 | 0
F3_Residential_Manufactured Home Regular Income_New_Appliances_Natural Gas_Clothes Dryer_E5 | F3 | Residential | Manufactured Home Regular Income | New | Appliances | Natural Gas | Clothes Dryer | E5 | System - kBTUs of Consumption | 0 | 0 | 0 | 0 | 0 | 0 | 0 | 0 | 0 | 0 | 0 | 0 | 0 | 0 | 0 | 0 | 0 | 0 | 0 | 0 | 0 | 0 | 0 | 0 | 0 | 0 | 0 | 0 | 0 | 0 | 0 | 0 | 0
F3_Residential_Manufactured Home Regular Income_New_Appliances_Natural Gas_Clothes Dryer_E6 | F3 | Residential | Manufactured Home Regular Income | New | Appliances | Natural Gas | Clothes Dryer | E6 | System - kBTUs of Consumption | 0 | 0 | 0 | 0 | 0 | 0 | 0 | 0 | 0 | 0 | 0 | 0 | 0 | 0 | 0 | 0 | 0 | 0 | 0 | 0 | 0 | 0 | 0 | 0 | 0 | 0 | 0 | 0 | 0 | 0 | 0 | 0 | 0
F3_Residential_Manufactured Home Regular Income_New_Appliances_Natural Gas_Clothes Dryer_E7 | F3 | Residential | Manufactured Home Regular Income | New | Appliances | Natural Gas | Clothes Dryer | E7 | System - kBTUs of Consumption | 0 | 0 | 0 | 0 | 0 | 0 | 0 | 0 | 0 | 0 | 0 | 0 | 0 | 0 | 0 | 0 | 0 | 0 | 0 | 0 | 0 | 0 | 0 | 0 | 0 | 0 | 0 | 0 | 0 | 0 | 0 | 0 | 0
F3_Residential_Manufactured Home Regular Income_New_Appliances_Natural Gas_Clothes Dryer_E8 | F3 | Residential | Manufactured Home Regular Income | New | Appliances | Natural Gas | Clothes Dryer | E8 | System - kBTUs of Consumption | 0 | 0 | 0 | 0 | 0 | 0 | 0 | 0 | 0 | 0 | 0 | 0 | 0 | 0 | 0 | 0 | 0 | 0 | 0 | 0 | 0 | 0 | 0 | 0 | 0 | 0 | 0 | 0 | 0 | 0 | 0 | 0 | 0
F3_Residential_Manufactured Home Regular Income_New_Appliances_Natural Gas_Clothes Dryer_E9 | F3 | Residential | Manufactured Home Regular Income | New | Appliances | Natural Gas | Clothes Dryer | E9 | System - kBTUs of Consumption | 0 | 0 | 0 | 0 | 0 | 0 | 0 | 0 | 0 | 0 | 0 | 0 | 0 | 0 | 0 | 0 | 0 | 0 | 0 | 0 | 0 | 0 | 0 | 0 | 0 | 0 | 0 | 0 | 0 | 0 | 0 | 0 | 0
F3_Residential_Manufactured Home Regular Income_New_Appliances_Natural Gas_Clothes Dryer_E10 | F3 | Residential | Manufactured Home Regular Income | New | Appliances | Natural Gas | Clothes Dryer | E10 | System - kBTUs of Consumption | 0 | 0 | 0 | 0 | 0 | 0 | 0 | 0 | 0 | 0 | 0 | 0 | 0 | 0 | 0 | 0 | 0 | 0 | 0 | 0 | 0 | 0 | 0 | 0 | 0 | 0 | 0 | 0 | 0 | 0 | 0 | 0 | 0
F4_Residential_Manufactured Home Regular Income_New_Appliances_Natural Gas_Clothes Dryer_E1 | F4 | Residential | Manufactured Home Regular Income | New | Appliances | Natural Gas | Clothes Dryer | E1 | Utility - Cost of Equipment | 17.5026 | 17.5301 | 17.6289 | 17.7084 | 17.641 | 17.74 | 17.9774 | 18.1731 | 18.4084 | 18.6361 | 18.866 | 19.0833 | 19.3131 | 19.5532 | 19.7829 | 20.0202 | 20.2589 | 20.515 | 20.7657 | 21.0105 | 21.2287 | 21.4357 | 21.5996 | 21.7507 | 21.852 | 21.9216 | 21.9716 | 21.9955 | 21.9851 | 21.9509 | 21.8716 | 21.7718 | 21.6347
F4_Residential_Manufactured Home Regular Income_New_Appliances_Natural Gas_Clothes Dryer_E2 | F4 | Residential | Manufactured Home Regular Income | New | Appliances | Natural Gas | Clothes Dryer | E2 | Utility - Cost of Equipment | 16.5273 | 16.5533 | 16.6466 | 16.7217 | 16.658 | 16.7515 | 16.9756 | 17.1604 | 17.3826 | 17.5976 | 17.8147 | 18.0199 | 18.237 | 18.4637 | 18.6805 | 18.9047 | 19.13 | 19.3718 | 19.6086 | 19.8398 | 20.0458 | 20.2413 | 20.3961 | 20.5387 | 20.6343 | 20.7001 | 20.7473 | 20.7699 | 20.7601 | 20.7278 | 20.6529 | 20.5586 | 20.4291
F4_Residential_Manufactured Home Regular Income_New_Appliances_Natural Gas_Clothes Dryer_E3 | F4 | Residential | Manufactured Home Regular Income | New | Appliances | Natural Gas | Clothes Dryer | E3 | Utility - Cost of Equipment | 0 | 0 | 0 | 0 | 0 | 0 | 0 | 0 | 0 | 0 | 0 | 0 | 0 | 0 | 0 | 0 | 0 | 0 | 0 | 0 | 0 | 0 | 0 | 0 | 0 | 0 | 0 | 0 | 0 | 0 | 0 | 0 | 0
F4_Residential_Manufactured Home Regular Income_New_Appliances_Natural Gas_Clothes Dryer_E4 | F4 | Residential | Manufactured Home Regular Income | New | Appliances | Natural Gas | Clothes Dryer | E4 | Utility - Cost of Equipment | 0 | 0 | 0 | 0 | 0 | 0 | 0 | 0 | 0 | 0 | 0 | 0 | 0 | 0 | 0 | 0 | 0 | 0 | 0 | 0 | 0 | 0 | 0 | 0 | 0 | 0 | 0 | 0 | 0 | 0 | 0 | 0 | 0
F4_Residential_Manufactured Home Regular Income_New_Appliances_Natural Gas_Clothes Dryer_E5 | F4 | Residential | Manufactured Home Regular Income | New | Appliances | Natural Gas | Clothes Dryer | E5 | Utility - Cost of Equipment | 0 | 0 | 0 | 0 | 0 | 0 | 0 | 0 | 0 | 0 | 0 | 0 | 0 | 0 | 0 | 0 | 0 | 0 | 0 | 0 | 0 | 0 | 0 | 0 | 0 | 0 | 0 | 0 | 0 | 0 | 0 | 0 | 0
F4_Residential_Manufactured Home Regular Income_New_Appliances_Natural Gas_Clothes Dryer_E6 | F4 | Residential | Manufactured Home Regular Income | New | Appliances | Natural Gas | Clothes Dryer | E6 | Utility - Cost of Equipment | 0 | 0 | 0 | 0 | 0 | 0 | 0 | 0 | 0 | 0 | 0 | 0 | 0 | 0 | 0 | 0 | 0 | 0 | 0 | 0 | 0 | 0 | 0 | 0 | 0 | 0 | 0 | 0 | 0 | 0 | 0 | 0 | 0
F4_Residential_Manufactured Home Regular Income_New_Appliances_Natural Gas_Clothes Dryer_E7 | F4 | Residential | Manufactured Home Regular Income | New | Appliances | Natural Gas | Clothes Dryer | E7 | Utility - Cost of Equipment | 0 | 0 | 0 | 0 | 0 | 0 | 0 | 0 | 0 | 0 | 0 | 0 | 0 | 0 | 0 | 0 | 0 | 0 | 0 | 0 | 0 | 0 | 0 | 0 | 0 | 0 | 0 | 0 | 0 | 0 | 0 | 0 | 0
F4_Residential_Manufactured Home Regular Income_New_Appliances_Natural Gas_Clothes Dryer_E8 | F4 | Residential | Manufactured Home Regular Income | New | Appliances | Natural Gas | Clothes Dryer | E8 | Utility - Cost of Equipment | 0 | 0 | 0 | 0 | 0 | 0 | 0 | 0 | 0 | 0 | 0 | 0 | 0 | 0 | 0 | 0 | 0 | 0 | 0 | 0 | 0 | 0 | 0 | 0 | 0 | 0 | 0 | 0 | 0 | 0 | 0 | 0 | 0
F4_Residential_Manufactured Home Regular Income_New_Appliances_Natural Gas_Clothes Dryer_E9 | F4 | Residential | Manufactured Home Regular Income | New | Appliances | Natural Gas | Clothes Dryer | E9 | Utility - Cost of Equipment | 0 | 0 | 0 | 0 | 0 | 0 | 0 | 0 | 0 | 0 | 0 | 0 | 0 | 0 | 0 | 0 | 0 | 0 | 0 | 0 | 0 | 0 | 0 | 0 | 0 | 0 | 0 | 0 | 0 | 0 | 0 | 0 | 0
F4_Residential_Manufactured Home Regular Income_New_Appliances_Natural Gas_Clothes Dryer_E10 | F4 | Residential | Manufactured Home Regular Income | New | Appliances | Natural Gas | Clothes Dryer | E10 | Utility - Cost of Equipment | 0 | 0 | 0 | 0 | 0 | 0 | 0 | 0 | 0 | 0 | 0 | 0 | 0 | 0 | 0 | 0 | 0 | 0 | 0 | 0 | 0 | 0 | 0 | 0 | 0 | 0 | 0 | 0 | 0 | 0 | 0 | 0 | 0
F5_Residential_Manufactured Home Regular Income_New_Appliances_Natural Gas_Clothes Dryer_E1 | F5 | Residential | Manufactured Home Regular Income | New | Appliances | Natural Gas | Clothes Dryer | E1 | Utility - Cost of Operation | 71.2482 | 71.2482 | 71.2482 | 71.2482 | 71.2482 | 71.2482 | 71.2482 | 71.2482 | 71.2482 | 71.2482 | 71.2482 | 71.2482 | 71.2482 | 71.2482 | 71.2482 | 71.2482 | 71.2482 | 71.2482 | 71.2482 | 71.2482 | 71.2482 | 71.2482 | 71.2482 | 71.2482 | 71.2482 | 71.2482 | 71.2482 | 71.2482 | 71.2482 | 71.2482 | 71.2482 | 71.2482 | 71.2482
F5_Residential_Manufactured Home Regular Income_New_Appliances_Natural Gas_Clothes Dryer_E2 | F5 | Residential | Manufactured Home Regular Income | New | Appliances | Natural Gas | Clothes Dryer | E2 | Utility - Cost of Operation | 76.5063 | 76.5063 | 76.5063 | 76.5063 | 76.5063 | 76.5063 | 76.5063 | 76.5063 | 76.5063 | 76.5063 | 76.5063 | 76.5063 | 76.5063 | 76.5063 | 76.5063 | 76.5063 | 76.5063 | 76.5063 | 76.5063 | 76.5063 | 76.5063 | 76.5063 | 76.5063 | 76.5063 | 76.5063 | 76.5063 | 76.5063 | 76.5063 | 76.5063 | 76.5063 | 76.5063 | 76.5063 | 76.5063
F5_Residential_Manufactured Home Regular Income_New_Appliances_Natural Gas_Clothes Dryer_E3 | F5 | Residential | Manufactured Home Regular Income | New | Appliances | Natural Gas | Clothes Dryer | E3 | Utility - Cost of Operation | 0 | 0 | 0 | 0 | 0 | 0 | 0 | 0 | 0 | 0 | 0 | 0 | 0 | 0 | 0 | 0 | 0 | 0 | 0 | 0 | 0 | 0 | 0 | 0 | 0 | 0 | 0 | 0 | 0 | 0 | 0 | 0 | 0
F5_Residential_Manufactured Home Regular Income_New_Appliances_Natural Gas_Clothes Dryer_E4 | F5 | Residential | Manufactured Home Regular Income | New | Appliances | Natural Gas | Clothes Dryer | E4 | Utility - Cost of Operation | 0 | 0 | 0 | 0 | 0 | 0 | 0 | 0 | 0 | 0 | 0 | 0 | 0 | 0 | 0 | 0 | 0 | 0 | 0 | 0 | 0 | 0 | 0 | 0 | 0 | 0 | 0 | 0 | 0 | 0 | 0 | 0 | 0
F5_Residential_Manufactured Home Regular Income_New_Appliances_Natural Gas_Clothes Dryer_E5 | F5 | Residential | Manufactured Home Regular Income | New | Appliances | Natural Gas | Clothes Dryer | E5 | Utility - Cost of Operation | 0 | 0 | 0 | 0 | 0 | 0 | 0 | 0 | 0 | 0 | 0 | 0 | 0 | 0 | 0 | 0 | 0 | 0 | 0 | 0 | 0 | 0 | 0 | 0 | 0 | 0 | 0 | 0 | 0 | 0 | 0 | 0 | 0
F5_Residential_Manufactured Home Regular Income_New_Appliances_Natural Gas_Clothes Dryer_E6 | F5 | Residential | Manufactured Home Regular Income | New | Appliances | Natural Gas | Clothes Dryer | E6 | Utility - Cost of Operation | 0 | 0 | 0 | 0 | 0 | 0 | 0 | 0 | 0 | 0 | 0 | 0 | 0 | 0 | 0 | 0 | 0 | 0 | 0 | 0 | 0 | 0 | 0 | 0 | 0 | 0 | 0 | 0 | 0 | 0 | 0 | 0 | 0
F5_Residential_Manufactured Home Regular Income_New_Appliances_Natural Gas_Clothes Dryer_E7 | F5 | Residential | Manufactured Home Regular Income | New | Appliances | Natural Gas | Clothes Dryer | E7 | Utility - Cost of Operation | 0 | 0 | 0 | 0 | 0 | 0 | 0 | 0 | 0 | 0 | 0 | 0 | 0 | 0 | 0 | 0 | 0 | 0 | 0 | 0 | 0 | 0 | 0 | 0 | 0 | 0 | 0 | 0 | 0 | 0 | 0 | 0 | 0
F5_Residential_Manufactured Home Regular Income_New_Appliances_Natural Gas_Clothes Dryer_E8 | F5 | Residential | Manufactured Home Regular Income | New | Appliances | Natural Gas | Clothes Dryer | E8 | Utility - Cost of Operation | 0 | 0 | 0 | 0 | 0 | 0 | 0 | 0 | 0 | 0 | 0 | 0 | 0 | 0 | 0 | 0 | 0 | 0 | 0 | 0 | 0 | 0 | 0 | 0 | 0 | 0 | 0 | 0 | 0 | 0 | 0 | 0 | 0
F5_Residential_Manufactured Home Regular Income_New_Appliances_Natural Gas_Clothes Dryer_E9 | F5 | Residential | Manufactured Home Regular Income | New | Appliances | Natural Gas | Clothes Dryer | E9 | Utility - Cost of Operation | 0 | 0 | 0 | 0 | 0 | 0 | 0 | 0 | 0 | 0 | 0 | 0 | 0 | 0 | 0 | 0 | 0 | 0 | 0 | 0 | 0 | 0 | 0 | 0 | 0 | 0 | 0 | 0 | 0 | 0 | 0 | 0 | 0
F5_Residential_Manufactured Home Regular Income_New_Appliances_Natural Gas_Clothes Dryer_E10 | F5 | Residential | Manufactured Home Regular Income | New | Appliances | Natural Gas | Clothes Dryer | E10 | Utility - Cost of Operation | 0 | 0 | 0 | 0 | 0 | 0 | 0 | 0 | 0 | 0 | 0 | 0 | 0 | 0 | 0 | 0 | 0 | 0 | 0 | 0 | 0 | 0 | 0 | 0 | 0 | 0 | 0 | 0 | 0 | 0 | 0 | 0 | 0
F6_Residential_Manufactured Home Regular Income_New_Appliances_Natural Gas_Clothes Dryer_E1 | F6 | Residential | Manufactured Home Regular Income | New | Appliances | Natural Gas | Clothes Dryer | E1 | Utility - Value of Sales | 15.6054 | 15.704 | 15.8395 | 15.9501 | 15.9501 | 15.9501 | 15.9501 | 15.9501 | 15.9501 | 15.9501 | 15.9501 | 15.9501 | 15.9501 | 15.9501 | 15.9501 | 15.9501 | 15.9501 | 15.9501 | 15.9501 | 15.9501 | 15.9501 | 15.9501 | 15.9501 | 15.9501 | 15.9501 | 15.9501 | 15.9501 | 15.9501 | 15.9501 | 15.9501 | 15.9501 | 15.9501 | 15.9501
F6_Residential_Manufactured Home Regular Income_New_Appliances_Natural Gas_Clothes Dryer_E2 | F6 | Residential | Manufactured Home Regular Income | New | Appliances | Natural Gas | Clothes Dryer | E2 | Utility - Value of Sales | 14.7358 | 14.829 | 14.9568 | 15.0614 | 15.0614 | 15.0614 | 15.0614 | 15.0614 | 15.0614 | 15.0614 | 15.0614 | 15.0614 | 15.0614 | 15.0614 | 15.0614 | 15.0614 | 15.0614 | 15.0614 | 15.0614 | 15.0614 | 15.0614 | 15.0614 | 15.0614 | 15.0614 | 15.0614 | 15.0614 | 15.0614 | 15.0614 | 15.0614 | 15.0614 | 15.0614 | 15.0614 | 15.0614
F6_Residential_Manufactured Home Regular Income_New_Appliances_Natural Gas_Clothes Dryer_E3 | F6 | Residential | Manufactured Home Regular Income | New | Appliances | Natural Gas | Clothes Dryer | E3 | Utility - Value of Sales | 0 | 0 | 0 | 0 | 0 | 0 | 0 | 0 | 0 | 0 | 0 | 0 | 0 | 0 | 0 | 0 | 0 | 0 | 0 | 0 | 0 | 0 | 0 | 0 | 0 | 0 | 0 | 0 | 0 | 0 | 0 | 0 | 0
F6_Residential_Manufactured Home Regular Income_New_Appliances_Natural Gas_Clothes Dryer_E4 | F6 | Residential | Manufactured Home Regular Income | New | Appliances | Natural Gas | Clothes Dryer | E4 | Utility - Value of Sales | 0 | 0 | 0 | 0 | 0 | 0 | 0 | 0 | 0 | 0 | 0 | 0 | 0 | 0 | 0 | 0 | 0 | 0 | 0 | 0 | 0 | 0 | 0 | 0 | 0 | 0 | 0 | 0 | 0 | 0 | 0 | 0 | 0
F6_Residential_Manufactured Home Regular Income_New_Appliances_Natural Gas_Clothes Dryer_E5 | F6 | Residential | Manufactured Home Regular Income | New | Appliances | Natural Gas | Clothes Dryer | E5 | Utility - Value of Sales | 0 | 0 | 0 | 0 | 0 | 0 | 0 | 0 | 0 | 0 | 0 | 0 | 0 | 0 | 0 | 0 | 0 | 0 | 0 | 0 | 0 | 0 | 0 | 0 | 0 | 0 | 0 | 0 | 0 | 0 | 0 | 0 | 0
F6_Residential_Manufactured Home Regular Income_New_Appliances_Natural Gas_Clothes Dryer_E6 | F6 | Residential | Manufactured Home Regular Income | New | Appliances | Natural Gas | Clothes Dryer | E6 | Utility - Value of Sales | 0 | 0 | 0 | 0 | 0 | 0 | 0 | 0 | 0 | 0 | 0 | 0 | 0 | 0 | 0 | 0 | 0 | 0 | 0 | 0 | 0 | 0 | 0 | 0 | 0 | 0 | 0 | 0 | 0 | 0 | 0 | 0 | 0
F6_Residential_Manufactured Home Regular Income_New_Appliances_Natural Gas_Clothes Dryer_E7 | F6 | Residential | Manufactured Home Regular Income | New | Appliances | Natural Gas | Clothes Dryer | E7 | Utility - Value of Sales | 0 | 0 | 0 | 0 | 0 | 0 | 0 | 0 | 0 | 0 | 0 | 0 | 0 | 0 | 0 | 0 | 0 | 0 | 0 | 0 | 0 | 0 | 0 | 0 | 0 | 0 | 0 | 0 | 0 | 0 | 0 | 0 | 0
F6_Residential_Manufactured Home Regular Income_New_Appliances_Natural Gas_Clothes Dryer_E8 | F6 | Residential | Manufactured Home Regular Income | New | Appliances | Natural Gas | Clothes Dryer | E8 | Utility - Value of Sales | 0 | 0 | 0 | 0 | 0 | 0 | 0 | 0 | 0 | 0 | 0 | 0 | 0 | 0 | 0 | 0 | 0 | 0 | 0 | 0 | 0 | 0 | 0 | 0 | 0 | 0 | 0 | 0 | 0 | 0 | 0 | 0 | 0
F6_Residential_Manufactured Home Regular Income_New_Appliances_Natural Gas_Clothes Dryer_E9 | F6 | Residential | Manufactured Home Regular Income | New | Appliances | Natural Gas | Clothes Dryer | E9 | Utility - Value of Sales | 0 | 0 | 0 | 0 | 0 | 0 | 0 | 0 | 0 | 0 | 0 | 0 | 0 | 0 | 0 | 0 | 0 | 0 | 0 | 0 | 0 | 0 | 0 | 0 | 0 | 0 | 0 | 0 | 0 | 0 | 0 | 0 | 0
F6_Residential_Manufactured Home Regular Income_New_Appliances_Natural Gas_Clothes Dryer_E10 | F6 | Residential | Manufactured Home Regular Income | New | Appliances | Natural Gas | Clothes Dryer | E10 | Utility - Value of Sales | 0 | 0 | 0 | 0 | 0 | 0 | 0 | 0 | 0 | 0 | 0 | 0 | 0 | 0 | 0 | 0 | 0 | 0 | 0 | 0 | 0 | 0 | 0 | 0 | 0 | 0 | 0 | 0 | 0 | 0 | 0 | 0 | 0
F1_Residential_Manufactured Home Regular Income_New_Appliances_Natural Gas_Stove/Oven_E1 | F1 | Residential | Manufactured Home Regular Income | New | Appliances | Natural Gas | Stove/Oven | E1 | RVT - Cost of Equipment | 23.5208 | 23.594 | 23.7571 | 23.8906 | 23.8259 | 23.921 | 24.1491 | 24.3372 | 24.5634 | 24.7822 | 25.0032 | 25.212 | 25.4329 | 25.6637 | 25.8844 | 26.1126 | 26.3419 | 26.5881 | 26.8261 | 27.0554 | 27.2558 | 27.442 | 27.583 | 27.7076 | 27.7801 | 27.8214 | 27.8429 | 27.8384 | 27.8001 | 27.7379 | 27.6314 | 27.5041 | 27.3399
F1_Residential_Manufactured Home Regular Income_New_Appliances_Natural Gas_Stove/Oven_E2 | F1 | Residential | Manufactured Home Regular Income | New | Appliances | Natural Gas | Stove/Oven | E2 | RVT - Cost of Equipment | 17.6664 | 17.7215 | 17.844 | 17.9443 | 17.8956 | 17.9671 | 18.1384 | 18.2797 | 18.4495 | 18.6139 | 18.7799 | 18.9368 | 19.1027 | 19.276 | 19.4418 | 19.6131 | 19.7854 | 19.9703 | 20.1491 | 20.3213 | 20.4719 | 20.6117 | 20.7176 | 20.8111 | 20.8656 | 20.8966 | 20.9128 | 20.9094 | 20.8807 | 20.8339 | 20.7539 | 20.6583 | 20.535
F1_Residential_Manufactured Home Regular Income_New_Appliances_Natural Gas_Stove/Oven_E3 | F1 | Residential | Manufactured Home Regular Income | New | Appliances | Natural Gas | Stove/Oven | E3 | RVT - Cost of Equipment | 0 | 0 | 0 | 0 | 0 | 0 | 0 | 0 | 0 | 0 | 0 | 0 | 0 | 0 | 0 | 0 | 0 | 0 | 0 | 0 | 0 | 0 | 0 | 0 | 0 | 0 | 0 | 0 | 0 | 0 | 0 | 0 | 0
F1_Residential_Manufactured Home Regular Income_New_Appliances_Natural Gas_Stove/Oven_E4 | F1 | Residential | Manufactured Home Regular Income | New | Appliances | Natural Gas | Stove/Oven | E4 | RVT - Cost of Equipment | 0 | 0 | 0 | 0 | 0 | 0 | 0 | 0 | 0 | 0 | 0 | 0 | 0 | 0 | 0 | 0 | 0 | 0 | 0 | 0 | 0 | 0 | 0 | 0 | 0 | 0 | 0 | 0 | 0 | 0 | 0 | 0 | 0
F1_Residential_Manufactured Home Regular Income_New_Appliances_Natural Gas_Stove/Oven_E5 | F1 | Residential | Manufactured Home Regular Income | New | Appliances | Natural Gas | Stove/Oven | E5 | RVT - Cost of Equipment | 0 | 0 | 0 | 0 | 0 | 0 | 0 | 0 | 0 | 0 | 0 | 0 | 0 | 0 | 0 | 0 | 0 | 0 | 0 | 0 | 0 | 0 | 0 | 0 | 0 | 0 | 0 | 0 | 0 | 0 | 0 | 0 | 0
F1_Residential_Manufactured Home Regular Income_New_Appliances_Natural Gas_Stove/Oven_E6 | F1 | Residential | Manufactured Home Regular Income | New | Appliances | Natural Gas | Stove/Oven | E6 | RVT - Cost of Equipment | 0 | 0 | 0 | 0 | 0 | 0 | 0 | 0 | 0 | 0 | 0 | 0 | 0 | 0 | 0 | 0 | 0 | 0 | 0 | 0 | 0 | 0 | 0 | 0 | 0 | 0 | 0 | 0 | 0 | 0 | 0 | 0 | 0
F1_Residential_Manufactured Home Regular Income_New_Appliances_Natural Gas_Stove/Oven_E7 | F1 | Residential | Manufactured Home Regular Income | New | Appliances | Natural Gas | Stove/Oven | E7 | RVT - Cost of Equipment | 0 | 0 | 0 | 0 | 0 | 0 | 0 | 0 | 0 | 0 | 0 | 0 | 0 | 0 | 0 | 0 | 0 | 0 | 0 | 0 | 0 | 0 | 0 | 0 | 0 | 0 | 0 | 0 | 0 | 0 | 0 | 0 | 0
F1_Residential_Manufactured Home Regular Income_New_Appliances_Natural Gas_Stove/Oven_E8 | F1 | Residential | Manufactured Home Regular Income | New | Appliances | Natural Gas | Stove/Oven | E8 | RVT - Cost of Equipment | 0 | 0 | 0 | 0 | 0 | 0 | 0 | 0 | 0 | 0 | 0 | 0 | 0 | 0 | 0 | 0 | 0 | 0 | 0 | 0 | 0 | 0 | 0 | 0 | 0 | 0 | 0 | 0 | 0 | 0 | 0 | 0 | 0
F1_Residential_Manufactured Home Regular Income_New_Appliances_Natural Gas_Stove/Oven_E9 | F1 | Residential | Manufactured Home Regular Income | New | Appliances | Natural Gas | Stove/Oven | E9 | RVT - Cost of Equipment | 0 | 0 | 0 | 0 | 0 | 0 | 0 | 0 | 0 | 0 | 0 | 0 | 0 | 0 | 0 | 0 | 0 | 0 | 0 | 0 | 0 | 0 | 0 | 0 | 0 | 0 | 0 | 0 | 0 | 0 | 0 | 0 | 0
F1_Residential_Manufactured Home Regular Income_New_Appliances_Natural Gas_Stove/Oven_E10 | F1 | Residential | Manufactured Home Regular Income | New | Appliances | Natural Gas | Stove/Oven | E10 | RVT - Cost of Equipment | 0 | 0 | 0 | 0 | 0 | 0 | 0 | 0 | 0 | 0 | 0 | 0 | 0 | 0 | 0 | 0 | 0 | 0 | 0 | 0 | 0 | 0 | 0 | 0 | 0 | 0 | 0 | 0 | 0 | 0 | 0 | 0 | 0
F2_Residential_Manufactured Home Regular Income_New_Appliances_Natural Gas_Stove/Oven_E1 | F2 | Residential | Manufactured Home Regular Income | New | Appliances | Natural Gas | Stove/Oven | E1 | RVT - Cost of Operation | 16.7951 | 16.8215 | 16.9164 | 16.9927 | 16.928 | 17.023 | 17.2507 | 17.4385 | 17.6643 | 17.8828 | 18.1034 | 18.3119 | 18.5325 | 18.7629 | 18.9832 | 19.211 | 19.44 | 19.6857 | 19.9263 | 20.1612 | 20.3706 | 20.5693 | 20.7266 | 20.8715 | 20.9687 | 21.0355 | 21.0835 | 21.1064 | 21.0965 | 21.0637 | 20.9875 | 20.8918 | 20.7602
F2_Residential_Manufactured Home Regular Income_New_Appliances_Natural Gas_Stove/Oven_E2 | F2 | Residential | Manufactured Home Regular Income | New | Appliances | Natural Gas | Stove/Oven | E2 | RVT - Cost of Operation | 12.6148 | 12.6346 | 12.7059 | 12.7632 | 12.7146 | 12.786 | 12.957 | 13.0981 | 13.2676 | 13.4318 | 13.5975 | 13.7541 | 13.9197 | 14.0928 | 14.2583 | 14.4294 | 14.6014 | 14.786 | 14.9666 | 15.1431 | 15.3004 | 15.4496 | 15.5677 | 15.6766 | 15.7496 | 15.7998 | 15.8358 | 15.853 | 15.8456 | 15.8209 | 15.7637 | 15.6918 | 15.593
F2_Residential_Manufactured Home Regular Income_New_Appliances_Natural Gas_Stove/Oven_E3 | F2 | Residential | Manufactured Home Regular Income | New | Appliances | Natural Gas | Stove/Oven | E3 | RVT - Cost of Operation | 0 | 0 | 0 | 0 | 0 | 0 | 0 | 0 | 0 | 0 | 0 | 0 | 0 | 0 | 0 | 0 | 0 | 0 | 0 | 0 | 0 | 0 | 0 | 0 | 0 | 0 | 0 | 0 | 0 | 0 | 0 | 0 | 0
F2_Residential_Manufactured Home Regular Income_New_Appliances_Natural Gas_Stove/Oven_E4 | F2 | Residential | Manufactured Home Regular Income | New | Appliances | Natural Gas | Stove/Oven | E4 | RVT - Cost of Operation | 0 | 0 | 0 | 0 | 0 | 0 | 0 | 0 | 0 | 0 | 0 | 0 | 0 | 0 | 0 | 0 | 0 | 0 | 0 | 0 | 0 | 0 | 0 | 0 | 0 | 0 | 0 | 0 | 0 | 0 | 0 | 0 | 0
F2_Residential_Manufactured Home Regular Income_New_Appliances_Natural Gas_Stove/Oven_E5 | F2 | Residential | Manufactured Home Regular Income | New | Appliances | Natural Gas | Stove/Oven | E5 | RVT - Cost of Operation | 0 | 0 | 0 | 0 | 0 | 0 | 0 | 0 | 0 | 0 | 0 | 0 | 0 | 0 | 0 | 0 | 0 | 0 | 0 | 0 | 0 | 0 | 0 | 0 | 0 | 0 | 0 | 0 | 0 | 0 | 0 | 0 | 0
F2_Residential_Manufactured Home Regular Income_New_Appliances_Natural Gas_Stove/Oven_E6 | F2 | Residential | Manufactured Home Regular Income | New | Appliances | Natural Gas | Stove/Oven | E6 | RVT - Cost of Operation | 0 | 0 | 0 | 0 | 0 | 0 | 0 | 0 | 0 | 0 | 0 | 0 | 0 | 0 | 0 | 0 | 0 | 0 | 0 | 0 | 0 | 0 | 0 | 0 | 0 | 0 | 0 | 0 | 0 | 0 | 0 | 0 | 0
F2_Residential_Manufactured Home Regular Income_New_Appliances_Natural Gas_Stove/Oven_E7 | F2 | Residential | Manufactured Home Regular Income | New | Appliances | Natural Gas | Stove/Oven | E7 | RVT - Cost of Operation | 0 | 0 | 0 | 0 | 0 | 0 | 0 | 0 | 0 | 0 | 0 | 0 | 0 | 0 | 0 | 0 | 0 | 0 | 0 | 0 | 0 | 0 | 0 | 0 | 0 | 0 | 0 | 0 | 0 | 0 | 0 | 0 | 0
F2_Residential_Manufactured Home Regular Income_New_Appliances_Natural Gas_Stove/Oven_E8 | F2 | Residential | Manufactured Home Regular Income | New | Appliances | Natural Gas | Stove/Oven | E8 | RVT - Cost of Operation | 0 | 0 | 0 | 0 | 0 | 0 | 0 | 0 | 0 | 0 | 0 | 0 | 0 | 0 | 0 | 0 | 0 | 0 | 0 | 0 | 0 | 0 | 0 | 0 | 0 | 0 | 0 | 0 | 0 | 0 | 0 | 0 | 0
F2_Residential_Manufactured Home Regular Income_New_Appliances_Natural Gas_Stove/Oven_E9 | F2 | Residential | Manufactured Home Regular Income | New | Appliances | Natural Gas | Stove/Oven | E9 | RVT - Cost of Operation | 0 | 0 | 0 | 0 | 0 | 0 | 0 | 0 | 0 | 0 | 0 | 0 | 0 | 0 | 0 | 0 | 0 | 0 | 0 | 0 | 0 | 0 | 0 | 0 | 0 | 0 | 0 | 0 | 0 | 0 | 0 | 0 | 0
F2_Residential_Manufactured Home Regular Income_New_Appliances_Natural Gas_Stove/Oven_E10 | F2 | Residential | Manufactured Home Regular Income | New | Appliances | Natural Gas | Stove/Oven | E10 | RVT - Cost of Operation | 0 | 0 | 0 | 0 | 0 | 0 | 0 | 0 | 0 | 0 | 0 | 0 | 0 | 0 | 0 | 0 | 0 | 0 | 0 | 0 | 0 | 0 | 0 | 0 | 0 | 0 | 0 | 0 | 0 | 0 | 0 | 0 | 0
F3_Residential_Manufactured Home Regular Income_New_Appliances_Natural Gas_Stove/Oven_E1 | F3 | Residential | Manufactured Home Regular Income | New | Appliances | Natural Gas | Stove/Oven | E1 | System - kBTUs of Consumption | 100.3952 | 100.3952 | 100.3952 | 100.3952 | 100.3952 | 100.3952 | 100.3952 | 100.3952 | 100.3952 | 100.3952 | 100.3952 | 100.3952 | 100.3952 | 100.3952 | 100.3952 | 100.3952 | 100.3952 | 100.3952 | 100.3952 | 100.3952 | 100.3952 | 100.3952 | 100.3952 | 100.3952 | 100.3952 | 100.3952 | 100.3952 | 100.3952 | 100.3952 | 100.3952 | 100.3952 | 100.3952 | 100.3952
F3_Residential_Manufactured Home Regular Income_New_Appliances_Natural Gas_Stove/Oven_E2 | F3 | Residential | Manufactured Home Regular Income | New | Appliances | Natural Gas | Stove/Oven | E2 | System - kBTUs of Consumption | 105.7927 | 105.7927 | 105.7927 | 105.7927 | 105.7927 | 105.7927 | 105.7927 | 105.7927 | 105.7927 | 105.7927 | 105.7927 | 105.7927 | 105.7927 | 105.7927 | 105.7927 | 105.7927 | 105.7927 | 105.7927 | 105.7927 | 105.7927 | 105.7927 | 105.7927 | 105.7927 | 105.7927 | 105.7927 | 105.7927 | 105.7927 | 105.7927 | 105.7927 | 105.7927 | 105.7927 | 105.7927 | 105.7927
F3_Residential_Manufactured Home Regular Income_New_Appliances_Natural Gas_Stove/Oven_E3 | F3 | Residential | Manufactured Home Regular Income | New | Appliances | Natural Gas | Stove/Oven | E3 | System - kBTUs of Consumption | 0 | 0 | 0 | 0 | 0 | 0 | 0 | 0 | 0 | 0 | 0 | 0 | 0 | 0 | 0 | 0 | 0 | 0 | 0 | 0 | 0 | 0 | 0 | 0 | 0 | 0 | 0 | 0 | 0 | 0 | 0 | 0 | 0
F3_Residential_Manufactured Home Regular Income_New_Appliances_Natural Gas_Stove/Oven_E4 | F3 | Residential | Manufactured Home Regular Income | New | Appliances | Natural Gas | Stove/Oven | E4 | System - kBTUs of Consumption | 0 | 0 | 0 | 0 | 0 | 0 | 0 | 0 | 0 | 0 | 0 | 0 | 0 | 0 | 0 | 0 | 0 | 0 | 0 | 0 | 0 | 0 | 0 | 0 | 0 | 0 | 0 | 0 | 0 | 0 | 0 | 0 | 0
F3_Residential_Manufactured Home Regular Income_New_Appliances_Natural Gas_Stove/Oven_E5 | F3 | Residential | Manufactured Home Regular Income | New | Appliances | Natural Gas | Stove/Oven | E5 | System - kBTUs of Consumption | 0 | 0 | 0 | 0 | 0 | 0 | 0 | 0 | 0 | 0 | 0 | 0 | 0 | 0 | 0 | 0 | 0 | 0 | 0 | 0 | 0 | 0 | 0 | 0 | 0 | 0 | 0 | 0 | 0 | 0 | 0 | 0 | 0
F3_Residential_Manufactured Home Regular Income_New_Appliances_Natural Gas_Stove/Oven_E6 | F3 | Residential | Manufactured Home Regular Income | New | Appliances | Natural Gas | Stove/Oven | E6 | System - kBTUs of Consumption | 0 | 0 | 0 | 0 | 0 | 0 | 0 | 0 | 0 | 0 | 0 | 0 | 0 | 0 | 0 | 0 | 0 | 0 | 0 | 0 | 0 | 0 | 0 | 0 | 0 | 0 | 0 | 0 | 0 | 0 | 0 | 0 | 0
F3_Residential_Manufactured Home Regular Income_New_Appliances_Natural Gas_Stove/Oven_E7 | F3 | Residential | Manufactured Home Regular Income | New | Appliances | Natural Gas | Stove/Oven | E7 | System - kBTUs of Consumption | 0 | 0 | 0 | 0 | 0 | 0 | 0 | 0 | 0 | 0 | 0 | 0 | 0 | 0 | 0 | 0 | 0 | 0 | 0 | 0 | 0 | 0 | 0 | 0 | 0 | 0 | 0 | 0 | 0 | 0 | 0 | 0 | 0
F3_Residential_Manufactured Home Regular Income_New_Appliances_Natural Gas_Stove/Oven_E8 | F3 | Residential | Manufactured Home Regular Income | New | Appliances | Natural Gas | Stove/Oven | E8 | System - kBTUs of Consumption | 0 | 0 | 0 | 0 | 0 | 0 | 0 | 0 | 0 | 0 | 0 | 0 | 0 | 0 | 0 | 0 | 0 | 0 | 0 | 0 | 0 | 0 | 0 | 0 | 0 | 0 | 0 | 0 | 0 | 0 | 0 | 0 | 0
F3_Residential_Manufactured Home Regular Income_New_Appliances_Natural Gas_Stove/Oven_E9 | F3 | Residential | Manufactured Home Regular Income | New | Appliances | Natural Gas | Stove/Oven | E9 | System - kBTUs of Consumption | 0 | 0 | 0 | 0 | 0 | 0 | 0 | 0 | 0 | 0 | 0 | 0 | 0 | 0 | 0 | 0 | 0 | 0 | 0 | 0 | 0 | 0 | 0 | 0 | 0 | 0 | 0 | 0 | 0 | 0 | 0 | 0 | 0
F3_Residential_Manufactured Home Regular Income_New_Appliances_Natural Gas_Stove/Oven_E10 | F3 | Residential | Manufactured Home Regular Income | New | Appliances | Natural Gas | Stove/Oven | E10 | System - kBTUs of Consumption | 0 | 0 | 0 | 0 | 0 | 0 | 0 | 0 | 0 | 0 | 0 | 0 | 0 | 0 | 0 | 0 | 0 | 0 | 0 | 0 | 0 | 0 | 0 | 0 | 0 | 0 | 0 | 0 | 0 | 0 | 0 | 0 | 0
F4_Residential_Manufactured Home Regular Income_New_Appliances_Natural Gas_Stove/Oven_E1 | F4 | Residential | Manufactured Home Regular Income | New | Appliances | Natural Gas | Stove/Oven | E1 | Utility - Cost of Equipment | 16.7951 | 16.8215 | 16.9164 | 16.9927 | 16.928 | 17.023 | 17.2507 | 17.4385 | 17.6643 | 17.8828 | 18.1034 | 18.3119 | 18.5325 | 18.7629 | 18.9832 | 19.211 | 19.44 | 19.6857 | 19.9263 | 20.1612 | 20.3706 | 20.5693 | 20.7266 | 20.8715 | 20.9687 | 21.0355 | 21.0835 | 21.1064 | 21.0965 | 21.0637 | 20.9875 | 20.8918 | 20.7602
F4_Residential_Manufactured Home Regular Income_New_Appliances_Natural Gas_Stove/Oven_E2 | F4 | Residential | Manufactured Home Regular Income | New | Appliances | Natural Gas | Stove/Oven | E2 | Utility - Cost of Equipment | 12.6148 | 12.6346 | 12.7059 | 12.7632 | 12.7146 | 12.786 | 12.957 | 13.0981 | 13.2676 | 13.4318 | 13.5975 | 13.7541 | 13.9197 | 14.0928 | 14.2583 | 14.4294 | 14.6014 | 14.786 | 14.9666 | 15.1431 | 15.3004 | 15.4496 | 15.5677 | 15.6766 | 15.7496 | 15.7998 | 15.8358 | 15.853 | 15.8456 | 15.8209 | 15.7637 | 15.6918 | 15.593
F4_Residential_Manufactured Home Regular Income_New_Appliances_Natural Gas_Stove/Oven_E3 | F4 | Residential | Manufactured Home Regular Income | New | Appliances | Natural Gas | Stove/Oven | E3 | Utility - Cost of Equipment | 0 | 0 | 0 | 0 | 0 | 0 | 0 | 0 | 0 | 0 | 0 | 0 | 0 | 0 | 0 | 0 | 0 | 0 | 0 | 0 | 0 | 0 | 0 | 0 | 0 | 0 | 0 | 0 | 0 | 0 | 0 | 0 | 0
F4_Residential_Manufactured Home Regular Income_New_Appliances_Natural Gas_Stove/Oven_E4 | F4 | Residential | Manufactured Home Regular Income | New | Appliances | Natural Gas | Stove/Oven | E4 | Utility - Cost of Equipment | 0 | 0 | 0 | 0 | 0 | 0 | 0 | 0 | 0 | 0 | 0 | 0 | 0 | 0 | 0 | 0 | 0 | 0 | 0 | 0 | 0 | 0 | 0 | 0 | 0 | 0 | 0 | 0 | 0 | 0 | 0 | 0 | 0
F4_Residential_Manufactured Home Regular Income_New_Appliances_Natural Gas_Stove/Oven_E5 | F4 | Residential | Manufactured Home Regular Income | New | Appliances | Natural Gas | Stove/Oven | E5 | Utility - Cost of Equipment | 0 | 0 | 0 | 0 | 0 | 0 | 0 | 0 | 0 | 0 | 0 | 0 | 0 | 0 | 0 | 0 | 0 | 0 | 0 | 0 | 0 | 0 | 0 | 0 | 0 | 0 | 0 | 0 | 0 | 0 | 0 | 0 | 0
F4_Residential_Manufactured Home Regular Income_New_Appliances_Natural Gas_Stove/Oven_E6 | F4 | Residential | Manufactured Home Regular Income | New | Appliances | Natural Gas | Stove/Oven | E6 | Utility - Cost of Equipment | 0 | 0 | 0 | 0 | 0 | 0 | 0 | 0 | 0 | 0 | 0 | 0 | 0 | 0 | 0 | 0 | 0 | 0 | 0 | 0 | 0 | 0 | 0 | 0 | 0 | 0 | 0 | 0 | 0 | 0 | 0 | 0 | 0
F4_Residential_Manufactured Home Regular Income_New_Appliances_Natural Gas_Stove/Oven_E7 | F4 | Residential | Manufactured Home Regular Income | New | Appliances | Natural Gas | Stove/Oven | E7 | Utility - Cost of Equipment | 0 | 0 | 0 | 0 | 0 | 0 | 0 | 0 | 0 | 0 | 0 | 0 | 0 | 0 | 0 | 0 | 0 | 0 | 0 | 0 | 0 | 0 | 0 | 0 | 0 | 0 | 0 | 0 | 0 | 0 | 0 | 0 | 0
F4_Residential_Manufactured Home Regular Income_New_Appliances_Natural Gas_Stove/Oven_E8 | F4 | Residential | Manufactured Home Regular Income | New | Appliances | Natural Gas | Stove/Oven | E8 | Utility - Cost of Equipment | 0 | 0 | 0 | 0 | 0 | 0 | 0 | 0 | 0 | 0 | 0 | 0 | 0 | 0 | 0 | 0 | 0 | 0 | 0 | 0 | 0 | 0 | 0 | 0 | 0 | 0 | 0 | 0 | 0 | 0 | 0 | 0 | 0
F4_Residential_Manufactured Home Regular Income_New_Appliances_Natural Gas_Stove/Oven_E9 | F4 | Residential | Manufactured Home Regular Income | New | Appliances | Natural Gas | Stove/Oven | E9 | Utility - Cost of Equipment | 0 | 0 | 0 | 0 | 0 | 0 | 0 | 0 | 0 | 0 | 0 | 0 | 0 | 0 | 0 | 0 | 0 | 0 | 0 | 0 | 0 | 0 | 0 | 0 | 0 | 0 | 0 | 0 | 0 | 0 | 0 | 0 | 0
F4_Residential_Manufactured Home Regular Income_New_Appliances_Natural Gas_Stove/Oven_E10 | F4 | Residential | Manufactured Home Regular Income | New | Appliances | Natural Gas | Stove/Oven | E10 | Utility - Cost of Equipment | 0 | 0 | 0 | 0 | 0 | 0 | 0 | 0 | 0 | 0 | 0 | 0 | 0 | 0 | 0 | 0 | 0 | 0 | 0 | 0 | 0 | 0 | 0 | 0 | 0 | 0 | 0 | 0 | 0 | 0 | 0 | 0 | 0
F5_Residential_Manufactured Home Regular Income_New_Appliances_Natural Gas_Stove/Oven_E1 | F5 | Residential | Manufactured Home Regular Income | New | Appliances | Natural Gas | Stove/Oven | E1 | Utility - Cost of Operation | 100.3952 | 100.3952 | 100.3952 | 100.3952 | 100.3952 | 100.3952 | 100.3952 | 100.3952 | 100.3952 | 100.3952 | 100.3952 | 100.3952 | 100.3952 | 100.3952 | 100.3952 | 100.3952 | 100.3952 | 100.3952 | 100.3952 | 100.3952 | 100.3952 | 100.3952 | 100.3952 | 100.3952 | 100.3952 | 100.3952 | 100.3952 | 100.3952 | 100.3952 | 100.3952 | 100.3952 | 100.3952 | 100.3952
F5_Residential_Manufactured Home Regular Income_New_Appliances_Natural Gas_Stove/Oven_E2 | F5 | Residential | Manufactured Home Regular Income | New | Appliances | Natural Gas | Stove/Oven | E2 | Utility - Cost of Operation | 105.7927 | 105.7927 | 105.7927 | 105.7927 | 105.7927 | 105.7927 | 105.7927 | 105.7927 | 105.7927 | 105.7927 | 105.7927 | 105.7927 | 105.7927 | 105.7927 | 105.7927 | 105.7927 | 105.7927 | 105.7927 | 105.7927 | 105.7927 | 105.7927 | 105.7927 | 105.7927 | 105.7927 | 105.7927 | 105.7927 | 105.7927 | 105.7927 | 105.7927 | 105.7927 | 105.7927 | 105.7927 | 105.7927
F5_Residential_Manufactured Home Regular Income_New_Appliances_Natural Gas_Stove/Oven_E3 | F5 | Residential | Manufactured Home Regular Income | New | Appliances | Natural Gas | Stove/Oven | E3 | Utility - Cost of Operation | 0 | 0 | 0 | 0 | 0 | 0 | 0 | 0 | 0 | 0 | 0 | 0 | 0 | 0 | 0 | 0 | 0 | 0 | 0 | 0 | 0 | 0 | 0 | 0 | 0 | 0 | 0 | 0 | 0 | 0 | 0 | 0 | 0
F5_Residential_Manufactured Home Regular Income_New_Appliances_Natural Gas_Stove/Oven_E4 | F5 | Residential | Manufactured Home Regular Income | New | Appliances | Natural Gas | Stove/Oven | E4 | Utility - Cost of Operation | 0 | 0 | 0 | 0 | 0 | 0 | 0 | 0 | 0 | 0 | 0 | 0 | 0 | 0 | 0 | 0 | 0 | 0 | 0 | 0 | 0 | 0 | 0 | 0 | 0 | 0 | 0 | 0 | 0 | 0 | 0 | 0 | 0
F5_Residential_Manufactured Home Regular Income_New_Appliances_Natural Gas_Stove/Oven_E5 | F5 | Residential | Manufactured Home Regular Income | New | Appliances | Natural Gas | Stove/Oven | E5 | Utility - Cost of Operation | 0 | 0 | 0 | 0 | 0 | 0 | 0 | 0 | 0 | 0 | 0 | 0 | 0 | 0 | 0 | 0 | 0 | 0 | 0 | 0 | 0 | 0 | 0 | 0 | 0 | 0 | 0 | 0 | 0 | 0 | 0 | 0 | 0
F5_Residential_Manufactured Home Regular Income_New_Appliances_Natural Gas_Stove/Oven_E6 | F5 | Residential | Manufactured Home Regular Income | New | Appliances | Natural Gas | Stove/Oven | E6 | Utility - Cost of Operation | 0 | 0 | 0 | 0 | 0 | 0 | 0 | 0 | 0 | 0 | 0 | 0 | 0 | 0 | 0 | 0 | 0 | 0 | 0 | 0 | 0 | 0 | 0 | 0 | 0 | 0 | 0 | 0 | 0 | 0 | 0 | 0 | 0
F5_Residential_Manufactured Home Regular Income_New_Appliances_Natural Gas_Stove/Oven_E7 | F5 | Residential | Manufactured Home Regular Income | New | Appliances | Natural Gas | Stove/Oven | E7 | Utility - Cost of Operation | 0 | 0 | 0 | 0 | 0 | 0 | 0 | 0 | 0 | 0 | 0 | 0 | 0 | 0 | 0 | 0 | 0 | 0 | 0 | 0 | 0 | 0 | 0 | 0 | 0 | 0 | 0 | 0 | 0 | 0 | 0 | 0 | 0
F5_Residential_Manufactured Home Regular Income_New_Appliances_Natural Gas_Stove/Oven_E8 | F5 | Residential | Manufactured Home Regular Income | New | Appliances | Natural Gas | Stove/Oven | E8 | Utility - Cost of Operation | 0 | 0 | 0 | 0 | 0 | 0 | 0 | 0 | 0 | 0 | 0 | 0 | 0 | 0 | 0 | 0 | 0 | 0 | 0 | 0 | 0 | 0 | 0 | 0 | 0 | 0 | 0 | 0 | 0 | 0 | 0 | 0 | 0
F5_Residential_Manufactured Home Regular Income_New_Appliances_Natural Gas_Stove/Oven_E9 | F5 | Residential | Manufactured Home Regular Income | New | Appliances | Natural Gas | Stove/Oven | E9 | Utility - Cost of Operation | 0 | 0 | 0 | 0 | 0 | 0 | 0 | 0 | 0 | 0 | 0 | 0 | 0 | 0 | 0 | 0 | 0 | 0 | 0 | 0 | 0 | 0 | 0 | 0 | 0 | 0 | 0 | 0 | 0 | 0 | 0 | 0 | 0
F5_Residential_Manufactured Home Regular Income_New_Appliances_Natural Gas_Stove/Oven_E10 | F5 | Residential | Manufactured Home Regular Income | New | Appliances | Natural Gas | Stove/Oven | E10 | Utility - Cost of Operation | 0 | 0 | 0 | 0 | 0 | 0 | 0 | 0 | 0 | 0 | 0 | 0 | 0 | 0 | 0 | 0 | 0 | 0 | 0 | 0 | 0 | 0 | 0 | 0 | 0 | 0 | 0 | 0 | 0 | 0 | 0 | 0 | 0
F6_Residential_Manufactured Home Regular Income_New_Appliances_Natural Gas_Stove/Oven_E1 | F6 | Residential | Manufactured Home Regular Income | New | Appliances | Natural Gas | Stove/Oven | E1 | Utility - Value of Sales | 14.9746 | 15.0693 | 15.1992 | 15.3054 | 15.3054 | 15.3054 | 15.3054 | 15.3054 | 15.3054 | 15.3054 | 15.3054 | 15.3054 | 15.3054 | 15.3054 | 15.3054 | 15.3054 | 15.3054 | 15.3054 | 15.3054 | 15.3054 | 15.3054 | 15.3054 | 15.3054 | 15.3054 | 15.3054 | 15.3054 | 15.3054 | 15.3054 | 15.3054 | 15.3054 | 15.3054 | 15.3054 | 15.3054
F6_Residential_Manufactured Home Regular Income_New_Appliances_Natural Gas_Stove/Oven_E2 | F6 | Residential | Manufactured Home Regular Income | New | Appliances | Natural Gas | Stove/Oven | E2 | Utility - Value of Sales | 11.2474 | 11.3185 | 11.4161 | 11.4959 | 11.4959 | 11.4959 | 11.4959 | 11.4959 | 11.4959 | 11.4959 | 11.4959 | 11.4959 | 11.4959 | 11.4959 | 11.4959 | 11.4959 | 11.4959 | 11.4959 | 11.4959 | 11.4959 | 11.4959 | 11.4959 | 11.4959 | 11.4959 | 11.4959 | 11.4959 | 11.4959 | 11.4959 | 11.4959 | 11.4959 | 11.4959 | 11.4959 | 11.4959
F6_Residential_Manufactured Home Regular Income_New_Appliances_Natural Gas_Stove/Oven_E3 | F6 | Residential | Manufactured Home Regular Income | New | Appliances | Natural Gas | Stove/Oven | E3 | Utility - Value of Sales | 0 | 0 | 0 | 0 | 0 | 0 | 0 | 0 | 0 | 0 | 0 | 0 | 0 | 0 | 0 | 0 | 0 | 0 | 0 | 0 | 0 | 0 | 0 | 0 | 0 | 0 | 0 | 0 | 0 | 0 | 0 | 0 | 0
F6_Residential_Manufactured Home Regular Income_New_Appliances_Natural Gas_Stove/Oven_E4 | F6 | Residential | Manufactured Home Regular Income | New | Appliances | Natural Gas | Stove/Oven | E4 | Utility - Value of Sales | 0 | 0 | 0 | 0 | 0 | 0 | 0 | 0 | 0 | 0 | 0 | 0 | 0 | 0 | 0 | 0 | 0 | 0 | 0 | 0 | 0 | 0 | 0 | 0 | 0 | 0 | 0 | 0 | 0 | 0 | 0 | 0 | 0
F6_Residential_Manufactured Home Regular Income_New_Appliances_Natural Gas_Stove/Oven_E5 | F6 | Residential | Manufactured Home Regular Income | New | Appliances | Natural Gas | Stove/Oven | E5 | Utility - Value of Sales | 0 | 0 | 0 | 0 | 0 | 0 | 0 | 0 | 0 | 0 | 0 | 0 | 0 | 0 | 0 | 0 | 0 | 0 | 0 | 0 | 0 | 0 | 0 | 0 | 0 | 0 | 0 | 0 | 0 | 0 | 0 | 0 | 0
F6_Residential_Manufactured Home Regular Income_New_Appliances_Natural Gas_Stove/Oven_E6 | F6 | Residential | Manufactured Home Regular Income | New | Appliances | Natural Gas | Stove/Oven | E6 | Utility - Value of Sales | 0 | 0 | 0 | 0 | 0 | 0 | 0 | 0 | 0 | 0 | 0 | 0 | 0 | 0 | 0 | 0 | 0 | 0 | 0 | 0 | 0 | 0 | 0 | 0 | 0 | 0 | 0 | 0 | 0 | 0 | 0 | 0 | 0
F6_Residential_Manufactured Home Regular Income_New_Appliances_Natural Gas_Stove/Oven_E7 | F6 | Residential | Manufactured Home Regular Income | New | Appliances | Natural Gas | Stove/Oven | E7 | Utility - Value of Sales | 0 | 0 | 0 | 0 | 0 | 0 | 0 | 0 | 0 | 0 | 0 | 0 | 0 | 0 | 0 | 0 | 0 | 0 | 0 | 0 | 0 | 0 | 0 | 0 | 0 | 0 | 0 | 0 | 0 | 0 | 0 | 0 | 0
F6_Residential_Manufactured Home Regular Income_New_Appliances_Natural Gas_Stove/Oven_E8 | F6 | Residential | Manufactured Home Regular Income | New | Appliances | Natural Gas | Stove/Oven | E8 | Utility - Value of Sales | 0 | 0 | 0 | 0 | 0 | 0 | 0 | 0 | 0 | 0 | 0 | 0 | 0 | 0 | 0 | 0 | 0 | 0 | 0 | 0 | 0 | 0 | 0 | 0 | 0 | 0 | 0 | 0 | 0 | 0 | 0 | 0 | 0
F6_Residential_Manufactured Home Regular Income_New_Appliances_Natural Gas_Stove/Oven_E9 | F6 | Residential | Manufactured Home Regular Income | New | Appliances | Natural Gas | Stove/Oven | E9 | Utility - Value of Sales | 0 | 0 | 0 | 0 | 0 | 0 | 0 | 0 | 0 | 0 | 0 | 0 | 0 | 0 | 0 | 0 | 0 | 0 | 0 | 0 | 0 | 0 | 0 | 0 | 0 | 0 | 0 | 0 | 0 | 0 | 0 | 0 | 0
F6_Residential_Manufactured Home Regular Income_New_Appliances_Natural Gas_Stove/Oven_E10 | F6 | Residential | Manufactured Home Regular Income | New | Appliances | Natural Gas | Stove/Oven | E10 | Utility - Value of Sales | 0 | 0 | 0 | 0 | 0 | 0 | 0 | 0 | 0 | 0 | 0 | 0 | 0 | 0 | 0 | 0 | 0 | 0 | 0 | 0 | 0 | 0 | 0 | 0 | 0 | 0 | 0 | 0 | 0 | 0 | 0 | 0 | 0
F1_Residential_Manufactured Home Regular Income_New_Miscellaneous_Natural Gas_Pool Heater_E1 | F1 | Residential | Manufactured Home Regular Income | New | Miscellaneous | Natural Gas | Pool Heater | E1 | RVT - Cost of Equipment | 0 | 0 | 0 | 0 | 0 | 0 | 0 | 0 | 0 | 0 | 0 | 0 | 0 | 0 | 0 | 0 | 0 | 0 | 0 | 0 | 0 | 0 | 0 | 0 | 0 | 0 | 0 | 0 | 0 | 0 | 0 | 0 | 0
F1_Residential_Manufactured Home Regular Income_New_Miscellaneous_Natural Gas_Pool Heater_E2 | F1 | Residential | Manufactured Home Regular Income | New | Miscellaneous | Natural Gas | Pool Heater | E2 | RVT - Cost of Equipment | 0 | 0 | 0 | 0 | 0 | 0 | 0 | 0 | 0 | 0 | 0 | 0 | 0 | 0 | 0 | 0 | 0 | 0 | 0 | 0 | 0 | 0 | 0 | 0 | 0 | 0 | 0 | 0 | 0 | 0 | 0 | 0 | 0
F1_Residential_Manufactured Home Regular Income_New_Miscellaneous_Natural Gas_Pool Heater_E3 | F1 | Residential | Manufactured Home Regular Income | New | Miscellaneous | Natural Gas | Pool Heater | E3 | RVT - Cost of Equipment | 0 | 0 | 0 | 0 | 0 | 0 | 0 | 0 | 0 | 0 | 0 | 0 | 0 | 0 | 0 | 0 | 0 | 0 | 0 | 0 | 0 | 0 | 0 | 0 | 0 | 0 | 0 | 0 | 0 | 0 | 0 | 0 | 0
F1_Residential_Manufactured Home Regular Income_New_Miscellaneous_Natural Gas_Pool Heater_E4 | F1 | Residential | Manufactured Home Regular Income | New | Miscellaneous | Natural Gas | Pool Heater | E4 | RVT - Cost of Equipment | 0 | 0 | 0 | 0 | 0 | 0 | 0 | 0 | 0 | 0 | 0 | 0 | 0 | 0 | 0 | 0 | 0 | 0 | 0 | 0 | 0 | 0 | 0 | 0 | 0 | 0 | 0 | 0 | 0 | 0 | 0 | 0 | 0
F1_Residential_Manufactured Home Regular Income_New_Miscellaneous_Natural Gas_Pool Heater_E5 | F1 | Residential | Manufactured Home Regular Income | New | Miscellaneous | Natural Gas | Pool Heater | E5 | RVT - Cost of Equipment | 0 | 0 | 0 | 0 | 0 | 0 | 0 | 0 | 0 | 0 | 0 | 0 | 0 | 0 | 0 | 0 | 0 | 0 | 0 | 0 | 0 | 0 | 0 | 0 | 0 | 0 | 0 | 0 | 0 | 0 | 0 | 0 | 0
F1_Residential_Manufactured Home Regular Income_New_Miscellaneous_Natural Gas_Pool Heater_E6 | F1 | Residential | Manufactured Home Regular Income | New | Miscellaneous | Natural Gas | Pool Heater | E6 | RVT - Cost of Equipment | 0 | 0 | 0 | 0 | 0 | 0 | 0 | 0 | 0 | 0 | 0 | 0 | 0 | 0 | 0 | 0 | 0 | 0 | 0 | 0 | 0 | 0 | 0 | 0 | 0 | 0 | 0 | 0 | 0 | 0 | 0 | 0 | 0
F1_Residential_Manufactured Home Regular Income_New_Miscellaneous_Natural Gas_Pool Heater_E7 | F1 | Residential | Manufactured Home Regular Income | New | Miscellaneous | Natural Gas | Pool Heater | E7 | RVT - Cost of Equipment | 0 | 0 | 0 | 0 | 0 | 0 | 0 | 0 | 0 | 0 | 0 | 0 | 0 | 0 | 0 | 0 | 0 | 0 | 0 | 0 | 0 | 0 | 0 | 0 | 0 | 0 | 0 | 0 | 0 | 0 | 0 | 0 | 0
F1_Residential_Manufactured Home Regular Income_New_Miscellaneous_Natural Gas_Pool Heater_E8 | F1 | Residential | Manufactured Home Regular Income | New | Miscellaneous | Natural Gas | Pool Heater | E8 | RVT - Cost of Equipment | 0 | 0 | 0 | 0 | 0 | 0 | 0 | 0 | 0 | 0 | 0 | 0 | 0 | 0 | 0 | 0 | 0 | 0 | 0 | 0 | 0 | 0 | 0 | 0 | 0 | 0 | 0 | 0 | 0 | 0 | 0 | 0 | 0
F1_Residential_Manufactured Home Regular Income_New_Miscellaneous_Natural Gas_Pool Heater_E9 | F1 | Residential | Manufactured Home Regular Income | New | Miscellaneous | Natural Gas | Pool Heater | E9 | RVT - Cost of Equipment | 0 | 0 | 0 | 0 | 0 | 0 | 0 | 0 | 0 | 0 | 0 | 0 | 0 | 0 | 0 | 0 | 0 | 0 | 0 | 0 | 0 | 0 | 0 | 0 | 0 | 0 | 0 | 0 | 0 | 0 | 0 | 0 | 0
F1_Residential_Manufactured Home Regular Income_New_Miscellaneous_Natural Gas_Pool Heater_E10 | F1 | Residential | Manufactured Home Regular Income | New | Miscellaneous | Natural Gas | Pool Heater | E10 | RVT - Cost of Equipment | 0 | 0 | 0 | 0 | 0 | 0 | 0 | 0 | 0 | 0 | 0 | 0 | 0 | 0 | 0 | 0 | 0 | 0 | 0 | 0 | 0 | 0 | 0 | 0 | 0 | 0 | 0 | 0 | 0 | 0 | 0 | 0 | 0
F2_Residential_Manufactured Home Regular Income_New_Miscellaneous_Natural Gas_Pool Heater_E1 | F2 | Residential | Manufactured Home Regular Income | New | Miscellaneous | Natural Gas | Pool Heater | E1 | RVT - Cost of Operation | 0 | 0 | 0 | 0 | 0 | 0 | 0 | 0 | 0 | 0 | 0 | 0 | 0 | 0 | 0 | 0 | 0 | 0 | 0 | 0 | 0 | 0 | 0 | 0 | 0 | 0 | 0 | 0 | 0 | 0 | 0 | 0 | 0
F2_Residential_Manufactured Home Regular Income_New_Miscellaneous_Natural Gas_Pool Heater_E2 | F2 | Residential | Manufactured Home Regular Income | New | Miscellaneous | Natural Gas | Pool Heater | E2 | RVT - Cost of Operation | 0 | 0 | 0 | 0 | 0 | 0 | 0 | 0 | 0 | 0 | 0 | 0 | 0 | 0 | 0 | 0 | 0 | 0 | 0 | 0 | 0 | 0 | 0 | 0 | 0 | 0 | 0 | 0 | 0 | 0 | 0 | 0 | 0
F2_Residential_Manufactured Home Regular Income_New_Miscellaneous_Natural Gas_Pool Heater_E3 | F2 | Residential | Manufactured Home Regular Income | New | Miscellaneous | Natural Gas | Pool Heater | E3 | RVT - Cost of Operation | 0 | 0 | 0 | 0 | 0 | 0 | 0 | 0 | 0 | 0 | 0 | 0 | 0 | 0 | 0 | 0 | 0 | 0 | 0 | 0 | 0 | 0 | 0 | 0 | 0 | 0 | 0 | 0 | 0 | 0 | 0 | 0 | 0
F2_Residential_Manufactured Home Regular Income_New_Miscellaneous_Natural Gas_Pool Heater_E4 | F2 | Residential | Manufactured Home Regular Income | New | Miscellaneous | Natural Gas | Pool Heater | E4 | RVT - Cost of Operation | 0 | 0 | 0 | 0 | 0 | 0 | 0 | 0 | 0 | 0 | 0 | 0 | 0 | 0 | 0 | 0 | 0 | 0 | 0 | 0 | 0 | 0 | 0 | 0 | 0 | 0 | 0 | 0 | 0 | 0 | 0 | 0 | 0
F2_Residential_Manufactured Home Regular Income_New_Miscellaneous_Natural Gas_Pool Heater_E5 | F2 | Residential | Manufactured Home Regular Income | New | Miscellaneous | Natural Gas | Pool Heater | E5 | RVT - Cost of Operation | 0 | 0 | 0 | 0 | 0 | 0 | 0 | 0 | 0 | 0 | 0 | 0 | 0 | 0 | 0 | 0 | 0 | 0 | 0 | 0 | 0 | 0 | 0 | 0 | 0 | 0 | 0 | 0 | 0 | 0 | 0 | 0 | 0
F2_Residential_Manufactured Home Regular Income_New_Miscellaneous_Natural Gas_Pool Heater_E6 | F2 | Residential | Manufactured Home Regular Income | New | Miscellaneous | Natural Gas | Pool Heater | E6 | RVT - Cost of Operation | 0 | 0 | 0 | 0 | 0 | 0 | 0 | 0 | 0 | 0 | 0 | 0 | 0 | 0 | 0 | 0 | 0 | 0 | 0 | 0 | 0 | 0 | 0 | 0 | 0 | 0 | 0 | 0 | 0 | 0 | 0 | 0 | 0
F2_Residential_Manufactured Home Regular Income_New_Miscellaneous_Natural Gas_Pool Heater_E7 | F2 | Residential | Manufactured Home Regular Income | New | Miscellaneous | Natural Gas | Pool Heater | E7 | RVT - Cost of Operation | 0 | 0 | 0 | 0 | 0 | 0 | 0 | 0 | 0 | 0 | 0 | 0 | 0 | 0 | 0 | 0 | 0 | 0 | 0 | 0 | 0 | 0 | 0 | 0 | 0 | 0 | 0 | 0 | 0 | 0 | 0 | 0 | 0
F2_Residential_Manufactured Home Regular Income_New_Miscellaneous_Natural Gas_Pool Heater_E8 | F2 | Residential | Manufactured Home Regular Income | New | Miscellaneous | Natural Gas | Pool Heater | E8 | RVT - Cost of Operation | 0 | 0 | 0 | 0 | 0 | 0 | 0 | 0 | 0 | 0 | 0 | 0 | 0 | 0 | 0 | 0 | 0 | 0 | 0 | 0 | 0 | 0 | 0 | 0 | 0 | 0 | 0 | 0 | 0 | 0 | 0 | 0 | 0
F2_Residential_Manufactured Home Regular Income_New_Miscellaneous_Natural Gas_Pool Heater_E9 | F2 | Residential | Manufactured Home Regular Income | New | Miscellaneous | Natural Gas | Pool Heater | E9 | RVT - Cost of Operation | 0 | 0 | 0 | 0 | 0 | 0 | 0 | 0 | 0 | 0 | 0 | 0 | 0 | 0 | 0 | 0 | 0 | 0 | 0 | 0 | 0 | 0 | 0 | 0 | 0 | 0 | 0 | 0 | 0 | 0 | 0 | 0 | 0
F2_Residential_Manufactured Home Regular Income_New_Miscellaneous_Natural Gas_Pool Heater_E10 | F2 | Residential | Manufactured Home Regular Income | New | Miscellaneous | Natural Gas | Pool Heater | E10 | RVT - Cost of Operation | 0 | 0 | 0 | 0 | 0 | 0 | 0 | 0 | 0 | 0 | 0 | 0 | 0 | 0 | 0 | 0 | 0 | 0 | 0 | 0 | 0 | 0 | 0 | 0 | 0 | 0 | 0 | 0 | 0 | 0 | 0 | 0 | 0
F3_Residential_Manufactured Home Regular Income_New_Miscellaneous_Natural Gas_Pool Heater_E1 | F3 | Residential | Manufactured Home Regular Income | New | Miscellaneous | Natural Gas | Pool Heater | E1 | System - kBTUs of Consumption | 351.766 | 351.766 | 351.766 | 351.766 | 351.766 | 351.766 | 351.766 | 351.766 | 351.766 | 351.766 | 351.766 | 351.766 | 351.766 | 351.766 | 351.766 | 351.766 | 351.766 | 351.766 | 351.766 | 351.766 | 351.766 | 351.766 | 351.766 | 351.766 | 351.766 | 351.766 | 351.766 | 351.766 | 351.766 | 351.766 | 351.766 | 351.766 | 351.766
F3_Residential_Manufactured Home Regular Income_New_Miscellaneous_Natural Gas_Pool Heater_E2 | F3 | Residential | Manufactured Home Regular Income | New | Miscellaneous | Natural Gas | Pool Heater | E2 | System - kBTUs of Consumption | 427.2575 | 427.2575 | 427.2575 | 427.2575 | 427.2575 | 427.2575 | 427.2575 | 427.2575 | 427.2575 | 427.2575 | 427.2575 | 427.2575 | 427.2575 | 427.2575 | 427.2575 | 427.2575 | 427.2575 | 427.2575 | 427.2575 | 427.2575 | 427.2575 | 427.2575 | 427.2575 | 427.2575 | 427.2575 | 427.2575 | 427.2575 | 427.2575 | 427.2575 | 427.2575 | 427.2575 | 427.2575 | 427.2575
F3_Residential_Manufactured Home Regular Income_New_Miscellaneous_Natural Gas_Pool Heater_E3 | F3 | Residential | Manufactured Home Regular Income | New | Miscellaneous | Natural Gas | Pool Heater | E3 | System - kBTUs of Consumption | 710.8377 | 710.8377 | 710.8377 | 710.8377 | 710.8377 | 710.8377 | 710.8377 | 710.8377 | 710.8377 | 710.8377 | 710.8377 | 710.8377 | 710.8377 | 710.8377 | 710.8377 | 710.8377 | 710.8377 | 710.8377 | 710.8377 | 710.8377 | 710.8377 | 710.8377 | 710.8377 | 710.8377 | 710.8377 | 710.8377 | 710.8377 | 710.8377 | 710.8377 | 710.8377 | 710.8377 | 710.8377 | 710.8377
F3_Residential_Manufactured Home Regular Income_New_Miscellaneous_Natural Gas_Pool Heater_E4 | F3 | Residential | Manufactured Home Regular Income | New | Miscellaneous | Natural Gas | Pool Heater | E4 | System - kBTUs of Consumption | 717.234 | 717.234 | 717.234 | 717.234 | 717.234 | 717.234 | 717.234 | 717.234 | 717.234 | 717.234 | 717.234 | 717.234 | 717.234 | 717.234 | 717.234 | 717.234 | 717.234 | 717.234 | 717.234 | 717.234 | 717.234 | 717.234 | 717.234 | 717.234 | 717.234 | 717.234 | 717.234 | 717.234 | 717.234 | 717.234 | 717.234 | 717.234 | 717.234
F3_Residential_Manufactured Home Regular Income_New_Miscellaneous_Natural Gas_Pool Heater_E5 | F3 | Residential | Manufactured Home Regular Income | New | Miscellaneous | Natural Gas | Pool Heater | E5 | System - kBTUs of Consumption | 0 | 0 | 0 | 0 | 0 | 0 | 0 | 0 | 0 | 0 | 0 | 0 | 0 | 0 | 0 | 0 | 0 | 0 | 0 | 0 | 0 | 0 | 0 | 0 | 0 | 0 | 0 | 0 | 0 | 0 | 0 | 0 | 0
F3_Residential_Manufactured Home Regular Income_New_Miscellaneous_Natural Gas_Pool Heater_E6 | F3 | Residential | Manufactured Home Regular Income | New | Miscellaneous | Natural Gas | Pool Heater | E6 | System - kBTUs of Consumption | 0 | 0 | 0 | 0 | 0 | 0 | 0 | 0 | 0 | 0 | 0 | 0 | 0 | 0 | 0 | 0 | 0 | 0 | 0 | 0 | 0 | 0 | 0 | 0 | 0 | 0 | 0 | 0 | 0 | 0 | 0 | 0 | 0
F3_Residential_Manufactured Home Regular Income_New_Miscellaneous_Natural Gas_Pool Heater_E7 | F3 | Residential | Manufactured Home Regular Income | New | Miscellaneous | Natural Gas | Pool Heater | E7 | System - kBTUs of Consumption | 0 | 0 | 0 | 0 | 0 | 0 | 0 | 0 | 0 | 0 | 0 | 0 | 0 | 0 | 0 | 0 | 0 | 0 | 0 | 0 | 0 | 0 | 0 | 0 | 0 | 0 | 0 | 0 | 0 | 0 | 0 | 0 | 0
F3_Residential_Manufactured Home Regular Income_New_Miscellaneous_Natural Gas_Pool Heater_E8 | F3 | Residential | Manufactured Home Regular Income | New | Miscellaneous | Natural Gas | Pool Heater | E8 | System - kBTUs of Consumption | 0 | 0 | 0 | 0 | 0 | 0 | 0 | 0 | 0 | 0 | 0 | 0 | 0 | 0 | 0 | 0 | 0 | 0 | 0 | 0 | 0 | 0 | 0 | 0 | 0 | 0 | 0 | 0 | 0 | 0 | 0 | 0 | 0
F3_Residential_Manufactured Home Regular Income_New_Miscellaneous_Natural Gas_Pool Heater_E9 | F3 | Residential | Manufactured Home Regular Income | New | Miscellaneous | Natural Gas | Pool Heater | E9 | System - kBTUs of Consumption | 0 | 0 | 0 | 0 | 0 | 0 | 0 | 0 | 0 | 0 | 0 | 0 | 0 | 0 | 0 | 0 | 0 | 0 | 0 | 0 | 0 | 0 | 0 | 0 | 0 | 0 | 0 | 0 | 0 | 0 | 0 | 0 | 0
F3_Residential_Manufactured Home Regular Income_New_Miscellaneous_Natural Gas_Pool Heater_E10 | F3 | Residential | Manufactured Home Regular Income | New | Miscellaneous | Natural Gas | Pool Heater | E10 | System - kBTUs of Consumption | 0 | 0 | 0 | 0 | 0 | 0 | 0 | 0 | 0 | 0 | 0 | 0 | 0 | 0 | 0 | 0 | 0 | 0 | 0 | 0 | 0 | 0 | 0 | 0 | 0 | 0 | 0 | 0 | 0 | 0 | 0 | 0 | 0
F4_Residential_Manufactured Home Regular Income_New_Miscellaneous_Natural Gas_Pool Heater_E1 | F4 | Residential | Manufactured Home Regular Income | New | Miscellaneous | Natural Gas | Pool Heater | E1 | Utility - Cost of Equipment | 0 | 0 | 0 | 0 | 0 | 0 | 0 | 0 | 0 | 0 | 0 | 0 | 0 | 0 | 0 | 0 | 0 | 0 | 0 | 0 | 0 | 0 | 0 | 0 | 0 | 0 | 0 | 0 | 0 | 0 | 0 | 0 | 0
F4_Residential_Manufactured Home Regular Income_New_Miscellaneous_Natural Gas_Pool Heater_E2 | F4 | Residential | Manufactured Home Regular Income | New | Miscellaneous | Natural Gas | Pool Heater | E2 | Utility - Cost of Equipment | 0 | 0 | 0 | 0 | 0 | 0 | 0 | 0 | 0 | 0 | 0 | 0 | 0 | 0 | 0 | 0 | 0 | 0 | 0 | 0 | 0 | 0 | 0 | 0 | 0 | 0 | 0 | 0 | 0 | 0 | 0 | 0 | 0
F4_Residential_Manufactured Home Regular Income_New_Miscellaneous_Natural Gas_Pool Heater_E3 | F4 | Residential | Manufactured Home Regular Income | New | Miscellaneous | Natural Gas | Pool Heater | E3 | Utility - Cost of Equipment | 0 | 0 | 0 | 0 | 0 | 0 | 0 | 0 | 0 | 0 | 0 | 0 | 0 | 0 | 0 | 0 | 0 | 0 | 0 | 0 | 0 | 0 | 0 | 0 | 0 | 0 | 0 | 0 | 0 | 0 | 0 | 0 | 0
F4_Residential_Manufactured Home Regular Income_New_Miscellaneous_Natural Gas_Pool Heater_E4 | F4 | Residential | Manufactured Home Regular Income | New | Miscellaneous | Natural Gas | Pool Heater | E4 | Utility - Cost of Equipment | 0 | 0 | 0 | 0 | 0 | 0 | 0 | 0 | 0 | 0 | 0 | 0 | 0 | 0 | 0 | 0 | 0 | 0 | 0 | 0 | 0 | 0 | 0 | 0 | 0 | 0 | 0 | 0 | 0 | 0 | 0 | 0 | 0
F4_Residential_Manufactured Home Regular Income_New_Miscellaneous_Natural Gas_Pool Heater_E5 | F4 | Residential | Manufactured Home Regular Income | New | Miscellaneous | Natural Gas | Pool Heater | E5 | Utility - Cost of Equipment | 0 | 0 | 0 | 0 | 0 | 0 | 0 | 0 | 0 | 0 | 0 | 0 | 0 | 0 | 0 | 0 | 0 | 0 | 0 | 0 | 0 | 0 | 0 | 0 | 0 | 0 | 0 | 0 | 0 | 0 | 0 | 0 | 0
F4_Residential_Manufactured Home Regular Income_New_Miscellaneous_Natural Gas_Pool Heater_E6 | F4 | Residential | Manufactured Home Regular Income | New | Miscellaneous | Natural Gas | Pool Heater | E6 | Utility - Cost of Equipment | 0 | 0 | 0 | 0 | 0 | 0 | 0 | 0 | 0 | 0 | 0 | 0 | 0 | 0 | 0 | 0 | 0 | 0 | 0 | 0 | 0 | 0 | 0 | 0 | 0 | 0 | 0 | 0 | 0 | 0 | 0 | 0 | 0
F4_Residential_Manufactured Home Regular Income_New_Miscellaneous_Natural Gas_Pool Heater_E7 | F4 | Residential | Manufactured Home Regular Income | New | Miscellaneous | Natural Gas | Pool Heater | E7 | Utility - Cost of Equipment | 0 | 0 | 0 | 0 | 0 | 0 | 0 | 0 | 0 | 0 | 0 | 0 | 0 | 0 | 0 | 0 | 0 | 0 | 0 | 0 | 0 | 0 | 0 | 0 | 0 | 0 | 0 | 0 | 0 | 0 | 0 | 0 | 0
F4_Residential_Manufactured Home Regular Income_New_Miscellaneous_Natural Gas_Pool Heater_E8 | F4 | Residential | Manufactured Home Regular Income | New | Miscellaneous | Natural Gas | Pool Heater | E8 | Utility - Cost of Equipment | 0 | 0 | 0 | 0 | 0 | 0 | 0 | 0 | 0 | 0 | 0 | 0 | 0 | 0 | 0 | 0 | 0 | 0 | 0 | 0 | 0 | 0 | 0 | 0 | 0 | 0 | 0 | 0 | 0 | 0 | 0 | 0 | 0
F4_Residential_Manufactured Home Regular Income_New_Miscellaneous_Natural Gas_Pool Heater_E9 | F4 | Residential | Manufactured Home Regular Income | New | Miscellaneous | Natural Gas | Pool Heater | E9 | Utility - Cost of Equipment | 0 | 0 | 0 | 0 | 0 | 0 | 0 | 0 | 0 | 0 | 0 | 0 | 0 | 0 | 0 | 0 | 0 | 0 | 0 | 0 | 0 | 0 | 0 | 0 | 0 | 0 | 0 | 0 | 0 | 0 | 0 | 0 | 0
F4_Residential_Manufactured Home Regular Income_New_Miscellaneous_Natural Gas_Pool Heater_E10 | F4 | Residential | Manufactured Home Regular Income | New | Miscellaneous | Natural Gas | Pool Heater | E10 | Utility - Cost of Equipment | 0 | 0 | 0 | 0 | 0 | 0 | 0 | 0 | 0 | 0 | 0 | 0 | 0 | 0 | 0 | 0 | 0 | 0 | 0 | 0 | 0 | 0 | 0 | 0 | 0 | 0 | 0 | 0 | 0 | 0 | 0 | 0 | 0
F5_Residential_Manufactured Home Regular Income_New_Miscellaneous_Natural Gas_Pool Heater_E1 | F5 | Residential | Manufactured Home Regular Income | New | Miscellaneous | Natural Gas | Pool Heater | E1 | Utility - Cost of Operation | 351.766 | 351.766 | 351.766 | 351.766 | 351.766 | 351.766 | 351.766 | 351.766 | 351.766 | 351.766 | 351.766 | 351.766 | 351.766 | 351.766 | 351.766 | 351.766 | 351.766 | 351.766 | 351.766 | 351.766 | 351.766 | 351.766 | 351.766 | 351.766 | 351.766 | 351.766 | 351.766 | 351.766 | 351.766 | 351.766 | 351.766 | 351.766 | 351.766
F5_Residential_Manufactured Home Regular Income_New_Miscellaneous_Natural Gas_Pool Heater_E2 | F5 | Residential | Manufactured Home Regular Income | New | Miscellaneous | Natural Gas | Pool Heater | E2 | Utility - Cost of Operation | 427.2575 | 427.2575 | 427.2575 | 427.2575 | 427.2575 | 427.2575 | 427.2575 | 427.2575 | 427.2575 | 427.2575 | 427.2575 | 427.2575 | 427.2575 | 427.2575 | 427.2575 | 427.2575 | 427.2575 | 427.2575 | 427.2575 | 427.2575 | 427.2575 | 427.2575 | 427.2575 | 427.2575 | 427.2575 | 427.2575 | 427.2575 | 427.2575 | 427.2575 | 427.2575 | 427.2575 | 427.2575 | 427.2575
F5_Residential_Manufactured Home Regular Income_New_Miscellaneous_Natural Gas_Pool Heater_E3 | F5 | Residential | Manufactured Home Regular Income | New | Miscellaneous | Natural Gas | Pool Heater | E3 | Utility - Cost of Operation | 710.8377 | 710.8377 | 710.8377 | 710.8377 | 710.8377 | 710.8377 | 710.8377 | 710.8377 | 710.8377 | 710.8377 | 710.8377 | 710.8377 | 710.8377 | 710.8377 | 710.8377 | 710.8377 | 710.8377 | 710.8377 | 710.8377 | 710.8377 | 710.8377 | 710.8377 | 710.8377 | 710.8377 | 710.8377 | 710.8377 | 710.8377 | 710.8377 | 710.8377 | 710.8377 | 710.8377 | 710.8377 | 710.8377
F5_Residential_Manufactured Home Regular Income_New_Miscellaneous_Natural Gas_Pool Heater_E4 | F5 | Residential | Manufactured Home Regular Income | New | Miscellaneous | Natural Gas | Pool Heater | E4 | Utility - Cost of Operation | 717.234 | 717.234 | 717.234 | 717.234 | 717.234 | 717.234 | 717.234 | 717.234 | 717.234 | 717.234 | 717.234 | 717.234 | 717.234 | 717.234 | 717.234 | 717.234 | 717.234 | 717.234 | 717.234 | 717.234 | 717.234 | 717.234 | 717.234 | 717.234 | 717.234 | 717.234 | 717.234 | 717.234 | 717.234 | 717.234 | 717.234 | 717.234 | 717.234
F5_Residential_Manufactured Home Regular Income_New_Miscellaneous_Natural Gas_Pool Heater_E5 | F5 | Residential | Manufactured Home Regular Income | New | Miscellaneous | Natural Gas | Pool Heater | E5 | Utility - Cost of Operation | 0 | 0 | 0 | 0 | 0 | 0 | 0 | 0 | 0 | 0 | 0 | 0 | 0 | 0 | 0 | 0 | 0 | 0 | 0 | 0 | 0 | 0 | 0 | 0 | 0 | 0 | 0 | 0 | 0 | 0 | 0 | 0 | 0
F5_Residential_Manufactured Home Regular Income_New_Miscellaneous_Natural Gas_Pool Heater_E6 | F5 | Residential | Manufactured Home Regular Income | New | Miscellaneous | Natural Gas | Pool Heater | E6 | Utility - Cost of Operation | 0 | 0 | 0 | 0 | 0 | 0 | 0 | 0 | 0 | 0 | 0 | 0 | 0 | 0 | 0 | 0 | 0 | 0 | 0 | 0 | 0 | 0 | 0 | 0 | 0 | 0 | 0 | 0 | 0 | 0 | 0 | 0 | 0
F5_Residential_Manufactured Home Regular Income_New_Miscellaneous_Natural Gas_Pool Heater_E7 | F5 | Residential | Manufactured Home Regular Income | New | Miscellaneous | Natural Gas | Pool Heater | E7 | Utility - Cost of Operation | 0 | 0 | 0 | 0 | 0 | 0 | 0 | 0 | 0 | 0 | 0 | 0 | 0 | 0 | 0 | 0 | 0 | 0 | 0 | 0 | 0 | 0 | 0 | 0 | 0 | 0 | 0 | 0 | 0 | 0 | 0 | 0 | 0
F5_Residential_Manufactured Home Regular Income_New_Miscellaneous_Natural Gas_Pool Heater_E8 | F5 | Residential | Manufactured Home Regular Income | New | Miscellaneous | Natural Gas | Pool Heater | E8 | Utility - Cost of Operation | 0 | 0 | 0 | 0 | 0 | 0 | 0 | 0 | 0 | 0 | 0 | 0 | 0 | 0 | 0 | 0 | 0 | 0 | 0 | 0 | 0 | 0 | 0 | 0 | 0 | 0 | 0 | 0 | 0 | 0 | 0 | 0 | 0
F5_Residential_Manufactured Home Regular Income_New_Miscellaneous_Natural Gas_Pool Heater_E9 | F5 | Residential | Manufactured Home Regular Income | New | Miscellaneous | Natural Gas | Pool Heater | E9 | Utility - Cost of Operation | 0 | 0 | 0 | 0 | 0 | 0 | 0 | 0 | 0 | 0 | 0 | 0 | 0 | 0 | 0 | 0 | 0 | 0 | 0 | 0 | 0 | 0 | 0 | 0 | 0 | 0 | 0 | 0 | 0 | 0 | 0 | 0 | 0
F5_Residential_Manufactured Home Regular Income_New_Miscellaneous_Natural Gas_Pool Heater_E10 | F5 | Residential | Manufactured Home Regular Income | New | Miscellaneous | Natural Gas | Pool Heater | E10 | Utility - Cost of Operation | 0 | 0 | 0 | 0 | 0 | 0 | 0 | 0 | 0 | 0 | 0 | 0 | 0 | 0 | 0 | 0 | 0 | 0 | 0 | 0 | 0 | 0 | 0 | 0 | 0 | 0 | 0 | 0 | 0 | 0 | 0 | 0 | 0
F6_Residential_Manufactured Home Regular Income_New_Miscellaneous_Natural Gas_Pool Heater_E1 | F6 | Residential | Manufactured Home Regular Income | New | Miscellaneous | Natural Gas | Pool Heater | E1 | Utility - Value of Sales | 142.6984 | 143.7861 | 145.2785 | 146.4983 | 146.4983 | 146.4983 | 146.4983 | 146.4983 | 146.4983 | 146.4983 | 146.4983 | 146.4983 | 146.4983 | 146.4983 | 146.4983 | 146.4983 | 146.4983 | 146.4983 | 146.4983 | 146.4983 | 146.4983 | 146.4983 | 146.4983 | 146.4983 | 146.4983 | 146.4983 | 146.4983 | 146.4983 | 146.4983 | 146.4983 | 146.4983 | 146.4983 | 146.4983
F6_Residential_Manufactured Home Regular Income_New_Miscellaneous_Natural Gas_Pool Heater_E2 | F6 | Residential | Manufactured Home Regular Income | New | Miscellaneous | Natural Gas | Pool Heater | E2 | Utility - Value of Sales | 137.5818 | 138.6304 | 140.0693 | 141.2454 | 141.2454 | 141.2454 | 141.2454 | 141.2454 | 141.2454 | 141.2454 | 141.2454 | 141.2454 | 141.2454 | 141.2454 | 141.2454 | 141.2454 | 141.2454 | 141.2454 | 141.2454 | 141.2454 | 141.2454 | 141.2454 | 141.2454 | 141.2454 | 141.2454 | 141.2454 | 141.2454 | 141.2454 | 141.2454 | 141.2454 | 141.2454 | 141.2454 | 141.2454
F6_Residential_Manufactured Home Regular Income_New_Miscellaneous_Natural Gas_Pool Heater_E3 | F6 | Residential | Manufactured Home Regular Income | New | Miscellaneous | Natural Gas | Pool Heater | E3 | Utility - Value of Sales | 121.9475 | 122.8769 | 124.1523 | 125.1948 | 125.1948 | 125.1948 | 125.1948 | 125.1948 | 125.1948 | 125.1948 | 125.1948 | 125.1948 | 125.1948 | 125.1948 | 125.1948 | 125.1948 | 125.1948 | 125.1948 | 125.1948 | 125.1948 | 125.1948 | 125.1948 | 125.1948 | 125.1948 | 125.1948 | 125.1948 | 125.1948 | 125.1948 | 125.1948 | 125.1948 | 125.1948 | 125.1948 | 125.1948
F6_Residential_Manufactured Home Regular Income_New_Miscellaneous_Natural Gas_Pool Heater_E4 | F6 | Residential | Manufactured Home Regular Income | New | Miscellaneous | Natural Gas | Pool Heater | E4 | Utility - Value of Sales | 120.728 | 121.6482 | 122.9108 | 123.9428 | 123.9428 | 123.9428 | 123.9428 | 123.9428 | 123.9428 | 123.9428 | 123.9428 | 123.9428 | 123.9428 | 123.9428 | 123.9428 | 123.9428 | 123.9428 | 123.9428 | 123.9428 | 123.9428 | 123.9428 | 123.9428 | 123.9428 | 123.9428 | 123.9428 | 123.9428 | 123.9428 | 123.9428 | 123.9428 | 123.9428 | 123.9428 | 123.9428 | 123.9428
F6_Residential_Manufactured Home Regular Income_New_Miscellaneous_Natural Gas_Pool Heater_E5 | F6 | Residential | Manufactured Home Regular Income | New | Miscellaneous | Natural Gas | Pool Heater | E5 | Utility - Value of Sales | 0 | 0 | 0 | 0 | 0 | 0 | 0 | 0 | 0 | 0 | 0 | 0 | 0 | 0 | 0 | 0 | 0 | 0 | 0 | 0 | 0 | 0 | 0 | 0 | 0 | 0 | 0 | 0 | 0 | 0 | 0 | 0 | 0
F6_Residential_Manufactured Home Regular Income_New_Miscellaneous_Natural Gas_Pool Heater_E6 | F6 | Residential | Manufactured Home Regular Income | New | Miscellaneous | Natural Gas | Pool Heater | E6 | Utility - Value of Sales | 0 | 0 | 0 | 0 | 0 | 0 | 0 | 0 | 0 | 0 | 0 | 0 | 0 | 0 | 0 | 0 | 0 | 0 | 0 | 0 | 0 | 0 | 0 | 0 | 0 | 0 | 0 | 0 | 0 | 0 | 0 | 0 | 0
F6_Residential_Manufactured Home Regular Income_New_Miscellaneous_Natural Gas_Pool Heater_E7 | F6 | Residential | Manufactured Home Regular Income | New | Miscellaneous | Natural Gas | Pool Heater | E7 | Utility - Value of Sales | 0 | 0 | 0 | 0 | 0 | 0 | 0 | 0 | 0 | 0 | 0 | 0 | 0 | 0 | 0 | 0 | 0 | 0 | 0 | 0 | 0 | 0 | 0 | 0 | 0 | 0 | 0 | 0 | 0 | 0 | 0 | 0 | 0
F6_Residential_Manufactured Home Regular Income_New_Miscellaneous_Natural Gas_Pool Heater_E8 | F6 | Residential | Manufactured Home Regular Income | New | Miscellaneous | Natural Gas | Pool Heater | E8 | Utility - Value of Sales | 0 | 0 | 0 | 0 | 0 | 0 | 0 | 0 | 0 | 0 | 0 | 0 | 0 | 0 | 0 | 0 | 0 | 0 | 0 | 0 | 0 | 0 | 0 | 0 | 0 | 0 | 0 | 0 | 0 | 0 | 0 | 0 | 0
F6_Residential_Manufactured Home Regular Income_New_Miscellaneous_Natural Gas_Pool Heater_E9 | F6 | Residential | Manufactured Home Regular Income | New | Miscellaneous | Natural Gas | Pool Heater | E9 | Utility - Value of Sales | 0 | 0 | 0 | 0 | 0 | 0 | 0 | 0 | 0 | 0 | 0 | 0 | 0 | 0 | 0 | 0 | 0 | 0 | 0 | 0 | 0 | 0 | 0 | 0 | 0 | 0 | 0 | 0 | 0 | 0 | 0 | 0 | 0
F6_Residential_Manufactured Home Regular Income_New_Miscellaneous_Natural Gas_Pool Heater_E10 | F6 | Residential | Manufactured Home Regular Income | New | Miscellaneous | Natural Gas | Pool Heater | E10 | Utility - Value of Sales | 0 | 0 | 0 | 0 | 0 | 0 | 0 | 0 | 0 | 0 | 0 | 0 | 0 | 0 | 0 | 0 | 0 | 0 | 0 | 0 | 0 | 0 | 0 | 0 | 0 | 0 | 0 | 0 | 0 | 0 | 0 | 0 | 0
F1_Residential_Manufactured Home Regular Income_New_Miscellaneous_Natural Gas_Miscellaneous_E1 | F1 | Residential | Manufactured Home Regular Income | New | Miscellaneous | Natural Gas | Miscellaneous | E1 | RVT - Cost of Equipment | 0 | 0 | 0 | 0 | 0 | 0 | 0 | 0 | 0 | 0 | 0 | 0 | 0 | 0 | 0 | 0 | 0 | 0 | 0 | 0 | 0 | 0 | 0 | 0 | 0 | 0 | 0 | 0 | 0 | 0 | 0 | 0 | 0
F1_Residential_Manufactured Home Regular Income_New_Miscellaneous_Natural Gas_Miscellaneous_E2 | F1 | Residential | Manufactured Home Regular Income | New | Miscellaneous | Natural Gas | Miscellaneous | E2 | RVT - Cost of Equipment | 0 | 0 | 0 | 0 | 0 | 0 | 0 | 0 | 0 | 0 | 0 | 0 | 0 | 0 | 0 | 0 | 0 | 0 | 0 | 0 | 0 | 0 | 0 | 0 | 0 | 0 | 0 | 0 | 0 | 0 | 0 | 0 | 0
F1_Residential_Manufactured Home Regular Income_New_Miscellaneous_Natural Gas_Miscellaneous_E3 | F1 | Residential | Manufactured Home Regular Income | New | Miscellaneous | Natural Gas | Miscellaneous | E3 | RVT - Cost of Equipment | 0 | 0 | 0 | 0 | 0 | 0 | 0 | 0 | 0 | 0 | 0 | 0 | 0 | 0 | 0 | 0 | 0 | 0 | 0 | 0 | 0 | 0 | 0 | 0 | 0 | 0 | 0 | 0 | 0 | 0 | 0 | 0 | 0
F1_Residential_Manufactured Home Regular Income_New_Miscellaneous_Natural Gas_Miscellaneous_E4 | F1 | Residential | Manufactured Home Regular Income | New | Miscellaneous | Natural Gas | Miscellaneous | E4 | RVT - Cost of Equipment | 0 | 0 | 0 | 0 | 0 | 0 | 0 | 0 | 0 | 0 | 0 | 0 | 0 | 0 | 0 | 0 | 0 | 0 | 0 | 0 | 0 | 0 | 0 | 0 | 0 | 0 | 0 | 0 | 0 | 0 | 0 | 0 | 0
F1_Residential_Manufactured Home Regular Income_New_Miscellaneous_Natural Gas_Miscellaneous_E5 | F1 | Residential | Manufactured Home Regular Income | New | Miscellaneous | Natural Gas | Miscellaneous | E5 | RVT - Cost of Equipment | 0 | 0 | 0 | 0 | 0 | 0 | 0 | 0 | 0 | 0 | 0 | 0 | 0 | 0 | 0 | 0 | 0 | 0 | 0 | 0 | 0 | 0 | 0 | 0 | 0 | 0 | 0 | 0 | 0 | 0 | 0 | 0 | 0
F1_Residential_Manufactured Home Regular Income_New_Miscellaneous_Natural Gas_Miscellaneous_E6 | F1 | Residential | Manufactured Home Regular Income | New | Miscellaneous | Natural Gas | Miscellaneous | E6 | RVT - Cost of Equipment | 0 | 0 | 0 | 0 | 0 | 0 | 0 | 0 | 0 | 0 | 0 | 0 | 0 | 0 | 0 | 0 | 0 | 0 | 0 | 0 | 0 | 0 | 0 | 0 | 0 | 0 | 0 | 0 | 0 | 0 | 0 | 0 | 0
F1_Residential_Manufactured Home Regular Income_New_Miscellaneous_Natural Gas_Miscellaneous_E7 | F1 | Residential | Manufactured Home Regular Income | New | Miscellaneous | Natural Gas | Miscellaneous | E7 | RVT - Cost of Equipment | 0 | 0 | 0 | 0 | 0 | 0 | 0 | 0 | 0 | 0 | 0 | 0 | 0 | 0 | 0 | 0 | 0 | 0 | 0 | 0 | 0 | 0 | 0 | 0 | 0 | 0 | 0 | 0 | 0 | 0 | 0 | 0 | 0
F1_Residential_Manufactured Home Regular Income_New_Miscellaneous_Natural Gas_Miscellaneous_E8 | F1 | Residential | Manufactured Home Regular Income | New | Miscellaneous | Natural Gas | Miscellaneous | E8 | RVT - Cost of Equipment | 0 | 0 | 0 | 0 | 0 | 0 | 0 | 0 | 0 | 0 | 0 | 0 | 0 | 0 | 0 | 0 | 0 | 0 | 0 | 0 | 0 | 0 | 0 | 0 | 0 | 0 | 0 | 0 | 0 | 0 | 0 | 0 | 0
F1_Residential_Manufactured Home Regular Income_New_Miscellaneous_Natural Gas_Miscellaneous_E9 | F1 | Residential | Manufactured Home Regular Income | New | Miscellaneous | Natural Gas | Miscellaneous | E9 | RVT - Cost of Equipment | 0 | 0 | 0 | 0 | 0 | 0 | 0 | 0 | 0 | 0 | 0 | 0 | 0 | 0 | 0 | 0 | 0 | 0 | 0 | 0 | 0 | 0 | 0 | 0 | 0 | 0 | 0 | 0 | 0 | 0 | 0 | 0 | 0
F1_Residential_Manufactured Home Regular Income_New_Miscellaneous_Natural Gas_Miscellaneous_E10 | F1 | Residential | Manufactured Home Regular Income | New | Miscellaneous | Natural Gas | Miscellaneous | E10 | RVT - Cost of Equipment | 0 | 0 | 0 | 0 | 0 | 0 | 0 | 0 | 0 | 0 | 0 | 0 | 0 | 0 | 0 | 0 | 0 | 0 | 0 | 0 | 0 | 0 | 0 | 0 | 0 | 0 | 0 | 0 | 0 | 0 | 0 | 0 | 0
F2_Residential_Manufactured Home Regular Income_New_Miscellaneous_Natural Gas_Miscellaneous_E1 | F2 | Residential | Manufactured Home Regular Income | New | Miscellaneous | Natural Gas | Miscellaneous | E1 | RVT - Cost of Operation | 0 | 0 | 0 | 0 | 0 | 0 | 0 | 0 | 0 | 0 | 0 | 0 | 0 | 0 | 0 | 0 | 0 | 0 | 0 | 0 | 0 | 0 | 0 | 0 | 0 | 0 | 0 | 0 | 0 | 0 | 0 | 0 | 0
F2_Residential_Manufactured Home Regular Income_New_Miscellaneous_Natural Gas_Miscellaneous_E2 | F2 | Residential | Manufactured Home Regular Income | New | Miscellaneous | Natural Gas | Miscellaneous | E2 | RVT - Cost of Operation | 0 | 0 | 0 | 0 | 0 | 0 | 0 | 0 | 0 | 0 | 0 | 0 | 0 | 0 | 0 | 0 | 0 | 0 | 0 | 0 | 0 | 0 | 0 | 0 | 0 | 0 | 0 | 0 | 0 | 0 | 0 | 0 | 0
F2_Residential_Manufactured Home Regular Income_New_Miscellaneous_Natural Gas_Miscellaneous_E3 | F2 | Residential | Manufactured Home Regular Income | New | Miscellaneous | Natural Gas | Miscellaneous | E3 | RVT - Cost of Operation | 0 | 0 | 0 | 0 | 0 | 0 | 0 | 0 | 0 | 0 | 0 | 0 | 0 | 0 | 0 | 0 | 0 | 0 | 0 | 0 | 0 | 0 | 0 | 0 | 0 | 0 | 0 | 0 | 0 | 0 | 0 | 0 | 0
F2_Residential_Manufactured Home Regular Income_New_Miscellaneous_Natural Gas_Miscellaneous_E4 | F2 | Residential | Manufactured Home Regular Income | New | Miscellaneous | Natural Gas | Miscellaneous | E4 | RVT - Cost of Operation | 0 | 0 | 0 | 0 | 0 | 0 | 0 | 0 | 0 | 0 | 0 | 0 | 0 | 0 | 0 | 0 | 0 | 0 | 0 | 0 | 0 | 0 | 0 | 0 | 0 | 0 | 0 | 0 | 0 | 0 | 0 | 0 | 0
F2_Residential_Manufactured Home Regular Income_New_Miscellaneous_Natural Gas_Miscellaneous_E5 | F2 | Residential | Manufactured Home Regular Income | New | Miscellaneous | Natural Gas | Miscellaneous | E5 | RVT - Cost of Operation | 0 | 0 | 0 | 0 | 0 | 0 | 0 | 0 | 0 | 0 | 0 | 0 | 0 | 0 | 0 | 0 | 0 | 0 | 0 | 0 | 0 | 0 | 0 | 0 | 0 | 0 | 0 | 0 | 0 | 0 | 0 | 0 | 0
F2_Residential_Manufactured Home Regular Income_New_Miscellaneous_Natural Gas_Miscellaneous_E6 | F2 | Residential | Manufactured Home Regular Income | New | Miscellaneous | Natural Gas | Miscellaneous | E6 | RVT - Cost of Operation | 0 | 0 | 0 | 0 | 0 | 0 | 0 | 0 | 0 | 0 | 0 | 0 | 0 | 0 | 0 | 0 | 0 | 0 | 0 | 0 | 0 | 0 | 0 | 0 | 0 | 0 | 0 | 0 | 0 | 0 | 0 | 0 | 0
F2_Residential_Manufactured Home Regular Income_New_Miscellaneous_Natural Gas_Miscellaneous_E7 | F2 | Residential | Manufactured Home Regular Income | New | Miscellaneous | Natural Gas | Miscellaneous | E7 | RVT - Cost of Operation | 0 | 0 | 0 | 0 | 0 | 0 | 0 | 0 | 0 | 0 | 0 | 0 | 0 | 0 | 0 | 0 | 0 | 0 | 0 | 0 | 0 | 0 | 0 | 0 | 0 | 0 | 0 | 0 | 0 | 0 | 0 | 0 | 0
F2_Residential_Manufactured Home Regular Income_New_Miscellaneous_Natural Gas_Miscellaneous_E8 | F2 | Residential | Manufactured Home Regular Income | New | Miscellaneous | Natural Gas | Miscellaneous | E8 | RVT - Cost of Operation | 0 | 0 | 0 | 0 | 0 | 0 | 0 | 0 | 0 | 0 | 0 | 0 | 0 | 0 | 0 | 0 | 0 | 0 | 0 | 0 | 0 | 0 | 0 | 0 | 0 | 0 | 0 | 0 | 0 | 0 | 0 | 0 | 0
F2_Residential_Manufactured Home Regular Income_New_Miscellaneous_Natural Gas_Miscellaneous_E9 | F2 | Residential | Manufactured Home Regular Income | New | Miscellaneous | Natural Gas | Miscellaneous | E9 | RVT - Cost of Operation | 0 | 0 | 0 | 0 | 0 | 0 | 0 | 0 | 0 | 0 | 0 | 0 | 0 | 0 | 0 | 0 | 0 | 0 | 0 | 0 | 0 | 0 | 0 | 0 | 0 | 0 | 0 | 0 | 0 | 0 | 0 | 0 | 0
F2_Residential_Manufactured Home Regular Income_New_Miscellaneous_Natural Gas_Miscellaneous_E10 | F2 | Residential | Manufactured Home Regular Income | New | Miscellaneous | Natural Gas | Miscellaneous | E10 | RVT - Cost of Operation | 0 | 0 | 0 | 0 | 0 | 0 | 0 | 0 | 0 | 0 | 0 | 0 | 0 | 0 | 0 | 0 | 0 | 0 | 0 | 0 | 0 | 0 | 0 | 0 | 0 | 0 | 0 | 0 | 0 | 0 | 0 | 0 | 0
F3_Residential_Manufactured Home Regular Income_New_Miscellaneous_Natural Gas_Miscellaneous_E1 | F3 | Residential | Manufactured Home Regular Income | New | Miscellaneous | Natural Gas | Miscellaneous | E1 | System - kBTUs of Consumption | 16.4611 | 16.4611 | 16.4611 | 16.4611 | 16.4611 | 16.4611 | 16.4611 | 16.4611 | 16.4611 | 16.4611 | 16.4611 | 16.4611 | 16.4611 | 16.4611 | 16.4611 | 16.4611 | 16.4611 | 16.4611 | 16.4611 | 16.4611 | 16.4611 | 16.4611 | 16.4611 | 16.4611 | 16.4611 | 16.4611 | 16.4611 | 16.4611 | 16.4611 | 16.4611 | 16.4611 | 16.4611 | 16.4611
F3_Residential_Manufactured Home Regular Income_New_Miscellaneous_Natural Gas_Miscellaneous_E2 | F3 | Residential | Manufactured Home Regular Income | New | Miscellaneous | Natural Gas | Miscellaneous | E2 | System - kBTUs of Consumption | 0 | 0 | 0 | 0 | 0 | 0 | 0 | 0 | 0 | 0 | 0 | 0 | 0 | 0 | 0 | 0 | 0 | 0 | 0 | 0 | 0 | 0 | 0 | 0 | 0 | 0 | 0 | 0 | 0 | 0 | 0 | 0 | 0
F3_Residential_Manufactured Home Regular Income_New_Miscellaneous_Natural Gas_Miscellaneous_E3 | F3 | Residential | Manufactured Home Regular Income | New | Miscellaneous | Natural Gas | Miscellaneous | E3 | System - kBTUs of Consumption | 0 | 0 | 0 | 0 | 0 | 0 | 0 | 0 | 0 | 0 | 0 | 0 | 0 | 0 | 0 | 0 | 0 | 0 | 0 | 0 | 0 | 0 | 0 | 0 | 0 | 0 | 0 | 0 | 0 | 0 | 0 | 0 | 0
F3_Residential_Manufactured Home Regular Income_New_Miscellaneous_Natural Gas_Miscellaneous_E4 | F3 | Residential | Manufactured Home Regular Income | New | Miscellaneous | Natural Gas | Miscellaneous | E4 | System - kBTUs of Consumption | 0 | 0 | 0 | 0 | 0 | 0 | 0 | 0 | 0 | 0 | 0 | 0 | 0 | 0 | 0 | 0 | 0 | 0 | 0 | 0 | 0 | 0 | 0 | 0 | 0 | 0 | 0 | 0 | 0 | 0 | 0 | 0 | 0
F3_Residential_Manufactured Home Regular Income_New_Miscellaneous_Natural Gas_Miscellaneous_E5 | F3 | Residential | Manufactured Home Regular Income | New | Miscellaneous | Natural Gas | Miscellaneous | E5 | System - kBTUs of Consumption | 0 | 0 | 0 | 0 | 0 | 0 | 0 | 0 | 0 | 0 | 0 | 0 | 0 | 0 | 0 | 0 | 0 | 0 | 0 | 0 | 0 | 0 | 0 | 0 | 0 | 0 | 0 | 0 | 0 | 0 | 0 | 0 | 0
F3_Residential_Manufactured Home Regular Income_New_Miscellaneous_Natural Gas_Miscellaneous_E6 | F3 | Residential | Manufactured Home Regular Income | New | Miscellaneous | Natural Gas | Miscellaneous | E6 | System - kBTUs of Consumption | 0 | 0 | 0 | 0 | 0 | 0 | 0 | 0 | 0 | 0 | 0 | 0 | 0 | 0 | 0 | 0 | 0 | 0 | 0 | 0 | 0 | 0 | 0 | 0 | 0 | 0 | 0 | 0 | 0 | 0 | 0 | 0 | 0
F3_Residential_Manufactured Home Regular Income_New_Miscellaneous_Natural Gas_Miscellaneous_E7 | F3 | Residential | Manufactured Home Regular Income | New | Miscellaneous | Natural Gas | Miscellaneous | E7 | System - kBTUs of Consumption | 0 | 0 | 0 | 0 | 0 | 0 | 0 | 0 | 0 | 0 | 0 | 0 | 0 | 0 | 0 | 0 | 0 | 0 | 0 | 0 | 0 | 0 | 0 | 0 | 0 | 0 | 0 | 0 | 0 | 0 | 0 | 0 | 0
F3_Residential_Manufactured Home Regular Income_New_Miscellaneous_Natural Gas_Miscellaneous_E8 | F3 | Residential | Manufactured Home Regular Income | New | Miscellaneous | Natural Gas | Miscellaneous | E8 | System - kBTUs of Consumption | 0 | 0 | 0 | 0 | 0 | 0 | 0 | 0 | 0 | 0 | 0 | 0 | 0 | 0 | 0 | 0 | 0 | 0 | 0 | 0 | 0 | 0 | 0 | 0 | 0 | 0 | 0 | 0 | 0 | 0 | 0 | 0 | 0
F3_Residential_Manufactured Home Regular Income_New_Miscellaneous_Natural Gas_Miscellaneous_E9 | F3 | Residential | Manufactured Home Regular Income | New | Miscellaneous | Natural Gas | Miscellaneous | E9 | System - kBTUs of Consumption | 0 | 0 | 0 | 0 | 0 | 0 | 0 | 0 | 0 | 0 | 0 | 0 | 0 | 0 | 0 | 0 | 0 | 0 | 0 | 0 | 0 | 0 | 0 | 0 | 0 | 0 | 0 | 0 | 0 | 0 | 0 | 0 | 0
F3_Residential_Manufactured Home Regular Income_New_Miscellaneous_Natural Gas_Miscellaneous_E10 | F3 | Residential | Manufactured Home Regular Income | New | Miscellaneous | Natural Gas | Miscellaneous | E10 | System - kBTUs of Consumption | 0 | 0 | 0 | 0 | 0 | 0 | 0 | 0 | 0 | 0 | 0 | 0 | 0 | 0 | 0 | 0 | 0 | 0 | 0 | 0 | 0 | 0 | 0 | 0 | 0 | 0 | 0 | 0 | 0 | 0 | 0 | 0 | 0
F4_Residential_Manufactured Home Regular Income_New_Miscellaneous_Natural Gas_Miscellaneous_E1 | F4 | Residential | Manufactured Home Regular Income | New | Miscellaneous | Natural Gas | Miscellaneous | E1 | Utility - Cost of Equipment | 0 | 0 | 0 | 0 | 0 | 0 | 0 | 0 | 0 | 0 | 0 | 0 | 0 | 0 | 0 | 0 | 0 | 0 | 0 | 0 | 0 | 0 | 0 | 0 | 0 | 0 | 0 | 0 | 0 | 0 | 0 | 0 | 0
F4_Residential_Manufactured Home Regular Income_New_Miscellaneous_Natural Gas_Miscellaneous_E2 | F4 | Residential | Manufactured Home Regular Income | New | Miscellaneous | Natural Gas | Miscellaneous | E2 | Utility - Cost of Equipment | 0 | 0 | 0 | 0 | 0 | 0 | 0 | 0 | 0 | 0 | 0 | 0 | 0 | 0 | 0 | 0 | 0 | 0 | 0 | 0 | 0 | 0 | 0 | 0 | 0 | 0 | 0 | 0 | 0 | 0 | 0 | 0 | 0
F4_Residential_Manufactured Home Regular Income_New_Miscellaneous_Natural Gas_Miscellaneous_E3 | F4 | Residential | Manufactured Home Regular Income | New | Miscellaneous | Natural Gas | Miscellaneous | E3 | Utility - Cost of Equipment | 0 | 0 | 0 | 0 | 0 | 0 | 0 | 0 | 0 | 0 | 0 | 0 | 0 | 0 | 0 | 0 | 0 | 0 | 0 | 0 | 0 | 0 | 0 | 0 | 0 | 0 | 0 | 0 | 0 | 0 | 0 | 0 | 0
F4_Residential_Manufactured Home Regular Income_New_Miscellaneous_Natural Gas_Miscellaneous_E4 | F4 | Residential | Manufactured Home Regular Income | New | Miscellaneous | Natural Gas | Miscellaneous | E4 | Utility - Cost of Equipment | 0 | 0 | 0 | 0 | 0 | 0 | 0 | 0 | 0 | 0 | 0 | 0 | 0 | 0 | 0 | 0 | 0 | 0 | 0 | 0 | 0 | 0 | 0 | 0 | 0 | 0 | 0 | 0 | 0 | 0 | 0 | 0 | 0
F4_Residential_Manufactured Home Regular Income_New_Miscellaneous_Natural Gas_Miscellaneous_E5 | F4 | Residential | Manufactured Home Regular Income | New | Miscellaneous | Natural Gas | Miscellaneous | E5 | Utility - Cost of Equipment | 0 | 0 | 0 | 0 | 0 | 0 | 0 | 0 | 0 | 0 | 0 | 0 | 0 | 0 | 0 | 0 | 0 | 0 | 0 | 0 | 0 | 0 | 0 | 0 | 0 | 0 | 0 | 0 | 0 | 0 | 0 | 0 | 0
F4_Residential_Manufactured Home Regular Income_New_Miscellaneous_Natural Gas_Miscellaneous_E6 | F4 | Residential | Manufactured Home Regular Income | New | Miscellaneous | Natural Gas | Miscellaneous | E6 | Utility - Cost of Equipment | 0 | 0 | 0 | 0 | 0 | 0 | 0 | 0 | 0 | 0 | 0 | 0 | 0 | 0 | 0 | 0 | 0 | 0 | 0 | 0 | 0 | 0 | 0 | 0 | 0 | 0 | 0 | 0 | 0 | 0 | 0 | 0 | 0
F4_Residential_Manufactured Home Regular Income_New_Miscellaneous_Natural Gas_Miscellaneous_E7 | F4 | Residential | Manufactured Home Regular Income | New | Miscellaneous | Natural Gas | Miscellaneous | E7 | Utility - Cost of Equipment | 0 | 0 | 0 | 0 | 0 | 0 | 0 | 0 | 0 | 0 | 0 | 0 | 0 | 0 | 0 | 0 | 0 | 0 | 0 | 0 | 0 | 0 | 0 | 0 | 0 | 0 | 0 | 0 | 0 | 0 | 0 | 0 | 0
F4_Residential_Manufactured Home Regular Income_New_Miscellaneous_Natural Gas_Miscellaneous_E8 | F4 | Residential | Manufactured Home Regular Income | New | Miscellaneous | Natural Gas | Miscellaneous | E8 | Utility - Cost of Equipment | 0 | 0 | 0 | 0 | 0 | 0 | 0 | 0 | 0 | 0 | 0 | 0 | 0 | 0 | 0 | 0 | 0 | 0 | 0 | 0 | 0 | 0 | 0 | 0 | 0 | 0 | 0 | 0 | 0 | 0 | 0 | 0 | 0
F4_Residential_Manufactured Home Regular Income_New_Miscellaneous_Natural Gas_Miscellaneous_E9 | F4 | Residential | Manufactured Home Regular Income | New | Miscellaneous | Natural Gas | Miscellaneous | E9 | Utility - Cost of Equipment | 0 | 0 | 0 | 0 | 0 | 0 | 0 | 0 | 0 | 0 | 0 | 0 | 0 | 0 | 0 | 0 | 0 | 0 | 0 | 0 | 0 | 0 | 0 | 0 | 0 | 0 | 0 | 0 | 0 | 0 | 0 | 0 | 0
F4_Residential_Manufactured Home Regular Income_New_Miscellaneous_Natural Gas_Miscellaneous_E10 | F4 | Residential | Manufactured Home Regular Income | New | Miscellaneous | Natural Gas | Miscellaneous | E10 | Utility - Cost of Equipment | 0 | 0 | 0 | 0 | 0 | 0 | 0 | 0 | 0 | 0 | 0 | 0 | 0 | 0 | 0 | 0 | 0 | 0 | 0 | 0 | 0 | 0 | 0 | 0 | 0 | 0 | 0 | 0 | 0 | 0 | 0 | 0 | 0
F5_Residential_Manufactured Home Regular Income_New_Miscellaneous_Natural Gas_Miscellaneous_E1 | F5 | Residential | Manufactured Home Regular Income | New | Miscellaneous | Natural Gas | Miscellaneous | E1 | Utility - Cost of Operation | 16.4611 | 16.4611 | 16.4611 | 16.4611 | 16.4611 | 16.4611 | 16.4611 | 16.4611 | 16.4611 | 16.4611 | 16.4611 | 16.4611 | 16.4611 | 16.4611 | 16.4611 | 16.4611 | 16.4611 | 16.4611 | 16.4611 | 16.4611 | 16.4611 | 16.4611 | 16.4611 | 16.4611 | 16.4611 | 16.4611 | 16.4611 | 16.4611 | 16.4611 | 16.4611 | 16.4611 | 16.4611 | 16.4611
F5_Residential_Manufactured Home Regular Income_New_Miscellaneous_Natural Gas_Miscellaneous_E2 | F5 | Residential | Manufactured Home Regular Income | New | Miscellaneous | Natural Gas | Miscellaneous | E2 | Utility - Cost of Operation | 0 | 0 | 0 | 0 | 0 | 0 | 0 | 0 | 0 | 0 | 0 | 0 | 0 | 0 | 0 | 0 | 0 | 0 | 0 | 0 | 0 | 0 | 0 | 0 | 0 | 0 | 0 | 0 | 0 | 0 | 0 | 0 | 0
F5_Residential_Manufactured Home Regular Income_New_Miscellaneous_Natural Gas_Miscellaneous_E3 | F5 | Residential | Manufactured Home Regular Income | New | Miscellaneous | Natural Gas | Miscellaneous | E3 | Utility - Cost of Operation | 0 | 0 | 0 | 0 | 0 | 0 | 0 | 0 | 0 | 0 | 0 | 0 | 0 | 0 | 0 | 0 | 0 | 0 | 0 | 0 | 0 | 0 | 0 | 0 | 0 | 0 | 0 | 0 | 0 | 0 | 0 | 0 | 0
F5_Residential_Manufactured Home Regular Income_New_Miscellaneous_Natural Gas_Miscellaneous_E4 | F5 | Residential | Manufactured Home Regular Income | New | Miscellaneous | Natural Gas | Miscellaneous | E4 | Utility - Cost of Operation | 0 | 0 | 0 | 0 | 0 | 0 | 0 | 0 | 0 | 0 | 0 | 0 | 0 | 0 | 0 | 0 | 0 | 0 | 0 | 0 | 0 | 0 | 0 | 0 | 0 | 0 | 0 | 0 | 0 | 0 | 0 | 0 | 0
F5_Residential_Manufactured Home Regular Income_New_Miscellaneous_Natural Gas_Miscellaneous_E5 | F5 | Residential | Manufactured Home Regular Income | New | Miscellaneous | Natural Gas | Miscellaneous | E5 | Utility - Cost of Operation | 0 | 0 | 0 | 0 | 0 | 0 | 0 | 0 | 0 | 0 | 0 | 0 | 0 | 0 | 0 | 0 | 0 | 0 | 0 | 0 | 0 | 0 | 0 | 0 | 0 | 0 | 0 | 0 | 0 | 0 | 0 | 0 | 0
F5_Residential_Manufactured Home Regular Income_New_Miscellaneous_Natural Gas_Miscellaneous_E6 | F5 | Residential | Manufactured Home Regular Income | New | Miscellaneous | Natural Gas | Miscellaneous | E6 | Utility - Cost of Operation | 0 | 0 | 0 | 0 | 0 | 0 | 0 | 0 | 0 | 0 | 0 | 0 | 0 | 0 | 0 | 0 | 0 | 0 | 0 | 0 | 0 | 0 | 0 | 0 | 0 | 0 | 0 | 0 | 0 | 0 | 0 | 0 | 0
F5_Residential_Manufactured Home Regular Income_New_Miscellaneous_Natural Gas_Miscellaneous_E7 | F5 | Residential | Manufactured Home Regular Income | New | Miscellaneous | Natural Gas | Miscellaneous | E7 | Utility - Cost of Operation | 0 | 0 | 0 | 0 | 0 | 0 | 0 | 0 | 0 | 0 | 0 | 0 | 0 | 0 | 0 | 0 | 0 | 0 | 0 | 0 | 0 | 0 | 0 | 0 | 0 | 0 | 0 | 0 | 0 | 0 | 0 | 0 | 0
F5_Residential_Manufactured Home Regular Income_New_Miscellaneous_Natural Gas_Miscellaneous_E8 | F5 | Residential | Manufactured Home Regular Income | New | Miscellaneous | Natural Gas | Miscellaneous | E8 | Utility - Cost of Operation | 0 | 0 | 0 | 0 | 0 | 0 | 0 | 0 | 0 | 0 | 0 | 0 | 0 | 0 | 0 | 0 | 0 | 0 | 0 | 0 | 0 | 0 | 0 | 0 | 0 | 0 | 0 | 0 | 0 | 0 | 0 | 0 | 0
F5_Residential_Manufactured Home Regular Income_New_Miscellaneous_Natural Gas_Miscellaneous_E9 | F5 | Residential | Manufactured Home Regular Income | New | Miscellaneous | Natural Gas | Miscellaneous | E9 | Utility - Cost of Operation | 0 | 0 | 0 | 0 | 0 | 0 | 0 | 0 | 0 | 0 | 0 | 0 | 0 | 0 | 0 | 0 | 0 | 0 | 0 | 0 | 0 | 0 | 0 | 0 | 0 | 0 | 0 | 0 | 0 | 0 | 0 | 0 | 0
F5_Residential_Manufactured Home Regular Income_New_Miscellaneous_Natural Gas_Miscellaneous_E10 | F5 | Residential | Manufactured Home Regular Income | New | Miscellaneous | Natural Gas | Miscellaneous | E10 | Utility - Cost of Operation | 0 | 0 | 0 | 0 | 0 | 0 | 0 | 0 | 0 | 0 | 0 | 0 | 0 | 0 | 0 | 0 | 0 | 0 | 0 | 0 | 0 | 0 | 0 | 0 | 0 | 0 | 0 | 0 | 0 | 0 | 0 | 0 | 0
F6_Residential_Manufactured Home Regular Income_New_Miscellaneous_Natural Gas_Miscellaneous_E1 | F6 | Residential | Manufactured Home Regular Income | New | Miscellaneous | Natural Gas | Miscellaneous | E1 | Utility - Value of Sales | 2.4226 | 2.4475 | 2.4815 | 2.5094 | 2.5094 | 2.5094 | 2.5094 | 2.5094 | 2.5094 | 2.5094 | 2.5094 | 2.5094 | 2.5094 | 2.5094 | 2.5094 | 2.5094 | 2.5094 | 2.5094 | 2.5094 | 2.5094 | 2.5094 | 2.5094 | 2.5094 | 2.5094 | 2.5094 | 2.5094 | 2.5094 | 2.5094 | 2.5094 | 2.5094 | 2.5094 | 2.5094 | 2.5094
F6_Residential_Manufactured Home Regular Income_New_Miscellaneous_Natural Gas_Miscellaneous_E2 | F6 | Residential | Manufactured Home Regular Income | New | Miscellaneous | Natural Gas | Miscellaneous | E2 | Utility - Value of Sales | 0 | 0 | 0 | 0 | 0 | 0 | 0 | 0 | 0 | 0 | 0 | 0 | 0 | 0 | 0 | 0 | 0 | 0 | 0 | 0 | 0 | 0 | 0 | 0 | 0 | 0 | 0 | 0 | 0 | 0 | 0 | 0 | 0
F6_Residential_Manufactured Home Regular Income_New_Miscellaneous_Natural Gas_Miscellaneous_E3 | F6 | Residential | Manufactured Home Regular Income | New | Miscellaneous | Natural Gas | Miscellaneous | E3 | Utility - Value of Sales | 0 | 0 | 0 | 0 | 0 | 0 | 0 | 0 | 0 | 0 | 0 | 0 | 0 | 0 | 0 | 0 | 0 | 0 | 0 | 0 | 0 | 0 | 0 | 0 | 0 | 0 | 0 | 0 | 0 | 0 | 0 | 0 | 0
F6_Residential_Manufactured Home Regular Income_New_Miscellaneous_Natural Gas_Miscellaneous_E4 | F6 | Residential | Manufactured Home Regular Income | New | Miscellaneous | Natural Gas | Miscellaneous | E4 | Utility - Value of Sales | 0 | 0 | 0 | 0 | 0 | 0 | 0 | 0 | 0 | 0 | 0 | 0 | 0 | 0 | 0 | 0 | 0 | 0 | 0 | 0 | 0 | 0 | 0 | 0 | 0 | 0 | 0 | 0 | 0 | 0 | 0 | 0 | 0
F6_Residential_Manufactured Home Regular Income_New_Miscellaneous_Natural Gas_Miscellaneous_E5 | F6 | Residential | Manufactured Home Regular Income | New | Miscellaneous | Natural Gas | Miscellaneous | E5 | Utility - Value of Sales | 0 | 0 | 0 | 0 | 0 | 0 | 0 | 0 | 0 | 0 | 0 | 0 | 0 | 0 | 0 | 0 | 0 | 0 | 0 | 0 | 0 | 0 | 0 | 0 | 0 | 0 | 0 | 0 | 0 | 0 | 0 | 0 | 0
F6_Residential_Manufactured Home Regular Income_New_Miscellaneous_Natural Gas_Miscellaneous_E6 | F6 | Residential | Manufactured Home Regular Income | New | Miscellaneous | Natural Gas | Miscellaneous | E6 | Utility - Value of Sales | 0 | 0 | 0 | 0 | 0 | 0 | 0 | 0 | 0 | 0 | 0 | 0 | 0 | 0 | 0 | 0 | 0 | 0 | 0 | 0 | 0 | 0 | 0 | 0 | 0 | 0 | 0 | 0 | 0 | 0 | 0 | 0 | 0
F6_Residential_Manufactured Home Regular Income_New_Miscellaneous_Natural Gas_Miscellaneous_E7 | F6 | Residential | Manufactured Home Regular Income | New | Miscellaneous | Natural Gas | Miscellaneous | E7 | Utility - Value of Sales | 0 | 0 | 0 | 0 | 0 | 0 | 0 | 0 | 0 | 0 | 0 | 0 | 0 | 0 | 0 | 0 | 0 | 0 | 0 | 0 | 0 | 0 | 0 | 0 | 0 | 0 | 0 | 0 | 0 | 0 | 0 | 0 | 0
F6_Residential_Manufactured Home Regular Income_New_Miscellaneous_Natural Gas_Miscellaneous_E8 | F6 | Residential | Manufactured Home Regular Income | New | Miscellaneous | Natural Gas | Miscellaneous | E8 | Utility - Value of Sales | 0 | 0 | 0 | 0 | 0 | 0 | 0 | 0 | 0 | 0 | 0 | 0 | 0 | 0 | 0 | 0 | 0 | 0 | 0 | 0 | 0 | 0 | 0 | 0 | 0 | 0 | 0 | 0 | 0 | 0 | 0 | 0 | 0
F6_Residential_Manufactured Home Regular Income_New_Miscellaneous_Natural Gas_Miscellaneous_E9 | F6 | Residential | Manufactured Home Regular Income | New | Miscellaneous | Natural Gas | Miscellaneous | E9 | Utility - Value of Sales | 0 | 0 | 0 | 0 | 0 | 0 | 0 | 0 | 0 | 0 | 0 | 0 | 0 | 0 | 0 | 0 | 0 | 0 | 0 | 0 | 0 | 0 | 0 | 0 | 0 | 0 | 0 | 0 | 0 | 0 | 0 | 0 | 0
F6_Residential_Manufactured Home Regular Income_New_Miscellaneous_Natural Gas_Miscellaneous_E10 | F6 | Residential | Manufactured Home Regular Income | New | Miscellaneous | Natural Gas | Miscellaneous | E10 | Utility - Value of Sales | 0 | 0 | 0 | 0 | 0 | 0 | 0 | 0 | 0 | 0 | 0 | 0 | 0 | 0 | 0 | 0 | 0 | 0 | 0 | 0 | 0 | 0 | 0 | 0 | 0 | 0 | 0 | 0 | 0 | 0 | 0 | 0 | 0
F1_Residential_Manufactured Home Moderate Income_Existing_Space Heating_Natural Gas_Furnace_E1 | F1 | Residential | Manufactured Home Moderate Income | Existing | Space Heating | Natural Gas | Furnace | E1 | RVT - Cost of Equipment | 1402.0128 | 1403.2014 | 1407.2649 | 1410.1649 | 1405.4906 | 1404.3776 | 1406.1636 | 1406.7794 | 1408.0305 | 1408.4926 | 1408.2632 | 1407.1911 | 1405.8846 | 1404.1315 | 1401.438 | 1398.1323 | 1394.1314 | 1389.7147 | 1384.9744 | 1380.3706 | 1375.2593 | 1370.0023 | 1364.1726 | 1358.3129 | 1351.7764 | 1344.8358 | 1337.5059 | 1329.9471 | 1321.6342 | 1313.0501 | 1303.7358 | 1294.1981 | 1283.6221
F1_Residential_Manufactured Home Moderate Income_Existing_Space Heating_Natural Gas_Furnace_E2 | F1 | Residential | Manufactured Home Moderate Income | Existing | Space Heating | Natural Gas | Furnace | E2 | RVT - Cost of Equipment | 1187.4059 | 1188.4125 | 1191.854 | 1194.3102 | 1190.3513 | 1189.4087 | 1190.9213 | 1191.4429 | 1192.5025 | 1192.8938 | 1192.6995 | 1191.7916 | 1190.685 | 1189.2003 | 1186.9191 | 1184.1194 | 1180.7309 | 1176.9903 | 1172.9755 | 1169.0765 | 1164.7476 | 1160.2953 | 1155.3579 | 1150.3952 | 1144.8592 | 1138.981 | 1132.7731 | 1126.3713 | 1119.3308 | 1112.0607 | 1104.1722 | 1096.0945 | 1087.1373
F1_Residential_Manufactured Home Moderate Income_Existing_Space Heating_Natural Gas_Furnace_E3 | F1 | Residential | Manufactured Home Moderate Income | Existing | Space Heating | Natural Gas | Furnace | E3 | RVT - Cost of Equipment | 1147.5687 | 1148.5415 | 1151.8676 | 1154.2413 | 1150.4153 | 1149.5043 | 1150.9662 | 1151.4702 | 1152.4943 | 1152.8725 | 1152.6847 | 1151.8072 | 1150.7378 | 1149.3029 | 1147.0982 | 1144.3924 | 1141.1176 | 1137.5025 | 1133.6225 | 1129.8542 | 1125.6706 | 1121.3676 | 1116.5959 | 1111.7996 | 1106.4494 | 1100.7685 | 1094.7688 | 1088.5818 | 1081.7775 | 1074.7513 | 1067.1275 | 1059.3207 | 1050.6641
F1_Residential_Manufactured Home Moderate Income_Existing_Space Heating_Natural Gas_Furnace_E4 | F1 | Residential | Manufactured Home Moderate Income | Existing | Space Heating | Natural Gas | Furnace | E4 | RVT - Cost of Equipment | 935.8501 | 936.6222 | 939.8647 | 942.03 | 937.5687 | 936.1047 | 937.4323 | 938.0585 | 939.5984 | 940.8312 | 941.9108 | 942.7076 | 943.821 | 945.0749 | 946.1066 | 946.5007 | 946.1717 | 945.3385 | 943.5894 | 941.2391 | 937.6859 | 933.1288 | 928.0751 | 922.9955 | 917.3292 | 911.3126 | 904.9585 | 898.406 | 891.1997 | 883.7584 | 875.6841 | 867.4161 | 858.2521
F1_Residential_Manufactured Home Moderate Income_Existing_Space Heating_Natural Gas_Furnace_E5 | F1 | Residential | Manufactured Home Moderate Income | Existing | Space Heating | Natural Gas | Furnace | E5 | RVT - Cost of Equipment | 748.4025 | 749.0022 | 751.3205 | 752.9117 | 749.906 | 749.0251 | 750.1189 | 750.7381 | 752.0005 | 753.0567 | 754.0191 | 754.4485 | 754.7012 | 754.654 | 754.0055 | 752.9425 | 751.4083 | 749.5701 | 747.1488 | 744.3645 | 741.2733 | 738.094 | 734.5683 | 731.0245 | 727.0714 | 722.8739 | 718.441 | 713.8696 | 708.8421 | 703.6507 | 698.0176 | 692.2494 | 685.8561
F1_Residential_Manufactured Home Moderate Income_Existing_Space Heating_Natural Gas_Furnace_E6 | F1 | Residential | Manufactured Home Moderate Income | Existing | Space Heating | Natural Gas | Furnace | E6 | RVT - Cost of Equipment | 630.2337 | 630.7387 | 632.691 | 634.0309 | 631.4998 | 630.758 | 631.679 | 632.2005 | 633.2636 | 634.153 | 634.9634 | 635.325 | 635.5379 | 635.4981 | 634.952 | 634.0568 | 632.7649 | 631.2169 | 629.1779 | 626.8333 | 624.2302 | 621.5529 | 618.5839 | 615.5996 | 612.2707 | 608.7359 | 605.0029 | 601.1533 | 596.9197 | 592.5479 | 587.8043 | 582.9469 | 577.5631
F1_Residential_Manufactured Home Moderate Income_Existing_Space Heating_Natural Gas_Furnace_E7 | F1 | Residential | Manufactured Home Moderate Income | Existing | Space Heating | Natural Gas | Furnace | E7 | RVT - Cost of Equipment | 0 | 0 | 0 | 0 | 0 | 0 | 0 | 0 | 0 | 0 | 0 | 0 | 0 | 0 | 0 | 0 | 0 | 0 | 0 | 0 | 0 | 0 | 0 | 0 | 0 | 0 | 0 | 0 | 0 | 0 | 0 | 0 | 0
F1_Residential_Manufactured Home Moderate Income_Existing_Space Heating_Natural Gas_Furnace_E8 | F1 | Residential | Manufactured Home Moderate Income | Existing | Space Heating | Natural Gas | Furnace | E8 | RVT - Cost of Equipment | 0 | 0 | 0 | 0 | 0 | 0 | 0 | 0 | 0 | 0 | 0 | 0 | 0 | 0 | 0 | 0 | 0 | 0 | 0 | 0 | 0 | 0 | 0 | 0 | 0 | 0 | 0 | 0 | 0 | 0 | 0 | 0 | 0
F1_Residential_Manufactured Home Moderate Income_Existing_Space Heating_Natural Gas_Furnace_E9 | F1 | Residential | Manufactured Home Moderate Income | Existing | Space Heating | Natural Gas | Furnace | E9 | RVT - Cost of Equipment | 0 | 0 | 0 | 0 | 0 | 0 | 0 | 0 | 0 | 0 | 0 | 0 | 0 | 0 | 0 | 0 | 0 | 0 | 0 | 0 | 0 | 0 | 0 | 0 | 0 | 0 | 0 | 0 | 0 | 0 | 0 | 0 | 0
F1_Residential_Manufactured Home Moderate Income_Existing_Space Heating_Natural Gas_Furnace_E10 | F1 | Residential | Manufactured Home Moderate Income | Existing | Space Heating | Natural Gas | Furnace | E10 | RVT - Cost of Equipment | 0 | 0 | 0 | 0 | 0 | 0 | 0 | 0 | 0 | 0 | 0 | 0 | 0 | 0 | 0 | 0 | 0 | 0 | 0 | 0 | 0 | 0 | 0 | 0 | 0 | 0 | 0 | 0 | 0 | 0 | 0 | 0 | 0
F2_Residential_Manufactured Home Moderate Income_Existing_Space Heating_Natural Gas_Furnace_E1 | F2 | Residential | Manufactured Home Moderate Income | Existing | Space Heating | Natural Gas | Furnace | E1 | RVT - Cost of Operation | 1399.7522 | 1400.9389 | 1404.9958 | 1407.8912 | 1403.2244 | 1402.1132 | 1403.8963 | 1404.5111 | 1405.7602 | 1406.2215 | 1405.9925 | 1404.9222 | 1403.6177 | 1401.8675 | 1399.1784 | 1395.8779 | 1391.8835 | 1387.4739 | 1382.7412 | 1378.1449 | 1373.0419 | 1367.7933 | 1361.973 | 1356.1228 | 1349.5968 | 1342.6674 | 1335.3494 | 1327.8027 | 1319.5032 | 1310.9329 | 1301.6336 | 1292.1114 | 1278.6618
F2_Residential_Manufactured Home Moderate Income_Existing_Space Heating_Natural Gas_Furnace_E2 | F2 | Residential | Manufactured Home Moderate Income | Existing | Space Heating | Natural Gas | Furnace | E2 | RVT - Cost of Operation | 1185.4914 | 1186.4963 | 1189.9323 | 1192.3845 | 1188.432 | 1187.4909 | 1189.0011 | 1189.5218 | 1190.5797 | 1190.9704 | 1190.7764 | 1189.8699 | 1188.7652 | 1187.2828 | 1185.0053 | 1182.2101 | 1178.8271 | 1175.0925 | 1171.0842 | 1167.1915 | 1162.8695 | 1158.4244 | 1153.495 | 1148.5403 | 1143.0133 | 1137.1445 | 1130.9467 | 1124.5552 | 1117.526 | 1110.2677 | 1102.3918 | 1094.3271 | 1082.9363
F2_Residential_Manufactured Home Moderate Income_Existing_Space Heating_Natural Gas_Furnace_E3 | F2 | Residential | Manufactured Home Moderate Income | Existing | Space Heating | Natural Gas | Furnace | E3 | RVT - Cost of Operation | 1145.7184 | 1146.6896 | 1150.0103 | 1152.3802 | 1148.5604 | 1147.6508 | 1149.1103 | 1149.6136 | 1150.636 | 1151.0136 | 1150.8261 | 1149.9501 | 1148.8823 | 1147.4497 | 1145.2486 | 1142.5472 | 1139.2777 | 1135.6684 | 1131.7946 | 1128.0324 | 1123.8555 | 1119.5595 | 1114.7955 | 1110.007 | 1104.6654 | 1098.9936 | 1093.0036 | 1086.8266 | 1080.0333 | 1073.0184 | 1065.4068 | 1057.6127 | 1046.604
F2_Residential_Manufactured Home Moderate Income_Existing_Space Heating_Natural Gas_Furnace_E4 | F2 | Residential | Manufactured Home Moderate Income | Existing | Space Heating | Natural Gas | Furnace | E4 | RVT - Cost of Operation | 934.3412 | 935.112 | 938.3493 | 940.5111 | 936.057 | 934.5953 | 935.9208 | 936.546 | 938.0834 | 939.3143 | 940.3921 | 941.1876 | 942.2991 | 943.5511 | 944.5811 | 944.9745 | 944.6461 | 943.8142 | 942.0679 | 939.7215 | 936.174 | 931.6242 | 926.5787 | 921.5073 | 915.8501 | 909.8432 | 903.4994 | 896.9574 | 889.7627 | 882.3334 | 874.2721 | 866.0175 | 856.8683
F2_Residential_Manufactured Home Moderate Income_Existing_Space Heating_Natural Gas_Furnace_E5 | F2 | Residential | Manufactured Home Moderate Income | Existing | Space Heating | Natural Gas | Furnace | E5 | RVT - Cost of Operation | 747.1958 | 747.7945 | 750.1091 | 751.6977 | 748.6968 | 747.8174 | 748.9094 | 749.5276 | 750.788 | 751.8425 | 752.8033 | 753.232 | 753.4843 | 753.4372 | 752.7898 | 751.7285 | 750.1968 | 748.3615 | 745.9441 | 743.1643 | 740.0781 | 736.9039 | 733.3839 | 729.8458 | 725.8991 | 721.7084 | 717.2826 | 712.7186 | 707.6992 | 702.5161 | 696.8921 | 691.1333 | 684.7503
F2_Residential_Manufactured Home Moderate Income_Existing_Space Heating_Natural Gas_Furnace_E6 | F2 | Residential | Manufactured Home Moderate Income | Existing | Space Heating | Natural Gas | Furnace | E6 | RVT - Cost of Operation | 629.2175 | 629.7217 | 631.6708 | 633.0086 | 630.4815 | 629.7409 | 630.6605 | 631.1811 | 632.2425 | 633.1305 | 633.9396 | 634.3006 | 634.5131 | 634.4735 | 633.9282 | 633.0345 | 631.7447 | 630.1992 | 628.1634 | 625.8226 | 623.2237 | 620.5507 | 617.5865 | 614.607 | 611.2835 | 607.7544 | 604.0274 | 600.184 | 595.9572 | 591.5925 | 586.8565 | 582.0069 | 576.6318
F2_Residential_Manufactured Home Moderate Income_Existing_Space Heating_Natural Gas_Furnace_E7 | F2 | Residential | Manufactured Home Moderate Income | Existing | Space Heating | Natural Gas | Furnace | E7 | RVT - Cost of Operation | 0 | 0 | 0 | 0 | 0 | 0 | 0 | 0 | 0 | 0 | 0 | 0 | 0 | 0 | 0 | 0 | 0 | 0 | 0 | 0 | 0 | 0 | 0 | 0 | 0 | 0 | 0 | 0 | 0 | 0 | 0 | 0 | 0
F2_Residential_Manufactured Home Moderate Income_Existing_Space Heating_Natural Gas_Furnace_E8 | F2 | Residential | Manufactured Home Moderate Income | Existing | Space Heating | Natural Gas | Furnace | E8 | RVT - Cost of Operation | 0 | 0 | 0 | 0 | 0 | 0 | 0 | 0 | 0 | 0 | 0 | 0 | 0 | 0 | 0 | 0 | 0 | 0 | 0 | 0 | 0 | 0 | 0 | 0 | 0 | 0 | 0 | 0 | 0 | 0 | 0 | 0 | 0
F2_Residential_Manufactured Home Moderate Income_Existing_Space Heating_Natural Gas_Furnace_E9 | F2 | Residential | Manufactured Home Moderate Income | Existing | Space Heating | Natural Gas | Furnace | E9 | RVT - Cost of Operation | 0 | 0 | 0 | 0 | 0 | 0 | 0 | 0 | 0 | 0 | 0 | 0 | 0 | 0 | 0 | 0 | 0 | 0 | 0 | 0 | 0 | 0 | 0 | 0 | 0 | 0 | 0 | 0 | 0 | 0 | 0 | 0 | 0
F2_Residential_Manufactured Home Moderate Income_Existing_Space Heating_Natural Gas_Furnace_E10 | F2 | Residential | Manufactured Home Moderate Income | Existing | Space Heating | Natural Gas | Furnace | E10 | RVT - Cost of Operation | 0 | 0 | 0 | 0 | 0 | 0 | 0 | 0 | 0 | 0 | 0 | 0 | 0 | 0 | 0 | 0 | 0 | 0 | 0 | 0 | 0 | 0 | 0 | 0 | 0 | 0 | 0 | 0 | 0 | 0 | 0 | 0 | 0
F3_Residential_Manufactured Home Moderate Income_Existing_Space Heating_Natural Gas_Furnace_E1 | F3 | Residential | Manufactured Home Moderate Income | Existing | Space Heating | Natural Gas | Furnace | E1 | System - kBTUs of Consumption | 279.9505 | 279.9505 | 279.9505 | 279.9505 | 279.9505 | 279.9505 | 279.9505 | 279.9505 | 279.9505 | 279.9505 | 279.9505 | 279.9505 | 279.9505 | 279.9505 | 279.9505 | 279.9505 | 279.9505 | 279.9505 | 279.9505 | 279.9505 | 279.9505 | 279.9505 | 279.9505 | 279.9505 | 279.9505 | 279.9505 | 279.9505 | 279.9505 | 279.9505 | 279.9505 | 279.9505 | 279.9505 | 279.9505
F3_Residential_Manufactured Home Moderate Income_Existing_Space Heating_Natural Gas_Furnace_E2 | F3 | Residential | Manufactured Home Moderate Income | Existing | Space Heating | Natural Gas | Furnace | E2 | System - kBTUs of Consumption | 338.3398 | 338.3398 | 338.3398 | 338.3398 | 338.3398 | 338.3398 | 338.3398 | 338.3398 | 338.3398 | 338.3398 | 338.3398 | 338.3398 | 338.3398 | 338.3398 | 338.3398 | 338.3398 | 338.3398 | 338.3398 | 338.3398 | 338.3398 | 338.3398 | 338.3398 | 338.3398 | 338.3398 | 338.3398 | 338.3398 | 338.3398 | 338.3398 | 338.3398 | 338.3398 | 338.3398 | 338.3398 | 338.3398
F3_Residential_Manufactured Home Moderate Income_Existing_Space Heating_Natural Gas_Furnace_E3 | F3 | Residential | Manufactured Home Moderate Income | Existing | Space Heating | Natural Gas | Furnace | E3 | System - kBTUs of Consumption | 353.523 | 353.523 | 353.523 | 353.523 | 353.523 | 353.523 | 353.523 | 353.523 | 353.523 | 353.523 | 353.523 | 353.523 | 353.523 | 353.523 | 353.523 | 353.523 | 353.523 | 353.523 | 353.523 | 353.523 | 353.523 | 353.523 | 353.523 | 353.523 | 353.523 | 353.523 | 353.523 | 353.523 | 353.523 | 353.523 | 353.523 | 353.523 | 353.523
F3_Residential_Manufactured Home Moderate Income_Existing_Space Heating_Natural Gas_Furnace_E4 | F3 | Residential | Manufactured Home Moderate Income | Existing | Space Heating | Natural Gas | Furnace | E4 | System - kBTUs of Consumption | 1317.6459 | 1317.6459 | 1317.6459 | 1317.6459 | 1317.6459 | 1317.6459 | 1317.6459 | 1317.6459 | 1317.6459 | 1317.6459 | 1317.6459 | 1317.6459 | 1317.6459 | 1317.6459 | 1317.6459 | 1317.6459 | 1317.6459 | 1317.6459 | 1317.6459 | 1317.6459 | 1317.6459 | 1317.6459 | 1317.6459 | 1317.6459 | 1317.6459 | 1317.6459 | 1317.6459 | 1317.6459 | 1317.6459 | 1317.6459 | 1317.6459 | 1317.6459 | 1317.6459
F3_Residential_Manufactured Home Moderate Income_Existing_Space Heating_Natural Gas_Furnace_E5 | F3 | Residential | Manufactured Home Moderate Income | Existing | Space Heating | Natural Gas | Furnace | E5 | System - kBTUs of Consumption | 628.795 | 628.795 | 628.795 | 628.795 | 628.795 | 628.795 | 628.795 | 628.795 | 628.795 | 628.795 | 628.795 | 628.795 | 628.795 | 628.795 | 628.795 | 628.795 | 628.795 | 628.795 | 628.795 | 628.795 | 628.795 | 628.795 | 628.795 | 628.795 | 628.795 | 628.795 | 628.795 | 628.795 | 628.795 | 628.795 | 628.795 | 628.795 | 628.795
F3_Residential_Manufactured Home Moderate Income_Existing_Space Heating_Natural Gas_Furnace_E6 | F3 | Residential | Manufactured Home Moderate Income | Existing | Space Heating | Natural Gas | Furnace | E6 | System - kBTUs of Consumption | 666.0585 | 666.0585 | 666.0585 | 666.0585 | 666.0585 | 666.0585 | 666.0585 | 666.0585 | 666.0585 | 666.0585 | 666.0585 | 666.0585 | 666.0585 | 666.0585 | 666.0585 | 666.0585 | 666.0585 | 666.0585 | 666.0585 | 666.0585 | 666.0585 | 666.0585 | 666.0585 | 666.0585 | 666.0585 | 666.0585 | 666.0585 | 666.0585 | 666.0585 | 666.0585 | 666.0585 | 666.0585 | 666.0585
F3_Residential_Manufactured Home Moderate Income_Existing_Space Heating_Natural Gas_Furnace_E7 | F3 | Residential | Manufactured Home Moderate Income | Existing | Space Heating | Natural Gas | Furnace | E7 | System - kBTUs of Consumption | 0 | 0 | 0 | 0 | 0 | 0 | 0 | 0 | 0 | 0 | 0 | 0 | 0 | 0 | 0 | 0 | 0 | 0 | 0 | 0 | 0 | 0 | 0 | 0 | 0 | 0 | 0 | 0 | 0 | 0 | 0 | 0 | 0
F3_Residential_Manufactured Home Moderate Income_Existing_Space Heating_Natural Gas_Furnace_E8 | F3 | Residential | Manufactured Home Moderate Income | Existing | Space Heating | Natural Gas | Furnace | E8 | System - kBTUs of Consumption | 0 | 0 | 0 | 0 | 0 | 0 | 0 | 0 | 0 | 0 | 0 | 0 | 0 | 0 | 0 | 0 | 0 | 0 | 0 | 0 | 0 | 0 | 0 | 0 | 0 | 0 | 0 | 0 | 0 | 0 | 0 | 0 | 0
F3_Residential_Manufactured Home Moderate Income_Existing_Space Heating_Natural Gas_Furnace_E9 | F3 | Residential | Manufactured Home Moderate Income | Existing | Space Heating | Natural Gas | Furnace | E9 | System - kBTUs of Consumption | 0 | 0 | 0 | 0 | 0 | 0 | 0 | 0 | 0 | 0 | 0 | 0 | 0 | 0 | 0 | 0 | 0 | 0 | 0 | 0 | 0 | 0 | 0 | 0 | 0 | 0 | 0 | 0 | 0 | 0 | 0 | 0 | 0
F3_Residential_Manufactured Home Moderate Income_Existing_Space Heating_Natural Gas_Furnace_E10 | F3 | Residential | Manufactured Home Moderate Income | Existing | Space Heating | Natural Gas | Furnace | E10 | System - kBTUs of Consumption | 0 | 0 | 0 | 0 | 0 | 0 | 0 | 0 | 0 | 0 | 0 | 0 | 0 | 0 | 0 | 0 | 0 | 0 | 0 | 0 | 0 | 0 | 0 | 0 | 0 | 0 | 0 | 0 | 0 | 0 | 0 | 0 | 0
F4_Residential_Manufactured Home Moderate Income_Existing_Space Heating_Natural Gas_Furnace_E1 | F4 | Residential | Manufactured Home Moderate Income | Existing | Space Heating | Natural Gas | Furnace | E1 | Utility - Cost of Equipment | 1399.7522 | 1400.9389 | 1404.9958 | 1407.8912 | 1403.2244 | 1402.1132 | 1403.8963 | 1404.5111 | 1405.7602 | 1406.2215 | 1405.9925 | 1404.9222 | 1403.6177 | 1401.8675 | 1399.1784 | 1395.8779 | 1391.8835 | 1387.4739 | 1382.7412 | 1378.1449 | 1373.0419 | 1367.7933 | 1361.973 | 1356.1228 | 1349.5968 | 1342.6674 | 1335.3494 | 1327.8027 | 1319.5032 | 1310.9329 | 1301.6336 | 1292.1114 | 1278.6618
F4_Residential_Manufactured Home Moderate Income_Existing_Space Heating_Natural Gas_Furnace_E2 | F4 | Residential | Manufactured Home Moderate Income | Existing | Space Heating | Natural Gas | Furnace | E2 | Utility - Cost of Equipment | 1185.4914 | 1186.4963 | 1189.9323 | 1192.3845 | 1188.432 | 1187.4909 | 1189.0011 | 1189.5218 | 1190.5797 | 1190.9704 | 1190.7764 | 1189.8699 | 1188.7652 | 1187.2828 | 1185.0053 | 1182.2101 | 1178.8271 | 1175.0925 | 1171.0842 | 1167.1915 | 1162.8695 | 1158.4244 | 1153.495 | 1148.5403 | 1143.0133 | 1137.1445 | 1130.9467 | 1124.5552 | 1117.526 | 1110.2677 | 1102.3918 | 1094.3271 | 1082.9363
F4_Residential_Manufactured Home Moderate Income_Existing_Space Heating_Natural Gas_Furnace_E3 | F4 | Residential | Manufactured Home Moderate Income | Existing | Space Heating | Natural Gas | Furnace | E3 | Utility - Cost of Equipment | 1145.7184 | 1146.6896 | 1150.0103 | 1152.3802 | 1148.5604 | 1147.6508 | 1149.1103 | 1149.6136 | 1150.636 | 1151.0136 | 1150.8261 | 1149.9501 | 1148.8823 | 1147.4497 | 1145.2486 | 1142.5472 | 1139.2777 | 1135.6684 | 1131.7946 | 1128.0324 | 1123.8555 | 1119.5595 | 1114.7955 | 1110.007 | 1104.6654 | 1098.9936 | 1093.0036 | 1086.8266 | 1080.0333 | 1073.0184 | 1065.4068 | 1057.6127 | 1046.604
F4_Residential_Manufactured Home Moderate Income_Existing_Space Heating_Natural Gas_Furnace_E4 | F4 | Residential | Manufactured Home Moderate Income | Existing | Space Heating | Natural Gas | Furnace | E4 | Utility - Cost of Equipment | 934.3412 | 935.112 | 938.3493 | 940.5111 | 936.057 | 934.5953 | 935.9208 | 936.546 | 938.0834 | 939.3143 | 940.3921 | 941.1876 | 942.2991 | 943.5511 | 944.5811 | 944.9745 | 944.6461 | 943.8142 | 942.0679 | 939.7215 | 936.174 | 931.6242 | 926.5787 | 921.5073 | 915.8501 | 909.8432 | 903.4994 | 896.9574 | 889.7627 | 882.3334 | 874.2721 | 866.0175 | 856.8683
F4_Residential_Manufactured Home Moderate Income_Existing_Space Heating_Natural Gas_Furnace_E5 | F4 | Residential | Manufactured Home Moderate Income | Existing | Space Heating | Natural Gas | Furnace | E5 | Utility - Cost of Equipment | 747.1958 | 747.7945 | 750.1091 | 751.6977 | 748.6968 | 747.8174 | 748.9094 | 749.5276 | 750.788 | 751.8425 | 752.8033 | 753.232 | 753.4843 | 753.4372 | 752.7898 | 751.7285 | 750.1968 | 748.3615 | 745.9441 | 743.1643 | 740.0781 | 736.9039 | 733.3839 | 729.8458 | 725.8991 | 721.7084 | 717.2826 | 712.7186 | 707.6992 | 702.5161 | 696.8921 | 691.1333 | 684.7503
F4_Residential_Manufactured Home Moderate Income_Existing_Space Heating_Natural Gas_Furnace_E6 | F4 | Residential | Manufactured Home Moderate Income | Existing | Space Heating | Natural Gas | Furnace | E6 | Utility - Cost of Equipment | 629.2175 | 629.7217 | 631.6708 | 633.0086 | 630.4815 | 629.7409 | 630.6605 | 631.1811 | 632.2425 | 633.1305 | 633.9396 | 634.3006 | 634.5131 | 634.4735 | 633.9282 | 633.0345 | 631.7447 | 630.1992 | 628.1634 | 625.8226 | 623.2237 | 620.5507 | 617.5865 | 614.607 | 611.2835 | 607.7544 | 604.0274 | 600.184 | 595.9572 | 591.5925 | 586.8565 | 582.0069 | 576.6318
F4_Residential_Manufactured Home Moderate Income_Existing_Space Heating_Natural Gas_Furnace_E7 | F4 | Residential | Manufactured Home Moderate Income | Existing | Space Heating | Natural Gas | Furnace | E7 | Utility - Cost of Equipment | 0 | 0 | 0 | 0 | 0 | 0 | 0 | 0 | 0 | 0 | 0 | 0 | 0 | 0 | 0 | 0 | 0 | 0 | 0 | 0 | 0 | 0 | 0 | 0 | 0 | 0 | 0 | 0 | 0 | 0 | 0 | 0 | 0
F4_Residential_Manufactured Home Moderate Income_Existing_Space Heating_Natural Gas_Furnace_E8 | F4 | Residential | Manufactured Home Moderate Income | Existing | Space Heating | Natural Gas | Furnace | E8 | Utility - Cost of Equipment | 0 | 0 | 0 | 0 | 0 | 0 | 0 | 0 | 0 | 0 | 0 | 0 | 0 | 0 | 0 | 0 | 0 | 0 | 0 | 0 | 0 | 0 | 0 | 0 | 0 | 0 | 0 | 0 | 0 | 0 | 0 | 0 | 0
F4_Residential_Manufactured Home Moderate Income_Existing_Space Heating_Natural Gas_Furnace_E9 | F4 | Residential | Manufactured Home Moderate Income | Existing | Space Heating | Natural Gas | Furnace | E9 | Utility - Cost of Equipment | 0 | 0 | 0 | 0 | 0 | 0 | 0 | 0 | 0 | 0 | 0 | 0 | 0 | 0 | 0 | 0 | 0 | 0 | 0 | 0 | 0 | 0 | 0 | 0 | 0 | 0 | 0 | 0 | 0 | 0 | 0 | 0 | 0
F4_Residential_Manufactured Home Moderate Income_Existing_Space Heating_Natural Gas_Furnace_E10 | F4 | Residential | Manufactured Home Moderate Income | Existing | Space Heating | Natural Gas | Furnace | E10 | Utility - Cost of Equipment | 0 | 0 | 0 | 0 | 0 | 0 | 0 | 0 | 0 | 0 | 0 | 0 | 0 | 0 | 0 | 0 | 0 | 0 | 0 | 0 | 0 | 0 | 0 | 0 | 0 | 0 | 0 | 0 | 0 | 0 | 0 | 0 | 0
F5_Residential_Manufactured Home Moderate Income_Existing_Space Heating_Natural Gas_Furnace_E1 | F5 | Residential | Manufactured Home Moderate Income | Existing | Space Heating | Natural Gas | Furnace | E1 | Utility - Cost of Operation | 279.9505 | 279.9505 | 279.9505 | 279.9505 | 279.9505 | 279.9505 | 279.9505 | 279.9505 | 279.9505 | 279.9505 | 279.9505 | 279.9505 | 279.9505 | 279.9505 | 279.9505 | 279.9505 | 279.9505 | 279.9505 | 279.9505 | 279.9505 | 279.9505 | 279.9505 | 279.9505 | 279.9505 | 279.9505 | 279.9505 | 279.9505 | 279.9505 | 279.9505 | 279.9505 | 279.9505 | 279.9505 | 279.9505
F5_Residential_Manufactured Home Moderate Income_Existing_Space Heating_Natural Gas_Furnace_E2 | F5 | Residential | Manufactured Home Moderate Income | Existing | Space Heating | Natural Gas | Furnace | E2 | Utility - Cost of Operation | 338.3398 | 338.3398 | 338.3398 | 338.3398 | 338.3398 | 338.3398 | 338.3398 | 338.3398 | 338.3398 | 338.3398 | 338.3398 | 338.3398 | 338.3398 | 338.3398 | 338.3398 | 338.3398 | 338.3398 | 338.3398 | 338.3398 | 338.3398 | 338.3398 | 338.3398 | 338.3398 | 338.3398 | 338.3398 | 338.3398 | 338.3398 | 338.3398 | 338.3398 | 338.3398 | 338.3398 | 338.3398 | 338.3398
F5_Residential_Manufactured Home Moderate Income_Existing_Space Heating_Natural Gas_Furnace_E3 | F5 | Residential | Manufactured Home Moderate Income | Existing | Space Heating | Natural Gas | Furnace | E3 | Utility - Cost of Operation | 353.523 | 353.523 | 353.523 | 353.523 | 353.523 | 353.523 | 353.523 | 353.523 | 353.523 | 353.523 | 353.523 | 353.523 | 353.523 | 353.523 | 353.523 | 353.523 | 353.523 | 353.523 | 353.523 | 353.523 | 353.523 | 353.523 | 353.523 | 353.523 | 353.523 | 353.523 | 353.523 | 353.523 | 353.523 | 353.523 | 353.523 | 353.523 | 353.523
F5_Residential_Manufactured Home Moderate Income_Existing_Space Heating_Natural Gas_Furnace_E4 | F5 | Residential | Manufactured Home Moderate Income | Existing | Space Heating | Natural Gas | Furnace | E4 | Utility - Cost of Operation | 1317.6459 | 1317.6459 | 1317.6459 | 1317.6459 | 1317.6459 | 1317.6459 | 1317.6459 | 1317.6459 | 1317.6459 | 1317.6459 | 1317.6459 | 1317.6459 | 1317.6459 | 1317.6459 | 1317.6459 | 1317.6459 | 1317.6459 | 1317.6459 | 1317.6459 | 1317.6459 | 1317.6459 | 1317.6459 | 1317.6459 | 1317.6459 | 1317.6459 | 1317.6459 | 1317.6459 | 1317.6459 | 1317.6459 | 1317.6459 | 1317.6459 | 1317.6459 | 1317.6459
F5_Residential_Manufactured Home Moderate Income_Existing_Space Heating_Natural Gas_Furnace_E5 | F5 | Residential | Manufactured Home Moderate Income | Existing | Space Heating | Natural Gas | Furnace | E5 | Utility - Cost of Operation | 628.795 | 628.795 | 628.795 | 628.795 | 628.795 | 628.795 | 628.795 | 628.795 | 628.795 | 628.795 | 628.795 | 628.795 | 628.795 | 628.795 | 628.795 | 628.795 | 628.795 | 628.795 | 628.795 | 628.795 | 628.795 | 628.795 | 628.795 | 628.795 | 628.795 | 628.795 | 628.795 | 628.795 | 628.795 | 628.795 | 628.795 | 628.795 | 628.795
F5_Residential_Manufactured Home Moderate Income_Existing_Space Heating_Natural Gas_Furnace_E6 | F5 | Residential | Manufactured Home Moderate Income | Existing | Space Heating | Natural Gas | Furnace | E6 | Utility - Cost of Operation | 666.0585 | 666.0585 | 666.0585 | 666.0585 | 666.0585 | 666.0585 | 666.0585 | 666.0585 | 666.0585 | 666.0585 | 666.0585 | 666.0585 | 666.0585 | 666.0585 | 666.0585 | 666.0585 | 666.0585 | 666.0585 | 666.0585 | 666.0585 | 666.0585 | 666.0585 | 666.0585 | 666.0585 | 666.0585 | 666.0585 | 666.0585 | 666.0585 | 666.0585 | 666.0585 | 666.0585 | 666.0585 | 666.0585
F5_Residential_Manufactured Home Moderate Income_Existing_Space Heating_Natural Gas_Furnace_E7 | F5 | Residential | Manufactured Home Moderate Income | Existing | Space Heating | Natural Gas | Furnace | E7 | Utility - Cost of Operation | 0 | 0 | 0 | 0 | 0 | 0 | 0 | 0 | 0 | 0 | 0 | 0 | 0 | 0 | 0 | 0 | 0 | 0 | 0 | 0 | 0 | 0 | 0 | 0 | 0 | 0 | 0 | 0 | 0 | 0 | 0 | 0 | 0
F5_Residential_Manufactured Home Moderate Income_Existing_Space Heating_Natural Gas_Furnace_E8 | F5 | Residential | Manufactured Home Moderate Income | Existing | Space Heating | Natural Gas | Furnace | E8 | Utility - Cost of Operation | 0 | 0 | 0 | 0 | 0 | 0 | 0 | 0 | 0 | 0 | 0 | 0 | 0 | 0 | 0 | 0 | 0 | 0 | 0 | 0 | 0 | 0 | 0 | 0 | 0 | 0 | 0 | 0 | 0 | 0 | 0 | 0 | 0
F5_Residential_Manufactured Home Moderate Income_Existing_Space Heating_Natural Gas_Furnace_E9 | F5 | Residential | Manufactured Home Moderate Income | Existing | Space Heating | Natural Gas | Furnace | E9 | Utility - Cost of Operation | 0 | 0 | 0 | 0 | 0 | 0 | 0 | 0 | 0 | 0 | 0 | 0 | 0 | 0 | 0 | 0 | 0 | 0 | 0 | 0 | 0 | 0 | 0 | 0 | 0 | 0 | 0 | 0 | 0 | 0 | 0 | 0 | 0
F5_Residential_Manufactured Home Moderate Income_Existing_Space Heating_Natural Gas_Furnace_E10 | F5 | Residential | Manufactured Home Moderate Income | Existing | Space Heating | Natural Gas | Furnace | E10 | Utility - Cost of Operation | 0 | 0 | 0 | 0 | 0 | 0 | 0 | 0 | 0 | 0 | 0 | 0 | 0 | 0 | 0 | 0 | 0 | 0 | 0 | 0 | 0 | 0 | 0 | 0 | 0 | 0 | 0 | 0 | 0 | 0 | 0 | 0 | 0
F6_Residential_Manufactured Home Moderate Income_Existing_Space Heating_Natural Gas_Furnace_E1 | F6 | Residential | Manufactured Home Moderate Income | Existing | Space Heating | Natural Gas | Furnace | E1 | Utility - Value of Sales | 697.0509 | 695.8663 | 695.4547 | 694.3845 | 690.4495 | 686.5146 | 682.595 | 678.7061 | 674.8632 | 671.0813 | 667.3757 | 663.7618 | 660.2548 | 656.8698 | 653.622 | 650.5269 | 647.5996 | 644.8553 | 642.2938 | 639.9156 | 637.7204 | 635.7082 | 633.8786 | 632.2322 | 630.7688 | 629.4884 | 628.3904 | 627.4757 | 626.7439 | 626.195 | 625.8289 | 625.6459 | 625.6459
F6_Residential_Manufactured Home Moderate Income_Existing_Space Heating_Natural Gas_Furnace_E2 | F6 | Residential | Manufactured Home Moderate Income | Existing | Space Heating | Natural Gas | Furnace | E2 | Utility - Value of Sales | 590.3529 | 589.3497 | 589.0011 | 588.0946 | 584.762 | 581.4294 | 578.1098 | 574.8162 | 571.5615 | 568.3585 | 565.2201 | 562.1594 | 559.1892 | 556.3224 | 553.5717 | 550.9504 | 548.4711 | 546.1469 | 543.9775 | 541.9633 | 540.1041 | 538.4 | 536.8504 | 535.4561 | 534.2167 | 533.1322 | 532.2023 | 531.4277 | 530.8079 | 530.343 | 530.0329 | 529.8779 | 529.8779
F6_Residential_Manufactured Home Moderate Income_Existing_Space Heating_Natural Gas_Furnace_E3 | F6 | Residential | Manufactured Home Moderate Income | Existing | Space Heating | Natural Gas | Furnace | E3 | Utility - Value of Sales | 570.5467 | 569.5771 | 569.2402 | 568.3642 | 565.1433 | 561.9226 | 558.7143 | 555.5312 | 552.3857 | 549.2902 | 546.2571 | 543.2991 | 540.4285 | 537.6579 | 534.9995 | 532.4661 | 530.07 | 527.8238 | 525.7272 | 523.7806 | 521.9838 | 520.3368 | 518.8392 | 517.4916 | 516.2938 | 515.2457 | 514.347 | 513.5984 | 512.9994 | 512.5501 | 512.2504 | 512.1006 | 512.1006
F6_Residential_Manufactured Home Moderate Income_Existing_Space Heating_Natural Gas_Furnace_E4 | F6 | Residential | Manufactured Home Moderate Income | Existing | Space Heating | Natural Gas | Furnace | E4 | Utility - Value of Sales | 470.9644 | 470.9691 | 471.7122 | 471.8259 | 469.2021 | 466.5784 | 463.9546 | 461.3311 | 458.7077 | 456.0845 | 453.4613 | 450.8384 | 448.2156 | 445.593 | 442.9703 | 440.3728 | 437.8254 | 435.353 | 432.9803 | 430.7327 | 428.6351 | 426.7124 | 424.9641 | 423.3909 | 421.9925 | 420.769 | 419.7198 | 418.8458 | 418.1465 | 417.622 | 417.2721 | 417.0973 | 417.0973
F6_Residential_Manufactured Home Moderate Income_Existing_Space Heating_Natural Gas_Furnace_E5 | F6 | Residential | Manufactured Home Moderate Income | Existing | Space Heating | Natural Gas | Furnace | E5 | Utility - Value of Sales | 374.6785 | 374.3319 | 374.4776 | 374.2037 | 372.1048 | 370.006 | 367.9072 | 365.8086 | 363.7101 | 361.6117 | 359.5133 | 357.4281 | 355.3688 | 353.3484 | 351.3798 | 349.4761 | 347.6502 | 345.9149 | 344.2831 | 342.7681 | 341.3697 | 340.0879 | 338.9223 | 337.8736 | 336.9413 | 336.1256 | 335.4262 | 334.8435 | 334.3773 | 334.0276 | 333.7944 | 333.6778 | 333.6778
F6_Residential_Manufactured Home Moderate Income_Existing_Space Heating_Natural Gas_Furnace_E6 | F6 | Residential | Manufactured Home Moderate Income | Existing | Space Heating | Natural Gas | Furnace | E6 | Utility - Value of Sales | 315.5188 | 315.2268 | 315.3495 | 315.1189 | 313.3514 | 311.584 | 309.8166 | 308.0494 | 306.2822 | 304.5151 | 302.7481 | 300.992 | 299.2579 | 297.5566 | 295.8988 | 294.2957 | 292.758 | 291.2968 | 289.9227 | 288.6468 | 287.4692 | 286.3898 | 285.4083 | 284.5251 | 283.74 | 283.0531 | 282.4641 | 281.9735 | 281.5809 | 281.2864 | 281.09 | 280.9918 | 280.9918
F6_Residential_Manufactured Home Moderate Income_Existing_Space Heating_Natural Gas_Furnace_E7 | F6 | Residential | Manufactured Home Moderate Income | Existing | Space Heating | Natural Gas | Furnace | E7 | Utility - Value of Sales | 0 | 0 | 0 | 0 | 0 | 0 | 0 | 0 | 0 | 0 | 0 | 0 | 0 | 0 | 0 | 0 | 0 | 0 | 0 | 0 | 0 | 0 | 0 | 0 | 0 | 0 | 0 | 0 | 0 | 0 | 0 | 0 | 0
F6_Residential_Manufactured Home Moderate Income_Existing_Space Heating_Natural Gas_Furnace_E8 | F6 | Residential | Manufactured Home Moderate Income | Existing | Space Heating | Natural Gas | Furnace | E8 | Utility - Value of Sales | 0 | 0 | 0 | 0 | 0 | 0 | 0 | 0 | 0 | 0 | 0 | 0 | 0 | 0 | 0 | 0 | 0 | 0 | 0 | 0 | 0 | 0 | 0 | 0 | 0 | 0 | 0 | 0 | 0 | 0 | 0 | 0 | 0
F6_Residential_Manufactured Home Moderate Income_Existing_Space Heating_Natural Gas_Furnace_E9 | F6 | Residential | Manufactured Home Moderate Income | Existing | Space Heating | Natural Gas | Furnace | E9 | Utility - Value of Sales | 0 | 0 | 0 | 0 | 0 | 0 | 0 | 0 | 0 | 0 | 0 | 0 | 0 | 0 | 0 | 0 | 0 | 0 | 0 | 0 | 0 | 0 | 0 | 0 | 0 | 0 | 0 | 0 | 0 | 0 | 0 | 0 | 0
F6_Residential_Manufactured Home Moderate Income_Existing_Space Heating_Natural Gas_Furnace_E10 | F6 | Residential | Manufactured Home Moderate Income | Existing | Space Heating | Natural Gas | Furnace | E10 | Utility - Value of Sales | 0 | 0 | 0 | 0 | 0 | 0 | 0 | 0 | 0 | 0 | 0 | 0 | 0 | 0 | 0 | 0 | 0 | 0 | 0 | 0 | 0 | 0 | 0 | 0 | 0 | 0 | 0 | 0 | 0 | 0 | 0 | 0 | 0
F1_Residential_Manufactured Home Moderate Income_Existing_Space Heating_Natural Gas_Boiler_E1 | F1 | Residential | Manufactured Home Moderate Income | Existing | Space Heating | Natural Gas | Boiler | E1 | RVT - Cost of Equipment | 1180.9646 | 1182.0618 | 0 | 0 | 0 | 0 | 0 | 0 | 0 | 0 | 0 | 0 | 0 | 0 | 0 | 0 | 0 | 0 | 0 | 0 | 0 | 0 | 0 | 0 | 0 | 0 | 0 | 0 | 0 | 0 | 0 | 0 | 0
F1_Residential_Manufactured Home Moderate Income_Existing_Space Heating_Natural Gas_Boiler_E2 | F1 | Residential | Manufactured Home Moderate Income | Existing | Space Heating | Natural Gas | Boiler | E2 | RVT - Cost of Equipment | 1154.8178 | 1155.8907 | 1159.1303 | 1161.2473 | 1157.4576 | 1155.9947 | 1156.613 | 1156.2938 | 1156.3694 | 1155.7771 | 1154.5922 | 1152.6881 | 1150.5142 | 1147.9008 | 1144.8666 | 1141.6924 | 1138.3355 | 1135.0537 | 1131.5315 | 1128.1108 | 1124.3129 | 1120.4068 | 1116.075 | 1111.7211 | 1106.8643 | 1101.7071 | 1096.2608 | 1090.6443 | 1084.4675 | 1078.0858 | 1071.1578 | 1064.06 | 1056.19
F1_Residential_Manufactured Home Moderate Income_Existing_Space Heating_Natural Gas_Boiler_E3 | F1 | Residential | Manufactured Home Moderate Income | Existing | Space Heating | Natural Gas | Boiler | E3 | RVT - Cost of Equipment | 1139.5655 | 1140.6243 | 1143.821 | 1145.9101 | 1142.1704 | 1140.7269 | 1141.3369 | 1141.022 | 1141.0966 | 1140.5121 | 1139.3429 | 1137.464 | 1135.3187 | 1132.7398 | 1129.7457 | 1126.6134 | 1123.3009 | 1120.0625 | 1116.5868 | 1113.2112 | 1109.4635 | 1105.6089 | 1101.3344 | 1097.038 | 1092.2453 | 1087.1563 | 1081.7819 | 1076.2396 | 1070.1443 | 1063.8469 | 1057.0104 | 1050.0064 | 1042.2403
F1_Residential_Manufactured Home Moderate Income_Existing_Space Heating_Natural Gas_Boiler_E4 | F1 | Residential | Manufactured Home Moderate Income | Existing | Space Heating | Natural Gas | Boiler | E4 | RVT - Cost of Equipment | 1068.7512 | 1069.7442 | 1072.7423 | 1074.7015 | 1071.1942 | 1069.8404 | 1070.4126 | 1070.1172 | 1070.1871 | 1069.639 | 1068.5424 | 1066.7803 | 1064.7683 | 1062.3497 | 1059.5416 | 1056.604 | 1053.4973 | 1050.4601 | 1047.2004 | 1044.0346 | 1040.5198 | 1036.9047 | 1032.8959 | 1028.8664 | 1024.3715 | 1019.5988 | 1014.5583 | 1009.3604 | 1003.6439 | 997.7379 | 991.3262 | 984.7574 | 977.4739
F1_Residential_Manufactured Home Moderate Income_Existing_Space Heating_Natural Gas_Boiler_E5 | F1 | Residential | Manufactured Home Moderate Income | Existing | Space Heating | Natural Gas | Boiler | E5 | RVT - Cost of Equipment | 995.758 | 996.6831 | 999.4765 | 1001.3019 | 998.0342 | 996.7728 | 997.3059 | 997.0307 | 997.0959 | 996.5852 | 995.5635 | 993.9217 | 992.0471 | 989.7937 | 987.1774 | 984.4404 | 981.5459 | 978.7162 | 975.6791 | 972.7295 | 969.4547 | 966.0866 | 962.3515 | 958.5972 | 954.4094 | 949.9626 | 945.2664 | 940.4235 | 935.0974 | 929.5947 | 923.621 | 917.5008 | 910.7147
F1_Residential_Manufactured Home Moderate Income_Existing_Space Heating_Natural Gas_Boiler_E6 | F1 | Residential | Manufactured Home Moderate Income | Existing | Space Heating | Natural Gas | Boiler | E6 | RVT - Cost of Equipment | 790.9456 | 791.5981 | 794.3385 | 796.1686 | 792.398 | 791.1607 | 792.2828 | 792.812 | 794.1135 | 795.1554 | 796.0678 | 796.7412 | 797.6822 | 798.742 | 799.6139 | 799.947 | 799.669 | 798.9647 | 797.4865 | 795.5001 | 792.4971 | 788.6456 | 784.3744 | 780.0813 | 775.2924 | 770.2073 | 764.8371 | 759.2991 | 753.2087 | 746.9195 | 740.0954 | 733.1077 | 725.3626
F1_Residential_Manufactured Home Moderate Income_Existing_Space Heating_Natural Gas_Boiler_E7 | F1 | Residential | Manufactured Home Moderate Income | Existing | Space Heating | Natural Gas | Boiler | E7 | RVT - Cost of Equipment | 632.5219 | 633.0287 | 634.988 | 636.3328 | 633.7925 | 633.048 | 633.9724 | 634.4957 | 635.5628 | 636.4554 | 637.2687 | 637.6316 | 637.8453 | 637.8054 | 637.2573 | 636.3589 | 635.0622 | 633.5086 | 631.4622 | 629.1091 | 626.4965 | 623.8095 | 620.8297 | 617.8346 | 614.4936 | 610.946 | 607.1995 | 603.3359 | 599.0868 | 594.6992 | 589.9384 | 585.0633 | 579.66
F1_Residential_Manufactured Home Moderate Income_Existing_Space Heating_Natural Gas_Boiler_E8 | F1 | Residential | Manufactured Home Moderate Income | Existing | Space Heating | Natural Gas | Boiler | E8 | RVT - Cost of Equipment | 532.65 | 533.0768 | 534.7267 | 535.8592 | 533.72 | 533.0931 | 533.8715 | 534.3122 | 535.2107 | 535.9624 | 536.6474 | 536.953 | 537.1329 | 537.0993 | 536.6377 | 535.8811 | 534.7893 | 533.481 | 531.7577 | 529.7761 | 527.576 | 525.3133 | 522.804 | 520.2818 | 517.4683 | 514.4809 | 511.3259 | 508.0723 | 504.4942 | 500.7994 | 496.7902 | 492.6849 | 488.1347
F1_Residential_Manufactured Home Moderate Income_Existing_Space Heating_Natural Gas_Boiler_E9 | F1 | Residential | Manufactured Home Moderate Income | Existing | Space Heating | Natural Gas | Boiler | E9 | RVT - Cost of Equipment | 0 | 0 | 0 | 0 | 0 | 0 | 0 | 0 | 0 | 0 | 0 | 0 | 0 | 0 | 0 | 0 | 0 | 0 | 0 | 0 | 0 | 0 | 0 | 0 | 0 | 0 | 0 | 0 | 0 | 0 | 0 | 0 | 0
F1_Residential_Manufactured Home Moderate Income_Existing_Space Heating_Natural Gas_Boiler_E10 | F1 | Residential | Manufactured Home Moderate Income | Existing | Space Heating | Natural Gas | Boiler | E10 | RVT - Cost of Equipment | 0 | 0 | 0 | 0 | 0 | 0 | 0 | 0 | 0 | 0 | 0 | 0 | 0 | 0 | 0 | 0 | 0 | 0 | 0 | 0 | 0 | 0 | 0 | 0 | 0 | 0 | 0 | 0 | 0 | 0 | 0 | 0 | 0
F2_Residential_Manufactured Home Moderate Income_Existing_Space Heating_Natural Gas_Boiler_E1 | F2 | Residential | Manufactured Home Moderate Income | Existing | Space Heating | Natural Gas | Boiler | E1 | RVT - Cost of Operation | 1179.0604 | 1180.1559 | 0 | 0 | 0 | 0 | 0 | 0 | 0 | 0 | 0 | 0 | 0 | 0 | 0 | 0 | 0 | 0 | 0 | 0 | 0 | 0 | 0 | 0 | 0 | 0 | 0 | 0 | 0 | 0 | 0 | 0 | 0
F2_Residential_Manufactured Home Moderate Income_Existing_Space Heating_Natural Gas_Boiler_E2 | F2 | Residential | Manufactured Home Moderate Income | Existing | Space Heating | Natural Gas | Boiler | E2 | RVT - Cost of Operation | 1152.9558 | 1154.027 | 1157.2613 | 1159.3749 | 1155.5913 | 1154.1308 | 1154.748 | 1154.4294 | 1154.5048 | 1153.9136 | 1152.7306 | 1150.8296 | 1148.6591 | 1146.0499 | 1143.0206 | 1139.8515 | 1136.5 | 1133.2236 | 1129.707 | 1126.2918 | 1122.5001 | 1118.6002 | 1114.2755 | 1109.9286 | 1105.0795 | 1099.9308 | 1094.4932 | 1088.8858 | 1082.7189 | 1074.2273 | 1062.9265 | 1049.0413 | 1031.8116
F2_Residential_Manufactured Home Moderate Income_Existing_Space Heating_Natural Gas_Boiler_E3 | F2 | Residential | Manufactured Home Moderate Income | Existing | Space Heating | Natural Gas | Boiler | E3 | RVT - Cost of Operation | 1137.7281 | 1138.7851 | 1141.9768 | 1144.0624 | 1140.3288 | 1138.8876 | 1139.4966 | 1139.1822 | 1139.2567 | 1138.6732 | 1137.5058 | 1135.6299 | 1133.4881 | 1130.9134 | 1127.9241 | 1124.7969 | 1121.4897 | 1118.2565 | 1114.7864 | 1111.4162 | 1107.6746 | 1103.8263 | 1099.5586 | 1095.2691 | 1090.4842 | 1085.4034 | 1080.0376 | 1074.5042 | 1068.4188 | 1060.0394 | 1048.8879 | 1035.186 | 1018.1839
F2_Residential_Manufactured Home Moderate Income_Existing_Space Heating_Natural Gas_Boiler_E4 | F2 | Residential | Manufactured Home Moderate Income | Existing | Space Heating | Natural Gas | Boiler | E4 | RVT - Cost of Operation | 1067.0279 | 1068.0193 | 1071.0126 | 1072.9687 | 1069.467 | 1068.1154 | 1068.6866 | 1068.3917 | 1068.4616 | 1067.9143 | 1066.8195 | 1065.0602 | 1063.0515 | 1060.6367 | 1057.8332 | 1054.9003 | 1051.7986 | 1048.7664 | 1045.5119 | 1042.3512 | 1038.842 | 1035.2328 | 1031.2304 | 1027.2075 | 1022.7198 | 1017.9548 | 1012.9225 | 1007.7329 | 1002.0257 | 994.167 | 983.7084 | 970.858 | 954.9124
F2_Residential_Manufactured Home Moderate Income_Existing_Space Heating_Natural Gas_Boiler_E5 | F2 | Residential | Manufactured Home Moderate Income | Existing | Space Heating | Natural Gas | Boiler | E5 | RVT - Cost of Operation | 994.1524 | 995.0761 | 997.865 | 999.6874 | 996.425 | 995.1656 | 995.6978 | 995.4231 | 995.4881 | 994.9783 | 993.9583 | 992.3191 | 990.4475 | 988.1977 | 985.5857 | 982.8531 | 979.9632 | 977.1381 | 974.1059 | 971.161 | 967.8916 | 964.5289 | 960.7998 | 957.0516 | 952.8705 | 948.4309 | 943.7422 | 938.9071 | 933.5897 | 926.2677 | 916.5234 | 904.5507 | 889.6941
F2_Residential_Manufactured Home Moderate Income_Existing_Space Heating_Natural Gas_Boiler_E6 | F2 | Residential | Manufactured Home Moderate Income | Existing | Space Heating | Natural Gas | Boiler | E6 | RVT - Cost of Operation | 789.6702 | 790.3217 | 793.0577 | 794.8848 | 791.1203 | 789.885 | 791.0053 | 791.5337 | 792.833 | 793.8733 | 794.7843 | 795.4566 | 796.396 | 797.4541 | 798.3247 | 798.6572 | 798.3796 | 797.6765 | 796.2006 | 794.2175 | 791.2193 | 787.374 | 783.1097 | 778.8235 | 774.0423 | 768.9655 | 763.6039 | 758.0749 | 751.9942 | 745.7152 | 738.9021 | 731.9256 | 724.193
F2_Residential_Manufactured Home Moderate Income_Existing_Space Heating_Natural Gas_Boiler_E7 | F2 | Residential | Manufactured Home Moderate Income | Existing | Space Heating | Natural Gas | Boiler | E7 | RVT - Cost of Operation | 631.502 | 632.008 | 633.9642 | 635.3068 | 632.7706 | 632.0273 | 632.9502 | 633.4727 | 634.538 | 635.4292 | 636.2412 | 636.6035 | 636.8168 | 636.777 | 636.2298 | 635.3328 | 634.0383 | 632.4872 | 630.4441 | 628.0947 | 625.4864 | 622.8037 | 619.8287 | 616.8384 | 613.5028 | 609.9609 | 606.2204 | 602.3631 | 598.1209 | 593.7403 | 588.9872 | 584.12 | 578.7253
F2_Residential_Manufactured Home Moderate Income_Existing_Space Heating_Natural Gas_Boiler_E8 | F2 | Residential | Manufactured Home Moderate Income | Existing | Space Heating | Natural Gas | Boiler | E8 | RVT - Cost of Operation | 531.7911 | 532.2172 | 533.8646 | 534.9952 | 532.8594 | 532.2335 | 533.0107 | 533.4507 | 534.3478 | 535.0982 | 535.7821 | 536.0872 | 536.2668 | 536.2333 | 535.7724 | 535.0171 | 533.927 | 532.6208 | 530.9003 | 528.9218 | 526.7254 | 524.4662 | 521.961 | 519.4429 | 516.6339 | 513.6513 | 510.5014 | 507.2531 | 503.6807 | 499.9919 | 495.9892 | 491.8905 | 487.3477
F2_Residential_Manufactured Home Moderate Income_Existing_Space Heating_Natural Gas_Boiler_E9 | F2 | Residential | Manufactured Home Moderate Income | Existing | Space Heating | Natural Gas | Boiler | E9 | RVT - Cost of Operation | 0 | 0 | 0 | 0 | 0 | 0 | 0 | 0 | 0 | 0 | 0 | 0 | 0 | 0 | 0 | 0 | 0 | 0 | 0 | 0 | 0 | 0 | 0 | 0 | 0 | 0 | 0 | 0 | 0 | 0 | 0 | 0 | 0
F2_Residential_Manufactured Home Moderate Income_Existing_Space Heating_Natural Gas_Boiler_E10 | F2 | Residential | Manufactured Home Moderate Income | Existing | Space Heating | Natural Gas | Boiler | E10 | RVT - Cost of Operation | 0 | 0 | 0 | 0 | 0 | 0 | 0 | 0 | 0 | 0 | 0 | 0 | 0 | 0 | 0 | 0 | 0 | 0 | 0 | 0 | 0 | 0 | 0 | 0 | 0 | 0 | 0 | 0 | 0 | 0 | 0 | 0 | 0
F3_Residential_Manufactured Home Moderate Income_Existing_Space Heating_Natural Gas_Boiler_E1 | F3 | Residential | Manufactured Home Moderate Income | Existing | Space Heating | Natural Gas | Boiler | E1 | System - kBTUs of Consumption | 171.371 | 171.371 | 0 | 0 | 0 | 0 | 0 | 0 | 0 | 0 | 0 | 0 | 0 | 0 | 0 | 0 | 0 | 0 | 0 | 0 | 0 | 0 | 0 | 0 | 0 | 0 | 0 | 0 | 0 | 0 | 0 | 0 | 0
F3_Residential_Manufactured Home Moderate Income_Existing_Space Heating_Natural Gas_Boiler_E2 | F3 | Residential | Manufactured Home Moderate Income | Existing | Space Heating | Natural Gas | Boiler | E2 | System - kBTUs of Consumption | 211.8434 | 211.8434 | 211.8434 | 211.8434 | 211.8434 | 211.8434 | 211.8434 | 211.8434 | 211.8434 | 211.8434 | 211.8434 | 211.8434 | 211.8434 | 211.8434 | 211.8434 | 211.8434 | 211.8434 | 211.8434 | 211.8434 | 211.8434 | 211.8434 | 211.8434 | 211.8434 | 211.8434 | 211.8434 | 211.8434 | 211.8434 | 211.8434 | 211.8434 | 211.8434 | 211.8434 | 211.8434 | 211.8434
F3_Residential_Manufactured Home Moderate Income_Existing_Space Heating_Natural Gas_Boiler_E3 | F3 | Residential | Manufactured Home Moderate Income | Existing | Space Heating | Natural Gas | Boiler | E3 | System - kBTUs of Consumption | 240.711 | 240.711 | 240.711 | 240.711 | 240.711 | 240.711 | 240.711 | 240.711 | 240.711 | 240.711 | 240.711 | 240.711 | 240.711 | 240.711 | 240.711 | 240.711 | 240.711 | 240.711 | 240.711 | 240.711 | 240.711 | 240.711 | 240.711 | 240.711 | 240.711 | 240.711 | 240.711 | 240.711 | 240.711 | 240.711 | 240.711 | 240.711 | 240.711
F3_Residential_Manufactured Home Moderate Income_Existing_Space Heating_Natural Gas_Boiler_E4 | F3 | Residential | Manufactured Home Moderate Income | Existing | Space Heating | Natural Gas | Boiler | E4 | System - kBTUs of Consumption | 251.814 | 251.814 | 251.814 | 251.814 | 251.814 | 251.814 | 251.814 | 251.814 | 251.814 | 251.814 | 251.814 | 251.814 | 251.814 | 251.814 | 251.814 | 251.814 | 251.814 | 251.814 | 251.814 | 251.814 | 251.814 | 251.814 | 251.814 | 251.814 | 251.814 | 251.814 | 251.814 | 251.814 | 251.814 | 251.814 | 251.814 | 251.814 | 251.814
F3_Residential_Manufactured Home Moderate Income_Existing_Space Heating_Natural Gas_Boiler_E5 | F3 | Residential | Manufactured Home Moderate Income | Existing | Space Heating | Natural Gas | Boiler | E5 | System - kBTUs of Consumption | 283.4357 | 283.4357 | 283.4357 | 283.4357 | 283.4357 | 283.4357 | 283.4357 | 283.4357 | 283.4357 | 283.4357 | 283.4357 | 283.4357 | 283.4357 | 283.4357 | 283.4357 | 283.4357 | 283.4357 | 283.4357 | 283.4357 | 283.4357 | 283.4357 | 283.4357 | 283.4357 | 283.4357 | 283.4357 | 283.4357 | 283.4357 | 283.4357 | 283.4357 | 283.4357 | 283.4357 | 283.4357 | 283.4357
F3_Residential_Manufactured Home Moderate Income_Existing_Space Heating_Natural Gas_Boiler_E6 | F3 | Residential | Manufactured Home Moderate Income | Existing | Space Heating | Natural Gas | Boiler | E6 | System - kBTUs of Consumption | 1317.6459 | 1317.6459 | 1317.6459 | 1317.6459 | 1317.6459 | 1317.6459 | 1317.6459 | 1317.6459 | 1317.6459 | 1317.6459 | 1317.6459 | 1317.6459 | 1317.6459 | 1317.6459 | 1317.6459 | 1317.6459 | 1317.6459 | 1317.6459 | 1317.6459 | 1317.6459 | 1317.6459 | 1317.6459 | 1317.6459 | 1317.6459 | 1317.6459 | 1317.6459 | 1317.6459 | 1317.6459 | 1317.6459 | 1317.6459 | 1317.6459 | 1317.6459 | 1317.6459
F3_Residential_Manufactured Home Moderate Income_Existing_Space Heating_Natural Gas_Boiler_E7 | F3 | Residential | Manufactured Home Moderate Income | Existing | Space Heating | Natural Gas | Boiler | E7 | System - kBTUs of Consumption | 628.795 | 628.795 | 628.795 | 628.795 | 628.795 | 628.795 | 628.795 | 628.795 | 628.795 | 628.795 | 628.795 | 628.795 | 628.795 | 628.795 | 628.795 | 628.795 | 628.795 | 628.795 | 628.795 | 628.795 | 628.795 | 628.795 | 628.795 | 628.795 | 628.795 | 628.795 | 628.795 | 628.795 | 628.795 | 628.795 | 628.795 | 628.795 | 628.795
F3_Residential_Manufactured Home Moderate Income_Existing_Space Heating_Natural Gas_Boiler_E8 | F3 | Residential | Manufactured Home Moderate Income | Existing | Space Heating | Natural Gas | Boiler | E8 | System - kBTUs of Consumption | 666.0585 | 666.0585 | 666.0585 | 666.0585 | 666.0585 | 666.0585 | 666.0585 | 666.0585 | 666.0585 | 666.0585 | 666.0585 | 666.0585 | 666.0585 | 666.0585 | 666.0585 | 666.0585 | 666.0585 | 666.0585 | 666.0585 | 666.0585 | 666.0585 | 666.0585 | 666.0585 | 666.0585 | 666.0585 | 666.0585 | 666.0585 | 666.0585 | 666.0585 | 666.0585 | 666.0585 | 666.0585 | 666.0585
F3_Residential_Manufactured Home Moderate Income_Existing_Space Heating_Natural Gas_Boiler_E9 | F3 | Residential | Manufactured Home Moderate Income | Existing | Space Heating | Natural Gas | Boiler | E9 | System - kBTUs of Consumption | 0 | 0 | 0 | 0 | 0 | 0 | 0 | 0 | 0 | 0 | 0 | 0 | 0 | 0 | 0 | 0 | 0 | 0 | 0 | 0 | 0 | 0 | 0 | 0 | 0 | 0 | 0 | 0 | 0 | 0 | 0 | 0 | 0
F3_Residential_Manufactured Home Moderate Income_Existing_Space Heating_Natural Gas_Boiler_E10 | F3 | Residential | Manufactured Home Moderate Income | Existing | Space Heating | Natural Gas | Boiler | E10 | System - kBTUs of Consumption | 0 | 0 | 0 | 0 | 0 | 0 | 0 | 0 | 0 | 0 | 0 | 0 | 0 | 0 | 0 | 0 | 0 | 0 | 0 | 0 | 0 | 0 | 0 | 0 | 0 | 0 | 0 | 0 | 0 | 0 | 0 | 0 | 0
F4_Residential_Manufactured Home Moderate Income_Existing_Space Heating_Natural Gas_Boiler_E1 | F4 | Residential | Manufactured Home Moderate Income | Existing | Space Heating | Natural Gas | Boiler | E1 | Utility - Cost of Equipment | 1179.0604 | 1180.1559 | 0 | 0 | 0 | 0 | 0 | 0 | 0 | 0 | 0 | 0 | 0 | 0 | 0 | 0 | 0 | 0 | 0 | 0 | 0 | 0 | 0 | 0 | 0 | 0 | 0 | 0 | 0 | 0 | 0 | 0 | 0
F4_Residential_Manufactured Home Moderate Income_Existing_Space Heating_Natural Gas_Boiler_E2 | F4 | Residential | Manufactured Home Moderate Income | Existing | Space Heating | Natural Gas | Boiler | E2 | Utility - Cost of Equipment | 1152.9558 | 1154.027 | 1157.2613 | 1159.3749 | 1155.5913 | 1154.1308 | 1154.748 | 1154.4294 | 1154.5048 | 1153.9136 | 1152.7306 | 1150.8296 | 1148.6591 | 1146.0499 | 1143.0206 | 1139.8515 | 1136.5 | 1133.2236 | 1129.707 | 1126.2918 | 1122.5001 | 1118.6002 | 1114.2755 | 1109.9286 | 1105.0795 | 1099.9308 | 1094.4932 | 1088.8858 | 1082.7189 | 1074.2273 | 1062.9265 | 1049.0413 | 1031.8116
F4_Residential_Manufactured Home Moderate Income_Existing_Space Heating_Natural Gas_Boiler_E3 | F4 | Residential | Manufactured Home Moderate Income | Existing | Space Heating | Natural Gas | Boiler | E3 | Utility - Cost of Equipment | 1137.7281 | 1138.7851 | 1141.9768 | 1144.0624 | 1140.3288 | 1138.8876 | 1139.4966 | 1139.1822 | 1139.2567 | 1138.6732 | 1137.5058 | 1135.6299 | 1133.4881 | 1130.9134 | 1127.9241 | 1124.7969 | 1121.4897 | 1118.2565 | 1114.7864 | 1111.4162 | 1107.6746 | 1103.8263 | 1099.5586 | 1095.2691 | 1090.4842 | 1085.4034 | 1080.0376 | 1074.5042 | 1068.4188 | 1060.0394 | 1048.8879 | 1035.186 | 1018.1839
F4_Residential_Manufactured Home Moderate Income_Existing_Space Heating_Natural Gas_Boiler_E4 | F4 | Residential | Manufactured Home Moderate Income | Existing | Space Heating | Natural Gas | Boiler | E4 | Utility - Cost of Equipment | 1067.0279 | 1068.0193 | 1071.0126 | 1072.9687 | 1069.467 | 1068.1154 | 1068.6866 | 1068.3917 | 1068.4616 | 1067.9143 | 1066.8195 | 1065.0602 | 1063.0515 | 1060.6367 | 1057.8332 | 1054.9003 | 1051.7986 | 1048.7664 | 1045.5119 | 1042.3512 | 1038.842 | 1035.2328 | 1031.2304 | 1027.2075 | 1022.7198 | 1017.9548 | 1012.9225 | 1007.7329 | 1002.0257 | 994.167 | 983.7084 | 970.858 | 954.9124
F4_Residential_Manufactured Home Moderate Income_Existing_Space Heating_Natural Gas_Boiler_E5 | F4 | Residential | Manufactured Home Moderate Income | Existing | Space Heating | Natural Gas | Boiler | E5 | Utility - Cost of Equipment | 994.1524 | 995.0761 | 997.865 | 999.6874 | 996.425 | 995.1656 | 995.6978 | 995.4231 | 995.4881 | 994.9783 | 993.9583 | 992.3191 | 990.4475 | 988.1977 | 985.5857 | 982.8531 | 979.9632 | 977.1381 | 974.1059 | 971.161 | 967.8916 | 964.5289 | 960.7998 | 957.0516 | 952.8705 | 948.4309 | 943.7422 | 938.9071 | 933.5897 | 926.2677 | 916.5234 | 904.5507 | 889.6941
F4_Residential_Manufactured Home Moderate Income_Existing_Space Heating_Natural Gas_Boiler_E6 | F4 | Residential | Manufactured Home Moderate Income | Existing | Space Heating | Natural Gas | Boiler | E6 | Utility - Cost of Equipment | 789.6702 | 790.3217 | 793.0577 | 794.8848 | 791.1203 | 789.885 | 791.0053 | 791.5337 | 792.833 | 793.8733 | 794.7843 | 795.4566 | 796.396 | 797.4541 | 798.3247 | 798.6572 | 798.3796 | 797.6765 | 796.2006 | 794.2175 | 791.2193 | 787.374 | 783.1097 | 778.8235 | 774.0423 | 768.9655 | 763.6039 | 758.0749 | 751.9942 | 745.7152 | 738.9021 | 731.9256 | 724.193
F4_Residential_Manufactured Home Moderate Income_Existing_Space Heating_Natural Gas_Boiler_E7 | F4 | Residential | Manufactured Home Moderate Income | Existing | Space Heating | Natural Gas | Boiler | E7 | Utility - Cost of Equipment | 631.502 | 632.008 | 633.9642 | 635.3068 | 632.7706 | 632.0273 | 632.9502 | 633.4727 | 634.538 | 635.4292 | 636.2412 | 636.6035 | 636.8168 | 636.777 | 636.2298 | 635.3328 | 634.0383 | 632.4872 | 630.4441 | 628.0947 | 625.4864 | 622.8037 | 619.8287 | 616.8384 | 613.5028 | 609.9609 | 606.2204 | 602.3631 | 598.1209 | 593.7403 | 588.9872 | 584.12 | 578.7253
F4_Residential_Manufactured Home Moderate Income_Existing_Space Heating_Natural Gas_Boiler_E8 | F4 | Residential | Manufactured Home Moderate Income | Existing | Space Heating | Natural Gas | Boiler | E8 | Utility - Cost of Equipment | 531.7911 | 532.2172 | 533.8646 | 534.9952 | 532.8594 | 532.2335 | 533.0107 | 533.4507 | 534.3478 | 535.0982 | 535.7821 | 536.0872 | 536.2668 | 536.2333 | 535.7724 | 535.0171 | 533.927 | 532.6208 | 530.9003 | 528.9218 | 526.7254 | 524.4662 | 521.961 | 519.4429 | 516.6339 | 513.6513 | 510.5014 | 507.2531 | 503.6807 | 499.9919 | 495.9892 | 491.8905 | 487.3477
F4_Residential_Manufactured Home Moderate Income_Existing_Space Heating_Natural Gas_Boiler_E9 | F4 | Residential | Manufactured Home Moderate Income | Existing | Space Heating | Natural Gas | Boiler | E9 | Utility - Cost of Equipment | 0 | 0 | 0 | 0 | 0 | 0 | 0 | 0 | 0 | 0 | 0 | 0 | 0 | 0 | 0 | 0 | 0 | 0 | 0 | 0 | 0 | 0 | 0 | 0 | 0 | 0 | 0 | 0 | 0 | 0 | 0 | 0 | 0
F4_Residential_Manufactured Home Moderate Income_Existing_Space Heating_Natural Gas_Boiler_E10 | F4 | Residential | Manufactured Home Moderate Income | Existing | Space Heating | Natural Gas | Boiler | E10 | Utility - Cost of Equipment | 0 | 0 | 0 | 0 | 0 | 0 | 0 | 0 | 0 | 0 | 0 | 0 | 0 | 0 | 0 | 0 | 0 | 0 | 0 | 0 | 0 | 0 | 0 | 0 | 0 | 0 | 0 | 0 | 0 | 0 | 0 | 0 | 0
F5_Residential_Manufactured Home Moderate Income_Existing_Space Heating_Natural Gas_Boiler_E1 | F5 | Residential | Manufactured Home Moderate Income | Existing | Space Heating | Natural Gas | Boiler | E1 | Utility - Cost of Operation | 171.371 | 171.371 | 0 | 0 | 0 | 0 | 0 | 0 | 0 | 0 | 0 | 0 | 0 | 0 | 0 | 0 | 0 | 0 | 0 | 0 | 0 | 0 | 0 | 0 | 0 | 0 | 0 | 0 | 0 | 0 | 0 | 0 | 0
F5_Residential_Manufactured Home Moderate Income_Existing_Space Heating_Natural Gas_Boiler_E2 | F5 | Residential | Manufactured Home Moderate Income | Existing | Space Heating | Natural Gas | Boiler | E2 | Utility - Cost of Operation | 211.8434 | 211.8434 | 211.8434 | 211.8434 | 211.8434 | 211.8434 | 211.8434 | 211.8434 | 211.8434 | 211.8434 | 211.8434 | 211.8434 | 211.8434 | 211.8434 | 211.8434 | 211.8434 | 211.8434 | 211.8434 | 211.8434 | 211.8434 | 211.8434 | 211.8434 | 211.8434 | 211.8434 | 211.8434 | 211.8434 | 211.8434 | 211.8434 | 211.8434 | 211.8434 | 211.8434 | 211.8434 | 211.8434
F5_Residential_Manufactured Home Moderate Income_Existing_Space Heating_Natural Gas_Boiler_E3 | F5 | Residential | Manufactured Home Moderate Income | Existing | Space Heating | Natural Gas | Boiler | E3 | Utility - Cost of Operation | 240.711 | 240.711 | 240.711 | 240.711 | 240.711 | 240.711 | 240.711 | 240.711 | 240.711 | 240.711 | 240.711 | 240.711 | 240.711 | 240.711 | 240.711 | 240.711 | 240.711 | 240.711 | 240.711 | 240.711 | 240.711 | 240.711 | 240.711 | 240.711 | 240.711 | 240.711 | 240.711 | 240.711 | 240.711 | 240.711 | 240.711 | 240.711 | 240.711
F5_Residential_Manufactured Home Moderate Income_Existing_Space Heating_Natural Gas_Boiler_E4 | F5 | Residential | Manufactured Home Moderate Income | Existing | Space Heating | Natural Gas | Boiler | E4 | Utility - Cost of Operation | 251.814 | 251.814 | 251.814 | 251.814 | 251.814 | 251.814 | 251.814 | 251.814 | 251.814 | 251.814 | 251.814 | 251.814 | 251.814 | 251.814 | 251.814 | 251.814 | 251.814 | 251.814 | 251.814 | 251.814 | 251.814 | 251.814 | 251.814 | 251.814 | 251.814 | 251.814 | 251.814 | 251.814 | 251.814 | 251.814 | 251.814 | 251.814 | 251.814
F5_Residential_Manufactured Home Moderate Income_Existing_Space Heating_Natural Gas_Boiler_E5 | F5 | Residential | Manufactured Home Moderate Income | Existing | Space Heating | Natural Gas | Boiler | E5 | Utility - Cost of Operation | 283.4357 | 283.4357 | 283.4357 | 283.4357 | 283.4357 | 283.4357 | 283.4357 | 283.4357 | 283.4357 | 283.4357 | 283.4357 | 283.4357 | 283.4357 | 283.4357 | 283.4357 | 283.4357 | 283.4357 | 283.4357 | 283.4357 | 283.4357 | 283.4357 | 283.4357 | 283.4357 | 283.4357 | 283.4357 | 283.4357 | 283.4357 | 283.4357 | 283.4357 | 283.4357 | 283.4357 | 283.4357 | 283.4357
F5_Residential_Manufactured Home Moderate Income_Existing_Space Heating_Natural Gas_Boiler_E6 | F5 | Residential | Manufactured Home Moderate Income | Existing | Space Heating | Natural Gas | Boiler | E6 | Utility - Cost of Operation | 1317.6459 | 1317.6459 | 1317.6459 | 1317.6459 | 1317.6459 | 1317.6459 | 1317.6459 | 1317.6459 | 1317.6459 | 1317.6459 | 1317.6459 | 1317.6459 | 1317.6459 | 1317.6459 | 1317.6459 | 1317.6459 | 1317.6459 | 1317.6459 | 1317.6459 | 1317.6459 | 1317.6459 | 1317.6459 | 1317.6459 | 1317.6459 | 1317.6459 | 1317.6459 | 1317.6459 | 1317.6459 | 1317.6459 | 1317.6459 | 1317.6459 | 1317.6459 | 1317.6459
F5_Residential_Manufactured Home Moderate Income_Existing_Space Heating_Natural Gas_Boiler_E7 | F5 | Residential | Manufactured Home Moderate Income | Existing | Space Heating | Natural Gas | Boiler | E7 | Utility - Cost of Operation | 628.795 | 628.795 | 628.795 | 628.795 | 628.795 | 628.795 | 628.795 | 628.795 | 628.795 | 628.795 | 628.795 | 628.795 | 628.795 | 628.795 | 628.795 | 628.795 | 628.795 | 628.795 | 628.795 | 628.795 | 628.795 | 628.795 | 628.795 | 628.795 | 628.795 | 628.795 | 628.795 | 628.795 | 628.795 | 628.795 | 628.795 | 628.795 | 628.795
F5_Residential_Manufactured Home Moderate Income_Existing_Space Heating_Natural Gas_Boiler_E8 | F5 | Residential | Manufactured Home Moderate Income | Existing | Space Heating | Natural Gas | Boiler | E8 | Utility - Cost of Operation | 666.0585 | 666.0585 | 666.0585 | 666.0585 | 666.0585 | 666.0585 | 666.0585 | 666.0585 | 666.0585 | 666.0585 | 666.0585 | 666.0585 | 666.0585 | 666.0585 | 666.0585 | 666.0585 | 666.0585 | 666.0585 | 666.0585 | 666.0585 | 666.0585 | 666.0585 | 666.0585 | 666.0585 | 666.0585 | 666.0585 | 666.0585 | 666.0585 | 666.0585 | 666.0585 | 666.0585 | 666.0585 | 666.0585
F5_Residential_Manufactured Home Moderate Income_Existing_Space Heating_Natural Gas_Boiler_E9 | F5 | Residential | Manufactured Home Moderate Income | Existing | Space Heating | Natural Gas | Boiler | E9 | Utility - Cost of Operation | 0 | 0 | 0 | 0 | 0 | 0 | 0 | 0 | 0 | 0 | 0 | 0 | 0 | 0 | 0 | 0 | 0 | 0 | 0 | 0 | 0 | 0 | 0 | 0 | 0 | 0 | 0 | 0 | 0 | 0 | 0 | 0 | 0
F5_Residential_Manufactured Home Moderate Income_Existing_Space Heating_Natural Gas_Boiler_E10 | F5 | Residential | Manufactured Home Moderate Income | Existing | Space Heating | Natural Gas | Boiler | E10 | Utility - Cost of Operation | 0 | 0 | 0 | 0 | 0 | 0 | 0 | 0 | 0 | 0 | 0 | 0 | 0 | 0 | 0 | 0 | 0 | 0 | 0 | 0 | 0 | 0 | 0 | 0 | 0 | 0 | 0 | 0 | 0 | 0 | 0 | 0 | 0
F6_Residential_Manufactured Home Moderate Income_Existing_Space Heating_Natural Gas_Boiler_E1 | F6 | Residential | Manufactured Home Moderate Income | Existing | Space Heating | Natural Gas | Boiler | E1 | Utility - Value of Sales | 580.8883 | 579.5705 | 0 | 0 | 0 | 0 | 0 | 0 | 0 | 0 | 0 | 0 | 0 | 0 | 0 | 0 | 0 | 0 | 0 | 0 | 0 | 0 | 0 | 0 | 0 | 0 | 0 | 0 | 0 | 0 | 0 | 0 | 0
F6_Residential_Manufactured Home Moderate Income_Existing_Space Heating_Natural Gas_Boiler_E2 | F6 | Residential | Manufactured Home Moderate Income | Existing | Space Heating | Natural Gas | Boiler | E2 | Utility - Value of Sales | 568.0273 | 566.7387 | 565.9959 | 564.7996 | 561.6039 | 558.4434 | 555.33 | 552.2754 | 549.2914 | 546.3898 | 543.582 | 540.8802 | 538.2959 | 535.8408 | 533.515 | 531.3185 | 529.2512 | 527.3132 | 525.5044 | 523.8249 | 522.2747 | 520.8537 | 519.5617 | 518.399 | 517.3656 | 516.4613 | 515.686 | 515.04 | 514.5232 | 514.1356 | 513.877 | 513.7478 | 513.7478
F6_Residential_Manufactured Home Moderate Income_Existing_Space Heating_Natural Gas_Boiler_E3 | F6 | Residential | Manufactured Home Moderate Income | Existing | Space Heating | Natural Gas | Boiler | E3 | Utility - Value of Sales | 560.5251 | 559.2534 | 558.5204 | 557.34 | 554.1864 | 551.0678 | 547.9954 | 544.9812 | 542.0367 | 539.1733 | 536.4026 | 533.7365 | 531.1863 | 528.7637 | 526.4685 | 524.3011 | 522.2611 | 520.3487 | 518.5637 | 516.9064 | 515.3767 | 513.9745 | 512.6995 | 511.5522 | 510.5324 | 509.6401 | 508.875 | 508.2376 | 507.7276 | 507.3451 | 507.09 | 506.9625 | 506.9625
F6_Residential_Manufactured Home Moderate Income_Existing_Space Heating_Natural Gas_Boiler_E4 | F6 | Residential | Manufactured Home Moderate Income | Existing | Space Heating | Natural Gas | Boiler | E4 | Utility - Value of Sales | 525.6932 | 524.5006 | 523.8132 | 522.7061 | 519.7485 | 516.8236 | 513.9422 | 511.1153 | 508.3537 | 505.6683 | 503.0698 | 500.5693 | 498.1776 | 495.9055 | 493.753 | 491.7202 | 489.807 | 488.0135 | 486.3394 | 484.7851 | 483.3504 | 482.0354 | 480.8396 | 479.7636 | 478.8072 | 477.9703 | 477.2528 | 476.655 | 476.1767 | 475.818 | 475.5786 | 475.4591 | 475.4591
F6_Residential_Manufactured Home Moderate Income_Existing_Space Heating_Natural Gas_Boiler_E5 | F6 | Residential | Manufactured Home Moderate Income | Existing | Space Heating | Natural Gas | Boiler | E5 | Utility - Value of Sales | 489.7896 | 488.6784 | 488.0379 | 487.0065 | 484.2509 | 481.5257 | 478.8411 | 476.2073 | 473.6343 | 471.1323 | 468.7113 | 466.3816 | 464.1532 | 462.0363 | 460.0308 | 458.1369 | 456.3544 | 454.6833 | 453.1236 | 451.6754 | 450.3387 | 449.1135 | 447.9994 | 446.9969 | 446.1058 | 445.3261 | 444.6575 | 444.1006 | 443.6549 | 443.3207 | 443.0977 | 442.9863 | 442.9863
F6_Residential_Manufactured Home Moderate Income_Existing_Space Heating_Natural Gas_Boiler_E6 | F6 | Residential | Manufactured Home Moderate Income | Existing | Space Heating | Natural Gas | Boiler | E6 | Utility - Value of Sales | 398.0415 | 398.0454 | 398.6735 | 398.7696 | 396.5521 | 394.3346 | 392.1171 | 389.8998 | 387.6826 | 385.4656 | 383.2485 | 381.0317 | 378.8151 | 376.5985 | 374.3819 | 372.1867 | 370.0337 | 367.9441 | 365.9388 | 364.0392 | 362.2664 | 360.6414 | 359.1637 | 357.8341 | 356.6523 | 355.6182 | 354.7315 | 353.9928 | 353.4018 | 352.9585 | 352.6628 | 352.515 | 352.515
F6_Residential_Manufactured Home Moderate Income_Existing_Space Heating_Natural Gas_Boiler_E7 | F6 | Residential | Manufactured Home Moderate Income | Existing | Space Heating | Natural Gas | Boiler | E7 | Utility - Value of Sales | 316.6643 | 316.3713 | 316.4945 | 316.2629 | 314.4891 | 312.7153 | 310.9414 | 309.1678 | 307.3942 | 305.6207 | 303.8472 | 302.0848 | 300.3444 | 298.6369 | 296.9731 | 295.3641 | 293.8209 | 292.3543 | 290.9752 | 289.6948 | 288.5129 | 287.4296 | 286.4445 | 285.5581 | 284.7702 | 284.0808 | 283.4897 | 282.9972 | 282.6032 | 282.3077 | 282.1105 | 282.012 | 282.012
F6_Residential_Manufactured Home Moderate Income_Existing_Space Heating_Natural Gas_Boiler_E8 | F6 | Residential | Manufactured Home Moderate Income | Existing | Space Heating | Natural Gas | Boiler | E8 | Utility - Value of Sales | 266.6647 | 266.4179 | 266.5217 | 266.3267 | 264.8329 | 263.3392 | 261.8454 | 260.3518 | 258.8583 | 257.3648 | 255.8713 | 254.3872 | 252.9216 | 251.4837 | 250.0826 | 248.7277 | 247.4281 | 246.1931 | 245.0318 | 243.9535 | 242.9582 | 242.046 | 241.2164 | 240.47 | 239.8065 | 239.2259 | 238.7281 | 238.3134 | 237.9816 | 237.7328 | 237.5668 | 237.4838 | 237.4838
F6_Residential_Manufactured Home Moderate Income_Existing_Space Heating_Natural Gas_Boiler_E9 | F6 | Residential | Manufactured Home Moderate Income | Existing | Space Heating | Natural Gas | Boiler | E9 | Utility - Value of Sales | 0 | 0 | 0 | 0 | 0 | 0 | 0 | 0 | 0 | 0 | 0 | 0 | 0 | 0 | 0 | 0 | 0 | 0 | 0 | 0 | 0 | 0 | 0 | 0 | 0 | 0 | 0 | 0 | 0 | 0 | 0 | 0 | 0
F6_Residential_Manufactured Home Moderate Income_Existing_Space Heating_Natural Gas_Boiler_E10 | F6 | Residential | Manufactured Home Moderate Income | Existing | Space Heating | Natural Gas | Boiler | E10 | Utility - Value of Sales | 0 | 0 | 0 | 0 | 0 | 0 | 0 | 0 | 0 | 0 | 0 | 0 | 0 | 0 | 0 | 0 | 0 | 0 | 0 | 0 | 0 | 0 | 0 | 0 | 0 | 0 | 0 | 0 | 0 | 0 | 0 | 0 | 0
F1_Residential_Manufactured Home Moderate Income_Existing_Secondary Heating_Natural Gas_Fireplace_E1 | F1 | Residential | Manufactured Home Moderate Income | Existing | Secondary Heating | Natural Gas | Fireplace | E1 | RVT - Cost of Equipment | 207.2285 | 207.9367 | 209.2301 | 210.3253 | 210.0591 | 210.6043 | 211.9034 | 213.0223 | 214.3966 | 215.7007 | 216.9731 | 218.1792 | 219.4826 | 220.7177 | 221.7605 | 222.6861 | 223.4696 | 224.1717 | 224.6776 | 225.0742 | 225.1924 | 225.0883 | 224.8048 | 224.4709 | 223.9272 | 223.2375 | 222.4031 | 221.4606 | 220.2781 | 218.9719 | 217.4254 | 215.7614 | 213.7747
F1_Residential_Manufactured Home Moderate Income_Existing_Secondary Heating_Natural Gas_Fireplace_E2 | F1 | Residential | Manufactured Home Moderate Income | Existing | Secondary Heating | Natural Gas | Fireplace | E2 | RVT - Cost of Equipment | 172.3282 | 172.9172 | 173.9927 | 174.9035 | 174.6821 | 175.1355 | 176.2159 | 177.1463 | 178.2891 | 179.3736 | 180.4317 | 181.4347 | 182.5186 | 183.5457 | 184.4128 | 185.1825 | 185.8341 | 186.418 | 186.8387 | 187.1685 | 187.2668 | 187.1802 | 186.9444 | 186.6668 | 186.2147 | 185.6411 | 184.9473 | 184.1634 | 183.1801 | 182.0938 | 180.8079 | 179.4241 | 177.772
F1_Residential_Manufactured Home Moderate Income_Existing_Secondary Heating_Natural Gas_Fireplace_E3 | F1 | Residential | Manufactured Home Moderate Income | Existing | Secondary Heating | Natural Gas | Fireplace | E3 | RVT - Cost of Equipment | 164.4124 | 164.9743 | 166.0005 | 166.8694 | 166.6582 | 167.0907 | 168.1215 | 169.0092 | 170.0995 | 171.1342 | 172.1437 | 173.1005 | 174.1346 | 175.1146 | 175.9419 | 176.6763 | 177.2979 | 177.855 | 178.2563 | 178.571 | 178.6647 | 178.5822 | 178.3572 | 178.0923 | 177.661 | 177.1138 | 176.4518 | 175.704 | 174.7658 | 173.7295 | 172.5025 | 171.1823 | 169.6061
F1_Residential_Manufactured Home Moderate Income_Existing_Secondary Heating_Natural Gas_Fireplace_E4 | F1 | Residential | Manufactured Home Moderate Income | Existing | Secondary Heating | Natural Gas | Fireplace | E4 | RVT - Cost of Equipment | 0 | 0 | 0 | 0 | 0 | 0 | 0 | 0 | 0 | 0 | 0 | 0 | 0 | 0 | 0 | 0 | 0 | 0 | 0 | 0 | 0 | 0 | 0 | 0 | 0 | 0 | 0 | 0 | 0 | 0 | 0 | 0 | 0
F1_Residential_Manufactured Home Moderate Income_Existing_Secondary Heating_Natural Gas_Fireplace_E5 | F1 | Residential | Manufactured Home Moderate Income | Existing | Secondary Heating | Natural Gas | Fireplace | E5 | RVT - Cost of Equipment | 0 | 0 | 0 | 0 | 0 | 0 | 0 | 0 | 0 | 0 | 0 | 0 | 0 | 0 | 0 | 0 | 0 | 0 | 0 | 0 | 0 | 0 | 0 | 0 | 0 | 0 | 0 | 0 | 0 | 0 | 0 | 0 | 0
F1_Residential_Manufactured Home Moderate Income_Existing_Secondary Heating_Natural Gas_Fireplace_E6 | F1 | Residential | Manufactured Home Moderate Income | Existing | Secondary Heating | Natural Gas | Fireplace | E6 | RVT - Cost of Equipment | 0 | 0 | 0 | 0 | 0 | 0 | 0 | 0 | 0 | 0 | 0 | 0 | 0 | 0 | 0 | 0 | 0 | 0 | 0 | 0 | 0 | 0 | 0 | 0 | 0 | 0 | 0 | 0 | 0 | 0 | 0 | 0 | 0
F1_Residential_Manufactured Home Moderate Income_Existing_Secondary Heating_Natural Gas_Fireplace_E7 | F1 | Residential | Manufactured Home Moderate Income | Existing | Secondary Heating | Natural Gas | Fireplace | E7 | RVT - Cost of Equipment | 0 | 0 | 0 | 0 | 0 | 0 | 0 | 0 | 0 | 0 | 0 | 0 | 0 | 0 | 0 | 0 | 0 | 0 | 0 | 0 | 0 | 0 | 0 | 0 | 0 | 0 | 0 | 0 | 0 | 0 | 0 | 0 | 0
F1_Residential_Manufactured Home Moderate Income_Existing_Secondary Heating_Natural Gas_Fireplace_E8 | F1 | Residential | Manufactured Home Moderate Income | Existing | Secondary Heating | Natural Gas | Fireplace | E8 | RVT - Cost of Equipment | 0 | 0 | 0 | 0 | 0 | 0 | 0 | 0 | 0 | 0 | 0 | 0 | 0 | 0 | 0 | 0 | 0 | 0 | 0 | 0 | 0 | 0 | 0 | 0 | 0 | 0 | 0 | 0 | 0 | 0 | 0 | 0 | 0
F1_Residential_Manufactured Home Moderate Income_Existing_Secondary Heating_Natural Gas_Fireplace_E9 | F1 | Residential | Manufactured Home Moderate Income | Existing | Secondary Heating | Natural Gas | Fireplace | E9 | RVT - Cost of Equipment | 0 | 0 | 0 | 0 | 0 | 0 | 0 | 0 | 0 | 0 | 0 | 0 | 0 | 0 | 0 | 0 | 0 | 0 | 0 | 0 | 0 | 0 | 0 | 0 | 0 | 0 | 0 | 0 | 0 | 0 | 0 | 0 | 0
F1_Residential_Manufactured Home Moderate Income_Existing_Secondary Heating_Natural Gas_Fireplace_E10 | F1 | Residential | Manufactured Home Moderate Income | Existing | Secondary Heating | Natural Gas | Fireplace | E10 | RVT - Cost of Equipment | 0 | 0 | 0 | 0 | 0 | 0 | 0 | 0 | 0 | 0 | 0 | 0 | 0 | 0 | 0 | 0 | 0 | 0 | 0 | 0 | 0 | 0 | 0 | 0 | 0 | 0 | 0 | 0 | 0 | 0 | 0 | 0 | 0
F2_Residential_Manufactured Home Moderate Income_Existing_Secondary Heating_Natural Gas_Fireplace_E1 | F2 | Residential | Manufactured Home Moderate Income | Existing | Secondary Heating | Natural Gas | Fireplace | E1 | RVT - Cost of Operation | 206.8943 | 207.6015 | 208.8927 | 209.9862 | 209.7204 | 210.2647 | 211.5618 | 212.6789 | 214.0509 | 215.3529 | 216.6233 | 217.8274 | 219.1287 | 220.3618 | 221.4029 | 222.327 | 223.1092 | 223.8103 | 224.3154 | 224.7113 | 224.8293 | 224.7254 | 224.4423 | 224.109 | 223.5662 | 222.8776 | 222.0445 | 221.1035 | 219.9229 | 218.6188 | 217.0748 | 215.4135 | 213.4301
F2_Residential_Manufactured Home Moderate Income_Existing_Secondary Heating_Natural Gas_Fireplace_E2 | F2 | Residential | Manufactured Home Moderate Income | Existing | Secondary Heating | Natural Gas | Fireplace | E2 | RVT - Cost of Operation | 172.0504 | 172.6384 | 173.7122 | 174.6215 | 174.4004 | 174.8531 | 175.9317 | 176.8607 | 178.0016 | 179.0844 | 180.1408 | 181.1421 | 182.2243 | 183.2497 | 184.1155 | 184.8839 | 185.5344 | 186.1174 | 186.5374 | 186.8667 | 186.9648 | 186.8784 | 186.643 | 186.3658 | 185.9144 | 185.3418 | 184.6491 | 183.8665 | 182.8847 | 181.8002 | 180.5163 | 179.1348 | 177.4854
F2_Residential_Manufactured Home Moderate Income_Existing_Secondary Heating_Natural Gas_Fireplace_E3 | F2 | Residential | Manufactured Home Moderate Income | Existing | Secondary Heating | Natural Gas | Fireplace | E3 | RVT - Cost of Operation | 164.1473 | 164.7083 | 165.7328 | 166.6003 | 166.3894 | 166.8213 | 167.8504 | 168.7367 | 169.8252 | 170.8582 | 171.8661 | 172.8214 | 173.8539 | 174.8322 | 175.6582 | 176.3914 | 177.012 | 177.5682 | 177.9689 | 178.2831 | 178.3767 | 178.2942 | 178.0697 | 177.8052 | 177.3745 | 176.8282 | 176.1673 | 175.4207 | 174.484 | 173.4493 | 172.2244 | 170.9063 | 169.3327
F2_Residential_Manufactured Home Moderate Income_Existing_Secondary Heating_Natural Gas_Fireplace_E4 | F2 | Residential | Manufactured Home Moderate Income | Existing | Secondary Heating | Natural Gas | Fireplace | E4 | RVT - Cost of Operation | 0 | 0 | 0 | 0 | 0 | 0 | 0 | 0 | 0 | 0 | 0 | 0 | 0 | 0 | 0 | 0 | 0 | 0 | 0 | 0 | 0 | 0 | 0 | 0 | 0 | 0 | 0 | 0 | 0 | 0 | 0 | 0 | 0
F2_Residential_Manufactured Home Moderate Income_Existing_Secondary Heating_Natural Gas_Fireplace_E5 | F2 | Residential | Manufactured Home Moderate Income | Existing | Secondary Heating | Natural Gas | Fireplace | E5 | RVT - Cost of Operation | 0 | 0 | 0 | 0 | 0 | 0 | 0 | 0 | 0 | 0 | 0 | 0 | 0 | 0 | 0 | 0 | 0 | 0 | 0 | 0 | 0 | 0 | 0 | 0 | 0 | 0 | 0 | 0 | 0 | 0 | 0 | 0 | 0
F2_Residential_Manufactured Home Moderate Income_Existing_Secondary Heating_Natural Gas_Fireplace_E6 | F2 | Residential | Manufactured Home Moderate Income | Existing | Secondary Heating | Natural Gas | Fireplace | E6 | RVT - Cost of Operation | 0 | 0 | 0 | 0 | 0 | 0 | 0 | 0 | 0 | 0 | 0 | 0 | 0 | 0 | 0 | 0 | 0 | 0 | 0 | 0 | 0 | 0 | 0 | 0 | 0 | 0 | 0 | 0 | 0 | 0 | 0 | 0 | 0
F2_Residential_Manufactured Home Moderate Income_Existing_Secondary Heating_Natural Gas_Fireplace_E7 | F2 | Residential | Manufactured Home Moderate Income | Existing | Secondary Heating | Natural Gas | Fireplace | E7 | RVT - Cost of Operation | 0 | 0 | 0 | 0 | 0 | 0 | 0 | 0 | 0 | 0 | 0 | 0 | 0 | 0 | 0 | 0 | 0 | 0 | 0 | 0 | 0 | 0 | 0 | 0 | 0 | 0 | 0 | 0 | 0 | 0 | 0 | 0 | 0
F2_Residential_Manufactured Home Moderate Income_Existing_Secondary Heating_Natural Gas_Fireplace_E8 | F2 | Residential | Manufactured Home Moderate Income | Existing | Secondary Heating | Natural Gas | Fireplace | E8 | RVT - Cost of Operation | 0 | 0 | 0 | 0 | 0 | 0 | 0 | 0 | 0 | 0 | 0 | 0 | 0 | 0 | 0 | 0 | 0 | 0 | 0 | 0 | 0 | 0 | 0 | 0 | 0 | 0 | 0 | 0 | 0 | 0 | 0 | 0 | 0
F2_Residential_Manufactured Home Moderate Income_Existing_Secondary Heating_Natural Gas_Fireplace_E9 | F2 | Residential | Manufactured Home Moderate Income | Existing | Secondary Heating | Natural Gas | Fireplace | E9 | RVT - Cost of Operation | 0 | 0 | 0 | 0 | 0 | 0 | 0 | 0 | 0 | 0 | 0 | 0 | 0 | 0 | 0 | 0 | 0 | 0 | 0 | 0 | 0 | 0 | 0 | 0 | 0 | 0 | 0 | 0 | 0 | 0 | 0 | 0 | 0
F2_Residential_Manufactured Home Moderate Income_Existing_Secondary Heating_Natural Gas_Fireplace_E10 | F2 | Residential | Manufactured Home Moderate Income | Existing | Secondary Heating | Natural Gas | Fireplace | E10 | RVT - Cost of Operation | 0 | 0 | 0 | 0 | 0 | 0 | 0 | 0 | 0 | 0 | 0 | 0 | 0 | 0 | 0 | 0 | 0 | 0 | 0 | 0 | 0 | 0 | 0 | 0 | 0 | 0 | 0 | 0 | 0 | 0 | 0 | 0 | 0
F3_Residential_Manufactured Home Moderate Income_Existing_Secondary Heating_Natural Gas_Fireplace_E1 | F3 | Residential | Manufactured Home Moderate Income | Existing | Secondary Heating | Natural Gas | Fireplace | E1 | System - kBTUs of Consumption | 296.7502 | 296.7502 | 296.7502 | 296.7502 | 296.7502 | 296.7502 | 296.7502 | 296.7502 | 296.7502 | 296.7502 | 296.7502 | 296.7502 | 296.7502 | 296.7502 | 296.7502 | 296.7502 | 296.7502 | 296.7502 | 296.7502 | 296.7502 | 296.7502 | 296.7502 | 296.7502 | 296.7502 | 296.7502 | 296.7502 | 296.7502 | 296.7502 | 296.7502 | 296.7502 | 296.7502 | 296.7502 | 296.7502
F3_Residential_Manufactured Home Moderate Income_Existing_Secondary Heating_Natural Gas_Fireplace_E2 | F3 | Residential | Manufactured Home Moderate Income | Existing | Secondary Heating | Natural Gas | Fireplace | E2 | System - kBTUs of Consumption | 323.7563 | 323.7563 | 323.7563 | 323.7563 | 323.7563 | 323.7563 | 323.7563 | 323.7563 | 323.7563 | 323.7563 | 323.7563 | 323.7563 | 323.7563 | 323.7563 | 323.7563 | 323.7563 | 323.7563 | 323.7563 | 323.7563 | 323.7563 | 323.7563 | 323.7563 | 323.7563 | 323.7563 | 323.7563 | 323.7563 | 323.7563 | 323.7563 | 323.7563 | 323.7563 | 323.7563 | 323.7563 | 323.7563
F3_Residential_Manufactured Home Moderate Income_Existing_Secondary Heating_Natural Gas_Fireplace_E3 | F3 | Residential | Manufactured Home Moderate Income | Existing | Secondary Heating | Natural Gas | Fireplace | E3 | System - kBTUs of Consumption | 329.9912 | 329.9912 | 329.9912 | 329.9912 | 329.9912 | 329.9912 | 329.9912 | 329.9912 | 329.9912 | 329.9912 | 329.9912 | 329.9912 | 329.9912 | 329.9912 | 329.9912 | 329.9912 | 329.9912 | 329.9912 | 329.9912 | 329.9912 | 329.9912 | 329.9912 | 329.9912 | 329.9912 | 329.9912 | 329.9912 | 329.9912 | 329.9912 | 329.9912 | 329.9912 | 329.9912 | 329.9912 | 329.9912
F3_Residential_Manufactured Home Moderate Income_Existing_Secondary Heating_Natural Gas_Fireplace_E4 | F3 | Residential | Manufactured Home Moderate Income | Existing | Secondary Heating | Natural Gas | Fireplace | E4 | System - kBTUs of Consumption | 0 | 0 | 0 | 0 | 0 | 0 | 0 | 0 | 0 | 0 | 0 | 0 | 0 | 0 | 0 | 0 | 0 | 0 | 0 | 0 | 0 | 0 | 0 | 0 | 0 | 0 | 0 | 0 | 0 | 0 | 0 | 0 | 0
F3_Residential_Manufactured Home Moderate Income_Existing_Secondary Heating_Natural Gas_Fireplace_E5 | F3 | Residential | Manufactured Home Moderate Income | Existing | Secondary Heating | Natural Gas | Fireplace | E5 | System - kBTUs of Consumption | 0 | 0 | 0 | 0 | 0 | 0 | 0 | 0 | 0 | 0 | 0 | 0 | 0 | 0 | 0 | 0 | 0 | 0 | 0 | 0 | 0 | 0 | 0 | 0 | 0 | 0 | 0 | 0 | 0 | 0 | 0 | 0 | 0
F3_Residential_Manufactured Home Moderate Income_Existing_Secondary Heating_Natural Gas_Fireplace_E6 | F3 | Residential | Manufactured Home Moderate Income | Existing | Secondary Heating | Natural Gas | Fireplace | E6 | System - kBTUs of Consumption | 0 | 0 | 0 | 0 | 0 | 0 | 0 | 0 | 0 | 0 | 0 | 0 | 0 | 0 | 0 | 0 | 0 | 0 | 0 | 0 | 0 | 0 | 0 | 0 | 0 | 0 | 0 | 0 | 0 | 0 | 0 | 0 | 0
F3_Residential_Manufactured Home Moderate Income_Existing_Secondary Heating_Natural Gas_Fireplace_E7 | F3 | Residential | Manufactured Home Moderate Income | Existing | Secondary Heating | Natural Gas | Fireplace | E7 | System - kBTUs of Consumption | 0 | 0 | 0 | 0 | 0 | 0 | 0 | 0 | 0 | 0 | 0 | 0 | 0 | 0 | 0 | 0 | 0 | 0 | 0 | 0 | 0 | 0 | 0 | 0 | 0 | 0 | 0 | 0 | 0 | 0 | 0 | 0 | 0
F3_Residential_Manufactured Home Moderate Income_Existing_Secondary Heating_Natural Gas_Fireplace_E8 | F3 | Residential | Manufactured Home Moderate Income | Existing | Secondary Heating | Natural Gas | Fireplace | E8 | System - kBTUs of Consumption | 0 | 0 | 0 | 0 | 0 | 0 | 0 | 0 | 0 | 0 | 0 | 0 | 0 | 0 | 0 | 0 | 0 | 0 | 0 | 0 | 0 | 0 | 0 | 0 | 0 | 0 | 0 | 0 | 0 | 0 | 0 | 0 | 0
F3_Residential_Manufactured Home Moderate Income_Existing_Secondary Heating_Natural Gas_Fireplace_E9 | F3 | Residential | Manufactured Home Moderate Income | Existing | Secondary Heating | Natural Gas | Fireplace | E9 | System - kBTUs of Consumption | 0 | 0 | 0 | 0 | 0 | 0 | 0 | 0 | 0 | 0 | 0 | 0 | 0 | 0 | 0 | 0 | 0 | 0 | 0 | 0 | 0 | 0 | 0 | 0 | 0 | 0 | 0 | 0 | 0 | 0 | 0 | 0 | 0
F3_Residential_Manufactured Home Moderate Income_Existing_Secondary Heating_Natural Gas_Fireplace_E10 | F3 | Residential | Manufactured Home Moderate Income | Existing | Secondary Heating | Natural Gas | Fireplace | E10 | System - kBTUs of Consumption | 0 | 0 | 0 | 0 | 0 | 0 | 0 | 0 | 0 | 0 | 0 | 0 | 0 | 0 | 0 | 0 | 0 | 0 | 0 | 0 | 0 | 0 | 0 | 0 | 0 | 0 | 0 | 0 | 0 | 0 | 0 | 0 | 0
F4_Residential_Manufactured Home Moderate Income_Existing_Secondary Heating_Natural Gas_Fireplace_E1 | F4 | Residential | Manufactured Home Moderate Income | Existing | Secondary Heating | Natural Gas | Fireplace | E1 | Utility - Cost of Equipment | 206.8943 | 207.6015 | 208.8927 | 209.9862 | 209.7204 | 210.2647 | 211.5618 | 212.6789 | 214.0509 | 215.3529 | 216.6233 | 217.8274 | 219.1287 | 220.3618 | 221.4029 | 222.327 | 223.1092 | 223.8103 | 224.3154 | 224.7113 | 224.8293 | 224.7254 | 224.4423 | 224.109 | 223.5662 | 222.8776 | 222.0445 | 221.1035 | 219.9229 | 218.6188 | 217.0748 | 215.4135 | 213.4301
F4_Residential_Manufactured Home Moderate Income_Existing_Secondary Heating_Natural Gas_Fireplace_E2 | F4 | Residential | Manufactured Home Moderate Income | Existing | Secondary Heating | Natural Gas | Fireplace | E2 | Utility - Cost of Equipment | 172.0504 | 172.6384 | 173.7122 | 174.6215 | 174.4004 | 174.8531 | 175.9317 | 176.8607 | 178.0016 | 179.0844 | 180.1408 | 181.1421 | 182.2243 | 183.2497 | 184.1155 | 184.8839 | 185.5344 | 186.1174 | 186.5374 | 186.8667 | 186.9648 | 186.8784 | 186.643 | 186.3658 | 185.9144 | 185.3418 | 184.6491 | 183.8665 | 182.8847 | 181.8002 | 180.5163 | 179.1348 | 177.4854
F4_Residential_Manufactured Home Moderate Income_Existing_Secondary Heating_Natural Gas_Fireplace_E3 | F4 | Residential | Manufactured Home Moderate Income | Existing | Secondary Heating | Natural Gas | Fireplace | E3 | Utility - Cost of Equipment | 164.1473 | 164.7083 | 165.7328 | 166.6003 | 166.3894 | 166.8213 | 167.8504 | 168.7367 | 169.8252 | 170.8582 | 171.8661 | 172.8214 | 173.8539 | 174.8322 | 175.6582 | 176.3914 | 177.012 | 177.5682 | 177.9689 | 178.2831 | 178.3767 | 178.2942 | 178.0697 | 177.8052 | 177.3745 | 176.8282 | 176.1673 | 175.4207 | 174.484 | 173.4493 | 172.2244 | 170.9063 | 169.3327
F4_Residential_Manufactured Home Moderate Income_Existing_Secondary Heating_Natural Gas_Fireplace_E4 | F4 | Residential | Manufactured Home Moderate Income | Existing | Secondary Heating | Natural Gas | Fireplace | E4 | Utility - Cost of Equipment | 0 | 0 | 0 | 0 | 0 | 0 | 0 | 0 | 0 | 0 | 0 | 0 | 0 | 0 | 0 | 0 | 0 | 0 | 0 | 0 | 0 | 0 | 0 | 0 | 0 | 0 | 0 | 0 | 0 | 0 | 0 | 0 | 0
F4_Residential_Manufactured Home Moderate Income_Existing_Secondary Heating_Natural Gas_Fireplace_E5 | F4 | Residential | Manufactured Home Moderate Income | Existing | Secondary Heating | Natural Gas | Fireplace | E5 | Utility - Cost of Equipment | 0 | 0 | 0 | 0 | 0 | 0 | 0 | 0 | 0 | 0 | 0 | 0 | 0 | 0 | 0 | 0 | 0 | 0 | 0 | 0 | 0 | 0 | 0 | 0 | 0 | 0 | 0 | 0 | 0 | 0 | 0 | 0 | 0
F4_Residential_Manufactured Home Moderate Income_Existing_Secondary Heating_Natural Gas_Fireplace_E6 | F4 | Residential | Manufactured Home Moderate Income | Existing | Secondary Heating | Natural Gas | Fireplace | E6 | Utility - Cost of Equipment | 0 | 0 | 0 | 0 | 0 | 0 | 0 | 0 | 0 | 0 | 0 | 0 | 0 | 0 | 0 | 0 | 0 | 0 | 0 | 0 | 0 | 0 | 0 | 0 | 0 | 0 | 0 | 0 | 0 | 0 | 0 | 0 | 0
F4_Residential_Manufactured Home Moderate Income_Existing_Secondary Heating_Natural Gas_Fireplace_E7 | F4 | Residential | Manufactured Home Moderate Income | Existing | Secondary Heating | Natural Gas | Fireplace | E7 | Utility - Cost of Equipment | 0 | 0 | 0 | 0 | 0 | 0 | 0 | 0 | 0 | 0 | 0 | 0 | 0 | 0 | 0 | 0 | 0 | 0 | 0 | 0 | 0 | 0 | 0 | 0 | 0 | 0 | 0 | 0 | 0 | 0 | 0 | 0 | 0
F4_Residential_Manufactured Home Moderate Income_Existing_Secondary Heating_Natural Gas_Fireplace_E8 | F4 | Residential | Manufactured Home Moderate Income | Existing | Secondary Heating | Natural Gas | Fireplace | E8 | Utility - Cost of Equipment | 0 | 0 | 0 | 0 | 0 | 0 | 0 | 0 | 0 | 0 | 0 | 0 | 0 | 0 | 0 | 0 | 0 | 0 | 0 | 0 | 0 | 0 | 0 | 0 | 0 | 0 | 0 | 0 | 0 | 0 | 0 | 0 | 0
F4_Residential_Manufactured Home Moderate Income_Existing_Secondary Heating_Natural Gas_Fireplace_E9 | F4 | Residential | Manufactured Home Moderate Income | Existing | Secondary Heating | Natural Gas | Fireplace | E9 | Utility - Cost of Equipment | 0 | 0 | 0 | 0 | 0 | 0 | 0 | 0 | 0 | 0 | 0 | 0 | 0 | 0 | 0 | 0 | 0 | 0 | 0 | 0 | 0 | 0 | 0 | 0 | 0 | 0 | 0 | 0 | 0 | 0 | 0 | 0 | 0
F4_Residential_Manufactured Home Moderate Income_Existing_Secondary Heating_Natural Gas_Fireplace_E10 | F4 | Residential | Manufactured Home Moderate Income | Existing | Secondary Heating | Natural Gas | Fireplace | E10 | Utility - Cost of Equipment | 0 | 0 | 0 | 0 | 0 | 0 | 0 | 0 | 0 | 0 | 0 | 0 | 0 | 0 | 0 | 0 | 0 | 0 | 0 | 0 | 0 | 0 | 0 | 0 | 0 | 0 | 0 | 0 | 0 | 0 | 0 | 0 | 0
F5_Residential_Manufactured Home Moderate Income_Existing_Secondary Heating_Natural Gas_Fireplace_E1 | F5 | Residential | Manufactured Home Moderate Income | Existing | Secondary Heating | Natural Gas | Fireplace | E1 | Utility - Cost of Operation | 296.7502 | 296.7502 | 296.7502 | 296.7502 | 296.7502 | 296.7502 | 296.7502 | 296.7502 | 296.7502 | 296.7502 | 296.7502 | 296.7502 | 296.7502 | 296.7502 | 296.7502 | 296.7502 | 296.7502 | 296.7502 | 296.7502 | 296.7502 | 296.7502 | 296.7502 | 296.7502 | 296.7502 | 296.7502 | 296.7502 | 296.7502 | 296.7502 | 296.7502 | 296.7502 | 296.7502 | 296.7502 | 296.7502
F5_Residential_Manufactured Home Moderate Income_Existing_Secondary Heating_Natural Gas_Fireplace_E2 | F5 | Residential | Manufactured Home Moderate Income | Existing | Secondary Heating | Natural Gas | Fireplace | E2 | Utility - Cost of Operation | 323.7563 | 323.7563 | 323.7563 | 323.7563 | 323.7563 | 323.7563 | 323.7563 | 323.7563 | 323.7563 | 323.7563 | 323.7563 | 323.7563 | 323.7563 | 323.7563 | 323.7563 | 323.7563 | 323.7563 | 323.7563 | 323.7563 | 323.7563 | 323.7563 | 323.7563 | 323.7563 | 323.7563 | 323.7563 | 323.7563 | 323.7563 | 323.7563 | 323.7563 | 323.7563 | 323.7563 | 323.7563 | 323.7563
F5_Residential_Manufactured Home Moderate Income_Existing_Secondary Heating_Natural Gas_Fireplace_E3 | F5 | Residential | Manufactured Home Moderate Income | Existing | Secondary Heating | Natural Gas | Fireplace | E3 | Utility - Cost of Operation | 329.9912 | 329.9912 | 329.9912 | 329.9912 | 329.9912 | 329.9912 | 329.9912 | 329.9912 | 329.9912 | 329.9912 | 329.9912 | 329.9912 | 329.9912 | 329.9912 | 329.9912 | 329.9912 | 329.9912 | 329.9912 | 329.9912 | 329.9912 | 329.9912 | 329.9912 | 329.9912 | 329.9912 | 329.9912 | 329.9912 | 329.9912 | 329.9912 | 329.9912 | 329.9912 | 329.9912 | 329.9912 | 329.9912
F5_Residential_Manufactured Home Moderate Income_Existing_Secondary Heating_Natural Gas_Fireplace_E4 | F5 | Residential | Manufactured Home Moderate Income | Existing | Secondary Heating | Natural Gas | Fireplace | E4 | Utility - Cost of Operation | 0 | 0 | 0 | 0 | 0 | 0 | 0 | 0 | 0 | 0 | 0 | 0 | 0 | 0 | 0 | 0 | 0 | 0 | 0 | 0 | 0 | 0 | 0 | 0 | 0 | 0 | 0 | 0 | 0 | 0 | 0 | 0 | 0
F5_Residential_Manufactured Home Moderate Income_Existing_Secondary Heating_Natural Gas_Fireplace_E5 | F5 | Residential | Manufactured Home Moderate Income | Existing | Secondary Heating | Natural Gas | Fireplace | E5 | Utility - Cost of Operation | 0 | 0 | 0 | 0 | 0 | 0 | 0 | 0 | 0 | 0 | 0 | 0 | 0 | 0 | 0 | 0 | 0 | 0 | 0 | 0 | 0 | 0 | 0 | 0 | 0 | 0 | 0 | 0 | 0 | 0 | 0 | 0 | 0
F5_Residential_Manufactured Home Moderate Income_Existing_Secondary Heating_Natural Gas_Fireplace_E6 | F5 | Residential | Manufactured Home Moderate Income | Existing | Secondary Heating | Natural Gas | Fireplace | E6 | Utility - Cost of Operation | 0 | 0 | 0 | 0 | 0 | 0 | 0 | 0 | 0 | 0 | 0 | 0 | 0 | 0 | 0 | 0 | 0 | 0 | 0 | 0 | 0 | 0 | 0 | 0 | 0 | 0 | 0 | 0 | 0 | 0 | 0 | 0 | 0
F5_Residential_Manufactured Home Moderate Income_Existing_Secondary Heating_Natural Gas_Fireplace_E7 | F5 | Residential | Manufactured Home Moderate Income | Existing | Secondary Heating | Natural Gas | Fireplace | E7 | Utility - Cost of Operation | 0 | 0 | 0 | 0 | 0 | 0 | 0 | 0 | 0 | 0 | 0 | 0 | 0 | 0 | 0 | 0 | 0 | 0 | 0 | 0 | 0 | 0 | 0 | 0 | 0 | 0 | 0 | 0 | 0 | 0 | 0 | 0 | 0
F5_Residential_Manufactured Home Moderate Income_Existing_Secondary Heating_Natural Gas_Fireplace_E8 | F5 | Residential | Manufactured Home Moderate Income | Existing | Secondary Heating | Natural Gas | Fireplace | E8 | Utility - Cost of Operation | 0 | 0 | 0 | 0 | 0 | 0 | 0 | 0 | 0 | 0 | 0 | 0 | 0 | 0 | 0 | 0 | 0 | 0 | 0 | 0 | 0 | 0 | 0 | 0 | 0 | 0 | 0 | 0 | 0 | 0 | 0 | 0 | 0
F5_Residential_Manufactured Home Moderate Income_Existing_Secondary Heating_Natural Gas_Fireplace_E9 | F5 | Residential | Manufactured Home Moderate Income | Existing | Secondary Heating | Natural Gas | Fireplace | E9 | Utility - Cost of Operation | 0 | 0 | 0 | 0 | 0 | 0 | 0 | 0 | 0 | 0 | 0 | 0 | 0 | 0 | 0 | 0 | 0 | 0 | 0 | 0 | 0 | 0 | 0 | 0 | 0 | 0 | 0 | 0 | 0 | 0 | 0 | 0 | 0
F5_Residential_Manufactured Home Moderate Income_Existing_Secondary Heating_Natural Gas_Fireplace_E10 | F5 | Residential | Manufactured Home Moderate Income | Existing | Secondary Heating | Natural Gas | Fireplace | E10 | Utility - Cost of Operation | 0 | 0 | 0 | 0 | 0 | 0 | 0 | 0 | 0 | 0 | 0 | 0 | 0 | 0 | 0 | 0 | 0 | 0 | 0 | 0 | 0 | 0 | 0 | 0 | 0 | 0 | 0 | 0 | 0 | 0 | 0 | 0 | 0
F6_Residential_Manufactured Home Moderate Income_Existing_Secondary Heating_Natural Gas_Fireplace_E1 | F6 | Residential | Manufactured Home Moderate Income | Existing | Secondary Heating | Natural Gas | Fireplace | E1 | Utility - Value of Sales | 132.8996 | 133.1895 | 133.6933 | 134.0341 | 133.6596 | 133.284 | 132.9074 | 132.5297 | 132.151 | 131.7712 | 131.3903 | 131.0084 | 130.6253 | 130.2439 | 129.8668 | 129.497 | 129.1371 | 128.7899 | 128.4583 | 128.1449 | 127.8528 | 127.5846 | 127.3403 | 127.1202 | 126.9242 | 126.7525 | 126.6051 | 126.482 | 126.3834 | 126.3094 | 126.2599 | 126.2351 | 126.2351
F6_Residential_Manufactured Home Moderate Income_Existing_Secondary Heating_Natural Gas_Fireplace_E2 | F6 | Residential | Manufactured Home Moderate Income | Existing | Secondary Heating | Natural Gas | Fireplace | E2 | Utility - Value of Sales | 110.5174 | 110.7585 | 111.1774 | 111.4609 | 111.1494 | 110.8371 | 110.5239 | 110.2098 | 109.8949 | 109.5791 | 109.2623 | 108.9447 | 108.6261 | 108.3089 | 107.9954 | 107.6878 | 107.3886 | 107.0999 | 106.8241 | 106.5635 | 106.3205 | 106.0975 | 105.8944 | 105.7113 | 105.5484 | 105.4056 | 105.283 | 105.1806 | 105.0987 | 105.0371 | 104.9959 | 104.9753 | 104.9753
F6_Residential_Manufactured Home Moderate Income_Existing_Secondary Heating_Natural Gas_Fireplace_E3 | F6 | Residential | Manufactured Home Moderate Income | Existing | Secondary Heating | Natural Gas | Fireplace | E3 | Utility - Value of Sales | 105.4409 | 105.6708 | 106.0706 | 106.341 | 106.0438 | 105.7459 | 105.447 | 105.1474 | 104.8469 | 104.5456 | 104.2434 | 103.9403 | 103.6364 | 103.3338 | 103.0347 | 102.7413 | 102.4557 | 102.1803 | 101.9171 | 101.6686 | 101.4367 | 101.2239 | 101.0302 | 100.8555 | 100.7001 | 100.5638 | 100.4468 | 100.3492 | 100.271 | 100.2122 | 100.173 | 100.1533 | 100.1533
F6_Residential_Manufactured Home Moderate Income_Existing_Secondary Heating_Natural Gas_Fireplace_E4 | F6 | Residential | Manufactured Home Moderate Income | Existing | Secondary Heating | Natural Gas | Fireplace | E4 | Utility - Value of Sales | 0 | 0 | 0 | 0 | 0 | 0 | 0 | 0 | 0 | 0 | 0 | 0 | 0 | 0 | 0 | 0 | 0 | 0 | 0 | 0 | 0 | 0 | 0 | 0 | 0 | 0 | 0 | 0 | 0 | 0 | 0 | 0 | 0
F6_Residential_Manufactured Home Moderate Income_Existing_Secondary Heating_Natural Gas_Fireplace_E5 | F6 | Residential | Manufactured Home Moderate Income | Existing | Secondary Heating | Natural Gas | Fireplace | E5 | Utility - Value of Sales | 0 | 0 | 0 | 0 | 0 | 0 | 0 | 0 | 0 | 0 | 0 | 0 | 0 | 0 | 0 | 0 | 0 | 0 | 0 | 0 | 0 | 0 | 0 | 0 | 0 | 0 | 0 | 0 | 0 | 0 | 0 | 0 | 0
F6_Residential_Manufactured Home Moderate Income_Existing_Secondary Heating_Natural Gas_Fireplace_E6 | F6 | Residential | Manufactured Home Moderate Income | Existing | Secondary Heating | Natural Gas | Fireplace | E6 | Utility - Value of Sales | 0 | 0 | 0 | 0 | 0 | 0 | 0 | 0 | 0 | 0 | 0 | 0 | 0 | 0 | 0 | 0 | 0 | 0 | 0 | 0 | 0 | 0 | 0 | 0 | 0 | 0 | 0 | 0 | 0 | 0 | 0 | 0 | 0
F6_Residential_Manufactured Home Moderate Income_Existing_Secondary Heating_Natural Gas_Fireplace_E7 | F6 | Residential | Manufactured Home Moderate Income | Existing | Secondary Heating | Natural Gas | Fireplace | E7 | Utility - Value of Sales | 0 | 0 | 0 | 0 | 0 | 0 | 0 | 0 | 0 | 0 | 0 | 0 | 0 | 0 | 0 | 0 | 0 | 0 | 0 | 0 | 0 | 0 | 0 | 0 | 0 | 0 | 0 | 0 | 0 | 0 | 0 | 0 | 0
F6_Residential_Manufactured Home Moderate Income_Existing_Secondary Heating_Natural Gas_Fireplace_E8 | F6 | Residential | Manufactured Home Moderate Income | Existing | Secondary Heating | Natural Gas | Fireplace | E8 | Utility - Value of Sales | 0 | 0 | 0 | 0 | 0 | 0 | 0 | 0 | 0 | 0 | 0 | 0 | 0 | 0 | 0 | 0 | 0 | 0 | 0 | 0 | 0 | 0 | 0 | 0 | 0 | 0 | 0 | 0 | 0 | 0 | 0 | 0 | 0
F6_Residential_Manufactured Home Moderate Income_Existing_Secondary Heating_Natural Gas_Fireplace_E9 | F6 | Residential | Manufactured Home Moderate Income | Existing | Secondary Heating | Natural Gas | Fireplace | E9 | Utility - Value of Sales | 0 | 0 | 0 | 0 | 0 | 0 | 0 | 0 | 0 | 0 | 0 | 0 | 0 | 0 | 0 | 0 | 0 | 0 | 0 | 0 | 0 | 0 | 0 | 0 | 0 | 0 | 0 | 0 | 0 | 0 | 0 | 0 | 0
F6_Residential_Manufactured Home Moderate Income_Existing_Secondary Heating_Natural Gas_Fireplace_E10 | F6 | Residential | Manufactured Home Moderate Income | Existing | Secondary Heating | Natural Gas | Fireplace | E10 | Utility - Value of Sales | 0 | 0 | 0 | 0 | 0 | 0 | 0 | 0 | 0 | 0 | 0 | 0 | 0 | 0 | 0 | 0 | 0 | 0 | 0 | 0 | 0 | 0 | 0 | 0 | 0 | 0 | 0 | 0 | 0 | 0 | 0 | 0 | 0
F1_Residential_Manufactured Home Moderate Income_Existing_Water Heating_Natural Gas_Water Heater (<= 55 gal)_E1 | F1 | Residential | Manufactured Home Moderate Income | Existing | Water Heating | Natural Gas | Water Heater (<= 55 gal) | E1 | RVT - Cost of Equipment | 255.1211 | 255.8682 | 257.5439 | 258.9528 | 258.3797 | 259.7617 | 262.8743 | 265.4577 | 268.5636 | 271.5931 | 274.6471 | 277.5383 | 280.6145 | 283.7929 | 286.8907 | 290.059 | 293.2402 | 296.4686 | 299.5729 | 302.5576 | 305.1708 | 307.5652 | 309.4015 | 311.0019 | 312.1611 | 312.9378 | 313.4584 | 313.6603 | 313.4251 | 312.8963 | 311.8128 | 310.4632 | 308.6321
F1_Residential_Manufactured Home Moderate Income_Existing_Water Heating_Natural Gas_Water Heater (<= 55 gal)_E2 | F1 | Residential | Manufactured Home Moderate Income | Existing | Water Heating | Natural Gas | Water Heater (<= 55 gal) | E2 | RVT - Cost of Equipment | 231.2035 | 231.8806 | 233.3991 | 234.676 | 234.1566 | 235.4091 | 238.2299 | 240.5711 | 243.3857 | 246.1313 | 248.8989 | 251.5191 | 254.3069 | 257.1873 | 259.9947 | 262.8659 | 265.7489 | 268.6747 | 271.4879 | 274.1928 | 276.5611 | 278.731 | 280.3951 | 281.8454 | 282.896 | 283.5999 | 284.0717 | 284.2546 | 284.0415 | 283.5623 | 282.5803 | 281.3573 | 279.6978
F1_Residential_Manufactured Home Moderate Income_Existing_Water Heating_Natural Gas_Water Heater (<= 55 gal)_E3 | F1 | Residential | Manufactured Home Moderate Income | Existing | Water Heating | Natural Gas | Water Heater (<= 55 gal) | E3 | RVT - Cost of Equipment | 182.6793 | 183.2143 | 184.4141 | 185.423 | 185.0126 | 186.0022 | 188.231 | 190.0809 | 192.3048 | 194.4741 | 196.6609 | 198.7311 | 200.9339 | 203.2097 | 205.4279 | 207.6965 | 209.9745 | 212.2862 | 214.509 | 216.6462 | 218.5174 | 220.2319 | 221.5467 | 222.6927 | 223.5228 | 224.0789 | 224.4517 | 224.5963 | 224.4279 | 224.0492 | 223.2733 | 222.307 | 220.9958
F1_Residential_Manufactured Home Moderate Income_Existing_Water Heating_Natural Gas_Water Heater (<= 55 gal)_E4 | F1 | Residential | Manufactured Home Moderate Income | Existing | Water Heating | Natural Gas | Water Heater (<= 55 gal) | E4 | RVT - Cost of Equipment | 173.5841 | 174.4767 | 175.828 | 177.0673 | 177.3615 | 178.6274 | 180.7448 | 182.6411 | 184.7607 | 186.8057 | 188.8064 | 190.6643 | 192.526 | 194.35 | 196.0132 | 197.588 | 199.0274 | 200.4228 | 201.6923 | 202.9086 | 203.9653 | 204.965 | 205.7594 | 206.5304 | 207.0889 | 207.4631 | 207.714 | 207.8112 | 207.6979 | 207.4432 | 206.9211 | 206.2709 | 205.3887
F1_Residential_Manufactured Home Moderate Income_Existing_Water Heating_Natural Gas_Water Heater (<= 55 gal)_E5 | F1 | Residential | Manufactured Home Moderate Income | Existing | Water Heating | Natural Gas | Water Heater (<= 55 gal) | E5 | RVT - Cost of Equipment | 165.954 | 166.8074 | 168.0993 | 169.2841 | 169.5654 | 170.7757 | 172.8 | 174.6129 | 176.6394 | 178.5944 | 180.5072 | 182.2834 | 184.0633 | 185.8071 | 187.3973 | 188.9028 | 190.279 | 191.613 | 192.8267 | 193.9895 | 194.9998 | 195.9555 | 196.715 | 197.4522 | 197.9861 | 198.3439 | 198.5837 | 198.6767 | 198.5684 | 198.3248 | 197.8257 | 197.204 | 196.3606
F1_Residential_Manufactured Home Moderate Income_Existing_Water Heating_Natural Gas_Water Heater (<= 55 gal)_E6 | F1 | Residential | Manufactured Home Moderate Income | Existing | Water Heating | Natural Gas | Water Heater (<= 55 gal) | E6 | RVT - Cost of Equipment | 139.5945 | 140.0034 | 140.9202 | 141.6912 | 141.3776 | 142.1338 | 143.8369 | 145.2505 | 146.9499 | 148.6076 | 150.2786 | 151.8606 | 153.5438 | 155.2829 | 156.9779 | 158.7115 | 160.4522 | 162.2187 | 163.9172 | 165.5504 | 166.9803 | 168.2904 | 169.2951 | 170.1708 | 170.8051 | 171.2301 | 171.515 | 171.6254 | 171.4968 | 171.2074 | 170.6145 | 169.8761 | 168.8742
F1_Residential_Manufactured Home Moderate Income_Existing_Water Heating_Natural Gas_Water Heater (<= 55 gal)_E7 | F1 | Residential | Manufactured Home Moderate Income | Existing | Water Heating | Natural Gas | Water Heater (<= 55 gal) | E7 | RVT - Cost of Equipment | 0 | 0 | 0 | 0 | 113.9803 | 114.5897 | 115.9731 | 117.1354 | 118.5351 | 119.8946 | 121.2587 | 122.5457 | 123.9067 | 125.2816 | 126.5666 | 127.8297 | 129.0407 | 130.2825 | 131.493 | 132.6845 | 133.7501 | 134.7788 | 135.6261 | 136.4496 | 137.0667 | 137.4892 | 137.7661 | 137.8562 | 137.7513 | 137.5153 | 137.0319 | 136.4298 | 135.6128
F1_Residential_Manufactured Home Moderate Income_Existing_Water Heating_Natural Gas_Water Heater (<= 55 gal)_E8 | F1 | Residential | Manufactured Home Moderate Income | Existing | Water Heating | Natural Gas | Water Heater (<= 55 gal) | E8 | RVT - Cost of Equipment | 0 | 0 | 0 | 0 | 0 | 0 | 0 | 0 | 0 | 0 | 0 | 0 | 0 | 0 | 0 | 0 | 0 | 0 | 0 | 0 | 0 | 0 | 0 | 0 | 0 | 0 | 0 | 0 | 0 | 0 | 0 | 0 | 0
F1_Residential_Manufactured Home Moderate Income_Existing_Water Heating_Natural Gas_Water Heater (<= 55 gal)_E9 | F1 | Residential | Manufactured Home Moderate Income | Existing | Water Heating | Natural Gas | Water Heater (<= 55 gal) | E9 | RVT - Cost of Equipment | 0 | 0 | 0 | 0 | 0 | 0 | 0 | 0 | 0 | 0 | 0 | 0 | 0 | 0 | 0 | 0 | 0 | 0 | 0 | 0 | 0 | 0 | 0 | 0 | 0 | 0 | 0 | 0 | 0 | 0 | 0 | 0 | 0
F1_Residential_Manufactured Home Moderate Income_Existing_Water Heating_Natural Gas_Water Heater (<= 55 gal)_E10 | F1 | Residential | Manufactured Home Moderate Income | Existing | Water Heating | Natural Gas | Water Heater (<= 55 gal) | E10 | RVT - Cost of Equipment | 0 | 0 | 0 | 0 | 0 | 0 | 0 | 0 | 0 | 0 | 0 | 0 | 0 | 0 | 0 | 0 | 0 | 0 | 0 | 0 | 0 | 0 | 0 | 0 | 0 | 0 | 0 | 0 | 0 | 0 | 0 | 0 | 0
F2_Residential_Manufactured Home Moderate Income_Existing_Water Heating_Natural Gas_Water Heater (<= 55 gal)_E1 | F2 | Residential | Manufactured Home Moderate Income | Existing | Water Heating | Natural Gas | Water Heater (<= 55 gal) | E1 | RVT - Cost of Operation | 254.7097 | 255.4557 | 257.1286 | 258.5353 | 257.9631 | 259.3429 | 262.4505 | 265.0297 | 268.1306 | 271.1552 | 274.2042 | 277.0908 | 280.1621 | 283.3353 | 286.4281 | 289.5913 | 292.7674 | 295.9906 | 299.0898 | 302.0698 | 304.6788 | 307.0693 | 308.9026 | 310.5004 | 311.6578 | 312.4332 | 312.953 | 313.1545 | 312.9198 | 312.3918 | 311.31 | 309.9626 | 308.1344
F2_Residential_Manufactured Home Moderate Income_Existing_Water Heating_Natural Gas_Water Heater (<= 55 gal)_E2 | F2 | Residential | Manufactured Home Moderate Income | Existing | Water Heating | Natural Gas | Water Heater (<= 55 gal) | E2 | RVT - Cost of Operation | 230.8307 | 231.5067 | 233.0228 | 234.2976 | 233.7791 | 235.0295 | 237.8458 | 240.1832 | 242.9933 | 245.7344 | 248.4976 | 251.1136 | 253.8969 | 256.7726 | 259.5755 | 262.4421 | 265.3205 | 268.2415 | 271.0502 | 273.7507 | 276.1151 | 278.2815 | 279.943 | 281.391 | 282.4399 | 283.1426 | 283.6136 | 283.7963 | 283.5836 | 283.1051 | 282.1247 | 280.9036 | 279.2468
F2_Residential_Manufactured Home Moderate Income_Existing_Water Heating_Natural Gas_Water Heater (<= 55 gal)_E3 | F2 | Residential | Manufactured Home Moderate Income | Existing | Water Heating | Natural Gas | Water Heater (<= 55 gal) | E3 | RVT - Cost of Operation | 182.3847 | 182.9189 | 184.1168 | 185.124 | 184.7143 | 185.7023 | 187.9275 | 189.7744 | 191.9947 | 194.1605 | 196.3438 | 198.4107 | 200.6099 | 202.8821 | 205.0967 | 207.3617 | 209.6359 | 211.9439 | 214.1631 | 216.2969 | 218.1651 | 219.8768 | 221.1895 | 222.3336 | 223.1624 | 223.7176 | 224.0898 | 224.2341 | 224.066 | 223.688 | 222.9133 | 221.9485 | 220.6395
F2_Residential_Manufactured Home Moderate Income_Existing_Water Heating_Natural Gas_Water Heater (<= 55 gal)_E4 | F2 | Residential | Manufactured Home Moderate Income | Existing | Water Heating | Natural Gas | Water Heater (<= 55 gal) | E4 | RVT - Cost of Operation | 173.3042 | 174.1954 | 175.5445 | 176.7818 | 177.0756 | 178.3394 | 180.4534 | 182.3466 | 184.4628 | 186.5045 | 188.502 | 190.3568 | 192.2156 | 194.0366 | 195.6972 | 197.2694 | 198.7065 | 200.0996 | 201.3671 | 202.5814 | 203.6364 | 204.6345 | 205.4276 | 206.1974 | 206.755 | 207.1286 | 207.3791 | 207.4762 | 207.3631 | 207.1087 | 206.5875 | 205.9383 | 205.0575
F2_Residential_Manufactured Home Moderate Income_Existing_Water Heating_Natural Gas_Water Heater (<= 55 gal)_E5 | F2 | Residential | Manufactured Home Moderate Income | Existing | Water Heating | Natural Gas | Water Heater (<= 55 gal) | E5 | RVT - Cost of Operation | 165.6864 | 166.5384 | 167.8283 | 169.0112 | 169.292 | 170.5003 | 172.5214 | 174.3314 | 176.3546 | 178.3065 | 180.2162 | 181.9895 | 183.7666 | 185.5075 | 187.0951 | 188.5983 | 189.9722 | 191.304 | 192.5158 | 193.6767 | 194.6854 | 195.6396 | 196.3978 | 197.1338 | 197.6669 | 198.0241 | 198.2635 | 198.3563 | 198.2482 | 198.005 | 197.5067 | 196.8861 | 196.044
F2_Residential_Manufactured Home Moderate Income_Existing_Water Heating_Natural Gas_Water Heater (<= 55 gal)_E6 | F2 | Residential | Manufactured Home Moderate Income | Existing | Water Heating | Natural Gas | Water Heater (<= 55 gal) | E6 | RVT - Cost of Operation | 139.3695 | 139.7776 | 140.693 | 141.4627 | 141.1496 | 141.9046 | 143.605 | 145.0163 | 146.7129 | 148.3679 | 150.0363 | 151.6157 | 153.2962 | 155.0325 | 156.7248 | 158.4556 | 160.1935 | 161.9571 | 163.6529 | 165.2835 | 166.711 | 168.019 | 169.0222 | 169.8964 | 170.5297 | 170.954 | 171.2384 | 171.3487 | 171.2203 | 170.9314 | 170.3394 | 169.6022 | 168.6019
F2_Residential_Manufactured Home Moderate Income_Existing_Water Heating_Natural Gas_Water Heater (<= 55 gal)_E7 | F2 | Residential | Manufactured Home Moderate Income | Existing | Water Heating | Natural Gas | Water Heater (<= 55 gal) | E7 | RVT - Cost of Operation | 0 | 0 | 0 | 0 | 113.7965 | 114.4049 | 115.7861 | 116.9466 | 118.344 | 119.7013 | 121.0632 | 122.3481 | 123.7069 | 125.0796 | 126.3625 | 127.6236 | 128.8326 | 130.0724 | 131.2809 | 132.4706 | 133.5344 | 134.5615 | 135.4074 | 136.2296 | 136.8457 | 137.2675 | 137.544 | 137.6339 | 137.5292 | 137.2936 | 136.8109 | 136.2098 | 135.3942
F2_Residential_Manufactured Home Moderate Income_Existing_Water Heating_Natural Gas_Water Heater (<= 55 gal)_E8 | F2 | Residential | Manufactured Home Moderate Income | Existing | Water Heating | Natural Gas | Water Heater (<= 55 gal) | E8 | RVT - Cost of Operation | 0 | 0 | 0 | 0 | 0 | 0 | 0 | 0 | 0 | 0 | 0 | 0 | 0 | 0 | 0 | 0 | 0 | 0 | 0 | 0 | 0 | 0 | 0 | 0 | 0 | 0 | 0 | 0 | 0 | 0 | 0 | 0 | 0
F2_Residential_Manufactured Home Moderate Income_Existing_Water Heating_Natural Gas_Water Heater (<= 55 gal)_E9 | F2 | Residential | Manufactured Home Moderate Income | Existing | Water Heating | Natural Gas | Water Heater (<= 55 gal) | E9 | RVT - Cost of Operation | 0 | 0 | 0 | 0 | 0 | 0 | 0 | 0 | 0 | 0 | 0 | 0 | 0 | 0 | 0 | 0 | 0 | 0 | 0 | 0 | 0 | 0 | 0 | 0 | 0 | 0 | 0 | 0 | 0 | 0 | 0 | 0 | 0
F2_Residential_Manufactured Home Moderate Income_Existing_Water Heating_Natural Gas_Water Heater (<= 55 gal)_E10 | F2 | Residential | Manufactured Home Moderate Income | Existing | Water Heating | Natural Gas | Water Heater (<= 55 gal) | E10 | RVT - Cost of Operation | 0 | 0 | 0 | 0 | 0 | 0 | 0 | 0 | 0 | 0 | 0 | 0 | 0 | 0 | 0 | 0 | 0 | 0 | 0 | 0 | 0 | 0 | 0 | 0 | 0 | 0 | 0 | 0 | 0 | 0 | 0 | 0 | 0
F3_Residential_Manufactured Home Moderate Income_Existing_Water Heating_Natural Gas_Water Heater (<= 55 gal)_E1 | F3 | Residential | Manufactured Home Moderate Income | Existing | Water Heating | Natural Gas | Water Heater (<= 55 gal) | E1 | System - kBTUs of Consumption | 108.75 | 108.75 | 108.75 | 108.75 | 108.75 | 108.75 | 108.75 | 108.75 | 108.75 | 108.75 | 108.75 | 108.75 | 108.75 | 108.75 | 108.75 | 108.75 | 108.75 | 108.75 | 108.75 | 108.75 | 108.75 | 108.75 | 108.75 | 108.75 | 108.75 | 108.75 | 108.75 | 108.75 | 108.75 | 108.75 | 108.75 | 108.75 | 108.75
F3_Residential_Manufactured Home Moderate Income_Existing_Water Heating_Natural Gas_Water Heater (<= 55 gal)_E2 | F3 | Residential | Manufactured Home Moderate Income | Existing | Water Heating | Natural Gas | Water Heater (<= 55 gal) | E2 | System - kBTUs of Consumption | 122.6873 | 122.6873 | 122.6873 | 122.6873 | 122.6873 | 122.6873 | 122.6873 | 122.6873 | 122.6873 | 122.6873 | 122.6873 | 122.6873 | 122.6873 | 122.6873 | 122.6873 | 122.6873 | 122.6873 | 122.6873 | 122.6873 | 122.6873 | 122.6873 | 122.6873 | 122.6873 | 122.6873 | 122.6873 | 122.6873 | 122.6873 | 122.6873 | 122.6873 | 122.6873 | 122.6873 | 122.6873 | 122.6873
F3_Residential_Manufactured Home Moderate Income_Existing_Water Heating_Natural Gas_Water Heater (<= 55 gal)_E3 | F3 | Residential | Manufactured Home Moderate Income | Existing | Water Heating | Natural Gas | Water Heater (<= 55 gal) | E3 | System - kBTUs of Consumption | 346.2727 | 346.2727 | 346.2727 | 346.2727 | 346.2727 | 346.2727 | 346.2727 | 346.2727 | 346.2727 | 346.2727 | 346.2727 | 346.2727 | 346.2727 | 346.2727 | 346.2727 | 346.2727 | 346.2727 | 346.2727 | 346.2727 | 346.2727 | 346.2727 | 346.2727 | 346.2727 | 346.2727 | 346.2727 | 346.2727 | 346.2727 | 346.2727 | 346.2727 | 346.2727 | 346.2727 | 346.2727 | 346.2727
F3_Residential_Manufactured Home Moderate Income_Existing_Water Heating_Natural Gas_Water Heater (<= 55 gal)_E4 | F3 | Residential | Manufactured Home Moderate Income | Existing | Water Heating | Natural Gas | Water Heater (<= 55 gal) | E4 | System - kBTUs of Consumption | 160.3908 | 160.3908 | 160.3908 | 160.3908 | 160.3908 | 160.3908 | 160.3908 | 160.3908 | 160.3908 | 160.3908 | 160.3908 | 160.3908 | 160.3908 | 160.3908 | 160.3908 | 160.3908 | 160.3908 | 160.3908 | 160.3908 | 160.3908 | 160.3908 | 160.3908 | 160.3908 | 160.3908 | 160.3908 | 160.3908 | 160.3908 | 160.3908 | 160.3908 | 160.3908 | 160.3908 | 160.3908 | 160.3908
F3_Residential_Manufactured Home Moderate Income_Existing_Water Heating_Natural Gas_Water Heater (<= 55 gal)_E5 | F3 | Residential | Manufactured Home Moderate Income | Existing | Water Heating | Natural Gas | Water Heater (<= 55 gal) | E5 | System - kBTUs of Consumption | 181.9005 | 181.9005 | 181.9005 | 181.9005 | 181.9005 | 181.9005 | 181.9005 | 181.9005 | 181.9005 | 181.9005 | 181.9005 | 181.9005 | 181.9005 | 181.9005 | 181.9005 | 181.9005 | 181.9005 | 181.9005 | 181.9005 | 181.9005 | 181.9005 | 181.9005 | 181.9005 | 181.9005 | 181.9005 | 181.9005 | 181.9005 | 181.9005 | 181.9005 | 181.9005 | 181.9005 | 181.9005 | 181.9005
F3_Residential_Manufactured Home Moderate Income_Existing_Water Heating_Natural Gas_Water Heater (<= 55 gal)_E6 | F3 | Residential | Manufactured Home Moderate Income | Existing | Water Heating | Natural Gas | Water Heater (<= 55 gal) | E6 | System - kBTUs of Consumption | 501.237 | 501.237 | 501.237 | 501.237 | 501.237 | 501.237 | 501.237 | 501.237 | 501.237 | 501.237 | 501.237 | 501.237 | 501.237 | 501.237 | 501.237 | 501.237 | 501.237 | 501.237 | 501.237 | 501.237 | 501.237 | 501.237 | 501.237 | 501.237 | 501.237 | 501.237 | 501.237 | 501.237 | 501.237 | 501.237 | 501.237 | 501.237 | 501.237
F3_Residential_Manufactured Home Moderate Income_Existing_Water Heating_Natural Gas_Water Heater (<= 55 gal)_E7 | F3 | Residential | Manufactured Home Moderate Income | Existing | Water Heating | Natural Gas | Water Heater (<= 55 gal) | E7 | System - kBTUs of Consumption | 0 | 0 | 0 | 0 | 593.764 | 593.764 | 593.764 | 593.764 | 593.764 | 593.764 | 593.764 | 593.764 | 593.764 | 593.764 | 593.764 | 593.764 | 593.764 | 593.764 | 593.764 | 593.764 | 593.764 | 593.764 | 593.764 | 593.764 | 593.764 | 593.764 | 593.764 | 593.764 | 593.764 | 593.764 | 593.764 | 593.764 | 593.764
F3_Residential_Manufactured Home Moderate Income_Existing_Water Heating_Natural Gas_Water Heater (<= 55 gal)_E8 | F3 | Residential | Manufactured Home Moderate Income | Existing | Water Heating | Natural Gas | Water Heater (<= 55 gal) | E8 | System - kBTUs of Consumption | 0 | 0 | 0 | 0 | 0 | 0 | 0 | 0 | 0 | 0 | 0 | 0 | 0 | 0 | 0 | 0 | 0 | 0 | 0 | 0 | 0 | 0 | 0 | 0 | 0 | 0 | 0 | 0 | 0 | 0 | 0 | 0 | 0
F3_Residential_Manufactured Home Moderate Income_Existing_Water Heating_Natural Gas_Water Heater (<= 55 gal)_E9 | F3 | Residential | Manufactured Home Moderate Income | Existing | Water Heating | Natural Gas | Water Heater (<= 55 gal) | E9 | System - kBTUs of Consumption | 0 | 0 | 0 | 0 | 0 | 0 | 0 | 0 | 0 | 0 | 0 | 0 | 0 | 0 | 0 | 0 | 0 | 0 | 0 | 0 | 0 | 0 | 0 | 0 | 0 | 0 | 0 | 0 | 0 | 0 | 0 | 0 | 0
F3_Residential_Manufactured Home Moderate Income_Existing_Water Heating_Natural Gas_Water Heater (<= 55 gal)_E10 | F3 | Residential | Manufactured Home Moderate Income | Existing | Water Heating | Natural Gas | Water Heater (<= 55 gal) | E10 | System - kBTUs of Consumption | 0 | 0 | 0 | 0 | 0 | 0 | 0 | 0 | 0 | 0 | 0 | 0 | 0 | 0 | 0 | 0 | 0 | 0 | 0 | 0 | 0 | 0 | 0 | 0 | 0 | 0 | 0 | 0 | 0 | 0 | 0 | 0 | 0
F4_Residential_Manufactured Home Moderate Income_Existing_Water Heating_Natural Gas_Water Heater (<= 55 gal)_E1 | F4 | Residential | Manufactured Home Moderate Income | Existing | Water Heating | Natural Gas | Water Heater (<= 55 gal) | E1 | Utility - Cost of Equipment | 254.7097 | 255.4557 | 257.1286 | 258.5353 | 257.9631 | 259.3429 | 262.4505 | 265.0297 | 268.1306 | 271.1552 | 274.2042 | 277.0908 | 280.1621 | 283.3353 | 286.4281 | 289.5913 | 292.7674 | 295.9906 | 299.0898 | 302.0698 | 304.6788 | 307.0693 | 308.9026 | 310.5004 | 311.6578 | 312.4332 | 312.953 | 313.1545 | 312.9198 | 312.3918 | 311.31 | 309.9626 | 308.1344
F4_Residential_Manufactured Home Moderate Income_Existing_Water Heating_Natural Gas_Water Heater (<= 55 gal)_E2 | F4 | Residential | Manufactured Home Moderate Income | Existing | Water Heating | Natural Gas | Water Heater (<= 55 gal) | E2 | Utility - Cost of Equipment | 230.8307 | 231.5067 | 233.0228 | 234.2976 | 233.7791 | 235.0295 | 237.8458 | 240.1832 | 242.9933 | 245.7344 | 248.4976 | 251.1136 | 253.8969 | 256.7726 | 259.5755 | 262.4421 | 265.3205 | 268.2415 | 271.0502 | 273.7507 | 276.1151 | 278.2815 | 279.943 | 281.391 | 282.4399 | 283.1426 | 283.6136 | 283.7963 | 283.5836 | 283.1051 | 282.1247 | 280.9036 | 279.2468
F4_Residential_Manufactured Home Moderate Income_Existing_Water Heating_Natural Gas_Water Heater (<= 55 gal)_E3 | F4 | Residential | Manufactured Home Moderate Income | Existing | Water Heating | Natural Gas | Water Heater (<= 55 gal) | E3 | Utility - Cost of Equipment | 182.3847 | 182.9189 | 184.1168 | 185.124 | 184.7143 | 185.7023 | 187.9275 | 189.7744 | 191.9947 | 194.1605 | 196.3438 | 198.4107 | 200.6099 | 202.8821 | 205.0967 | 207.3617 | 209.6359 | 211.9439 | 214.1631 | 216.2969 | 218.1651 | 219.8768 | 221.1895 | 222.3336 | 223.1624 | 223.7176 | 224.0898 | 224.2341 | 224.066 | 223.688 | 222.9133 | 221.9485 | 220.6395
F4_Residential_Manufactured Home Moderate Income_Existing_Water Heating_Natural Gas_Water Heater (<= 55 gal)_E4 | F4 | Residential | Manufactured Home Moderate Income | Existing | Water Heating | Natural Gas | Water Heater (<= 55 gal) | E4 | Utility - Cost of Equipment | 173.3042 | 174.1954 | 175.5445 | 176.7818 | 177.0756 | 178.3394 | 180.4534 | 182.3466 | 184.4628 | 186.5045 | 188.502 | 190.3568 | 192.2156 | 194.0366 | 195.6972 | 197.2694 | 198.7065 | 200.0996 | 201.3671 | 202.5814 | 203.6364 | 204.6345 | 205.4276 | 206.1974 | 206.755 | 207.1286 | 207.3791 | 207.4762 | 207.3631 | 207.1087 | 206.5875 | 205.9383 | 205.0575
F4_Residential_Manufactured Home Moderate Income_Existing_Water Heating_Natural Gas_Water Heater (<= 55 gal)_E5 | F4 | Residential | Manufactured Home Moderate Income | Existing | Water Heating | Natural Gas | Water Heater (<= 55 gal) | E5 | Utility - Cost of Equipment | 165.6864 | 166.5384 | 167.8283 | 169.0112 | 169.292 | 170.5003 | 172.5214 | 174.3314 | 176.3546 | 178.3065 | 180.2162 | 181.9895 | 183.7666 | 185.5075 | 187.0951 | 188.5983 | 189.9722 | 191.304 | 192.5158 | 193.6767 | 194.6854 | 195.6396 | 196.3978 | 197.1338 | 197.6669 | 198.0241 | 198.2635 | 198.3563 | 198.2482 | 198.005 | 197.5067 | 196.8861 | 196.044
F4_Residential_Manufactured Home Moderate Income_Existing_Water Heating_Natural Gas_Water Heater (<= 55 gal)_E6 | F4 | Residential | Manufactured Home Moderate Income | Existing | Water Heating | Natural Gas | Water Heater (<= 55 gal) | E6 | Utility - Cost of Equipment | 139.3695 | 139.7776 | 140.693 | 141.4627 | 141.1496 | 141.9046 | 143.605 | 145.0163 | 146.7129 | 148.3679 | 150.0363 | 151.6157 | 153.2962 | 155.0325 | 156.7248 | 158.4556 | 160.1935 | 161.9571 | 163.6529 | 165.2835 | 166.711 | 168.019 | 169.0222 | 169.8964 | 170.5297 | 170.954 | 171.2384 | 171.3487 | 171.2203 | 170.9314 | 170.3394 | 169.6022 | 168.6019
F4_Residential_Manufactured Home Moderate Income_Existing_Water Heating_Natural Gas_Water Heater (<= 55 gal)_E7 | F4 | Residential | Manufactured Home Moderate Income | Existing | Water Heating | Natural Gas | Water Heater (<= 55 gal) | E7 | Utility - Cost of Equipment | 0 | 0 | 0 | 0 | 113.7965 | 114.4049 | 115.7861 | 116.9466 | 118.344 | 119.7013 | 121.0632 | 122.3481 | 123.7069 | 125.0796 | 126.3625 | 127.6236 | 128.8326 | 130.0724 | 131.2809 | 132.4706 | 133.5344 | 134.5615 | 135.4074 | 136.2296 | 136.8457 | 137.2675 | 137.544 | 137.6339 | 137.5292 | 137.2936 | 136.8109 | 136.2098 | 135.3942
F4_Residential_Manufactured Home Moderate Income_Existing_Water Heating_Natural Gas_Water Heater (<= 55 gal)_E8 | F4 | Residential | Manufactured Home Moderate Income | Existing | Water Heating | Natural Gas | Water Heater (<= 55 gal) | E8 | Utility - Cost of Equipment | 0 | 0 | 0 | 0 | 0 | 0 | 0 | 0 | 0 | 0 | 0 | 0 | 0 | 0 | 0 | 0 | 0 | 0 | 0 | 0 | 0 | 0 | 0 | 0 | 0 | 0 | 0 | 0 | 0 | 0 | 0 | 0 | 0
F4_Residential_Manufactured Home Moderate Income_Existing_Water Heating_Natural Gas_Water Heater (<= 55 gal)_E9 | F4 | Residential | Manufactured Home Moderate Income | Existing | Water Heating | Natural Gas | Water Heater (<= 55 gal) | E9 | Utility - Cost of Equipment | 0 | 0 | 0 | 0 | 0 | 0 | 0 | 0 | 0 | 0 | 0 | 0 | 0 | 0 | 0 | 0 | 0 | 0 | 0 | 0 | 0 | 0 | 0 | 0 | 0 | 0 | 0 | 0 | 0 | 0 | 0 | 0 | 0
F4_Residential_Manufactured Home Moderate Income_Existing_Water Heating_Natural Gas_Water Heater (<= 55 gal)_E10 | F4 | Residential | Manufactured Home Moderate Income | Existing | Water Heating | Natural Gas | Water Heater (<= 55 gal) | E10 | Utility - Cost of Equipment | 0 | 0 | 0 | 0 | 0 | 0 | 0 | 0 | 0 | 0 | 0 | 0 | 0 | 0 | 0 | 0 | 0 | 0 | 0 | 0 | 0 | 0 | 0 | 0 | 0 | 0 | 0 | 0 | 0 | 0 | 0 | 0 | 0
F5_Residential_Manufactured Home Moderate Income_Existing_Water Heating_Natural Gas_Water Heater (<= 55 gal)_E1 | F5 | Residential | Manufactured Home Moderate Income | Existing | Water Heating | Natural Gas | Water Heater (<= 55 gal) | E1 | Utility - Cost of Operation | 108.75 | 108.75 | 108.75 | 108.75 | 108.75 | 108.75 | 108.75 | 108.75 | 108.75 | 108.75 | 108.75 | 108.75 | 108.75 | 108.75 | 108.75 | 108.75 | 108.75 | 108.75 | 108.75 | 108.75 | 108.75 | 108.75 | 108.75 | 108.75 | 108.75 | 108.75 | 108.75 | 108.75 | 108.75 | 108.75 | 108.75 | 108.75 | 108.75
F5_Residential_Manufactured Home Moderate Income_Existing_Water Heating_Natural Gas_Water Heater (<= 55 gal)_E2 | F5 | Residential | Manufactured Home Moderate Income | Existing | Water Heating | Natural Gas | Water Heater (<= 55 gal) | E2 | Utility - Cost of Operation | 122.6873 | 122.6873 | 122.6873 | 122.6873 | 122.6873 | 122.6873 | 122.6873 | 122.6873 | 122.6873 | 122.6873 | 122.6873 | 122.6873 | 122.6873 | 122.6873 | 122.6873 | 122.6873 | 122.6873 | 122.6873 | 122.6873 | 122.6873 | 122.6873 | 122.6873 | 122.6873 | 122.6873 | 122.6873 | 122.6873 | 122.6873 | 122.6873 | 122.6873 | 122.6873 | 122.6873 | 122.6873 | 122.6873
F5_Residential_Manufactured Home Moderate Income_Existing_Water Heating_Natural Gas_Water Heater (<= 55 gal)_E3 | F5 | Residential | Manufactured Home Moderate Income | Existing | Water Heating | Natural Gas | Water Heater (<= 55 gal) | E3 | Utility - Cost of Operation | 346.2727 | 346.2727 | 346.2727 | 346.2727 | 346.2727 | 346.2727 | 346.2727 | 346.2727 | 346.2727 | 346.2727 | 346.2727 | 346.2727 | 346.2727 | 346.2727 | 346.2727 | 346.2727 | 346.2727 | 346.2727 | 346.2727 | 346.2727 | 346.2727 | 346.2727 | 346.2727 | 346.2727 | 346.2727 | 346.2727 | 346.2727 | 346.2727 | 346.2727 | 346.2727 | 346.2727 | 346.2727 | 346.2727
F5_Residential_Manufactured Home Moderate Income_Existing_Water Heating_Natural Gas_Water Heater (<= 55 gal)_E4 | F5 | Residential | Manufactured Home Moderate Income | Existing | Water Heating | Natural Gas | Water Heater (<= 55 gal) | E4 | Utility - Cost of Operation | 160.3908 | 160.3908 | 160.3908 | 160.3908 | 160.3908 | 160.3908 | 160.3908 | 160.3908 | 160.3908 | 160.3908 | 160.3908 | 160.3908 | 160.3908 | 160.3908 | 160.3908 | 160.3908 | 160.3908 | 160.3908 | 160.3908 | 160.3908 | 160.3908 | 160.3908 | 160.3908 | 160.3908 | 160.3908 | 160.3908 | 160.3908 | 160.3908 | 160.3908 | 160.3908 | 160.3908 | 160.3908 | 160.3908
F5_Residential_Manufactured Home Moderate Income_Existing_Water Heating_Natural Gas_Water Heater (<= 55 gal)_E5 | F5 | Residential | Manufactured Home Moderate Income | Existing | Water Heating | Natural Gas | Water Heater (<= 55 gal) | E5 | Utility - Cost of Operation | 181.9005 | 181.9005 | 181.9005 | 181.9005 | 181.9005 | 181.9005 | 181.9005 | 181.9005 | 181.9005 | 181.9005 | 181.9005 | 181.9005 | 181.9005 | 181.9005 | 181.9005 | 181.9005 | 181.9005 | 181.9005 | 181.9005 | 181.9005 | 181.9005 | 181.9005 | 181.9005 | 181.9005 | 181.9005 | 181.9005 | 181.9005 | 181.9005 | 181.9005 | 181.9005 | 181.9005 | 181.9005 | 181.9005
F5_Residential_Manufactured Home Moderate Income_Existing_Water Heating_Natural Gas_Water Heater (<= 55 gal)_E6 | F5 | Residential | Manufactured Home Moderate Income | Existing | Water Heating | Natural Gas | Water Heater (<= 55 gal) | E6 | Utility - Cost of Operation | 501.237 | 501.237 | 501.237 | 501.237 | 501.237 | 501.237 | 501.237 | 501.237 | 501.237 | 501.237 | 501.237 | 501.237 | 501.237 | 501.237 | 501.237 | 501.237 | 501.237 | 501.237 | 501.237 | 501.237 | 501.237 | 501.237 | 501.237 | 501.237 | 501.237 | 501.237 | 501.237 | 501.237 | 501.237 | 501.237 | 501.237 | 501.237 | 501.237
F5_Residential_Manufactured Home Moderate Income_Existing_Water Heating_Natural Gas_Water Heater (<= 55 gal)_E7 | F5 | Residential | Manufactured Home Moderate Income | Existing | Water Heating | Natural Gas | Water Heater (<= 55 gal) | E7 | Utility - Cost of Operation | 0 | 0 | 0 | 0 | 593.764 | 593.764 | 593.764 | 593.764 | 593.764 | 593.764 | 593.764 | 593.764 | 593.764 | 593.764 | 593.764 | 593.764 | 593.764 | 593.764 | 593.764 | 593.764 | 593.764 | 593.764 | 593.764 | 593.764 | 593.764 | 593.764 | 593.764 | 593.764 | 593.764 | 593.764 | 593.764 | 593.764 | 593.764
F5_Residential_Manufactured Home Moderate Income_Existing_Water Heating_Natural Gas_Water Heater (<= 55 gal)_E8 | F5 | Residential | Manufactured Home Moderate Income | Existing | Water Heating | Natural Gas | Water Heater (<= 55 gal) | E8 | Utility - Cost of Operation | 0 | 0 | 0 | 0 | 0 | 0 | 0 | 0 | 0 | 0 | 0 | 0 | 0 | 0 | 0 | 0 | 0 | 0 | 0 | 0 | 0 | 0 | 0 | 0 | 0 | 0 | 0 | 0 | 0 | 0 | 0 | 0 | 0
F5_Residential_Manufactured Home Moderate Income_Existing_Water Heating_Natural Gas_Water Heater (<= 55 gal)_E9 | F5 | Residential | Manufactured Home Moderate Income | Existing | Water Heating | Natural Gas | Water Heater (<= 55 gal) | E9 | Utility - Cost of Operation | 0 | 0 | 0 | 0 | 0 | 0 | 0 | 0 | 0 | 0 | 0 | 0 | 0 | 0 | 0 | 0 | 0 | 0 | 0 | 0 | 0 | 0 | 0 | 0 | 0 | 0 | 0 | 0 | 0 | 0 | 0 | 0 | 0
F5_Residential_Manufactured Home Moderate Income_Existing_Water Heating_Natural Gas_Water Heater (<= 55 gal)_E10 | F5 | Residential | Manufactured Home Moderate Income | Existing | Water Heating | Natural Gas | Water Heater (<= 55 gal) | E10 | Utility - Cost of Operation | 0 | 0 | 0 | 0 | 0 | 0 | 0 | 0 | 0 | 0 | 0 | 0 | 0 | 0 | 0 | 0 | 0 | 0 | 0 | 0 | 0 | 0 | 0 | 0 | 0 | 0 | 0 | 0 | 0 | 0 | 0 | 0 | 0
F6_Residential_Manufactured Home Moderate Income_Existing_Water Heating_Natural Gas_Water Heater (<= 55 gal)_E1 | F6 | Residential | Manufactured Home Moderate Income | Existing | Water Heating | Natural Gas | Water Heater (<= 55 gal) | E1 | Utility - Value of Sales | 206.2799 | 207.482 | 209.1314 | 210.4795 | 210.4795 | 210.4795 | 210.4795 | 210.4795 | 210.4795 | 210.4795 | 210.4795 | 210.4795 | 210.4795 | 210.4795 | 210.4795 | 210.4795 | 210.4795 | 210.4795 | 210.4795 | 210.4795 | 210.4795 | 210.4795 | 210.4795 | 210.4795 | 210.4795 | 210.4795 | 210.4795 | 210.4795 | 210.4795 | 210.4795 | 210.4795 | 210.4795 | 210.4795
F6_Residential_Manufactured Home Moderate Income_Existing_Water Heating_Natural Gas_Water Heater (<= 55 gal)_E2 | F6 | Residential | Manufactured Home Moderate Income | Existing | Water Heating | Natural Gas | Water Heater (<= 55 gal) | E2 | Utility - Value of Sales | 186.9412 | 188.0305 | 189.5253 | 190.747 | 190.747 | 190.747 | 190.747 | 190.747 | 190.747 | 190.747 | 190.747 | 190.747 | 190.747 | 190.747 | 190.747 | 190.747 | 190.747 | 190.747 | 190.747 | 190.747 | 190.747 | 190.747 | 190.747 | 190.747 | 190.747 | 190.747 | 190.747 | 190.747 | 190.747 | 190.747 | 190.747 | 190.747 | 190.747
F6_Residential_Manufactured Home Moderate Income_Existing_Water Heating_Natural Gas_Water Heater (<= 55 gal)_E3 | F6 | Residential | Manufactured Home Moderate Income | Existing | Water Heating | Natural Gas | Water Heater (<= 55 gal) | E3 | Utility - Value of Sales | 147.7066 | 148.5673 | 149.7484 | 150.7137 | 150.7137 | 150.7137 | 150.7137 | 150.7137 | 150.7137 | 150.7137 | 150.7137 | 150.7137 | 150.7137 | 150.7137 | 150.7137 | 150.7137 | 150.7137 | 150.7137 | 150.7137 | 150.7137 | 150.7137 | 150.7137 | 150.7137 | 150.7137 | 150.7137 | 150.7137 | 150.7137 | 150.7137 | 150.7137 | 150.7137 | 150.7137 | 150.7137 | 150.7137
F6_Residential_Manufactured Home Moderate Income_Existing_Water Heating_Natural Gas_Water Heater (<= 55 gal)_E4 | F6 | Residential | Manufactured Home Moderate Income | Existing | Water Heating | Natural Gas | Water Heater (<= 55 gal) | E4 | Utility - Value of Sales | 138.4999 | 139.0207 | 139.7355 | 140.3197 | 140.3197 | 140.3197 | 140.3197 | 140.3197 | 140.3197 | 140.3197 | 140.3197 | 140.3197 | 140.3197 | 140.3197 | 140.3197 | 140.3197 | 140.3197 | 140.3197 | 140.3197 | 140.3197 | 140.3197 | 140.3197 | 140.3197 | 140.3197 | 140.3197 | 140.3197 | 140.3197 | 140.3197 | 140.3197 | 140.3197 | 140.3197 | 140.3197 | 140.3197
F6_Residential_Manufactured Home Moderate Income_Existing_Water Heating_Natural Gas_Water Heater (<= 55 gal)_E5 | F6 | Residential | Manufactured Home Moderate Income | Existing | Water Heating | Natural Gas | Water Heater (<= 55 gal) | E5 | Utility - Value of Sales | 132.412 | 132.9099 | 133.5933 | 134.1518 | 134.1518 | 134.1518 | 134.1518 | 134.1518 | 134.1518 | 134.1518 | 134.1518 | 134.1518 | 134.1518 | 134.1518 | 134.1518 | 134.1518 | 134.1518 | 134.1518 | 134.1518 | 134.1518 | 134.1518 | 134.1518 | 134.1518 | 134.1518 | 134.1518 | 134.1518 | 134.1518 | 134.1518 | 134.1518 | 134.1518 | 134.1518 | 134.1518 | 134.1518
F6_Residential_Manufactured Home Moderate Income_Existing_Water Heating_Natural Gas_Water Heater (<= 55 gal)_E6 | F6 | Residential | Manufactured Home Moderate Income | Existing | Water Heating | Natural Gas | Water Heater (<= 55 gal) | E6 | Utility - Value of Sales | 112.8702 | 113.5279 | 114.4304 | 115.168 | 115.168 | 115.168 | 115.168 | 115.168 | 115.168 | 115.168 | 115.168 | 115.168 | 115.168 | 115.168 | 115.168 | 115.168 | 115.168 | 115.168 | 115.168 | 115.168 | 115.168 | 115.168 | 115.168 | 115.168 | 115.168 | 115.168 | 115.168 | 115.168 | 115.168 | 115.168 | 115.168 | 115.168 | 115.168
F6_Residential_Manufactured Home Moderate Income_Existing_Water Heating_Natural Gas_Water Heater (<= 55 gal)_E7 | F6 | Residential | Manufactured Home Moderate Income | Existing | Water Heating | Natural Gas | Water Heater (<= 55 gal) | E7 | Utility - Value of Sales | 0 | 0 | 0 | 0 | 93.9062 | 93.9062 | 93.9062 | 93.9062 | 93.9062 | 93.9062 | 93.9062 | 93.9062 | 93.9062 | 93.9062 | 93.9062 | 93.9062 | 93.9062 | 93.9062 | 93.9062 | 93.9062 | 93.9062 | 93.9062 | 93.9062 | 93.9062 | 93.9062 | 93.9062 | 93.9062 | 93.9062 | 93.9062 | 93.9062 | 93.9062 | 93.9062 | 93.9062
F6_Residential_Manufactured Home Moderate Income_Existing_Water Heating_Natural Gas_Water Heater (<= 55 gal)_E8 | F6 | Residential | Manufactured Home Moderate Income | Existing | Water Heating | Natural Gas | Water Heater (<= 55 gal) | E8 | Utility - Value of Sales | 0 | 0 | 0 | 0 | 0 | 0 | 0 | 0 | 0 | 0 | 0 | 0 | 0 | 0 | 0 | 0 | 0 | 0 | 0 | 0 | 0 | 0 | 0 | 0 | 0 | 0 | 0 | 0 | 0 | 0 | 0 | 0 | 0
F6_Residential_Manufactured Home Moderate Income_Existing_Water Heating_Natural Gas_Water Heater (<= 55 gal)_E9 | F6 | Residential | Manufactured Home Moderate Income | Existing | Water Heating | Natural Gas | Water Heater (<= 55 gal) | E9 | Utility - Value of Sales | 0 | 0 | 0 | 0 | 0 | 0 | 0 | 0 | 0 | 0 | 0 | 0 | 0 | 0 | 0 | 0 | 0 | 0 | 0 | 0 | 0 | 0 | 0 | 0 | 0 | 0 | 0 | 0 | 0 | 0 | 0 | 0 | 0
F6_Residential_Manufactured Home Moderate Income_Existing_Water Heating_Natural Gas_Water Heater (<= 55 gal)_E10 | F6 | Residential | Manufactured Home Moderate Income | Existing | Water Heating | Natural Gas | Water Heater (<= 55 gal) | E10 | Utility - Value of Sales | 0 | 0 | 0 | 0 | 0 | 0 | 0 | 0 | 0 | 0 | 0 | 0 | 0 | 0 | 0 | 0 | 0 | 0 | 0 | 0 | 0 | 0 | 0 | 0 | 0 | 0 | 0 | 0 | 0 | 0 | 0 | 0 | 0
F1_Residential_Manufactured Home Moderate Income_Existing_Water Heating_Natural Gas_Water Heater (> 55 gal)_E1 | F1 | Residential | Manufactured Home Moderate Income | Existing | Water Heating | Natural Gas | Water Heater (> 55 gal) | E1 | RVT - Cost of Equipment | 255.1211 | 255.8682 | 257.5439 | 258.9528 | 258.3797 | 259.7617 | 262.8743 | 265.4577 | 268.5636 | 271.5931 | 274.6471 | 277.5383 | 280.6145 | 283.7929 | 286.8907 | 290.059 | 293.2402 | 296.4686 | 299.5729 | 302.5576 | 305.1708 | 307.5652 | 309.4015 | 311.0019 | 312.1611 | 312.9378 | 313.4584 | 313.6603 | 313.4251 | 312.8963 | 311.8128 | 310.4632 | 308.6321
F1_Residential_Manufactured Home Moderate Income_Existing_Water Heating_Natural Gas_Water Heater (> 55 gal)_E2 | F1 | Residential | Manufactured Home Moderate Income | Existing | Water Heating | Natural Gas | Water Heater (> 55 gal) | E2 | RVT - Cost of Equipment | 248.5795 | 249.3075 | 250.9402 | 252.313 | 251.7546 | 253.1012 | 256.134 | 258.6511 | 261.6773 | 264.6292 | 267.6049 | 270.4219 | 273.4193 | 276.5162 | 279.5346 | 282.6216 | 285.7212 | 288.8668 | 291.8915 | 294.7997 | 297.3459 | 299.6789 | 301.4681 | 303.0274 | 304.157 | 304.9137 | 305.421 | 305.6177 | 305.3886 | 304.8733 | 303.8176 | 302.5026 | 300.7184
F1_Residential_Manufactured Home Moderate Income_Existing_Water Heating_Natural Gas_Water Heater (> 55 gal)_E3 | F1 | Residential | Manufactured Home Moderate Income | Existing | Water Heating | Natural Gas | Water Heater (> 55 gal) | E3 | RVT - Cost of Equipment | 239.3729 | 240.0739 | 241.6461 | 242.9681 | 242.4304 | 243.7271 | 246.6475 | 249.0715 | 251.9856 | 254.8281 | 257.6936 | 260.4063 | 263.2927 | 266.2748 | 269.1814 | 272.1541 | 275.139 | 278.1681 | 281.0807 | 283.8812 | 286.3331 | 288.5797 | 290.3026 | 291.8042 | 292.8919 | 293.6206 | 294.1091 | 294.2985 | 294.0779 | 293.5817 | 292.565 | 291.2988 | 289.5807
F1_Residential_Manufactured Home Moderate Income_Existing_Water Heating_Natural Gas_Water Heater (> 55 gal)_E4 | F1 | Residential | Manufactured Home Moderate Income | Existing | Water Heating | Natural Gas | Water Heater (> 55 gal) | E4 | RVT - Cost of Equipment | 227.455 | 228.6246 | 230.3953 | 232.0192 | 232.4048 | 234.0635 | 236.838 | 239.3228 | 242.1003 | 244.7799 | 247.4015 | 249.8359 | 252.2755 | 254.6655 | 256.8449 | 258.9085 | 260.7946 | 262.623 | 264.2865 | 265.8802 | 267.2649 | 268.5748 | 269.6157 | 270.6261 | 271.3579 | 271.8482 | 272.1769 | 272.3044 | 272.1559 | 271.8221 | 271.138 | 270.286 | 269.13
F1_Residential_Manufactured Home Moderate Income_Existing_Water Heating_Natural Gas_Water Heater (> 55 gal)_E5 | F1 | Residential | Manufactured Home Moderate Income | Existing | Water Heating | Natural Gas | Water Heater (> 55 gal) | E5 | RVT - Cost of Equipment | 217.457 | 218.5752 | 220.2681 | 221.8206 | 222.1892 | 223.775 | 226.4276 | 228.8031 | 231.4585 | 234.0203 | 236.5267 | 238.8541 | 241.1865 | 243.4714 | 245.555 | 247.5279 | 249.3311 | 251.0791 | 252.6695 | 254.1932 | 255.517 | 256.7693 | 257.7645 | 258.7304 | 259.4301 | 259.8989 | 260.2131 | 260.335 | 260.193 | 259.8739 | 259.2198 | 258.4053 | 257.3001
F1_Residential_Manufactured Home Moderate Income_Existing_Water Heating_Natural Gas_Water Heater (> 55 gal)_E6 | F1 | Residential | Manufactured Home Moderate Income | Existing | Water Heating | Natural Gas | Water Heater (> 55 gal) | E6 | RVT - Cost of Equipment | 182.917 | 183.4527 | 184.6541 | 185.6643 | 185.2534 | 186.2443 | 188.4759 | 190.3282 | 192.555 | 194.7271 | 196.9168 | 198.9897 | 201.1953 | 203.4742 | 205.6952 | 207.9668 | 210.2477 | 212.5624 | 214.7881 | 216.9281 | 218.8017 | 220.5185 | 221.835 | 222.9825 | 223.8136 | 224.3705 | 224.7438 | 224.8885 | 224.7199 | 224.3408 | 223.5639 | 222.5962 | 221.2834
F1_Residential_Manufactured Home Moderate Income_Existing_Water Heating_Natural Gas_Water Heater (> 55 gal)_E7 | F1 | Residential | Manufactured Home Moderate Income | Existing | Water Heating | Natural Gas | Water Heater (> 55 gal) | E7 | RVT - Cost of Equipment | 0 | 0 | 0 | 0 | 0 | 150.152 | 151.9647 | 153.4878 | 155.3219 | 157.1033 | 158.8907 | 160.5771 | 162.3605 | 164.1621 | 165.8459 | 167.501 | 169.0878 | 170.715 | 172.3011 | 173.8624 | 175.2587 | 176.6068 | 177.717 | 178.7961 | 179.6047 | 180.1583 | 180.5211 | 180.6391 | 180.5017 | 180.1925 | 179.559 | 178.7701 | 177.6996
F1_Residential_Manufactured Home Moderate Income_Existing_Water Heating_Natural Gas_Water Heater (> 55 gal)_E8 | F1 | Residential | Manufactured Home Moderate Income | Existing | Water Heating | Natural Gas | Water Heater (> 55 gal) | E8 | RVT - Cost of Equipment | 0 | 0 | 0 | 0 | 0 | 0 | 0 | 0 | 0 | 0 | 0 | 0 | 0 | 0 | 0 | 0 | 0 | 0 | 0 | 0 | 0 | 0 | 0 | 0 | 0 | 0 | 0 | 0 | 0 | 0 | 0 | 0 | 0
F1_Residential_Manufactured Home Moderate Income_Existing_Water Heating_Natural Gas_Water Heater (> 55 gal)_E9 | F1 | Residential | Manufactured Home Moderate Income | Existing | Water Heating | Natural Gas | Water Heater (> 55 gal) | E9 | RVT - Cost of Equipment | 0 | 0 | 0 | 0 | 0 | 0 | 0 | 0 | 0 | 0 | 0 | 0 | 0 | 0 | 0 | 0 | 0 | 0 | 0 | 0 | 0 | 0 | 0 | 0 | 0 | 0 | 0 | 0 | 0 | 0 | 0 | 0 | 0
F1_Residential_Manufactured Home Moderate Income_Existing_Water Heating_Natural Gas_Water Heater (> 55 gal)_E10 | F1 | Residential | Manufactured Home Moderate Income | Existing | Water Heating | Natural Gas | Water Heater (> 55 gal) | E10 | RVT - Cost of Equipment | 0 | 0 | 0 | 0 | 0 | 0 | 0 | 0 | 0 | 0 | 0 | 0 | 0 | 0 | 0 | 0 | 0 | 0 | 0 | 0 | 0 | 0 | 0 | 0 | 0 | 0 | 0 | 0 | 0 | 0 | 0 | 0 | 0
F2_Residential_Manufactured Home Moderate Income_Existing_Water Heating_Natural Gas_Water Heater (> 55 gal)_E1 | F2 | Residential | Manufactured Home Moderate Income | Existing | Water Heating | Natural Gas | Water Heater (> 55 gal) | E1 | RVT - Cost of Operation | 254.7097 | 255.4557 | 257.1286 | 258.5353 | 257.9631 | 259.3429 | 262.4505 | 265.0297 | 268.1306 | 271.1552 | 274.2042 | 277.0908 | 280.1621 | 283.3353 | 286.4281 | 289.5913 | 292.7674 | 295.9906 | 299.0898 | 302.0698 | 304.6788 | 307.0693 | 308.9026 | 310.5004 | 311.6578 | 312.4332 | 312.953 | 313.1545 | 312.9198 | 312.3918 | 311.31 | 309.9626 | 308.1344
F2_Residential_Manufactured Home Moderate Income_Existing_Water Heating_Natural Gas_Water Heater (> 55 gal)_E2 | F2 | Residential | Manufactured Home Moderate Income | Existing | Water Heating | Natural Gas | Water Heater (> 55 gal) | E2 | RVT - Cost of Operation | 248.1787 | 248.9055 | 250.5356 | 251.9062 | 251.3487 | 252.6931 | 255.721 | 258.2341 | 261.2554 | 264.2025 | 267.1734 | 269.9859 | 272.9784 | 276.0703 | 279.0838 | 282.1659 | 285.2605 | 288.4011 | 291.4209 | 294.3244 | 296.8665 | 299.1957 | 300.982 | 302.5388 | 303.6666 | 304.4221 | 304.9286 | 305.1249 | 304.8962 | 304.3818 | 303.3277 | 302.0148 | 300.2336
F2_Residential_Manufactured Home Moderate Income_Existing_Water Heating_Natural Gas_Water Heater (> 55 gal)_E3 | F2 | Residential | Manufactured Home Moderate Income | Existing | Water Heating | Natural Gas | Water Heater (> 55 gal) | E3 | RVT - Cost of Operation | 238.9869 | 239.6868 | 241.2565 | 242.5763 | 242.0395 | 243.3341 | 246.2498 | 248.6699 | 251.5793 | 254.4172 | 257.2781 | 259.9864 | 262.8681 | 265.8455 | 268.7474 | 271.7153 | 274.6953 | 277.7196 | 280.6275 | 283.4235 | 285.8714 | 288.1144 | 289.8345 | 291.3337 | 292.4197 | 293.1472 | 293.6349 | 293.824 | 293.6037 | 293.1084 | 292.0933 | 290.8291 | 289.1138
F2_Residential_Manufactured Home Moderate Income_Existing_Water Heating_Natural Gas_Water Heater (> 55 gal)_E4 | F2 | Residential | Manufactured Home Moderate Income | Existing | Water Heating | Natural Gas | Water Heater (> 55 gal) | E4 | RVT - Cost of Operation | 227.0883 | 228.256 | 230.0238 | 231.6451 | 232.0301 | 233.6861 | 236.4562 | 238.9369 | 241.7099 | 244.3852 | 247.0026 | 249.4331 | 251.8687 | 254.2549 | 256.4308 | 258.491 | 260.3741 | 262.1995 | 263.8603 | 265.4515 | 266.8339 | 268.1417 | 269.181 | 270.1897 | 270.9204 | 271.4099 | 271.7381 | 271.8653 | 271.7171 | 271.3838 | 270.7008 | 269.8502 | 268.696
F2_Residential_Manufactured Home Moderate Income_Existing_Water Heating_Natural Gas_Water Heater (> 55 gal)_E5 | F2 | Residential | Manufactured Home Moderate Income | Existing | Water Heating | Natural Gas | Water Heater (> 55 gal) | E5 | RVT - Cost of Operation | 217.1064 | 218.2228 | 219.9129 | 221.4629 | 221.8309 | 223.4142 | 226.0625 | 228.4342 | 231.0853 | 233.643 | 236.1453 | 238.469 | 240.7976 | 243.0788 | 245.1591 | 247.1288 | 248.9291 | 250.6743 | 252.2621 | 253.7833 | 255.105 | 256.3553 | 257.3489 | 258.3132 | 259.0118 | 259.4798 | 259.7935 | 259.9152 | 259.7735 | 259.4548 | 258.8019 | 257.9886 | 256.8852
F2_Residential_Manufactured Home Moderate Income_Existing_Water Heating_Natural Gas_Water Heater (> 55 gal)_E6 | F2 | Residential | Manufactured Home Moderate Income | Existing | Water Heating | Natural Gas | Water Heater (> 55 gal) | E6 | RVT - Cost of Operation | 182.6221 | 183.1569 | 184.3564 | 185.3649 | 184.9547 | 185.944 | 188.172 | 190.0213 | 192.2445 | 194.4132 | 196.5993 | 198.6689 | 200.8709 | 203.1461 | 205.3636 | 207.6315 | 209.9087 | 212.2197 | 214.4418 | 216.5783 | 218.4489 | 220.1629 | 221.4773 | 222.6229 | 223.4528 | 224.0087 | 224.3814 | 224.5259 | 224.3576 | 223.979 | 223.2034 | 222.2373 | 220.9266
F2_Residential_Manufactured Home Moderate Income_Existing_Water Heating_Natural Gas_Water Heater (> 55 gal)_E7 | F2 | Residential | Manufactured Home Moderate Income | Existing | Water Heating | Natural Gas | Water Heater (> 55 gal) | E7 | RVT - Cost of Operation | 0 | 0 | 0 | 0 | 0 | 149.9099 | 151.7197 | 153.2403 | 155.0715 | 156.85 | 158.6345 | 160.3182 | 162.0987 | 163.8974 | 165.5785 | 167.2309 | 168.8151 | 170.4397 | 172.0233 | 173.5821 | 174.9761 | 176.322 | 177.4304 | 178.5078 | 179.3151 | 179.8678 | 180.23 | 180.3479 | 180.2106 | 179.902 | 179.2695 | 178.4818 | 177.413
F2_Residential_Manufactured Home Moderate Income_Existing_Water Heating_Natural Gas_Water Heater (> 55 gal)_E8 | F2 | Residential | Manufactured Home Moderate Income | Existing | Water Heating | Natural Gas | Water Heater (> 55 gal) | E8 | RVT - Cost of Operation | 0 | 0 | 0 | 0 | 0 | 0 | 0 | 0 | 0 | 0 | 0 | 0 | 0 | 0 | 0 | 0 | 0 | 0 | 0 | 0 | 0 | 0 | 0 | 0 | 0 | 0 | 0 | 0 | 0 | 0 | 0 | 0 | 0
F2_Residential_Manufactured Home Moderate Income_Existing_Water Heating_Natural Gas_Water Heater (> 55 gal)_E9 | F2 | Residential | Manufactured Home Moderate Income | Existing | Water Heating | Natural Gas | Water Heater (> 55 gal) | E9 | RVT - Cost of Operation | 0 | 0 | 0 | 0 | 0 | 0 | 0 | 0 | 0 | 0 | 0 | 0 | 0 | 0 | 0 | 0 | 0 | 0 | 0 | 0 | 0 | 0 | 0 | 0 | 0 | 0 | 0 | 0 | 0 | 0 | 0 | 0 | 0
F2_Residential_Manufactured Home Moderate Income_Existing_Water Heating_Natural Gas_Water Heater (> 55 gal)_E10 | F2 | Residential | Manufactured Home Moderate Income | Existing | Water Heating | Natural Gas | Water Heater (> 55 gal) | E10 | RVT - Cost of Operation | 0 | 0 | 0 | 0 | 0 | 0 | 0 | 0 | 0 | 0 | 0 | 0 | 0 | 0 | 0 | 0 | 0 | 0 | 0 | 0 | 0 | 0 | 0 | 0 | 0 | 0 | 0 | 0 | 0 | 0 | 0 | 0 | 0
F3_Residential_Manufactured Home Moderate Income_Existing_Water Heating_Natural Gas_Water Heater (> 55 gal)_E1 | F3 | Residential | Manufactured Home Moderate Income | Existing | Water Heating | Natural Gas | Water Heater (> 55 gal) | E1 | System - kBTUs of Consumption | 125.0625 | 125.0625 | 125.0625 | 125.0625 | 125.0625 | 125.0625 | 125.0625 | 125.0625 | 125.0625 | 125.0625 | 125.0625 | 125.0625 | 125.0625 | 125.0625 | 125.0625 | 125.0625 | 125.0625 | 125.0625 | 125.0625 | 125.0625 | 125.0625 | 125.0625 | 125.0625 | 125.0625 | 125.0625 | 125.0625 | 125.0625 | 125.0625 | 125.0625 | 125.0625 | 125.0625 | 125.0625 | 125.0625
F3_Residential_Manufactured Home Moderate Income_Existing_Water Heating_Natural Gas_Water Heater (> 55 gal)_E2 | F3 | Residential | Manufactured Home Moderate Income | Existing | Water Heating | Natural Gas | Water Heater (> 55 gal) | E2 | System - kBTUs of Consumption | 141.0904 | 141.0904 | 141.0904 | 141.0904 | 141.0904 | 141.0904 | 141.0904 | 141.0904 | 141.0904 | 141.0904 | 141.0904 | 141.0904 | 141.0904 | 141.0904 | 141.0904 | 141.0904 | 141.0904 | 141.0904 | 141.0904 | 141.0904 | 141.0904 | 141.0904 | 141.0904 | 141.0904 | 141.0904 | 141.0904 | 141.0904 | 141.0904 | 141.0904 | 141.0904 | 141.0904 | 141.0904 | 141.0904
F3_Residential_Manufactured Home Moderate Income_Existing_Water Heating_Natural Gas_Water Heater (> 55 gal)_E3 | F3 | Residential | Manufactured Home Moderate Income | Existing | Water Heating | Natural Gas | Water Heater (> 55 gal) | E3 | System - kBTUs of Consumption | 398.2136 | 398.2136 | 398.2136 | 398.2136 | 398.2136 | 398.2136 | 398.2136 | 398.2136 | 398.2136 | 398.2136 | 398.2136 | 398.2136 | 398.2136 | 398.2136 | 398.2136 | 398.2136 | 398.2136 | 398.2136 | 398.2136 | 398.2136 | 398.2136 | 398.2136 | 398.2136 | 398.2136 | 398.2136 | 398.2136 | 398.2136 | 398.2136 | 398.2136 | 398.2136 | 398.2136 | 398.2136 | 398.2136
F3_Residential_Manufactured Home Moderate Income_Existing_Water Heating_Natural Gas_Water Heater (> 55 gal)_E4 | F3 | Residential | Manufactured Home Moderate Income | Existing | Water Heating | Natural Gas | Water Heater (> 55 gal) | E4 | System - kBTUs of Consumption | 184.4494 | 184.4494 | 184.4494 | 184.4494 | 184.4494 | 184.4494 | 184.4494 | 184.4494 | 184.4494 | 184.4494 | 184.4494 | 184.4494 | 184.4494 | 184.4494 | 184.4494 | 184.4494 | 184.4494 | 184.4494 | 184.4494 | 184.4494 | 184.4494 | 184.4494 | 184.4494 | 184.4494 | 184.4494 | 184.4494 | 184.4494 | 184.4494 | 184.4494 | 184.4494 | 184.4494 | 184.4494 | 184.4494
F3_Residential_Manufactured Home Moderate Income_Existing_Water Heating_Natural Gas_Water Heater (> 55 gal)_E5 | F3 | Residential | Manufactured Home Moderate Income | Existing | Water Heating | Natural Gas | Water Heater (> 55 gal) | E5 | System - kBTUs of Consumption | 209.1856 | 209.1856 | 209.1856 | 209.1856 | 209.1856 | 209.1856 | 209.1856 | 209.1856 | 209.1856 | 209.1856 | 209.1856 | 209.1856 | 209.1856 | 209.1856 | 209.1856 | 209.1856 | 209.1856 | 209.1856 | 209.1856 | 209.1856 | 209.1856 | 209.1856 | 209.1856 | 209.1856 | 209.1856 | 209.1856 | 209.1856 | 209.1856 | 209.1856 | 209.1856 | 209.1856 | 209.1856 | 209.1856
F3_Residential_Manufactured Home Moderate Income_Existing_Water Heating_Natural Gas_Water Heater (> 55 gal)_E6 | F3 | Residential | Manufactured Home Moderate Income | Existing | Water Heating | Natural Gas | Water Heater (> 55 gal) | E6 | System - kBTUs of Consumption | 576.4226 | 576.4226 | 576.4226 | 576.4226 | 576.4226 | 576.4226 | 576.4226 | 576.4226 | 576.4226 | 576.4226 | 576.4226 | 576.4226 | 576.4226 | 576.4226 | 576.4226 | 576.4226 | 576.4226 | 576.4226 | 576.4226 | 576.4226 | 576.4226 | 576.4226 | 576.4226 | 576.4226 | 576.4226 | 576.4226 | 576.4226 | 576.4226 | 576.4226 | 576.4226 | 576.4226 | 576.4226 | 576.4226
F3_Residential_Manufactured Home Moderate Income_Existing_Water Heating_Natural Gas_Water Heater (> 55 gal)_E7 | F3 | Residential | Manufactured Home Moderate Income | Existing | Water Heating | Natural Gas | Water Heater (> 55 gal) | E7 | System - kBTUs of Consumption | 0 | 0 | 0 | 0 | 0 | 682.8286 | 682.8286 | 682.8286 | 682.8286 | 682.8286 | 682.8286 | 682.8286 | 682.8286 | 682.8286 | 682.8286 | 682.8286 | 682.8286 | 682.8286 | 682.8286 | 682.8286 | 682.8286 | 682.8286 | 682.8286 | 682.8286 | 682.8286 | 682.8286 | 682.8286 | 682.8286 | 682.8286 | 682.8286 | 682.8286 | 682.8286 | 682.8286
F3_Residential_Manufactured Home Moderate Income_Existing_Water Heating_Natural Gas_Water Heater (> 55 gal)_E8 | F3 | Residential | Manufactured Home Moderate Income | Existing | Water Heating | Natural Gas | Water Heater (> 55 gal) | E8 | System - kBTUs of Consumption | 0 | 0 | 0 | 0 | 0 | 0 | 0 | 0 | 0 | 0 | 0 | 0 | 0 | 0 | 0 | 0 | 0 | 0 | 0 | 0 | 0 | 0 | 0 | 0 | 0 | 0 | 0 | 0 | 0 | 0 | 0 | 0 | 0
F3_Residential_Manufactured Home Moderate Income_Existing_Water Heating_Natural Gas_Water Heater (> 55 gal)_E9 | F3 | Residential | Manufactured Home Moderate Income | Existing | Water Heating | Natural Gas | Water Heater (> 55 gal) | E9 | System - kBTUs of Consumption | 0 | 0 | 0 | 0 | 0 | 0 | 0 | 0 | 0 | 0 | 0 | 0 | 0 | 0 | 0 | 0 | 0 | 0 | 0 | 0 | 0 | 0 | 0 | 0 | 0 | 0 | 0 | 0 | 0 | 0 | 0 | 0 | 0
F3_Residential_Manufactured Home Moderate Income_Existing_Water Heating_Natural Gas_Water Heater (> 55 gal)_E10 | F3 | Residential | Manufactured Home Moderate Income | Existing | Water Heating | Natural Gas | Water Heater (> 55 gal) | E10 | System - kBTUs of Consumption | 0 | 0 | 0 | 0 | 0 | 0 | 0 | 0 | 0 | 0 | 0 | 0 | 0 | 0 | 0 | 0 | 0 | 0 | 0 | 0 | 0 | 0 | 0 | 0 | 0 | 0 | 0 | 0 | 0 | 0 | 0 | 0 | 0
F4_Residential_Manufactured Home Moderate Income_Existing_Water Heating_Natural Gas_Water Heater (> 55 gal)_E1 | F4 | Residential | Manufactured Home Moderate Income | Existing | Water Heating | Natural Gas | Water Heater (> 55 gal) | E1 | Utility - Cost of Equipment | 254.7097 | 255.4557 | 257.1286 | 258.5353 | 257.9631 | 259.3429 | 262.4505 | 265.0297 | 268.1306 | 271.1552 | 274.2042 | 277.0908 | 280.1621 | 283.3353 | 286.4281 | 289.5913 | 292.7674 | 295.9906 | 299.0898 | 302.0698 | 304.6788 | 307.0693 | 308.9026 | 310.5004 | 311.6578 | 312.4332 | 312.953 | 313.1545 | 312.9198 | 312.3918 | 311.31 | 309.9626 | 308.1344
F4_Residential_Manufactured Home Moderate Income_Existing_Water Heating_Natural Gas_Water Heater (> 55 gal)_E2 | F4 | Residential | Manufactured Home Moderate Income | Existing | Water Heating | Natural Gas | Water Heater (> 55 gal) | E2 | Utility - Cost of Equipment | 248.1787 | 248.9055 | 250.5356 | 251.9062 | 251.3487 | 252.6931 | 255.721 | 258.2341 | 261.2554 | 264.2025 | 267.1734 | 269.9859 | 272.9784 | 276.0703 | 279.0838 | 282.1659 | 285.2605 | 288.4011 | 291.4209 | 294.3244 | 296.8665 | 299.1957 | 300.982 | 302.5388 | 303.6666 | 304.4221 | 304.9286 | 305.1249 | 304.8962 | 304.3818 | 303.3277 | 302.0148 | 300.2336
F4_Residential_Manufactured Home Moderate Income_Existing_Water Heating_Natural Gas_Water Heater (> 55 gal)_E3 | F4 | Residential | Manufactured Home Moderate Income | Existing | Water Heating | Natural Gas | Water Heater (> 55 gal) | E3 | Utility - Cost of Equipment | 238.9869 | 239.6868 | 241.2565 | 242.5763 | 242.0395 | 243.3341 | 246.2498 | 248.6699 | 251.5793 | 254.4172 | 257.2781 | 259.9864 | 262.8681 | 265.8455 | 268.7474 | 271.7153 | 274.6953 | 277.7196 | 280.6275 | 283.4235 | 285.8714 | 288.1144 | 289.8345 | 291.3337 | 292.4197 | 293.1472 | 293.6349 | 293.824 | 293.6037 | 293.1084 | 292.0933 | 290.8291 | 289.1138
F4_Residential_Manufactured Home Moderate Income_Existing_Water Heating_Natural Gas_Water Heater (> 55 gal)_E4 | F4 | Residential | Manufactured Home Moderate Income | Existing | Water Heating | Natural Gas | Water Heater (> 55 gal) | E4 | Utility - Cost of Equipment | 227.0883 | 228.256 | 230.0238 | 231.6451 | 232.0301 | 233.6861 | 236.4562 | 238.9369 | 241.7099 | 244.3852 | 247.0026 | 249.4331 | 251.8687 | 254.2549 | 256.4308 | 258.491 | 260.3741 | 262.1995 | 263.8603 | 265.4515 | 266.8339 | 268.1417 | 269.181 | 270.1897 | 270.9204 | 271.4099 | 271.7381 | 271.8653 | 271.7171 | 271.3838 | 270.7008 | 269.8502 | 268.696
F4_Residential_Manufactured Home Moderate Income_Existing_Water Heating_Natural Gas_Water Heater (> 55 gal)_E5 | F4 | Residential | Manufactured Home Moderate Income | Existing | Water Heating | Natural Gas | Water Heater (> 55 gal) | E5 | Utility - Cost of Equipment | 217.1064 | 218.2228 | 219.9129 | 221.4629 | 221.8309 | 223.4142 | 226.0625 | 228.4342 | 231.0853 | 233.643 | 236.1453 | 238.469 | 240.7976 | 243.0788 | 245.1591 | 247.1288 | 248.9291 | 250.6743 | 252.2621 | 253.7833 | 255.105 | 256.3553 | 257.3489 | 258.3132 | 259.0118 | 259.4798 | 259.7935 | 259.9152 | 259.7735 | 259.4548 | 258.8019 | 257.9886 | 256.8852
F4_Residential_Manufactured Home Moderate Income_Existing_Water Heating_Natural Gas_Water Heater (> 55 gal)_E6 | F4 | Residential | Manufactured Home Moderate Income | Existing | Water Heating | Natural Gas | Water Heater (> 55 gal) | E6 | Utility - Cost of Equipment | 182.6221 | 183.1569 | 184.3564 | 185.3649 | 184.9547 | 185.944 | 188.172 | 190.0213 | 192.2445 | 194.4132 | 196.5993 | 198.6689 | 200.8709 | 203.1461 | 205.3636 | 207.6315 | 209.9087 | 212.2197 | 214.4418 | 216.5783 | 218.4489 | 220.1629 | 221.4773 | 222.6229 | 223.4528 | 224.0087 | 224.3814 | 224.5259 | 224.3576 | 223.979 | 223.2034 | 222.2373 | 220.9266
F4_Residential_Manufactured Home Moderate Income_Existing_Water Heating_Natural Gas_Water Heater (> 55 gal)_E7 | F4 | Residential | Manufactured Home Moderate Income | Existing | Water Heating | Natural Gas | Water Heater (> 55 gal) | E7 | Utility - Cost of Equipment | 0 | 0 | 0 | 0 | 0 | 149.9099 | 151.7197 | 153.2403 | 155.0715 | 156.85 | 158.6345 | 160.3182 | 162.0987 | 163.8974 | 165.5785 | 167.2309 | 168.8151 | 170.4397 | 172.0233 | 173.5821 | 174.9761 | 176.322 | 177.4304 | 178.5078 | 179.3151 | 179.8678 | 180.23 | 180.3479 | 180.2106 | 179.902 | 179.2695 | 178.4818 | 177.413
F4_Residential_Manufactured Home Moderate Income_Existing_Water Heating_Natural Gas_Water Heater (> 55 gal)_E8 | F4 | Residential | Manufactured Home Moderate Income | Existing | Water Heating | Natural Gas | Water Heater (> 55 gal) | E8 | Utility - Cost of Equipment | 0 | 0 | 0 | 0 | 0 | 0 | 0 | 0 | 0 | 0 | 0 | 0 | 0 | 0 | 0 | 0 | 0 | 0 | 0 | 0 | 0 | 0 | 0 | 0 | 0 | 0 | 0 | 0 | 0 | 0 | 0 | 0 | 0
F4_Residential_Manufactured Home Moderate Income_Existing_Water Heating_Natural Gas_Water Heater (> 55 gal)_E9 | F4 | Residential | Manufactured Home Moderate Income | Existing | Water Heating | Natural Gas | Water Heater (> 55 gal) | E9 | Utility - Cost of Equipment | 0 | 0 | 0 | 0 | 0 | 0 | 0 | 0 | 0 | 0 | 0 | 0 | 0 | 0 | 0 | 0 | 0 | 0 | 0 | 0 | 0 | 0 | 0 | 0 | 0 | 0 | 0 | 0 | 0 | 0 | 0 | 0 | 0
F4_Residential_Manufactured Home Moderate Income_Existing_Water Heating_Natural Gas_Water Heater (> 55 gal)_E10 | F4 | Residential | Manufactured Home Moderate Income | Existing | Water Heating | Natural Gas | Water Heater (> 55 gal) | E10 | Utility - Cost of Equipment | 0 | 0 | 0 | 0 | 0 | 0 | 0 | 0 | 0 | 0 | 0 | 0 | 0 | 0 | 0 | 0 | 0 | 0 | 0 | 0 | 0 | 0 | 0 | 0 | 0 | 0 | 0 | 0 | 0 | 0 | 0 | 0 | 0
F5_Residential_Manufactured Home Moderate Income_Existing_Water Heating_Natural Gas_Water Heater (> 55 gal)_E1 | F5 | Residential | Manufactured Home Moderate Income | Existing | Water Heating | Natural Gas | Water Heater (> 55 gal) | E1 | Utility - Cost of Operation | 125.0625 | 125.0625 | 125.0625 | 125.0625 | 125.0625 | 125.0625 | 125.0625 | 125.0625 | 125.0625 | 125.0625 | 125.0625 | 125.0625 | 125.0625 | 125.0625 | 125.0625 | 125.0625 | 125.0625 | 125.0625 | 125.0625 | 125.0625 | 125.0625 | 125.0625 | 125.0625 | 125.0625 | 125.0625 | 125.0625 | 125.0625 | 125.0625 | 125.0625 | 125.0625 | 125.0625 | 125.0625 | 125.0625
F5_Residential_Manufactured Home Moderate Income_Existing_Water Heating_Natural Gas_Water Heater (> 55 gal)_E2 | F5 | Residential | Manufactured Home Moderate Income | Existing | Water Heating | Natural Gas | Water Heater (> 55 gal) | E2 | Utility - Cost of Operation | 141.0904 | 141.0904 | 141.0904 | 141.0904 | 141.0904 | 141.0904 | 141.0904 | 141.0904 | 141.0904 | 141.0904 | 141.0904 | 141.0904 | 141.0904 | 141.0904 | 141.0904 | 141.0904 | 141.0904 | 141.0904 | 141.0904 | 141.0904 | 141.0904 | 141.0904 | 141.0904 | 141.0904 | 141.0904 | 141.0904 | 141.0904 | 141.0904 | 141.0904 | 141.0904 | 141.0904 | 141.0904 | 141.0904
F5_Residential_Manufactured Home Moderate Income_Existing_Water Heating_Natural Gas_Water Heater (> 55 gal)_E3 | F5 | Residential | Manufactured Home Moderate Income | Existing | Water Heating | Natural Gas | Water Heater (> 55 gal) | E3 | Utility - Cost of Operation | 398.2136 | 398.2136 | 398.2136 | 398.2136 | 398.2136 | 398.2136 | 398.2136 | 398.2136 | 398.2136 | 398.2136 | 398.2136 | 398.2136 | 398.2136 | 398.2136 | 398.2136 | 398.2136 | 398.2136 | 398.2136 | 398.2136 | 398.2136 | 398.2136 | 398.2136 | 398.2136 | 398.2136 | 398.2136 | 398.2136 | 398.2136 | 398.2136 | 398.2136 | 398.2136 | 398.2136 | 398.2136 | 398.2136
F5_Residential_Manufactured Home Moderate Income_Existing_Water Heating_Natural Gas_Water Heater (> 55 gal)_E4 | F5 | Residential | Manufactured Home Moderate Income | Existing | Water Heating | Natural Gas | Water Heater (> 55 gal) | E4 | Utility - Cost of Operation | 184.4494 | 184.4494 | 184.4494 | 184.4494 | 184.4494 | 184.4494 | 184.4494 | 184.4494 | 184.4494 | 184.4494 | 184.4494 | 184.4494 | 184.4494 | 184.4494 | 184.4494 | 184.4494 | 184.4494 | 184.4494 | 184.4494 | 184.4494 | 184.4494 | 184.4494 | 184.4494 | 184.4494 | 184.4494 | 184.4494 | 184.4494 | 184.4494 | 184.4494 | 184.4494 | 184.4494 | 184.4494 | 184.4494
F5_Residential_Manufactured Home Moderate Income_Existing_Water Heating_Natural Gas_Water Heater (> 55 gal)_E5 | F5 | Residential | Manufactured Home Moderate Income | Existing | Water Heating | Natural Gas | Water Heater (> 55 gal) | E5 | Utility - Cost of Operation | 209.1856 | 209.1856 | 209.1856 | 209.1856 | 209.1856 | 209.1856 | 209.1856 | 209.1856 | 209.1856 | 209.1856 | 209.1856 | 209.1856 | 209.1856 | 209.1856 | 209.1856 | 209.1856 | 209.1856 | 209.1856 | 209.1856 | 209.1856 | 209.1856 | 209.1856 | 209.1856 | 209.1856 | 209.1856 | 209.1856 | 209.1856 | 209.1856 | 209.1856 | 209.1856 | 209.1856 | 209.1856 | 209.1856
F5_Residential_Manufactured Home Moderate Income_Existing_Water Heating_Natural Gas_Water Heater (> 55 gal)_E6 | F5 | Residential | Manufactured Home Moderate Income | Existing | Water Heating | Natural Gas | Water Heater (> 55 gal) | E6 | Utility - Cost of Operation | 576.4226 | 576.4226 | 576.4226 | 576.4226 | 576.4226 | 576.4226 | 576.4226 | 576.4226 | 576.4226 | 576.4226 | 576.4226 | 576.4226 | 576.4226 | 576.4226 | 576.4226 | 576.4226 | 576.4226 | 576.4226 | 576.4226 | 576.4226 | 576.4226 | 576.4226 | 576.4226 | 576.4226 | 576.4226 | 576.4226 | 576.4226 | 576.4226 | 576.4226 | 576.4226 | 576.4226 | 576.4226 | 576.4226
F5_Residential_Manufactured Home Moderate Income_Existing_Water Heating_Natural Gas_Water Heater (> 55 gal)_E7 | F5 | Residential | Manufactured Home Moderate Income | Existing | Water Heating | Natural Gas | Water Heater (> 55 gal) | E7 | Utility - Cost of Operation | 0 | 0 | 0 | 0 | 0 | 682.8286 | 682.8286 | 682.8286 | 682.8286 | 682.8286 | 682.8286 | 682.8286 | 682.8286 | 682.8286 | 682.8286 | 682.8286 | 682.8286 | 682.8286 | 682.8286 | 682.8286 | 682.8286 | 682.8286 | 682.8286 | 682.8286 | 682.8286 | 682.8286 | 682.8286 | 682.8286 | 682.8286 | 682.8286 | 682.8286 | 682.8286 | 682.8286
F5_Residential_Manufactured Home Moderate Income_Existing_Water Heating_Natural Gas_Water Heater (> 55 gal)_E8 | F5 | Residential | Manufactured Home Moderate Income | Existing | Water Heating | Natural Gas | Water Heater (> 55 gal) | E8 | Utility - Cost of Operation | 0 | 0 | 0 | 0 | 0 | 0 | 0 | 0 | 0 | 0 | 0 | 0 | 0 | 0 | 0 | 0 | 0 | 0 | 0 | 0 | 0 | 0 | 0 | 0 | 0 | 0 | 0 | 0 | 0 | 0 | 0 | 0 | 0
F5_Residential_Manufactured Home Moderate Income_Existing_Water Heating_Natural Gas_Water Heater (> 55 gal)_E9 | F5 | Residential | Manufactured Home Moderate Income | Existing | Water Heating | Natural Gas | Water Heater (> 55 gal) | E9 | Utility - Cost of Operation | 0 | 0 | 0 | 0 | 0 | 0 | 0 | 0 | 0 | 0 | 0 | 0 | 0 | 0 | 0 | 0 | 0 | 0 | 0 | 0 | 0 | 0 | 0 | 0 | 0 | 0 | 0 | 0 | 0 | 0 | 0 | 0 | 0
F5_Residential_Manufactured Home Moderate Income_Existing_Water Heating_Natural Gas_Water Heater (> 55 gal)_E10 | F5 | Residential | Manufactured Home Moderate Income | Existing | Water Heating | Natural Gas | Water Heater (> 55 gal) | E10 | Utility - Cost of Operation | 0 | 0 | 0 | 0 | 0 | 0 | 0 | 0 | 0 | 0 | 0 | 0 | 0 | 0 | 0 | 0 | 0 | 0 | 0 | 0 | 0 | 0 | 0 | 0 | 0 | 0 | 0 | 0 | 0 | 0 | 0 | 0 | 0
F6_Residential_Manufactured Home Moderate Income_Existing_Water Heating_Natural Gas_Water Heater (> 55 gal)_E1 | F6 | Residential | Manufactured Home Moderate Income | Existing | Water Heating | Natural Gas | Water Heater (> 55 gal) | E1 | Utility - Value of Sales | 206.2799 | 207.482 | 209.1314 | 210.4795 | 210.4795 | 210.4795 | 210.4795 | 210.4795 | 210.4795 | 210.4795 | 210.4795 | 210.4795 | 210.4795 | 210.4795 | 210.4795 | 210.4795 | 210.4795 | 210.4795 | 210.4795 | 210.4795 | 210.4795 | 210.4795 | 210.4795 | 210.4795 | 210.4795 | 210.4795 | 210.4795 | 210.4795 | 210.4795 | 210.4795 | 210.4795 | 210.4795 | 210.4795
F6_Residential_Manufactured Home Moderate Income_Existing_Water Heating_Natural Gas_Water Heater (> 55 gal)_E2 | F6 | Residential | Manufactured Home Moderate Income | Existing | Water Heating | Natural Gas | Water Heater (> 55 gal) | E2 | Utility - Value of Sales | 200.9907 | 202.1619 | 203.769 | 205.0826 | 205.0826 | 205.0826 | 205.0826 | 205.0826 | 205.0826 | 205.0826 | 205.0826 | 205.0826 | 205.0826 | 205.0826 | 205.0826 | 205.0826 | 205.0826 | 205.0826 | 205.0826 | 205.0826 | 205.0826 | 205.0826 | 205.0826 | 205.0826 | 205.0826 | 205.0826 | 205.0826 | 205.0826 | 205.0826 | 205.0826 | 205.0826 | 205.0826 | 205.0826
F6_Residential_Manufactured Home Moderate Income_Existing_Water Heating_Natural Gas_Water Heater (> 55 gal)_E3 | F6 | Residential | Manufactured Home Moderate Income | Existing | Water Heating | Natural Gas | Water Heater (> 55 gal) | E3 | Utility - Value of Sales | 193.5466 | 194.6744 | 196.222 | 197.4869 | 197.4869 | 197.4869 | 197.4869 | 197.4869 | 197.4869 | 197.4869 | 197.4869 | 197.4869 | 197.4869 | 197.4869 | 197.4869 | 197.4869 | 197.4869 | 197.4869 | 197.4869 | 197.4869 | 197.4869 | 197.4869 | 197.4869 | 197.4869 | 197.4869 | 197.4869 | 197.4869 | 197.4869 | 197.4869 | 197.4869 | 197.4869 | 197.4869 | 197.4869
F6_Residential_Manufactured Home Moderate Income_Existing_Water Heating_Natural Gas_Water Heater (> 55 gal)_E4 | F6 | Residential | Manufactured Home Moderate Income | Existing | Water Heating | Natural Gas | Water Heater (> 55 gal) | E4 | Utility - Value of Sales | 181.4826 | 182.1651 | 183.1017 | 183.8671 | 183.8671 | 183.8671 | 183.8671 | 183.8671 | 183.8671 | 183.8671 | 183.8671 | 183.8671 | 183.8671 | 183.8671 | 183.8671 | 183.8671 | 183.8671 | 183.8671 | 183.8671 | 183.8671 | 183.8671 | 183.8671 | 183.8671 | 183.8671 | 183.8671 | 183.8671 | 183.8671 | 183.8671 | 183.8671 | 183.8671 | 183.8671 | 183.8671 | 183.8671
F6_Residential_Manufactured Home Moderate Income_Existing_Water Heating_Natural Gas_Water Heater (> 55 gal)_E5 | F6 | Residential | Manufactured Home Moderate Income | Existing | Water Heating | Natural Gas | Water Heater (> 55 gal) | E5 | Utility - Value of Sales | 173.5053 | 174.1578 | 175.0532 | 175.7851 | 175.7851 | 175.7851 | 175.7851 | 175.7851 | 175.7851 | 175.7851 | 175.7851 | 175.7851 | 175.7851 | 175.7851 | 175.7851 | 175.7851 | 175.7851 | 175.7851 | 175.7851 | 175.7851 | 175.7851 | 175.7851 | 175.7851 | 175.7851 | 175.7851 | 175.7851 | 175.7851 | 175.7851 | 175.7851 | 175.7851 | 175.7851 | 175.7851 | 175.7851
F6_Residential_Manufactured Home Moderate Income_Existing_Water Heating_Natural Gas_Water Heater (> 55 gal)_E6 | F6 | Residential | Manufactured Home Moderate Income | Existing | Water Heating | Natural Gas | Water Heater (> 55 gal) | E6 | Utility - Value of Sales | 147.8988 | 148.7606 | 149.9433 | 150.9098 | 150.9098 | 150.9098 | 150.9098 | 150.9098 | 150.9098 | 150.9098 | 150.9098 | 150.9098 | 150.9098 | 150.9098 | 150.9098 | 150.9098 | 150.9098 | 150.9098 | 150.9098 | 150.9098 | 150.9098 | 150.9098 | 150.9098 | 150.9098 | 150.9098 | 150.9098 | 150.9098 | 150.9098 | 150.9098 | 150.9098 | 150.9098 | 150.9098 | 150.9098
F6_Residential_Manufactured Home Moderate Income_Existing_Water Heating_Natural Gas_Water Heater (> 55 gal)_E7 | F6 | Residential | Manufactured Home Moderate Income | Existing | Water Heating | Natural Gas | Water Heater (> 55 gal) | E7 | Utility - Value of Sales | 0 | 0 | 0 | 0 | 0 | 123.0495 | 123.0495 | 123.0495 | 123.0495 | 123.0495 | 123.0495 | 123.0495 | 123.0495 | 123.0495 | 123.0495 | 123.0495 | 123.0495 | 123.0495 | 123.0495 | 123.0495 | 123.0495 | 123.0495 | 123.0495 | 123.0495 | 123.0495 | 123.0495 | 123.0495 | 123.0495 | 123.0495 | 123.0495 | 123.0495 | 123.0495 | 123.0495
F6_Residential_Manufactured Home Moderate Income_Existing_Water Heating_Natural Gas_Water Heater (> 55 gal)_E8 | F6 | Residential | Manufactured Home Moderate Income | Existing | Water Heating | Natural Gas | Water Heater (> 55 gal) | E8 | Utility - Value of Sales | 0 | 0 | 0 | 0 | 0 | 0 | 0 | 0 | 0 | 0 | 0 | 0 | 0 | 0 | 0 | 0 | 0 | 0 | 0 | 0 | 0 | 0 | 0 | 0 | 0 | 0 | 0 | 0 | 0 | 0 | 0 | 0 | 0
F6_Residential_Manufactured Home Moderate Income_Existing_Water Heating_Natural Gas_Water Heater (> 55 gal)_E9 | F6 | Residential | Manufactured Home Moderate Income | Existing | Water Heating | Natural Gas | Water Heater (> 55 gal) | E9 | Utility - Value of Sales | 0 | 0 | 0 | 0 | 0 | 0 | 0 | 0 | 0 | 0 | 0 | 0 | 0 | 0 | 0 | 0 | 0 | 0 | 0 | 0 | 0 | 0 | 0 | 0 | 0 | 0 | 0 | 0 | 0 | 0 | 0 | 0 | 0
F6_Residential_Manufactured Home Moderate Income_Existing_Water Heating_Natural Gas_Water Heater (> 55 gal)_E10 | F6 | Residential | Manufactured Home Moderate Income | Existing | Water Heating | Natural Gas | Water Heater (> 55 gal) | E10 | Utility - Value of Sales | 0 | 0 | 0 | 0 | 0 | 0 | 0 | 0 | 0 | 0 | 0 | 0 | 0 | 0 | 0 | 0 | 0 | 0 | 0 | 0 | 0 | 0 | 0 | 0 | 0 | 0 | 0 | 0 | 0 | 0 | 0 | 0 | 0
F1_Residential_Manufactured Home Moderate Income_Existing_Appliances_Natural Gas_Clothes Dryer_E1 | F1 | Residential | Manufactured Home Moderate Income | Existing | Appliances | Natural Gas | Clothes Dryer | E1 | RVT - Cost of Equipment | 24.5115 | 24.5879 | 24.7578 | 24.897 | 24.8295 | 24.9286 | 25.1663 | 25.3624 | 25.598 | 25.8261 | 26.0564 | 26.2741 | 26.5042 | 26.7447 | 26.9748 | 27.2125 | 27.4515 | 27.708 | 27.9561 | 28.1951 | 28.4039 | 28.5979 | 28.7448 | 28.8747 | 28.9503 | 28.9933 | 29.0157 | 29.0111 | 28.9711 | 28.9063 | 28.7953 | 28.6626 | 28.4915
F1_Residential_Manufactured Home Moderate Income_Existing_Appliances_Natural Gas_Clothes Dryer_E2 | F1 | Residential | Manufactured Home Moderate Income | Existing | Appliances | Natural Gas | Clothes Dryer | E2 | RVT - Cost of Equipment | 23.1457 | 23.2178 | 23.3783 | 23.5097 | 23.4459 | 23.5396 | 23.764 | 23.9491 | 24.1717 | 24.387 | 24.6045 | 24.81 | 25.0274 | 25.2545 | 25.4717 | 25.6962 | 25.9219 | 26.1641 | 26.3984 | 26.624 | 26.8212 | 27.0044 | 27.1431 | 27.2657 | 27.3371 | 27.3777 | 27.3989 | 27.3945 | 27.3568 | 27.2956 | 27.1907 | 27.0655 | 26.9039
F1_Residential_Manufactured Home Moderate Income_Existing_Appliances_Natural Gas_Clothes Dryer_E3 | F1 | Residential | Manufactured Home Moderate Income | Existing | Appliances | Natural Gas | Clothes Dryer | E3 | RVT - Cost of Equipment | 0 | 0 | 0 | 0 | 0 | 0 | 0 | 0 | 0 | 0 | 0 | 0 | 0 | 0 | 0 | 0 | 0 | 0 | 0 | 0 | 0 | 0 | 0 | 0 | 0 | 0 | 0 | 0 | 0 | 0 | 0 | 0 | 0
F1_Residential_Manufactured Home Moderate Income_Existing_Appliances_Natural Gas_Clothes Dryer_E4 | F1 | Residential | Manufactured Home Moderate Income | Existing | Appliances | Natural Gas | Clothes Dryer | E4 | RVT - Cost of Equipment | 0 | 0 | 0 | 0 | 0 | 0 | 0 | 0 | 0 | 0 | 0 | 0 | 0 | 0 | 0 | 0 | 0 | 0 | 0 | 0 | 0 | 0 | 0 | 0 | 0 | 0 | 0 | 0 | 0 | 0 | 0 | 0 | 0
F1_Residential_Manufactured Home Moderate Income_Existing_Appliances_Natural Gas_Clothes Dryer_E5 | F1 | Residential | Manufactured Home Moderate Income | Existing | Appliances | Natural Gas | Clothes Dryer | E5 | RVT - Cost of Equipment | 0 | 0 | 0 | 0 | 0 | 0 | 0 | 0 | 0 | 0 | 0 | 0 | 0 | 0 | 0 | 0 | 0 | 0 | 0 | 0 | 0 | 0 | 0 | 0 | 0 | 0 | 0 | 0 | 0 | 0 | 0 | 0 | 0
F1_Residential_Manufactured Home Moderate Income_Existing_Appliances_Natural Gas_Clothes Dryer_E6 | F1 | Residential | Manufactured Home Moderate Income | Existing | Appliances | Natural Gas | Clothes Dryer | E6 | RVT - Cost of Equipment | 0 | 0 | 0 | 0 | 0 | 0 | 0 | 0 | 0 | 0 | 0 | 0 | 0 | 0 | 0 | 0 | 0 | 0 | 0 | 0 | 0 | 0 | 0 | 0 | 0 | 0 | 0 | 0 | 0 | 0 | 0 | 0 | 0
F1_Residential_Manufactured Home Moderate Income_Existing_Appliances_Natural Gas_Clothes Dryer_E7 | F1 | Residential | Manufactured Home Moderate Income | Existing | Appliances | Natural Gas | Clothes Dryer | E7 | RVT - Cost of Equipment | 0 | 0 | 0 | 0 | 0 | 0 | 0 | 0 | 0 | 0 | 0 | 0 | 0 | 0 | 0 | 0 | 0 | 0 | 0 | 0 | 0 | 0 | 0 | 0 | 0 | 0 | 0 | 0 | 0 | 0 | 0 | 0 | 0
F1_Residential_Manufactured Home Moderate Income_Existing_Appliances_Natural Gas_Clothes Dryer_E8 | F1 | Residential | Manufactured Home Moderate Income | Existing | Appliances | Natural Gas | Clothes Dryer | E8 | RVT - Cost of Equipment | 0 | 0 | 0 | 0 | 0 | 0 | 0 | 0 | 0 | 0 | 0 | 0 | 0 | 0 | 0 | 0 | 0 | 0 | 0 | 0 | 0 | 0 | 0 | 0 | 0 | 0 | 0 | 0 | 0 | 0 | 0 | 0 | 0
F1_Residential_Manufactured Home Moderate Income_Existing_Appliances_Natural Gas_Clothes Dryer_E9 | F1 | Residential | Manufactured Home Moderate Income | Existing | Appliances | Natural Gas | Clothes Dryer | E9 | RVT - Cost of Equipment | 0 | 0 | 0 | 0 | 0 | 0 | 0 | 0 | 0 | 0 | 0 | 0 | 0 | 0 | 0 | 0 | 0 | 0 | 0 | 0 | 0 | 0 | 0 | 0 | 0 | 0 | 0 | 0 | 0 | 0 | 0 | 0 | 0
F1_Residential_Manufactured Home Moderate Income_Existing_Appliances_Natural Gas_Clothes Dryer_E10 | F1 | Residential | Manufactured Home Moderate Income | Existing | Appliances | Natural Gas | Clothes Dryer | E10 | RVT - Cost of Equipment | 0 | 0 | 0 | 0 | 0 | 0 | 0 | 0 | 0 | 0 | 0 | 0 | 0 | 0 | 0 | 0 | 0 | 0 | 0 | 0 | 0 | 0 | 0 | 0 | 0 | 0 | 0 | 0 | 0 | 0 | 0 | 0 | 0
F2_Residential_Manufactured Home Moderate Income_Existing_Appliances_Natural Gas_Clothes Dryer_E1 | F2 | Residential | Manufactured Home Moderate Income | Existing | Appliances | Natural Gas | Clothes Dryer | E1 | RVT - Cost of Operation | 17.5026 | 17.5301 | 17.6289 | 17.7084 | 17.641 | 17.74 | 17.9774 | 18.1731 | 18.4084 | 18.6361 | 18.866 | 19.0833 | 19.3131 | 19.5532 | 19.7829 | 20.0202 | 20.2589 | 20.515 | 20.7657 | 21.0105 | 21.2287 | 21.4357 | 21.5996 | 21.7507 | 21.852 | 21.9216 | 21.9716 | 21.9955 | 21.9851 | 21.9509 | 21.8716 | 21.7718 | 21.6347
F2_Residential_Manufactured Home Moderate Income_Existing_Appliances_Natural Gas_Clothes Dryer_E2 | F2 | Residential | Manufactured Home Moderate Income | Existing | Appliances | Natural Gas | Clothes Dryer | E2 | RVT - Cost of Operation | 16.5273 | 16.5533 | 16.6466 | 16.7217 | 16.658 | 16.7515 | 16.9756 | 17.1604 | 17.3826 | 17.5976 | 17.8147 | 18.0199 | 18.237 | 18.4637 | 18.6805 | 18.9047 | 19.13 | 19.3718 | 19.6086 | 19.8398 | 20.0458 | 20.2413 | 20.3961 | 20.5387 | 20.6343 | 20.7001 | 20.7473 | 20.7699 | 20.7601 | 20.7278 | 20.6529 | 20.5586 | 20.4291
F2_Residential_Manufactured Home Moderate Income_Existing_Appliances_Natural Gas_Clothes Dryer_E3 | F2 | Residential | Manufactured Home Moderate Income | Existing | Appliances | Natural Gas | Clothes Dryer | E3 | RVT - Cost of Operation | 0 | 0 | 0 | 0 | 0 | 0 | 0 | 0 | 0 | 0 | 0 | 0 | 0 | 0 | 0 | 0 | 0 | 0 | 0 | 0 | 0 | 0 | 0 | 0 | 0 | 0 | 0 | 0 | 0 | 0 | 0 | 0 | 0
F2_Residential_Manufactured Home Moderate Income_Existing_Appliances_Natural Gas_Clothes Dryer_E4 | F2 | Residential | Manufactured Home Moderate Income | Existing | Appliances | Natural Gas | Clothes Dryer | E4 | RVT - Cost of Operation | 0 | 0 | 0 | 0 | 0 | 0 | 0 | 0 | 0 | 0 | 0 | 0 | 0 | 0 | 0 | 0 | 0 | 0 | 0 | 0 | 0 | 0 | 0 | 0 | 0 | 0 | 0 | 0 | 0 | 0 | 0 | 0 | 0
F2_Residential_Manufactured Home Moderate Income_Existing_Appliances_Natural Gas_Clothes Dryer_E5 | F2 | Residential | Manufactured Home Moderate Income | Existing | Appliances | Natural Gas | Clothes Dryer | E5 | RVT - Cost of Operation | 0 | 0 | 0 | 0 | 0 | 0 | 0 | 0 | 0 | 0 | 0 | 0 | 0 | 0 | 0 | 0 | 0 | 0 | 0 | 0 | 0 | 0 | 0 | 0 | 0 | 0 | 0 | 0 | 0 | 0 | 0 | 0 | 0
F2_Residential_Manufactured Home Moderate Income_Existing_Appliances_Natural Gas_Clothes Dryer_E6 | F2 | Residential | Manufactured Home Moderate Income | Existing | Appliances | Natural Gas | Clothes Dryer | E6 | RVT - Cost of Operation | 0 | 0 | 0 | 0 | 0 | 0 | 0 | 0 | 0 | 0 | 0 | 0 | 0 | 0 | 0 | 0 | 0 | 0 | 0 | 0 | 0 | 0 | 0 | 0 | 0 | 0 | 0 | 0 | 0 | 0 | 0 | 0 | 0
F2_Residential_Manufactured Home Moderate Income_Existing_Appliances_Natural Gas_Clothes Dryer_E7 | F2 | Residential | Manufactured Home Moderate Income | Existing | Appliances | Natural Gas | Clothes Dryer | E7 | RVT - Cost of Operation | 0 | 0 | 0 | 0 | 0 | 0 | 0 | 0 | 0 | 0 | 0 | 0 | 0 | 0 | 0 | 0 | 0 | 0 | 0 | 0 | 0 | 0 | 0 | 0 | 0 | 0 | 0 | 0 | 0 | 0 | 0 | 0 | 0
F2_Residential_Manufactured Home Moderate Income_Existing_Appliances_Natural Gas_Clothes Dryer_E8 | F2 | Residential | Manufactured Home Moderate Income | Existing | Appliances | Natural Gas | Clothes Dryer | E8 | RVT - Cost of Operation | 0 | 0 | 0 | 0 | 0 | 0 | 0 | 0 | 0 | 0 | 0 | 0 | 0 | 0 | 0 | 0 | 0 | 0 | 0 | 0 | 0 | 0 | 0 | 0 | 0 | 0 | 0 | 0 | 0 | 0 | 0 | 0 | 0
F2_Residential_Manufactured Home Moderate Income_Existing_Appliances_Natural Gas_Clothes Dryer_E9 | F2 | Residential | Manufactured Home Moderate Income | Existing | Appliances | Natural Gas | Clothes Dryer | E9 | RVT - Cost of Operation | 0 | 0 | 0 | 0 | 0 | 0 | 0 | 0 | 0 | 0 | 0 | 0 | 0 | 0 | 0 | 0 | 0 | 0 | 0 | 0 | 0 | 0 | 0 | 0 | 0 | 0 | 0 | 0 | 0 | 0 | 0 | 0 | 0
F2_Residential_Manufactured Home Moderate Income_Existing_Appliances_Natural Gas_Clothes Dryer_E10 | F2 | Residential | Manufactured Home Moderate Income | Existing | Appliances | Natural Gas | Clothes Dryer | E10 | RVT - Cost of Operation | 0 | 0 | 0 | 0 | 0 | 0 | 0 | 0 | 0 | 0 | 0 | 0 | 0 | 0 | 0 | 0 | 0 | 0 | 0 | 0 | 0 | 0 | 0 | 0 | 0 | 0 | 0 | 0 | 0 | 0 | 0 | 0 | 0
F3_Residential_Manufactured Home Moderate Income_Existing_Appliances_Natural Gas_Clothes Dryer_E1 | F3 | Residential | Manufactured Home Moderate Income | Existing | Appliances | Natural Gas | Clothes Dryer | E1 | System - kBTUs of Consumption | 71.2482 | 71.2482 | 71.2482 | 71.2482 | 71.2482 | 71.2482 | 71.2482 | 71.2482 | 71.2482 | 71.2482 | 71.2482 | 71.2482 | 71.2482 | 71.2482 | 71.2482 | 71.2482 | 71.2482 | 71.2482 | 71.2482 | 71.2482 | 71.2482 | 71.2482 | 71.2482 | 71.2482 | 71.2482 | 71.2482 | 71.2482 | 71.2482 | 71.2482 | 71.2482 | 71.2482 | 71.2482 | 71.2482
F3_Residential_Manufactured Home Moderate Income_Existing_Appliances_Natural Gas_Clothes Dryer_E2 | F3 | Residential | Manufactured Home Moderate Income | Existing | Appliances | Natural Gas | Clothes Dryer | E2 | System - kBTUs of Consumption | 76.5063 | 76.5063 | 76.5063 | 76.5063 | 76.5063 | 76.5063 | 76.5063 | 76.5063 | 76.5063 | 76.5063 | 76.5063 | 76.5063 | 76.5063 | 76.5063 | 76.5063 | 76.5063 | 76.5063 | 76.5063 | 76.5063 | 76.5063 | 76.5063 | 76.5063 | 76.5063 | 76.5063 | 76.5063 | 76.5063 | 76.5063 | 76.5063 | 76.5063 | 76.5063 | 76.5063 | 76.5063 | 76.5063
F3_Residential_Manufactured Home Moderate Income_Existing_Appliances_Natural Gas_Clothes Dryer_E3 | F3 | Residential | Manufactured Home Moderate Income | Existing | Appliances | Natural Gas | Clothes Dryer | E3 | System - kBTUs of Consumption | 0 | 0 | 0 | 0 | 0 | 0 | 0 | 0 | 0 | 0 | 0 | 0 | 0 | 0 | 0 | 0 | 0 | 0 | 0 | 0 | 0 | 0 | 0 | 0 | 0 | 0 | 0 | 0 | 0 | 0 | 0 | 0 | 0
F3_Residential_Manufactured Home Moderate Income_Existing_Appliances_Natural Gas_Clothes Dryer_E4 | F3 | Residential | Manufactured Home Moderate Income | Existing | Appliances | Natural Gas | Clothes Dryer | E4 | System - kBTUs of Consumption | 0 | 0 | 0 | 0 | 0 | 0 | 0 | 0 | 0 | 0 | 0 | 0 | 0 | 0 | 0 | 0 | 0 | 0 | 0 | 0 | 0 | 0 | 0 | 0 | 0 | 0 | 0 | 0 | 0 | 0 | 0 | 0 | 0
F3_Residential_Manufactured Home Moderate Income_Existing_Appliances_Natural Gas_Clothes Dryer_E5 | F3 | Residential | Manufactured Home Moderate Income | Existing | Appliances | Natural Gas | Clothes Dryer | E5 | System - kBTUs of Consumption | 0 | 0 | 0 | 0 | 0 | 0 | 0 | 0 | 0 | 0 | 0 | 0 | 0 | 0 | 0 | 0 | 0 | 0 | 0 | 0 | 0 | 0 | 0 | 0 | 0 | 0 | 0 | 0 | 0 | 0 | 0 | 0 | 0
F3_Residential_Manufactured Home Moderate Income_Existing_Appliances_Natural Gas_Clothes Dryer_E6 | F3 | Residential | Manufactured Home Moderate Income | Existing | Appliances | Natural Gas | Clothes Dryer | E6 | System - kBTUs of Consumption | 0 | 0 | 0 | 0 | 0 | 0 | 0 | 0 | 0 | 0 | 0 | 0 | 0 | 0 | 0 | 0 | 0 | 0 | 0 | 0 | 0 | 0 | 0 | 0 | 0 | 0 | 0 | 0 | 0 | 0 | 0 | 0 | 0
F3_Residential_Manufactured Home Moderate Income_Existing_Appliances_Natural Gas_Clothes Dryer_E7 | F3 | Residential | Manufactured Home Moderate Income | Existing | Appliances | Natural Gas | Clothes Dryer | E7 | System - kBTUs of Consumption | 0 | 0 | 0 | 0 | 0 | 0 | 0 | 0 | 0 | 0 | 0 | 0 | 0 | 0 | 0 | 0 | 0 | 0 | 0 | 0 | 0 | 0 | 0 | 0 | 0 | 0 | 0 | 0 | 0 | 0 | 0 | 0 | 0
F3_Residential_Manufactured Home Moderate Income_Existing_Appliances_Natural Gas_Clothes Dryer_E8 | F3 | Residential | Manufactured Home Moderate Income | Existing | Appliances | Natural Gas | Clothes Dryer | E8 | System - kBTUs of Consumption | 0 | 0 | 0 | 0 | 0 | 0 | 0 | 0 | 0 | 0 | 0 | 0 | 0 | 0 | 0 | 0 | 0 | 0 | 0 | 0 | 0 | 0 | 0 | 0 | 0 | 0 | 0 | 0 | 0 | 0 | 0 | 0 | 0
F3_Residential_Manufactured Home Moderate Income_Existing_Appliances_Natural Gas_Clothes Dryer_E9 | F3 | Residential | Manufactured Home Moderate Income | Existing | Appliances | Natural Gas | Clothes Dryer | E9 | System - kBTUs of Consumption | 0 | 0 | 0 | 0 | 0 | 0 | 0 | 0 | 0 | 0 | 0 | 0 | 0 | 0 | 0 | 0 | 0 | 0 | 0 | 0 | 0 | 0 | 0 | 0 | 0 | 0 | 0 | 0 | 0 | 0 | 0 | 0 | 0
F3_Residential_Manufactured Home Moderate Income_Existing_Appliances_Natural Gas_Clothes Dryer_E10 | F3 | Residential | Manufactured Home Moderate Income | Existing | Appliances | Natural Gas | Clothes Dryer | E10 | System - kBTUs of Consumption | 0 | 0 | 0 | 0 | 0 | 0 | 0 | 0 | 0 | 0 | 0 | 0 | 0 | 0 | 0 | 0 | 0 | 0 | 0 | 0 | 0 | 0 | 0 | 0 | 0 | 0 | 0 | 0 | 0 | 0 | 0 | 0 | 0
F4_Residential_Manufactured Home Moderate Income_Existing_Appliances_Natural Gas_Clothes Dryer_E1 | F4 | Residential | Manufactured Home Moderate Income | Existing | Appliances | Natural Gas | Clothes Dryer | E1 | Utility - Cost of Equipment | 17.5026 | 17.5301 | 17.6289 | 17.7084 | 17.641 | 17.74 | 17.9774 | 18.1731 | 18.4084 | 18.6361 | 18.866 | 19.0833 | 19.3131 | 19.5532 | 19.7829 | 20.0202 | 20.2589 | 20.515 | 20.7657 | 21.0105 | 21.2287 | 21.4357 | 21.5996 | 21.7507 | 21.852 | 21.9216 | 21.9716 | 21.9955 | 21.9851 | 21.9509 | 21.8716 | 21.7718 | 21.6347
F4_Residential_Manufactured Home Moderate Income_Existing_Appliances_Natural Gas_Clothes Dryer_E2 | F4 | Residential | Manufactured Home Moderate Income | Existing | Appliances | Natural Gas | Clothes Dryer | E2 | Utility - Cost of Equipment | 16.5273 | 16.5533 | 16.6466 | 16.7217 | 16.658 | 16.7515 | 16.9756 | 17.1604 | 17.3826 | 17.5976 | 17.8147 | 18.0199 | 18.237 | 18.4637 | 18.6805 | 18.9047 | 19.13 | 19.3718 | 19.6086 | 19.8398 | 20.0458 | 20.2413 | 20.3961 | 20.5387 | 20.6343 | 20.7001 | 20.7473 | 20.7699 | 20.7601 | 20.7278 | 20.6529 | 20.5586 | 20.4291
F4_Residential_Manufactured Home Moderate Income_Existing_Appliances_Natural Gas_Clothes Dryer_E3 | F4 | Residential | Manufactured Home Moderate Income | Existing | Appliances | Natural Gas | Clothes Dryer | E3 | Utility - Cost of Equipment | 0 | 0 | 0 | 0 | 0 | 0 | 0 | 0 | 0 | 0 | 0 | 0 | 0 | 0 | 0 | 0 | 0 | 0 | 0 | 0 | 0 | 0 | 0 | 0 | 0 | 0 | 0 | 0 | 0 | 0 | 0 | 0 | 0
F4_Residential_Manufactured Home Moderate Income_Existing_Appliances_Natural Gas_Clothes Dryer_E4 | F4 | Residential | Manufactured Home Moderate Income | Existing | Appliances | Natural Gas | Clothes Dryer | E4 | Utility - Cost of Equipment | 0 | 0 | 0 | 0 | 0 | 0 | 0 | 0 | 0 | 0 | 0 | 0 | 0 | 0 | 0 | 0 | 0 | 0 | 0 | 0 | 0 | 0 | 0 | 0 | 0 | 0 | 0 | 0 | 0 | 0 | 0 | 0 | 0
F4_Residential_Manufactured Home Moderate Income_Existing_Appliances_Natural Gas_Clothes Dryer_E5 | F4 | Residential | Manufactured Home Moderate Income | Existing | Appliances | Natural Gas | Clothes Dryer | E5 | Utility - Cost of Equipment | 0 | 0 | 0 | 0 | 0 | 0 | 0 | 0 | 0 | 0 | 0 | 0 | 0 | 0 | 0 | 0 | 0 | 0 | 0 | 0 | 0 | 0 | 0 | 0 | 0 | 0 | 0 | 0 | 0 | 0 | 0 | 0 | 0
F4_Residential_Manufactured Home Moderate Income_Existing_Appliances_Natural Gas_Clothes Dryer_E6 | F4 | Residential | Manufactured Home Moderate Income | Existing | Appliances | Natural Gas | Clothes Dryer | E6 | Utility - Cost of Equipment | 0 | 0 | 0 | 0 | 0 | 0 | 0 | 0 | 0 | 0 | 0 | 0 | 0 | 0 | 0 | 0 | 0 | 0 | 0 | 0 | 0 | 0 | 0 | 0 | 0 | 0 | 0 | 0 | 0 | 0 | 0 | 0 | 0
F4_Residential_Manufactured Home Moderate Income_Existing_Appliances_Natural Gas_Clothes Dryer_E7 | F4 | Residential | Manufactured Home Moderate Income | Existing | Appliances | Natural Gas | Clothes Dryer | E7 | Utility - Cost of Equipment | 0 | 0 | 0 | 0 | 0 | 0 | 0 | 0 | 0 | 0 | 0 | 0 | 0 | 0 | 0 | 0 | 0 | 0 | 0 | 0 | 0 | 0 | 0 | 0 | 0 | 0 | 0 | 0 | 0 | 0 | 0 | 0 | 0
F4_Residential_Manufactured Home Moderate Income_Existing_Appliances_Natural Gas_Clothes Dryer_E8 | F4 | Residential | Manufactured Home Moderate Income | Existing | Appliances | Natural Gas | Clothes Dryer | E8 | Utility - Cost of Equipment | 0 | 0 | 0 | 0 | 0 | 0 | 0 | 0 | 0 | 0 | 0 | 0 | 0 | 0 | 0 | 0 | 0 | 0 | 0 | 0 | 0 | 0 | 0 | 0 | 0 | 0 | 0 | 0 | 0 | 0 | 0 | 0 | 0
F4_Residential_Manufactured Home Moderate Income_Existing_Appliances_Natural Gas_Clothes Dryer_E9 | F4 | Residential | Manufactured Home Moderate Income | Existing | Appliances | Natural Gas | Clothes Dryer | E9 | Utility - Cost of Equipment | 0 | 0 | 0 | 0 | 0 | 0 | 0 | 0 | 0 | 0 | 0 | 0 | 0 | 0 | 0 | 0 | 0 | 0 | 0 | 0 | 0 | 0 | 0 | 0 | 0 | 0 | 0 | 0 | 0 | 0 | 0 | 0 | 0
F4_Residential_Manufactured Home Moderate Income_Existing_Appliances_Natural Gas_Clothes Dryer_E10 | F4 | Residential | Manufactured Home Moderate Income | Existing | Appliances | Natural Gas | Clothes Dryer | E10 | Utility - Cost of Equipment | 0 | 0 | 0 | 0 | 0 | 0 | 0 | 0 | 0 | 0 | 0 | 0 | 0 | 0 | 0 | 0 | 0 | 0 | 0 | 0 | 0 | 0 | 0 | 0 | 0 | 0 | 0 | 0 | 0 | 0 | 0 | 0 | 0
F5_Residential_Manufactured Home Moderate Income_Existing_Appliances_Natural Gas_Clothes Dryer_E1 | F5 | Residential | Manufactured Home Moderate Income | Existing | Appliances | Natural Gas | Clothes Dryer | E1 | Utility - Cost of Operation | 71.2482 | 71.2482 | 71.2482 | 71.2482 | 71.2482 | 71.2482 | 71.2482 | 71.2482 | 71.2482 | 71.2482 | 71.2482 | 71.2482 | 71.2482 | 71.2482 | 71.2482 | 71.2482 | 71.2482 | 71.2482 | 71.2482 | 71.2482 | 71.2482 | 71.2482 | 71.2482 | 71.2482 | 71.2482 | 71.2482 | 71.2482 | 71.2482 | 71.2482 | 71.2482 | 71.2482 | 71.2482 | 71.2482
F5_Residential_Manufactured Home Moderate Income_Existing_Appliances_Natural Gas_Clothes Dryer_E2 | F5 | Residential | Manufactured Home Moderate Income | Existing | Appliances | Natural Gas | Clothes Dryer | E2 | Utility - Cost of Operation | 76.5063 | 76.5063 | 76.5063 | 76.5063 | 76.5063 | 76.5063 | 76.5063 | 76.5063 | 76.5063 | 76.5063 | 76.5063 | 76.5063 | 76.5063 | 76.5063 | 76.5063 | 76.5063 | 76.5063 | 76.5063 | 76.5063 | 76.5063 | 76.5063 | 76.5063 | 76.5063 | 76.5063 | 76.5063 | 76.5063 | 76.5063 | 76.5063 | 76.5063 | 76.5063 | 76.5063 | 76.5063 | 76.5063
F5_Residential_Manufactured Home Moderate Income_Existing_Appliances_Natural Gas_Clothes Dryer_E3 | F5 | Residential | Manufactured Home Moderate Income | Existing | Appliances | Natural Gas | Clothes Dryer | E3 | Utility - Cost of Operation | 0 | 0 | 0 | 0 | 0 | 0 | 0 | 0 | 0 | 0 | 0 | 0 | 0 | 0 | 0 | 0 | 0 | 0 | 0 | 0 | 0 | 0 | 0 | 0 | 0 | 0 | 0 | 0 | 0 | 0 | 0 | 0 | 0
F5_Residential_Manufactured Home Moderate Income_Existing_Appliances_Natural Gas_Clothes Dryer_E4 | F5 | Residential | Manufactured Home Moderate Income | Existing | Appliances | Natural Gas | Clothes Dryer | E4 | Utility - Cost of Operation | 0 | 0 | 0 | 0 | 0 | 0 | 0 | 0 | 0 | 0 | 0 | 0 | 0 | 0 | 0 | 0 | 0 | 0 | 0 | 0 | 0 | 0 | 0 | 0 | 0 | 0 | 0 | 0 | 0 | 0 | 0 | 0 | 0
F5_Residential_Manufactured Home Moderate Income_Existing_Appliances_Natural Gas_Clothes Dryer_E5 | F5 | Residential | Manufactured Home Moderate Income | Existing | Appliances | Natural Gas | Clothes Dryer | E5 | Utility - Cost of Operation | 0 | 0 | 0 | 0 | 0 | 0 | 0 | 0 | 0 | 0 | 0 | 0 | 0 | 0 | 0 | 0 | 0 | 0 | 0 | 0 | 0 | 0 | 0 | 0 | 0 | 0 | 0 | 0 | 0 | 0 | 0 | 0 | 0
F5_Residential_Manufactured Home Moderate Income_Existing_Appliances_Natural Gas_Clothes Dryer_E6 | F5 | Residential | Manufactured Home Moderate Income | Existing | Appliances | Natural Gas | Clothes Dryer | E6 | Utility - Cost of Operation | 0 | 0 | 0 | 0 | 0 | 0 | 0 | 0 | 0 | 0 | 0 | 0 | 0 | 0 | 0 | 0 | 0 | 0 | 0 | 0 | 0 | 0 | 0 | 0 | 0 | 0 | 0 | 0 | 0 | 0 | 0 | 0 | 0
F5_Residential_Manufactured Home Moderate Income_Existing_Appliances_Natural Gas_Clothes Dryer_E7 | F5 | Residential | Manufactured Home Moderate Income | Existing | Appliances | Natural Gas | Clothes Dryer | E7 | Utility - Cost of Operation | 0 | 0 | 0 | 0 | 0 | 0 | 0 | 0 | 0 | 0 | 0 | 0 | 0 | 0 | 0 | 0 | 0 | 0 | 0 | 0 | 0 | 0 | 0 | 0 | 0 | 0 | 0 | 0 | 0 | 0 | 0 | 0 | 0
F5_Residential_Manufactured Home Moderate Income_Existing_Appliances_Natural Gas_Clothes Dryer_E8 | F5 | Residential | Manufactured Home Moderate Income | Existing | Appliances | Natural Gas | Clothes Dryer | E8 | Utility - Cost of Operation | 0 | 0 | 0 | 0 | 0 | 0 | 0 | 0 | 0 | 0 | 0 | 0 | 0 | 0 | 0 | 0 | 0 | 0 | 0 | 0 | 0 | 0 | 0 | 0 | 0 | 0 | 0 | 0 | 0 | 0 | 0 | 0 | 0
F5_Residential_Manufactured Home Moderate Income_Existing_Appliances_Natural Gas_Clothes Dryer_E9 | F5 | Residential | Manufactured Home Moderate Income | Existing | Appliances | Natural Gas | Clothes Dryer | E9 | Utility - Cost of Operation | 0 | 0 | 0 | 0 | 0 | 0 | 0 | 0 | 0 | 0 | 0 | 0 | 0 | 0 | 0 | 0 | 0 | 0 | 0 | 0 | 0 | 0 | 0 | 0 | 0 | 0 | 0 | 0 | 0 | 0 | 0 | 0 | 0
F5_Residential_Manufactured Home Moderate Income_Existing_Appliances_Natural Gas_Clothes Dryer_E10 | F5 | Residential | Manufactured Home Moderate Income | Existing | Appliances | Natural Gas | Clothes Dryer | E10 | Utility - Cost of Operation | 0 | 0 | 0 | 0 | 0 | 0 | 0 | 0 | 0 | 0 | 0 | 0 | 0 | 0 | 0 | 0 | 0 | 0 | 0 | 0 | 0 | 0 | 0 | 0 | 0 | 0 | 0 | 0 | 0 | 0 | 0 | 0 | 0
F6_Residential_Manufactured Home Moderate Income_Existing_Appliances_Natural Gas_Clothes Dryer_E1 | F6 | Residential | Manufactured Home Moderate Income | Existing | Appliances | Natural Gas | Clothes Dryer | E1 | Utility - Value of Sales | 15.6054 | 15.704 | 15.8395 | 15.9501 | 15.9501 | 15.9501 | 15.9501 | 15.9501 | 15.9501 | 15.9501 | 15.9501 | 15.9501 | 15.9501 | 15.9501 | 15.9501 | 15.9501 | 15.9501 | 15.9501 | 15.9501 | 15.9501 | 15.9501 | 15.9501 | 15.9501 | 15.9501 | 15.9501 | 15.9501 | 15.9501 | 15.9501 | 15.9501 | 15.9501 | 15.9501 | 15.9501 | 15.9501
F6_Residential_Manufactured Home Moderate Income_Existing_Appliances_Natural Gas_Clothes Dryer_E2 | F6 | Residential | Manufactured Home Moderate Income | Existing | Appliances | Natural Gas | Clothes Dryer | E2 | Utility - Value of Sales | 14.7358 | 14.829 | 14.9568 | 15.0614 | 15.0614 | 15.0614 | 15.0614 | 15.0614 | 15.0614 | 15.0614 | 15.0614 | 15.0614 | 15.0614 | 15.0614 | 15.0614 | 15.0614 | 15.0614 | 15.0614 | 15.0614 | 15.0614 | 15.0614 | 15.0614 | 15.0614 | 15.0614 | 15.0614 | 15.0614 | 15.0614 | 15.0614 | 15.0614 | 15.0614 | 15.0614 | 15.0614 | 15.0614
F6_Residential_Manufactured Home Moderate Income_Existing_Appliances_Natural Gas_Clothes Dryer_E3 | F6 | Residential | Manufactured Home Moderate Income | Existing | Appliances | Natural Gas | Clothes Dryer | E3 | Utility - Value of Sales | 0 | 0 | 0 | 0 | 0 | 0 | 0 | 0 | 0 | 0 | 0 | 0 | 0 | 0 | 0 | 0 | 0 | 0 | 0 | 0 | 0 | 0 | 0 | 0 | 0 | 0 | 0 | 0 | 0 | 0 | 0 | 0 | 0
F6_Residential_Manufactured Home Moderate Income_Existing_Appliances_Natural Gas_Clothes Dryer_E4 | F6 | Residential | Manufactured Home Moderate Income | Existing | Appliances | Natural Gas | Clothes Dryer | E4 | Utility - Value of Sales | 0 | 0 | 0 | 0 | 0 | 0 | 0 | 0 | 0 | 0 | 0 | 0 | 0 | 0 | 0 | 0 | 0 | 0 | 0 | 0 | 0 | 0 | 0 | 0 | 0 | 0 | 0 | 0 | 0 | 0 | 0 | 0 | 0
F6_Residential_Manufactured Home Moderate Income_Existing_Appliances_Natural Gas_Clothes Dryer_E5 | F6 | Residential | Manufactured Home Moderate Income | Existing | Appliances | Natural Gas | Clothes Dryer | E5 | Utility - Value of Sales | 0 | 0 | 0 | 0 | 0 | 0 | 0 | 0 | 0 | 0 | 0 | 0 | 0 | 0 | 0 | 0 | 0 | 0 | 0 | 0 | 0 | 0 | 0 | 0 | 0 | 0 | 0 | 0 | 0 | 0 | 0 | 0 | 0
F6_Residential_Manufactured Home Moderate Income_Existing_Appliances_Natural Gas_Clothes Dryer_E6 | F6 | Residential | Manufactured Home Moderate Income | Existing | Appliances | Natural Gas | Clothes Dryer | E6 | Utility - Value of Sales | 0 | 0 | 0 | 0 | 0 | 0 | 0 | 0 | 0 | 0 | 0 | 0 | 0 | 0 | 0 | 0 | 0 | 0 | 0 | 0 | 0 | 0 | 0 | 0 | 0 | 0 | 0 | 0 | 0 | 0 | 0 | 0 | 0
F6_Residential_Manufactured Home Moderate Income_Existing_Appliances_Natural Gas_Clothes Dryer_E7 | F6 | Residential | Manufactured Home Moderate Income | Existing | Appliances | Natural Gas | Clothes Dryer | E7 | Utility - Value of Sales | 0 | 0 | 0 | 0 | 0 | 0 | 0 | 0 | 0 | 0 | 0 | 0 | 0 | 0 | 0 | 0 | 0 | 0 | 0 | 0 | 0 | 0 | 0 | 0 | 0 | 0 | 0 | 0 | 0 | 0 | 0 | 0 | 0
F6_Residential_Manufactured Home Moderate Income_Existing_Appliances_Natural Gas_Clothes Dryer_E8 | F6 | Residential | Manufactured Home Moderate Income | Existing | Appliances | Natural Gas | Clothes Dryer | E8 | Utility - Value of Sales | 0 | 0 | 0 | 0 | 0 | 0 | 0 | 0 | 0 | 0 | 0 | 0 | 0 | 0 | 0 | 0 | 0 | 0 | 0 | 0 | 0 | 0 | 0 | 0 | 0 | 0 | 0 | 0 | 0 | 0 | 0 | 0 | 0
F6_Residential_Manufactured Home Moderate Income_Existing_Appliances_Natural Gas_Clothes Dryer_E9 | F6 | Residential | Manufactured Home Moderate Income | Existing | Appliances | Natural Gas | Clothes Dryer | E9 | Utility - Value of Sales | 0 | 0 | 0 | 0 | 0 | 0 | 0 | 0 | 0 | 0 | 0 | 0 | 0 | 0 | 0 | 0 | 0 | 0 | 0 | 0 | 0 | 0 | 0 | 0 | 0 | 0 | 0 | 0 | 0 | 0 | 0 | 0 | 0
F6_Residential_Manufactured Home Moderate Income_Existing_Appliances_Natural Gas_Clothes Dryer_E10 | F6 | Residential | Manufactured Home Moderate Income | Existing | Appliances | Natural Gas | Clothes Dryer | E10 | Utility - Value of Sales | 0 | 0 | 0 | 0 | 0 | 0 | 0 | 0 | 0 | 0 | 0 | 0 | 0 | 0 | 0 | 0 | 0 | 0 | 0 | 0 | 0 | 0 | 0 | 0 | 0 | 0 | 0 | 0 | 0 | 0 | 0 | 0 | 0
F1_Residential_Manufactured Home Moderate Income_Existing_Appliances_Natural Gas_Stove/Oven_E1 | F1 | Residential | Manufactured Home Moderate Income | Existing | Appliances | Natural Gas | Stove/Oven | E1 | RVT - Cost of Equipment | 23.5208 | 23.594 | 23.7571 | 23.8906 | 23.8259 | 23.921 | 24.1491 | 24.3372 | 24.5634 | 24.7822 | 25.0032 | 25.212 | 25.4329 | 25.6637 | 25.8844 | 26.1126 | 26.3419 | 26.5881 | 26.8261 | 27.0554 | 27.2558 | 27.442 | 27.583 | 27.7076 | 27.7801 | 27.8214 | 27.8429 | 27.8384 | 27.8001 | 27.7379 | 27.6314 | 27.5041 | 27.3399
F1_Residential_Manufactured Home Moderate Income_Existing_Appliances_Natural Gas_Stove/Oven_E2 | F1 | Residential | Manufactured Home Moderate Income | Existing | Appliances | Natural Gas | Stove/Oven | E2 | RVT - Cost of Equipment | 17.6664 | 17.7215 | 17.844 | 17.9443 | 17.8956 | 17.9671 | 18.1384 | 18.2797 | 18.4495 | 18.6139 | 18.7799 | 18.9368 | 19.1027 | 19.276 | 19.4418 | 19.6131 | 19.7854 | 19.9703 | 20.1491 | 20.3213 | 20.4719 | 20.6117 | 20.7176 | 20.8111 | 20.8656 | 20.8966 | 20.9128 | 20.9094 | 20.8807 | 20.8339 | 20.7539 | 20.6583 | 20.535
F1_Residential_Manufactured Home Moderate Income_Existing_Appliances_Natural Gas_Stove/Oven_E3 | F1 | Residential | Manufactured Home Moderate Income | Existing | Appliances | Natural Gas | Stove/Oven | E3 | RVT - Cost of Equipment | 0 | 0 | 0 | 0 | 0 | 0 | 0 | 0 | 0 | 0 | 0 | 0 | 0 | 0 | 0 | 0 | 0 | 0 | 0 | 0 | 0 | 0 | 0 | 0 | 0 | 0 | 0 | 0 | 0 | 0 | 0 | 0 | 0
F1_Residential_Manufactured Home Moderate Income_Existing_Appliances_Natural Gas_Stove/Oven_E4 | F1 | Residential | Manufactured Home Moderate Income | Existing | Appliances | Natural Gas | Stove/Oven | E4 | RVT - Cost of Equipment | 0 | 0 | 0 | 0 | 0 | 0 | 0 | 0 | 0 | 0 | 0 | 0 | 0 | 0 | 0 | 0 | 0 | 0 | 0 | 0 | 0 | 0 | 0 | 0 | 0 | 0 | 0 | 0 | 0 | 0 | 0 | 0 | 0
F1_Residential_Manufactured Home Moderate Income_Existing_Appliances_Natural Gas_Stove/Oven_E5 | F1 | Residential | Manufactured Home Moderate Income | Existing | Appliances | Natural Gas | Stove/Oven | E5 | RVT - Cost of Equipment | 0 | 0 | 0 | 0 | 0 | 0 | 0 | 0 | 0 | 0 | 0 | 0 | 0 | 0 | 0 | 0 | 0 | 0 | 0 | 0 | 0 | 0 | 0 | 0 | 0 | 0 | 0 | 0 | 0 | 0 | 0 | 0 | 0
F1_Residential_Manufactured Home Moderate Income_Existing_Appliances_Natural Gas_Stove/Oven_E6 | F1 | Residential | Manufactured Home Moderate Income | Existing | Appliances | Natural Gas | Stove/Oven | E6 | RVT - Cost of Equipment | 0 | 0 | 0 | 0 | 0 | 0 | 0 | 0 | 0 | 0 | 0 | 0 | 0 | 0 | 0 | 0 | 0 | 0 | 0 | 0 | 0 | 0 | 0 | 0 | 0 | 0 | 0 | 0 | 0 | 0 | 0 | 0 | 0
F1_Residential_Manufactured Home Moderate Income_Existing_Appliances_Natural Gas_Stove/Oven_E7 | F1 | Residential | Manufactured Home Moderate Income | Existing | Appliances | Natural Gas | Stove/Oven | E7 | RVT - Cost of Equipment | 0 | 0 | 0 | 0 | 0 | 0 | 0 | 0 | 0 | 0 | 0 | 0 | 0 | 0 | 0 | 0 | 0 | 0 | 0 | 0 | 0 | 0 | 0 | 0 | 0 | 0 | 0 | 0 | 0 | 0 | 0 | 0 | 0
F1_Residential_Manufactured Home Moderate Income_Existing_Appliances_Natural Gas_Stove/Oven_E8 | F1 | Residential | Manufactured Home Moderate Income | Existing | Appliances | Natural Gas | Stove/Oven | E8 | RVT - Cost of Equipment | 0 | 0 | 0 | 0 | 0 | 0 | 0 | 0 | 0 | 0 | 0 | 0 | 0 | 0 | 0 | 0 | 0 | 0 | 0 | 0 | 0 | 0 | 0 | 0 | 0 | 0 | 0 | 0 | 0 | 0 | 0 | 0 | 0
F1_Residential_Manufactured Home Moderate Income_Existing_Appliances_Natural Gas_Stove/Oven_E9 | F1 | Residential | Manufactured Home Moderate Income | Existing | Appliances | Natural Gas | Stove/Oven | E9 | RVT - Cost of Equipment | 0 | 0 | 0 | 0 | 0 | 0 | 0 | 0 | 0 | 0 | 0 | 0 | 0 | 0 | 0 | 0 | 0 | 0 | 0 | 0 | 0 | 0 | 0 | 0 | 0 | 0 | 0 | 0 | 0 | 0 | 0 | 0 | 0
F1_Residential_Manufactured Home Moderate Income_Existing_Appliances_Natural Gas_Stove/Oven_E10 | F1 | Residential | Manufactured Home Moderate Income | Existing | Appliances | Natural Gas | Stove/Oven | E10 | RVT - Cost of Equipment | 0 | 0 | 0 | 0 | 0 | 0 | 0 | 0 | 0 | 0 | 0 | 0 | 0 | 0 | 0 | 0 | 0 | 0 | 0 | 0 | 0 | 0 | 0 | 0 | 0 | 0 | 0 | 0 | 0 | 0 | 0 | 0 | 0
F2_Residential_Manufactured Home Moderate Income_Existing_Appliances_Natural Gas_Stove/Oven_E1 | F2 | Residential | Manufactured Home Moderate Income | Existing | Appliances | Natural Gas | Stove/Oven | E1 | RVT - Cost of Operation | 16.7951 | 16.8215 | 16.9164 | 16.9927 | 16.928 | 17.023 | 17.2507 | 17.4385 | 17.6643 | 17.8828 | 18.1034 | 18.3119 | 18.5325 | 18.7629 | 18.9832 | 19.211 | 19.44 | 19.6857 | 19.9263 | 20.1612 | 20.3706 | 20.5693 | 20.7266 | 20.8715 | 20.9687 | 21.0355 | 21.0835 | 21.1064 | 21.0965 | 21.0637 | 20.9875 | 20.8918 | 20.7602
F2_Residential_Manufactured Home Moderate Income_Existing_Appliances_Natural Gas_Stove/Oven_E2 | F2 | Residential | Manufactured Home Moderate Income | Existing | Appliances | Natural Gas | Stove/Oven | E2 | RVT - Cost of Operation | 12.6148 | 12.6346 | 12.7059 | 12.7632 | 12.7146 | 12.786 | 12.957 | 13.0981 | 13.2676 | 13.4318 | 13.5975 | 13.7541 | 13.9197 | 14.0928 | 14.2583 | 14.4294 | 14.6014 | 14.786 | 14.9666 | 15.1431 | 15.3004 | 15.4496 | 15.5677 | 15.6766 | 15.7496 | 15.7998 | 15.8358 | 15.853 | 15.8456 | 15.8209 | 15.7637 | 15.6918 | 15.593
F2_Residential_Manufactured Home Moderate Income_Existing_Appliances_Natural Gas_Stove/Oven_E3 | F2 | Residential | Manufactured Home Moderate Income | Existing | Appliances | Natural Gas | Stove/Oven | E3 | RVT - Cost of Operation | 0 | 0 | 0 | 0 | 0 | 0 | 0 | 0 | 0 | 0 | 0 | 0 | 0 | 0 | 0 | 0 | 0 | 0 | 0 | 0 | 0 | 0 | 0 | 0 | 0 | 0 | 0 | 0 | 0 | 0 | 0 | 0 | 0
F2_Residential_Manufactured Home Moderate Income_Existing_Appliances_Natural Gas_Stove/Oven_E4 | F2 | Residential | Manufactured Home Moderate Income | Existing | Appliances | Natural Gas | Stove/Oven | E4 | RVT - Cost of Operation | 0 | 0 | 0 | 0 | 0 | 0 | 0 | 0 | 0 | 0 | 0 | 0 | 0 | 0 | 0 | 0 | 0 | 0 | 0 | 0 | 0 | 0 | 0 | 0 | 0 | 0 | 0 | 0 | 0 | 0 | 0 | 0 | 0
F2_Residential_Manufactured Home Moderate Income_Existing_Appliances_Natural Gas_Stove/Oven_E5 | F2 | Residential | Manufactured Home Moderate Income | Existing | Appliances | Natural Gas | Stove/Oven | E5 | RVT - Cost of Operation | 0 | 0 | 0 | 0 | 0 | 0 | 0 | 0 | 0 | 0 | 0 | 0 | 0 | 0 | 0 | 0 | 0 | 0 | 0 | 0 | 0 | 0 | 0 | 0 | 0 | 0 | 0 | 0 | 0 | 0 | 0 | 0 | 0
F2_Residential_Manufactured Home Moderate Income_Existing_Appliances_Natural Gas_Stove/Oven_E6 | F2 | Residential | Manufactured Home Moderate Income | Existing | Appliances | Natural Gas | Stove/Oven | E6 | RVT - Cost of Operation | 0 | 0 | 0 | 0 | 0 | 0 | 0 | 0 | 0 | 0 | 0 | 0 | 0 | 0 | 0 | 0 | 0 | 0 | 0 | 0 | 0 | 0 | 0 | 0 | 0 | 0 | 0 | 0 | 0 | 0 | 0 | 0 | 0
F2_Residential_Manufactured Home Moderate Income_Existing_Appliances_Natural Gas_Stove/Oven_E7 | F2 | Residential | Manufactured Home Moderate Income | Existing | Appliances | Natural Gas | Stove/Oven | E7 | RVT - Cost of Operation | 0 | 0 | 0 | 0 | 0 | 0 | 0 | 0 | 0 | 0 | 0 | 0 | 0 | 0 | 0 | 0 | 0 | 0 | 0 | 0 | 0 | 0 | 0 | 0 | 0 | 0 | 0 | 0 | 0 | 0 | 0 | 0 | 0
F2_Residential_Manufactured Home Moderate Income_Existing_Appliances_Natural Gas_Stove/Oven_E8 | F2 | Residential | Manufactured Home Moderate Income | Existing | Appliances | Natural Gas | Stove/Oven | E8 | RVT - Cost of Operation | 0 | 0 | 0 | 0 | 0 | 0 | 0 | 0 | 0 | 0 | 0 | 0 | 0 | 0 | 0 | 0 | 0 | 0 | 0 | 0 | 0 | 0 | 0 | 0 | 0 | 0 | 0 | 0 | 0 | 0 | 0 | 0 | 0
F2_Residential_Manufactured Home Moderate Income_Existing_Appliances_Natural Gas_Stove/Oven_E9 | F2 | Residential | Manufactured Home Moderate Income | Existing | Appliances | Natural Gas | Stove/Oven | E9 | RVT - Cost of Operation | 0 | 0 | 0 | 0 | 0 | 0 | 0 | 0 | 0 | 0 | 0 | 0 | 0 | 0 | 0 | 0 | 0 | 0 | 0 | 0 | 0 | 0 | 0 | 0 | 0 | 0 | 0 | 0 | 0 | 0 | 0 | 0 | 0
F2_Residential_Manufactured Home Moderate Income_Existing_Appliances_Natural Gas_Stove/Oven_E10 | F2 | Residential | Manufactured Home Moderate Income | Existing | Appliances | Natural Gas | Stove/Oven | E10 | RVT - Cost of Operation | 0 | 0 | 0 | 0 | 0 | 0 | 0 | 0 | 0 | 0 | 0 | 0 | 0 | 0 | 0 | 0 | 0 | 0 | 0 | 0 | 0 | 0 | 0 | 0 | 0 | 0 | 0 | 0 | 0 | 0 | 0 | 0 | 0
F3_Residential_Manufactured Home Moderate Income_Existing_Appliances_Natural Gas_Stove/Oven_E1 | F3 | Residential | Manufactured Home Moderate Income | Existing | Appliances | Natural Gas | Stove/Oven | E1 | System - kBTUs of Consumption | 100.3952 | 100.3952 | 100.3952 | 100.3952 | 100.3952 | 100.3952 | 100.3952 | 100.3952 | 100.3952 | 100.3952 | 100.3952 | 100.3952 | 100.3952 | 100.3952 | 100.3952 | 100.3952 | 100.3952 | 100.3952 | 100.3952 | 100.3952 | 100.3952 | 100.3952 | 100.3952 | 100.3952 | 100.3952 | 100.3952 | 100.3952 | 100.3952 | 100.3952 | 100.3952 | 100.3952 | 100.3952 | 100.3952
F3_Residential_Manufactured Home Moderate Income_Existing_Appliances_Natural Gas_Stove/Oven_E2 | F3 | Residential | Manufactured Home Moderate Income | Existing | Appliances | Natural Gas | Stove/Oven | E2 | System - kBTUs of Consumption | 105.7927 | 105.7927 | 105.7927 | 105.7927 | 105.7927 | 105.7927 | 105.7927 | 105.7927 | 105.7927 | 105.7927 | 105.7927 | 105.7927 | 105.7927 | 105.7927 | 105.7927 | 105.7927 | 105.7927 | 105.7927 | 105.7927 | 105.7927 | 105.7927 | 105.7927 | 105.7927 | 105.7927 | 105.7927 | 105.7927 | 105.7927 | 105.7927 | 105.7927 | 105.7927 | 105.7927 | 105.7927 | 105.7927
F3_Residential_Manufactured Home Moderate Income_Existing_Appliances_Natural Gas_Stove/Oven_E3 | F3 | Residential | Manufactured Home Moderate Income | Existing | Appliances | Natural Gas | Stove/Oven | E3 | System - kBTUs of Consumption | 0 | 0 | 0 | 0 | 0 | 0 | 0 | 0 | 0 | 0 | 0 | 0 | 0 | 0 | 0 | 0 | 0 | 0 | 0 | 0 | 0 | 0 | 0 | 0 | 0 | 0 | 0 | 0 | 0 | 0 | 0 | 0 | 0
F3_Residential_Manufactured Home Moderate Income_Existing_Appliances_Natural Gas_Stove/Oven_E4 | F3 | Residential | Manufactured Home Moderate Income | Existing | Appliances | Natural Gas | Stove/Oven | E4 | System - kBTUs of Consumption | 0 | 0 | 0 | 0 | 0 | 0 | 0 | 0 | 0 | 0 | 0 | 0 | 0 | 0 | 0 | 0 | 0 | 0 | 0 | 0 | 0 | 0 | 0 | 0 | 0 | 0 | 0 | 0 | 0 | 0 | 0 | 0 | 0
F3_Residential_Manufactured Home Moderate Income_Existing_Appliances_Natural Gas_Stove/Oven_E5 | F3 | Residential | Manufactured Home Moderate Income | Existing | Appliances | Natural Gas | Stove/Oven | E5 | System - kBTUs of Consumption | 0 | 0 | 0 | 0 | 0 | 0 | 0 | 0 | 0 | 0 | 0 | 0 | 0 | 0 | 0 | 0 | 0 | 0 | 0 | 0 | 0 | 0 | 0 | 0 | 0 | 0 | 0 | 0 | 0 | 0 | 0 | 0 | 0
F3_Residential_Manufactured Home Moderate Income_Existing_Appliances_Natural Gas_Stove/Oven_E6 | F3 | Residential | Manufactured Home Moderate Income | Existing | Appliances | Natural Gas | Stove/Oven | E6 | System - kBTUs of Consumption | 0 | 0 | 0 | 0 | 0 | 0 | 0 | 0 | 0 | 0 | 0 | 0 | 0 | 0 | 0 | 0 | 0 | 0 | 0 | 0 | 0 | 0 | 0 | 0 | 0 | 0 | 0 | 0 | 0 | 0 | 0 | 0 | 0
F3_Residential_Manufactured Home Moderate Income_Existing_Appliances_Natural Gas_Stove/Oven_E7 | F3 | Residential | Manufactured Home Moderate Income | Existing | Appliances | Natural Gas | Stove/Oven | E7 | System - kBTUs of Consumption | 0 | 0 | 0 | 0 | 0 | 0 | 0 | 0 | 0 | 0 | 0 | 0 | 0 | 0 | 0 | 0 | 0 | 0 | 0 | 0 | 0 | 0 | 0 | 0 | 0 | 0 | 0 | 0 | 0 | 0 | 0 | 0 | 0
F3_Residential_Manufactured Home Moderate Income_Existing_Appliances_Natural Gas_Stove/Oven_E8 | F3 | Residential | Manufactured Home Moderate Income | Existing | Appliances | Natural Gas | Stove/Oven | E8 | System - kBTUs of Consumption | 0 | 0 | 0 | 0 | 0 | 0 | 0 | 0 | 0 | 0 | 0 | 0 | 0 | 0 | 0 | 0 | 0 | 0 | 0 | 0 | 0 | 0 | 0 | 0 | 0 | 0 | 0 | 0 | 0 | 0 | 0 | 0 | 0
F3_Residential_Manufactured Home Moderate Income_Existing_Appliances_Natural Gas_Stove/Oven_E9 | F3 | Residential | Manufactured Home Moderate Income | Existing | Appliances | Natural Gas | Stove/Oven | E9 | System - kBTUs of Consumption | 0 | 0 | 0 | 0 | 0 | 0 | 0 | 0 | 0 | 0 | 0 | 0 | 0 | 0 | 0 | 0 | 0 | 0 | 0 | 0 | 0 | 0 | 0 | 0 | 0 | 0 | 0 | 0 | 0 | 0 | 0 | 0 | 0
F3_Residential_Manufactured Home Moderate Income_Existing_Appliances_Natural Gas_Stove/Oven_E10 | F3 | Residential | Manufactured Home Moderate Income | Existing | Appliances | Natural Gas | Stove/Oven | E10 | System - kBTUs of Consumption | 0 | 0 | 0 | 0 | 0 | 0 | 0 | 0 | 0 | 0 | 0 | 0 | 0 | 0 | 0 | 0 | 0 | 0 | 0 | 0 | 0 | 0 | 0 | 0 | 0 | 0 | 0 | 0 | 0 | 0 | 0 | 0 | 0
F4_Residential_Manufactured Home Moderate Income_Existing_Appliances_Natural Gas_Stove/Oven_E1 | F4 | Residential | Manufactured Home Moderate Income | Existing | Appliances | Natural Gas | Stove/Oven | E1 | Utility - Cost of Equipment | 16.7951 | 16.8215 | 16.9164 | 16.9927 | 16.928 | 17.023 | 17.2507 | 17.4385 | 17.6643 | 17.8828 | 18.1034 | 18.3119 | 18.5325 | 18.7629 | 18.9832 | 19.211 | 19.44 | 19.6857 | 19.9263 | 20.1612 | 20.3706 | 20.5693 | 20.7266 | 20.8715 | 20.9687 | 21.0355 | 21.0835 | 21.1064 | 21.0965 | 21.0637 | 20.9875 | 20.8918 | 20.7602
F4_Residential_Manufactured Home Moderate Income_Existing_Appliances_Natural Gas_Stove/Oven_E2 | F4 | Residential | Manufactured Home Moderate Income | Existing | Appliances | Natural Gas | Stove/Oven | E2 | Utility - Cost of Equipment | 12.6148 | 12.6346 | 12.7059 | 12.7632 | 12.7146 | 12.786 | 12.957 | 13.0981 | 13.2676 | 13.4318 | 13.5975 | 13.7541 | 13.9197 | 14.0928 | 14.2583 | 14.4294 | 14.6014 | 14.786 | 14.9666 | 15.1431 | 15.3004 | 15.4496 | 15.5677 | 15.6766 | 15.7496 | 15.7998 | 15.8358 | 15.853 | 15.8456 | 15.8209 | 15.7637 | 15.6918 | 15.593
F4_Residential_Manufactured Home Moderate Income_Existing_Appliances_Natural Gas_Stove/Oven_E3 | F4 | Residential | Manufactured Home Moderate Income | Existing | Appliances | Natural Gas | Stove/Oven | E3 | Utility - Cost of Equipment | 0 | 0 | 0 | 0 | 0 | 0 | 0 | 0 | 0 | 0 | 0 | 0 | 0 | 0 | 0 | 0 | 0 | 0 | 0 | 0 | 0 | 0 | 0 | 0 | 0 | 0 | 0 | 0 | 0 | 0 | 0 | 0 | 0
F4_Residential_Manufactured Home Moderate Income_Existing_Appliances_Natural Gas_Stove/Oven_E4 | F4 | Residential | Manufactured Home Moderate Income | Existing | Appliances | Natural Gas | Stove/Oven | E4 | Utility - Cost of Equipment | 0 | 0 | 0 | 0 | 0 | 0 | 0 | 0 | 0 | 0 | 0 | 0 | 0 | 0 | 0 | 0 | 0 | 0 | 0 | 0 | 0 | 0 | 0 | 0 | 0 | 0 | 0 | 0 | 0 | 0 | 0 | 0 | 0
F4_Residential_Manufactured Home Moderate Income_Existing_Appliances_Natural Gas_Stove/Oven_E5 | F4 | Residential | Manufactured Home Moderate Income | Existing | Appliances | Natural Gas | Stove/Oven | E5 | Utility - Cost of Equipment | 0 | 0 | 0 | 0 | 0 | 0 | 0 | 0 | 0 | 0 | 0 | 0 | 0 | 0 | 0 | 0 | 0 | 0 | 0 | 0 | 0 | 0 | 0 | 0 | 0 | 0 | 0 | 0 | 0 | 0 | 0 | 0 | 0
F4_Residential_Manufactured Home Moderate Income_Existing_Appliances_Natural Gas_Stove/Oven_E6 | F4 | Residential | Manufactured Home Moderate Income | Existing | Appliances | Natural Gas | Stove/Oven | E6 | Utility - Cost of Equipment | 0 | 0 | 0 | 0 | 0 | 0 | 0 | 0 | 0 | 0 | 0 | 0 | 0 | 0 | 0 | 0 | 0 | 0 | 0 | 0 | 0 | 0 | 0 | 0 | 0 | 0 | 0 | 0 | 0 | 0 | 0 | 0 | 0
F4_Residential_Manufactured Home Moderate Income_Existing_Appliances_Natural Gas_Stove/Oven_E7 | F4 | Residential | Manufactured Home Moderate Income | Existing | Appliances | Natural Gas | Stove/Oven | E7 | Utility - Cost of Equipment | 0 | 0 | 0 | 0 | 0 | 0 | 0 | 0 | 0 | 0 | 0 | 0 | 0 | 0 | 0 | 0 | 0 | 0 | 0 | 0 | 0 | 0 | 0 | 0 | 0 | 0 | 0 | 0 | 0 | 0 | 0 | 0 | 0
F4_Residential_Manufactured Home Moderate Income_Existing_Appliances_Natural Gas_Stove/Oven_E8 | F4 | Residential | Manufactured Home Moderate Income | Existing | Appliances | Natural Gas | Stove/Oven | E8 | Utility - Cost of Equipment | 0 | 0 | 0 | 0 | 0 | 0 | 0 | 0 | 0 | 0 | 0 | 0 | 0 | 0 | 0 | 0 | 0 | 0 | 0 | 0 | 0 | 0 | 0 | 0 | 0 | 0 | 0 | 0 | 0 | 0 | 0 | 0 | 0
F4_Residential_Manufactured Home Moderate Income_Existing_Appliances_Natural Gas_Stove/Oven_E9 | F4 | Residential | Manufactured Home Moderate Income | Existing | Appliances | Natural Gas | Stove/Oven | E9 | Utility - Cost of Equipment | 0 | 0 | 0 | 0 | 0 | 0 | 0 | 0 | 0 | 0 | 0 | 0 | 0 | 0 | 0 | 0 | 0 | 0 | 0 | 0 | 0 | 0 | 0 | 0 | 0 | 0 | 0 | 0 | 0 | 0 | 0 | 0 | 0
F4_Residential_Manufactured Home Moderate Income_Existing_Appliances_Natural Gas_Stove/Oven_E10 | F4 | Residential | Manufactured Home Moderate Income | Existing | Appliances | Natural Gas | Stove/Oven | E10 | Utility - Cost of Equipment | 0 | 0 | 0 | 0 | 0 | 0 | 0 | 0 | 0 | 0 | 0 | 0 | 0 | 0 | 0 | 0 | 0 | 0 | 0 | 0 | 0 | 0 | 0 | 0 | 0 | 0 | 0 | 0 | 0 | 0 | 0 | 0 | 0
F5_Residential_Manufactured Home Moderate Income_Existing_Appliances_Natural Gas_Stove/Oven_E1 | F5 | Residential | Manufactured Home Moderate Income | Existing | Appliances | Natural Gas | Stove/Oven | E1 | Utility - Cost of Operation | 100.3952 | 100.3952 | 100.3952 | 100.3952 | 100.3952 | 100.3952 | 100.3952 | 100.3952 | 100.3952 | 100.3952 | 100.3952 | 100.3952 | 100.3952 | 100.3952 | 100.3952 | 100.3952 | 100.3952 | 100.3952 | 100.3952 | 100.3952 | 100.3952 | 100.3952 | 100.3952 | 100.3952 | 100.3952 | 100.3952 | 100.3952 | 100.3952 | 100.3952 | 100.3952 | 100.3952 | 100.3952 | 100.3952
F5_Residential_Manufactured Home Moderate Income_Existing_Appliances_Natural Gas_Stove/Oven_E2 | F5 | Residential | Manufactured Home Moderate Income | Existing | Appliances | Natural Gas | Stove/Oven | E2 | Utility - Cost of Operation | 105.7927 | 105.7927 | 105.7927 | 105.7927 | 105.7927 | 105.7927 | 105.7927 | 105.7927 | 105.7927 | 105.7927 | 105.7927 | 105.7927 | 105.7927 | 105.7927 | 105.7927 | 105.7927 | 105.7927 | 105.7927 | 105.7927 | 105.7927 | 105.7927 | 105.7927 | 105.7927 | 105.7927 | 105.7927 | 105.7927 | 105.7927 | 105.7927 | 105.7927 | 105.7927 | 105.7927 | 105.7927 | 105.7927
F5_Residential_Manufactured Home Moderate Income_Existing_Appliances_Natural Gas_Stove/Oven_E3 | F5 | Residential | Manufactured Home Moderate Income | Existing | Appliances | Natural Gas | Stove/Oven | E3 | Utility - Cost of Operation | 0 | 0 | 0 | 0 | 0 | 0 | 0 | 0 | 0 | 0 | 0 | 0 | 0 | 0 | 0 | 0 | 0 | 0 | 0 | 0 | 0 | 0 | 0 | 0 | 0 | 0 | 0 | 0 | 0 | 0 | 0 | 0 | 0
F5_Residential_Manufactured Home Moderate Income_Existing_Appliances_Natural Gas_Stove/Oven_E4 | F5 | Residential | Manufactured Home Moderate Income | Existing | Appliances | Natural Gas | Stove/Oven | E4 | Utility - Cost of Operation | 0 | 0 | 0 | 0 | 0 | 0 | 0 | 0 | 0 | 0 | 0 | 0 | 0 | 0 | 0 | 0 | 0 | 0 | 0 | 0 | 0 | 0 | 0 | 0 | 0 | 0 | 0 | 0 | 0 | 0 | 0 | 0 | 0
F5_Residential_Manufactured Home Moderate Income_Existing_Appliances_Natural Gas_Stove/Oven_E5 | F5 | Residential | Manufactured Home Moderate Income | Existing | Appliances | Natural Gas | Stove/Oven | E5 | Utility - Cost of Operation | 0 | 0 | 0 | 0 | 0 | 0 | 0 | 0 | 0 | 0 | 0 | 0 | 0 | 0 | 0 | 0 | 0 | 0 | 0 | 0 | 0 | 0 | 0 | 0 | 0 | 0 | 0 | 0 | 0 | 0 | 0 | 0 | 0
F5_Residential_Manufactured Home Moderate Income_Existing_Appliances_Natural Gas_Stove/Oven_E6 | F5 | Residential | Manufactured Home Moderate Income | Existing | Appliances | Natural Gas | Stove/Oven | E6 | Utility - Cost of Operation | 0 | 0 | 0 | 0 | 0 | 0 | 0 | 0 | 0 | 0 | 0 | 0 | 0 | 0 | 0 | 0 | 0 | 0 | 0 | 0 | 0 | 0 | 0 | 0 | 0 | 0 | 0 | 0 | 0 | 0 | 0 | 0 | 0
F5_Residential_Manufactured Home Moderate Income_Existing_Appliances_Natural Gas_Stove/Oven_E7 | F5 | Residential | Manufactured Home Moderate Income | Existing | Appliances | Natural Gas | Stove/Oven | E7 | Utility - Cost of Operation | 0 | 0 | 0 | 0 | 0 | 0 | 0 | 0 | 0 | 0 | 0 | 0 | 0 | 0 | 0 | 0 | 0 | 0 | 0 | 0 | 0 | 0 | 0 | 0 | 0 | 0 | 0 | 0 | 0 | 0 | 0 | 0 | 0
F5_Residential_Manufactured Home Moderate Income_Existing_Appliances_Natural Gas_Stove/Oven_E8 | F5 | Residential | Manufactured Home Moderate Income | Existing | Appliances | Natural Gas | Stove/Oven | E8 | Utility - Cost of Operation | 0 | 0 | 0 | 0 | 0 | 0 | 0 | 0 | 0 | 0 | 0 | 0 | 0 | 0 | 0 | 0 | 0 | 0 | 0 | 0 | 0 | 0 | 0 | 0 | 0 | 0 | 0 | 0 | 0 | 0 | 0 | 0 | 0
F5_Residential_Manufactured Home Moderate Income_Existing_Appliances_Natural Gas_Stove/Oven_E9 | F5 | Residential | Manufactured Home Moderate Income | Existing | Appliances | Natural Gas | Stove/Oven | E9 | Utility - Cost of Operation | 0 | 0 | 0 | 0 | 0 | 0 | 0 | 0 | 0 | 0 | 0 | 0 | 0 | 0 | 0 | 0 | 0 | 0 | 0 | 0 | 0 | 0 | 0 | 0 | 0 | 0 | 0 | 0 | 0 | 0 | 0 | 0 | 0
F5_Residential_Manufactured Home Moderate Income_Existing_Appliances_Natural Gas_Stove/Oven_E10 | F5 | Residential | Manufactured Home Moderate Income | Existing | Appliances | Natural Gas | Stove/Oven | E10 | Utility - Cost of Operation | 0 | 0 | 0 | 0 | 0 | 0 | 0 | 0 | 0 | 0 | 0 | 0 | 0 | 0 | 0 | 0 | 0 | 0 | 0 | 0 | 0 | 0 | 0 | 0 | 0 | 0 | 0 | 0 | 0 | 0 | 0 | 0 | 0
F6_Residential_Manufactured Home Moderate Income_Existing_Appliances_Natural Gas_Stove/Oven_E1 | F6 | Residential | Manufactured Home Moderate Income | Existing | Appliances | Natural Gas | Stove/Oven | E1 | Utility - Value of Sales | 14.9746 | 15.0693 | 15.1992 | 15.3054 | 15.3054 | 15.3054 | 15.3054 | 15.3054 | 15.3054 | 15.3054 | 15.3054 | 15.3054 | 15.3054 | 15.3054 | 15.3054 | 15.3054 | 15.3054 | 15.3054 | 15.3054 | 15.3054 | 15.3054 | 15.3054 | 15.3054 | 15.3054 | 15.3054 | 15.3054 | 15.3054 | 15.3054 | 15.3054 | 15.3054 | 15.3054 | 15.3054 | 15.3054
F6_Residential_Manufactured Home Moderate Income_Existing_Appliances_Natural Gas_Stove/Oven_E2 | F6 | Residential | Manufactured Home Moderate Income | Existing | Appliances | Natural Gas | Stove/Oven | E2 | Utility - Value of Sales | 11.2474 | 11.3185 | 11.4161 | 11.4959 | 11.4959 | 11.4959 | 11.4959 | 11.4959 | 11.4959 | 11.4959 | 11.4959 | 11.4959 | 11.4959 | 11.4959 | 11.4959 | 11.4959 | 11.4959 | 11.4959 | 11.4959 | 11.4959 | 11.4959 | 11.4959 | 11.4959 | 11.4959 | 11.4959 | 11.4959 | 11.4959 | 11.4959 | 11.4959 | 11.4959 | 11.4959 | 11.4959 | 11.4959
F6_Residential_Manufactured Home Moderate Income_Existing_Appliances_Natural Gas_Stove/Oven_E3 | F6 | Residential | Manufactured Home Moderate Income | Existing | Appliances | Natural Gas | Stove/Oven | E3 | Utility - Value of Sales | 0 | 0 | 0 | 0 | 0 | 0 | 0 | 0 | 0 | 0 | 0 | 0 | 0 | 0 | 0 | 0 | 0 | 0 | 0 | 0 | 0 | 0 | 0 | 0 | 0 | 0 | 0 | 0 | 0 | 0 | 0 | 0 | 0
F6_Residential_Manufactured Home Moderate Income_Existing_Appliances_Natural Gas_Stove/Oven_E4 | F6 | Residential | Manufactured Home Moderate Income | Existing | Appliances | Natural Gas | Stove/Oven | E4 | Utility - Value of Sales | 0 | 0 | 0 | 0 | 0 | 0 | 0 | 0 | 0 | 0 | 0 | 0 | 0 | 0 | 0 | 0 | 0 | 0 | 0 | 0 | 0 | 0 | 0 | 0 | 0 | 0 | 0 | 0 | 0 | 0 | 0 | 0 | 0
F6_Residential_Manufactured Home Moderate Income_Existing_Appliances_Natural Gas_Stove/Oven_E5 | F6 | Residential | Manufactured Home Moderate Income | Existing | Appliances | Natural Gas | Stove/Oven | E5 | Utility - Value of Sales | 0 | 0 | 0 | 0 | 0 | 0 | 0 | 0 | 0 | 0 | 0 | 0 | 0 | 0 | 0 | 0 | 0 | 0 | 0 | 0 | 0 | 0 | 0 | 0 | 0 | 0 | 0 | 0 | 0 | 0 | 0 | 0 | 0
F6_Residential_Manufactured Home Moderate Income_Existing_Appliances_Natural Gas_Stove/Oven_E6 | F6 | Residential | Manufactured Home Moderate Income | Existing | Appliances | Natural Gas | Stove/Oven | E6 | Utility - Value of Sales | 0 | 0 | 0 | 0 | 0 | 0 | 0 | 0 | 0 | 0 | 0 | 0 | 0 | 0 | 0 | 0 | 0 | 0 | 0 | 0 | 0 | 0 | 0 | 0 | 0 | 0 | 0 | 0 | 0 | 0 | 0 | 0 | 0
F6_Residential_Manufactured Home Moderate Income_Existing_Appliances_Natural Gas_Stove/Oven_E7 | F6 | Residential | Manufactured Home Moderate Income | Existing | Appliances | Natural Gas | Stove/Oven | E7 | Utility - Value of Sales | 0 | 0 | 0 | 0 | 0 | 0 | 0 | 0 | 0 | 0 | 0 | 0 | 0 | 0 | 0 | 0 | 0 | 0 | 0 | 0 | 0 | 0 | 0 | 0 | 0 | 0 | 0 | 0 | 0 | 0 | 0 | 0 | 0
F6_Residential_Manufactured Home Moderate Income_Existing_Appliances_Natural Gas_Stove/Oven_E8 | F6 | Residential | Manufactured Home Moderate Income | Existing | Appliances | Natural Gas | Stove/Oven | E8 | Utility - Value of Sales | 0 | 0 | 0 | 0 | 0 | 0 | 0 | 0 | 0 | 0 | 0 | 0 | 0 | 0 | 0 | 0 | 0 | 0 | 0 | 0 | 0 | 0 | 0 | 0 | 0 | 0 | 0 | 0 | 0 | 0 | 0 | 0 | 0
F6_Residential_Manufactured Home Moderate Income_Existing_Appliances_Natural Gas_Stove/Oven_E9 | F6 | Residential | Manufactured Home Moderate Income | Existing | Appliances | Natural Gas | Stove/Oven | E9 | Utility - Value of Sales | 0 | 0 | 0 | 0 | 0 | 0 | 0 | 0 | 0 | 0 | 0 | 0 | 0 | 0 | 0 | 0 | 0 | 0 | 0 | 0 | 0 | 0 | 0 | 0 | 0 | 0 | 0 | 0 | 0 | 0 | 0 | 0 | 0
F6_Residential_Manufactured Home Moderate Income_Existing_Appliances_Natural Gas_Stove/Oven_E10 | F6 | Residential | Manufactured Home Moderate Income | Existing | Appliances | Natural Gas | Stove/Oven | E10 | Utility - Value of Sales | 0 | 0 | 0 | 0 | 0 | 0 | 0 | 0 | 0 | 0 | 0 | 0 | 0 | 0 | 0 | 0 | 0 | 0 | 0 | 0 | 0 | 0 | 0 | 0 | 0 | 0 | 0 | 0 | 0 | 0 | 0 | 0 | 0
F1_Residential_Manufactured Home Moderate Income_Existing_Miscellaneous_Natural Gas_Pool Heater_E1 | F1 | Residential | Manufactured Home Moderate Income | Existing | Miscellaneous | Natural Gas | Pool Heater | E1 | RVT - Cost of Equipment | 0 | 0 | 0 | 0 | 0 | 0 | 0 | 0 | 0 | 0 | 0 | 0 | 0 | 0 | 0 | 0 | 0 | 0 | 0 | 0 | 0 | 0 | 0 | 0 | 0 | 0 | 0 | 0 | 0 | 0 | 0 | 0 | 0
F1_Residential_Manufactured Home Moderate Income_Existing_Miscellaneous_Natural Gas_Pool Heater_E2 | F1 | Residential | Manufactured Home Moderate Income | Existing | Miscellaneous | Natural Gas | Pool Heater | E2 | RVT - Cost of Equipment | 0 | 0 | 0 | 0 | 0 | 0 | 0 | 0 | 0 | 0 | 0 | 0 | 0 | 0 | 0 | 0 | 0 | 0 | 0 | 0 | 0 | 0 | 0 | 0 | 0 | 0 | 0 | 0 | 0 | 0 | 0 | 0 | 0
F1_Residential_Manufactured Home Moderate Income_Existing_Miscellaneous_Natural Gas_Pool Heater_E3 | F1 | Residential | Manufactured Home Moderate Income | Existing | Miscellaneous | Natural Gas | Pool Heater | E3 | RVT - Cost of Equipment | 0 | 0 | 0 | 0 | 0 | 0 | 0 | 0 | 0 | 0 | 0 | 0 | 0 | 0 | 0 | 0 | 0 | 0 | 0 | 0 | 0 | 0 | 0 | 0 | 0 | 0 | 0 | 0 | 0 | 0 | 0 | 0 | 0
F1_Residential_Manufactured Home Moderate Income_Existing_Miscellaneous_Natural Gas_Pool Heater_E4 | F1 | Residential | Manufactured Home Moderate Income | Existing | Miscellaneous | Natural Gas | Pool Heater | E4 | RVT - Cost of Equipment | 0 | 0 | 0 | 0 | 0 | 0 | 0 | 0 | 0 | 0 | 0 | 0 | 0 | 0 | 0 | 0 | 0 | 0 | 0 | 0 | 0 | 0 | 0 | 0 | 0 | 0 | 0 | 0 | 0 | 0 | 0 | 0 | 0
F1_Residential_Manufactured Home Moderate Income_Existing_Miscellaneous_Natural Gas_Pool Heater_E5 | F1 | Residential | Manufactured Home Moderate Income | Existing | Miscellaneous | Natural Gas | Pool Heater | E5 | RVT - Cost of Equipment | 0 | 0 | 0 | 0 | 0 | 0 | 0 | 0 | 0 | 0 | 0 | 0 | 0 | 0 | 0 | 0 | 0 | 0 | 0 | 0 | 0 | 0 | 0 | 0 | 0 | 0 | 0 | 0 | 0 | 0 | 0 | 0 | 0
F1_Residential_Manufactured Home Moderate Income_Existing_Miscellaneous_Natural Gas_Pool Heater_E6 | F1 | Residential | Manufactured Home Moderate Income | Existing | Miscellaneous | Natural Gas | Pool Heater | E6 | RVT - Cost of Equipment | 0 | 0 | 0 | 0 | 0 | 0 | 0 | 0 | 0 | 0 | 0 | 0 | 0 | 0 | 0 | 0 | 0 | 0 | 0 | 0 | 0 | 0 | 0 | 0 | 0 | 0 | 0 | 0 | 0 | 0 | 0 | 0 | 0
F1_Residential_Manufactured Home Moderate Income_Existing_Miscellaneous_Natural Gas_Pool Heater_E7 | F1 | Residential | Manufactured Home Moderate Income | Existing | Miscellaneous | Natural Gas | Pool Heater | E7 | RVT - Cost of Equipment | 0 | 0 | 0 | 0 | 0 | 0 | 0 | 0 | 0 | 0 | 0 | 0 | 0 | 0 | 0 | 0 | 0 | 0 | 0 | 0 | 0 | 0 | 0 | 0 | 0 | 0 | 0 | 0 | 0 | 0 | 0 | 0 | 0
F1_Residential_Manufactured Home Moderate Income_Existing_Miscellaneous_Natural Gas_Pool Heater_E8 | F1 | Residential | Manufactured Home Moderate Income | Existing | Miscellaneous | Natural Gas | Pool Heater | E8 | RVT - Cost of Equipment | 0 | 0 | 0 | 0 | 0 | 0 | 0 | 0 | 0 | 0 | 0 | 0 | 0 | 0 | 0 | 0 | 0 | 0 | 0 | 0 | 0 | 0 | 0 | 0 | 0 | 0 | 0 | 0 | 0 | 0 | 0 | 0 | 0
F1_Residential_Manufactured Home Moderate Income_Existing_Miscellaneous_Natural Gas_Pool Heater_E9 | F1 | Residential | Manufactured Home Moderate Income | Existing | Miscellaneous | Natural Gas | Pool Heater | E9 | RVT - Cost of Equipment | 0 | 0 | 0 | 0 | 0 | 0 | 0 | 0 | 0 | 0 | 0 | 0 | 0 | 0 | 0 | 0 | 0 | 0 | 0 | 0 | 0 | 0 | 0 | 0 | 0 | 0 | 0 | 0 | 0 | 0 | 0 | 0 | 0
F1_Residential_Manufactured Home Moderate Income_Existing_Miscellaneous_Natural Gas_Pool Heater_E10 | F1 | Residential | Manufactured Home Moderate Income | Existing | Miscellaneous | Natural Gas | Pool Heater | E10 | RVT - Cost of Equipment | 0 | 0 | 0 | 0 | 0 | 0 | 0 | 0 | 0 | 0 | 0 | 0 | 0 | 0 | 0 | 0 | 0 | 0 | 0 | 0 | 0 | 0 | 0 | 0 | 0 | 0 | 0 | 0 | 0 | 0 | 0 | 0 | 0
F2_Residential_Manufactured Home Moderate Income_Existing_Miscellaneous_Natural Gas_Pool Heater_E1 | F2 | Residential | Manufactured Home Moderate Income | Existing | Miscellaneous | Natural Gas | Pool Heater | E1 | RVT - Cost of Operation | 0 | 0 | 0 | 0 | 0 | 0 | 0 | 0 | 0 | 0 | 0 | 0 | 0 | 0 | 0 | 0 | 0 | 0 | 0 | 0 | 0 | 0 | 0 | 0 | 0 | 0 | 0 | 0 | 0 | 0 | 0 | 0 | 0
F2_Residential_Manufactured Home Moderate Income_Existing_Miscellaneous_Natural Gas_Pool Heater_E2 | F2 | Residential | Manufactured Home Moderate Income | Existing | Miscellaneous | Natural Gas | Pool Heater | E2 | RVT - Cost of Operation | 0 | 0 | 0 | 0 | 0 | 0 | 0 | 0 | 0 | 0 | 0 | 0 | 0 | 0 | 0 | 0 | 0 | 0 | 0 | 0 | 0 | 0 | 0 | 0 | 0 | 0 | 0 | 0 | 0 | 0 | 0 | 0 | 0
F2_Residential_Manufactured Home Moderate Income_Existing_Miscellaneous_Natural Gas_Pool Heater_E3 | F2 | Residential | Manufactured Home Moderate Income | Existing | Miscellaneous | Natural Gas | Pool Heater | E3 | RVT - Cost of Operation | 0 | 0 | 0 | 0 | 0 | 0 | 0 | 0 | 0 | 0 | 0 | 0 | 0 | 0 | 0 | 0 | 0 | 0 | 0 | 0 | 0 | 0 | 0 | 0 | 0 | 0 | 0 | 0 | 0 | 0 | 0 | 0 | 0
F2_Residential_Manufactured Home Moderate Income_Existing_Miscellaneous_Natural Gas_Pool Heater_E4 | F2 | Residential | Manufactured Home Moderate Income | Existing | Miscellaneous | Natural Gas | Pool Heater | E4 | RVT - Cost of Operation | 0 | 0 | 0 | 0 | 0 | 0 | 0 | 0 | 0 | 0 | 0 | 0 | 0 | 0 | 0 | 0 | 0 | 0 | 0 | 0 | 0 | 0 | 0 | 0 | 0 | 0 | 0 | 0 | 0 | 0 | 0 | 0 | 0
F2_Residential_Manufactured Home Moderate Income_Existing_Miscellaneous_Natural Gas_Pool Heater_E5 | F2 | Residential | Manufactured Home Moderate Income | Existing | Miscellaneous | Natural Gas | Pool Heater | E5 | RVT - Cost of Operation | 0 | 0 | 0 | 0 | 0 | 0 | 0 | 0 | 0 | 0 | 0 | 0 | 0 | 0 | 0 | 0 | 0 | 0 | 0 | 0 | 0 | 0 | 0 | 0 | 0 | 0 | 0 | 0 | 0 | 0 | 0 | 0 | 0
F2_Residential_Manufactured Home Moderate Income_Existing_Miscellaneous_Natural Gas_Pool Heater_E6 | F2 | Residential | Manufactured Home Moderate Income | Existing | Miscellaneous | Natural Gas | Pool Heater | E6 | RVT - Cost of Operation | 0 | 0 | 0 | 0 | 0 | 0 | 0 | 0 | 0 | 0 | 0 | 0 | 0 | 0 | 0 | 0 | 0 | 0 | 0 | 0 | 0 | 0 | 0 | 0 | 0 | 0 | 0 | 0 | 0 | 0 | 0 | 0 | 0
F2_Residential_Manufactured Home Moderate Income_Existing_Miscellaneous_Natural Gas_Pool Heater_E7 | F2 | Residential | Manufactured Home Moderate Income | Existing | Miscellaneous | Natural Gas | Pool Heater | E7 | RVT - Cost of Operation | 0 | 0 | 0 | 0 | 0 | 0 | 0 | 0 | 0 | 0 | 0 | 0 | 0 | 0 | 0 | 0 | 0 | 0 | 0 | 0 | 0 | 0 | 0 | 0 | 0 | 0 | 0 | 0 | 0 | 0 | 0 | 0 | 0
F2_Residential_Manufactured Home Moderate Income_Existing_Miscellaneous_Natural Gas_Pool Heater_E8 | F2 | Residential | Manufactured Home Moderate Income | Existing | Miscellaneous | Natural Gas | Pool Heater | E8 | RVT - Cost of Operation | 0 | 0 | 0 | 0 | 0 | 0 | 0 | 0 | 0 | 0 | 0 | 0 | 0 | 0 | 0 | 0 | 0 | 0 | 0 | 0 | 0 | 0 | 0 | 0 | 0 | 0 | 0 | 0 | 0 | 0 | 0 | 0 | 0
F2_Residential_Manufactured Home Moderate Income_Existing_Miscellaneous_Natural Gas_Pool Heater_E9 | F2 | Residential | Manufactured Home Moderate Income | Existing | Miscellaneous | Natural Gas | Pool Heater | E9 | RVT - Cost of Operation | 0 | 0 | 0 | 0 | 0 | 0 | 0 | 0 | 0 | 0 | 0 | 0 | 0 | 0 | 0 | 0 | 0 | 0 | 0 | 0 | 0 | 0 | 0 | 0 | 0 | 0 | 0 | 0 | 0 | 0 | 0 | 0 | 0
F2_Residential_Manufactured Home Moderate Income_Existing_Miscellaneous_Natural Gas_Pool Heater_E10 | F2 | Residential | Manufactured Home Moderate Income | Existing | Miscellaneous | Natural Gas | Pool Heater | E10 | RVT - Cost of Operation | 0 | 0 | 0 | 0 | 0 | 0 | 0 | 0 | 0 | 0 | 0 | 0 | 0 | 0 | 0 | 0 | 0 | 0 | 0 | 0 | 0 | 0 | 0 | 0 | 0 | 0 | 0 | 0 | 0 | 0 | 0 | 0 | 0
F3_Residential_Manufactured Home Moderate Income_Existing_Miscellaneous_Natural Gas_Pool Heater_E1 | F3 | Residential | Manufactured Home Moderate Income | Existing | Miscellaneous | Natural Gas | Pool Heater | E1 | System - kBTUs of Consumption | 351.766 | 351.766 | 351.766 | 351.766 | 351.766 | 351.766 | 351.766 | 351.766 | 351.766 | 351.766 | 351.766 | 351.766 | 351.766 | 351.766 | 351.766 | 351.766 | 351.766 | 351.766 | 351.766 | 351.766 | 351.766 | 351.766 | 351.766 | 351.766 | 351.766 | 351.766 | 351.766 | 351.766 | 351.766 | 351.766 | 351.766 | 351.766 | 351.766
F3_Residential_Manufactured Home Moderate Income_Existing_Miscellaneous_Natural Gas_Pool Heater_E2 | F3 | Residential | Manufactured Home Moderate Income | Existing | Miscellaneous | Natural Gas | Pool Heater | E2 | System - kBTUs of Consumption | 427.2575 | 427.2575 | 427.2575 | 427.2575 | 427.2575 | 427.2575 | 427.2575 | 427.2575 | 427.2575 | 427.2575 | 427.2575 | 427.2575 | 427.2575 | 427.2575 | 427.2575 | 427.2575 | 427.2575 | 427.2575 | 427.2575 | 427.2575 | 427.2575 | 427.2575 | 427.2575 | 427.2575 | 427.2575 | 427.2575 | 427.2575 | 427.2575 | 427.2575 | 427.2575 | 427.2575 | 427.2575 | 427.2575
F3_Residential_Manufactured Home Moderate Income_Existing_Miscellaneous_Natural Gas_Pool Heater_E3 | F3 | Residential | Manufactured Home Moderate Income | Existing | Miscellaneous | Natural Gas | Pool Heater | E3 | System - kBTUs of Consumption | 710.8377 | 710.8377 | 710.8377 | 710.8377 | 710.8377 | 710.8377 | 710.8377 | 710.8377 | 710.8377 | 710.8377 | 710.8377 | 710.8377 | 710.8377 | 710.8377 | 710.8377 | 710.8377 | 710.8377 | 710.8377 | 710.8377 | 710.8377 | 710.8377 | 710.8377 | 710.8377 | 710.8377 | 710.8377 | 710.8377 | 710.8377 | 710.8377 | 710.8377 | 710.8377 | 710.8377 | 710.8377 | 710.8377
F3_Residential_Manufactured Home Moderate Income_Existing_Miscellaneous_Natural Gas_Pool Heater_E4 | F3 | Residential | Manufactured Home Moderate Income | Existing | Miscellaneous | Natural Gas | Pool Heater | E4 | System - kBTUs of Consumption | 717.234 | 717.234 | 717.234 | 717.234 | 717.234 | 717.234 | 717.234 | 717.234 | 717.234 | 717.234 | 717.234 | 717.234 | 717.234 | 717.234 | 717.234 | 717.234 | 717.234 | 717.234 | 717.234 | 717.234 | 717.234 | 717.234 | 717.234 | 717.234 | 717.234 | 717.234 | 717.234 | 717.234 | 717.234 | 717.234 | 717.234 | 717.234 | 717.234
F3_Residential_Manufactured Home Moderate Income_Existing_Miscellaneous_Natural Gas_Pool Heater_E5 | F3 | Residential | Manufactured Home Moderate Income | Existing | Miscellaneous | Natural Gas | Pool Heater | E5 | System - kBTUs of Consumption | 0 | 0 | 0 | 0 | 0 | 0 | 0 | 0 | 0 | 0 | 0 | 0 | 0 | 0 | 0 | 0 | 0 | 0 | 0 | 0 | 0 | 0 | 0 | 0 | 0 | 0 | 0 | 0 | 0 | 0 | 0 | 0 | 0
F3_Residential_Manufactured Home Moderate Income_Existing_Miscellaneous_Natural Gas_Pool Heater_E6 | F3 | Residential | Manufactured Home Moderate Income | Existing | Miscellaneous | Natural Gas | Pool Heater | E6 | System - kBTUs of Consumption | 0 | 0 | 0 | 0 | 0 | 0 | 0 | 0 | 0 | 0 | 0 | 0 | 0 | 0 | 0 | 0 | 0 | 0 | 0 | 0 | 0 | 0 | 0 | 0 | 0 | 0 | 0 | 0 | 0 | 0 | 0 | 0 | 0
F3_Residential_Manufactured Home Moderate Income_Existing_Miscellaneous_Natural Gas_Pool Heater_E7 | F3 | Residential | Manufactured Home Moderate Income | Existing | Miscellaneous | Natural Gas | Pool Heater | E7 | System - kBTUs of Consumption | 0 | 0 | 0 | 0 | 0 | 0 | 0 | 0 | 0 | 0 | 0 | 0 | 0 | 0 | 0 | 0 | 0 | 0 | 0 | 0 | 0 | 0 | 0 | 0 | 0 | 0 | 0 | 0 | 0 | 0 | 0 | 0 | 0
F3_Residential_Manufactured Home Moderate Income_Existing_Miscellaneous_Natural Gas_Pool Heater_E8 | F3 | Residential | Manufactured Home Moderate Income | Existing | Miscellaneous | Natural Gas | Pool Heater | E8 | System - kBTUs of Consumption | 0 | 0 | 0 | 0 | 0 | 0 | 0 | 0 | 0 | 0 | 0 | 0 | 0 | 0 | 0 | 0 | 0 | 0 | 0 | 0 | 0 | 0 | 0 | 0 | 0 | 0 | 0 | 0 | 0 | 0 | 0 | 0 | 0
F3_Residential_Manufactured Home Moderate Income_Existing_Miscellaneous_Natural Gas_Pool Heater_E9 | F3 | Residential | Manufactured Home Moderate Income | Existing | Miscellaneous | Natural Gas | Pool Heater | E9 | System - kBTUs of Consumption | 0 | 0 | 0 | 0 | 0 | 0 | 0 | 0 | 0 | 0 | 0 | 0 | 0 | 0 | 0 | 0 | 0 | 0 | 0 | 0 | 0 | 0 | 0 | 0 | 0 | 0 | 0 | 0 | 0 | 0 | 0 | 0 | 0
F3_Residential_Manufactured Home Moderate Income_Existing_Miscellaneous_Natural Gas_Pool Heater_E10 | F3 | Residential | Manufactured Home Moderate Income | Existing | Miscellaneous | Natural Gas | Pool Heater | E10 | System - kBTUs of Consumption | 0 | 0 | 0 | 0 | 0 | 0 | 0 | 0 | 0 | 0 | 0 | 0 | 0 | 0 | 0 | 0 | 0 | 0 | 0 | 0 | 0 | 0 | 0 | 0 | 0 | 0 | 0 | 0 | 0 | 0 | 0 | 0 | 0
F4_Residential_Manufactured Home Moderate Income_Existing_Miscellaneous_Natural Gas_Pool Heater_E1 | F4 | Residential | Manufactured Home Moderate Income | Existing | Miscellaneous | Natural Gas | Pool Heater | E1 | Utility - Cost of Equipment | 0 | 0 | 0 | 0 | 0 | 0 | 0 | 0 | 0 | 0 | 0 | 0 | 0 | 0 | 0 | 0 | 0 | 0 | 0 | 0 | 0 | 0 | 0 | 0 | 0 | 0 | 0 | 0 | 0 | 0 | 0 | 0 | 0
F4_Residential_Manufactured Home Moderate Income_Existing_Miscellaneous_Natural Gas_Pool Heater_E2 | F4 | Residential | Manufactured Home Moderate Income | Existing | Miscellaneous | Natural Gas | Pool Heater | E2 | Utility - Cost of Equipment | 0 | 0 | 0 | 0 | 0 | 0 | 0 | 0 | 0 | 0 | 0 | 0 | 0 | 0 | 0 | 0 | 0 | 0 | 0 | 0 | 0 | 0 | 0 | 0 | 0 | 0 | 0 | 0 | 0 | 0 | 0 | 0 | 0
F4_Residential_Manufactured Home Moderate Income_Existing_Miscellaneous_Natural Gas_Pool Heater_E3 | F4 | Residential | Manufactured Home Moderate Income | Existing | Miscellaneous | Natural Gas | Pool Heater | E3 | Utility - Cost of Equipment | 0 | 0 | 0 | 0 | 0 | 0 | 0 | 0 | 0 | 0 | 0 | 0 | 0 | 0 | 0 | 0 | 0 | 0 | 0 | 0 | 0 | 0 | 0 | 0 | 0 | 0 | 0 | 0 | 0 | 0 | 0 | 0 | 0
F4_Residential_Manufactured Home Moderate Income_Existing_Miscellaneous_Natural Gas_Pool Heater_E4 | F4 | Residential | Manufactured Home Moderate Income | Existing | Miscellaneous | Natural Gas | Pool Heater | E4 | Utility - Cost of Equipment | 0 | 0 | 0 | 0 | 0 | 0 | 0 | 0 | 0 | 0 | 0 | 0 | 0 | 0 | 0 | 0 | 0 | 0 | 0 | 0 | 0 | 0 | 0 | 0 | 0 | 0 | 0 | 0 | 0 | 0 | 0 | 0 | 0
F4_Residential_Manufactured Home Moderate Income_Existing_Miscellaneous_Natural Gas_Pool Heater_E5 | F4 | Residential | Manufactured Home Moderate Income | Existing | Miscellaneous | Natural Gas | Pool Heater | E5 | Utility - Cost of Equipment | 0 | 0 | 0 | 0 | 0 | 0 | 0 | 0 | 0 | 0 | 0 | 0 | 0 | 0 | 0 | 0 | 0 | 0 | 0 | 0 | 0 | 0 | 0 | 0 | 0 | 0 | 0 | 0 | 0 | 0 | 0 | 0 | 0
F4_Residential_Manufactured Home Moderate Income_Existing_Miscellaneous_Natural Gas_Pool Heater_E6 | F4 | Residential | Manufactured Home Moderate Income | Existing | Miscellaneous | Natural Gas | Pool Heater | E6 | Utility - Cost of Equipment | 0 | 0 | 0 | 0 | 0 | 0 | 0 | 0 | 0 | 0 | 0 | 0 | 0 | 0 | 0 | 0 | 0 | 0 | 0 | 0 | 0 | 0 | 0 | 0 | 0 | 0 | 0 | 0 | 0 | 0 | 0 | 0 | 0
F4_Residential_Manufactured Home Moderate Income_Existing_Miscellaneous_Natural Gas_Pool Heater_E7 | F4 | Residential | Manufactured Home Moderate Income | Existing | Miscellaneous | Natural Gas | Pool Heater | E7 | Utility - Cost of Equipment | 0 | 0 | 0 | 0 | 0 | 0 | 0 | 0 | 0 | 0 | 0 | 0 | 0 | 0 | 0 | 0 | 0 | 0 | 0 | 0 | 0 | 0 | 0 | 0 | 0 | 0 | 0 | 0 | 0 | 0 | 0 | 0 | 0
F4_Residential_Manufactured Home Moderate Income_Existing_Miscellaneous_Natural Gas_Pool Heater_E8 | F4 | Residential | Manufactured Home Moderate Income | Existing | Miscellaneous | Natural Gas | Pool Heater | E8 | Utility - Cost of Equipment | 0 | 0 | 0 | 0 | 0 | 0 | 0 | 0 | 0 | 0 | 0 | 0 | 0 | 0 | 0 | 0 | 0 | 0 | 0 | 0 | 0 | 0 | 0 | 0 | 0 | 0 | 0 | 0 | 0 | 0 | 0 | 0 | 0
F4_Residential_Manufactured Home Moderate Income_Existing_Miscellaneous_Natural Gas_Pool Heater_E9 | F4 | Residential | Manufactured Home Moderate Income | Existing | Miscellaneous | Natural Gas | Pool Heater | E9 | Utility - Cost of Equipment | 0 | 0 | 0 | 0 | 0 | 0 | 0 | 0 | 0 | 0 | 0 | 0 | 0 | 0 | 0 | 0 | 0 | 0 | 0 | 0 | 0 | 0 | 0 | 0 | 0 | 0 | 0 | 0 | 0 | 0 | 0 | 0 | 0
F4_Residential_Manufactured Home Moderate Income_Existing_Miscellaneous_Natural Gas_Pool Heater_E10 | F4 | Residential | Manufactured Home Moderate Income | Existing | Miscellaneous | Natural Gas | Pool Heater | E10 | Utility - Cost of Equipment | 0 | 0 | 0 | 0 | 0 | 0 | 0 | 0 | 0 | 0 | 0 | 0 | 0 | 0 | 0 | 0 | 0 | 0 | 0 | 0 | 0 | 0 | 0 | 0 | 0 | 0 | 0 | 0 | 0 | 0 | 0 | 0 | 0
F5_Residential_Manufactured Home Moderate Income_Existing_Miscellaneous_Natural Gas_Pool Heater_E1 | F5 | Residential | Manufactured Home Moderate Income | Existing | Miscellaneous | Natural Gas | Pool Heater | E1 | Utility - Cost of Operation | 351.766 | 351.766 | 351.766 | 351.766 | 351.766 | 351.766 | 351.766 | 351.766 | 351.766 | 351.766 | 351.766 | 351.766 | 351.766 | 351.766 | 351.766 | 351.766 | 351.766 | 351.766 | 351.766 | 351.766 | 351.766 | 351.766 | 351.766 | 351.766 | 351.766 | 351.766 | 351.766 | 351.766 | 351.766 | 351.766 | 351.766 | 351.766 | 351.766
F5_Residential_Manufactured Home Moderate Income_Existing_Miscellaneous_Natural Gas_Pool Heater_E2 | F5 | Residential | Manufactured Home Moderate Income | Existing | Miscellaneous | Natural Gas | Pool Heater | E2 | Utility - Cost of Operation | 427.2575 | 427.2575 | 427.2575 | 427.2575 | 427.2575 | 427.2575 | 427.2575 | 427.2575 | 427.2575 | 427.2575 | 427.2575 | 427.2575 | 427.2575 | 427.2575 | 427.2575 | 427.2575 | 427.2575 | 427.2575 | 427.2575 | 427.2575 | 427.2575 | 427.2575 | 427.2575 | 427.2575 | 427.2575 | 427.2575 | 427.2575 | 427.2575 | 427.2575 | 427.2575 | 427.2575 | 427.2575 | 427.2575
F5_Residential_Manufactured Home Moderate Income_Existing_Miscellaneous_Natural Gas_Pool Heater_E3 | F5 | Residential | Manufactured Home Moderate Income | Existing | Miscellaneous | Natural Gas | Pool Heater | E3 | Utility - Cost of Operation | 710.8377 | 710.8377 | 710.8377 | 710.8377 | 710.8377 | 710.8377 | 710.8377 | 710.8377 | 710.8377 | 710.8377 | 710.8377 | 710.8377 | 710.8377 | 710.8377 | 710.8377 | 710.8377 | 710.8377 | 710.8377 | 710.8377 | 710.8377 | 710.8377 | 710.8377 | 710.8377 | 710.8377 | 710.8377 | 710.8377 | 710.8377 | 710.8377 | 710.8377 | 710.8377 | 710.8377 | 710.8377 | 710.8377
F5_Residential_Manufactured Home Moderate Income_Existing_Miscellaneous_Natural Gas_Pool Heater_E4 | F5 | Residential | Manufactured Home Moderate Income | Existing | Miscellaneous | Natural Gas | Pool Heater | E4 | Utility - Cost of Operation | 717.234 | 717.234 | 717.234 | 717.234 | 717.234 | 717.234 | 717.234 | 717.234 | 717.234 | 717.234 | 717.234 | 717.234 | 717.234 | 717.234 | 717.234 | 717.234 | 717.234 | 717.234 | 717.234 | 717.234 | 717.234 | 717.234 | 717.234 | 717.234 | 717.234 | 717.234 | 717.234 | 717.234 | 717.234 | 717.234 | 717.234 | 717.234 | 717.234
F5_Residential_Manufactured Home Moderate Income_Existing_Miscellaneous_Natural Gas_Pool Heater_E5 | F5 | Residential | Manufactured Home Moderate Income | Existing | Miscellaneous | Natural Gas | Pool Heater | E5 | Utility - Cost of Operation | 0 | 0 | 0 | 0 | 0 | 0 | 0 | 0 | 0 | 0 | 0 | 0 | 0 | 0 | 0 | 0 | 0 | 0 | 0 | 0 | 0 | 0 | 0 | 0 | 0 | 0 | 0 | 0 | 0 | 0 | 0 | 0 | 0
F5_Residential_Manufactured Home Moderate Income_Existing_Miscellaneous_Natural Gas_Pool Heater_E6 | F5 | Residential | Manufactured Home Moderate Income | Existing | Miscellaneous | Natural Gas | Pool Heater | E6 | Utility - Cost of Operation | 0 | 0 | 0 | 0 | 0 | 0 | 0 | 0 | 0 | 0 | 0 | 0 | 0 | 0 | 0 | 0 | 0 | 0 | 0 | 0 | 0 | 0 | 0 | 0 | 0 | 0 | 0 | 0 | 0 | 0 | 0 | 0 | 0
F5_Residential_Manufactured Home Moderate Income_Existing_Miscellaneous_Natural Gas_Pool Heater_E7 | F5 | Residential | Manufactured Home Moderate Income | Existing | Miscellaneous | Natural Gas | Pool Heater | E7 | Utility - Cost of Operation | 0 | 0 | 0 | 0 | 0 | 0 | 0 | 0 | 0 | 0 | 0 | 0 | 0 | 0 | 0 | 0 | 0 | 0 | 0 | 0 | 0 | 0 | 0 | 0 | 0 | 0 | 0 | 0 | 0 | 0 | 0 | 0 | 0
F5_Residential_Manufactured Home Moderate Income_Existing_Miscellaneous_Natural Gas_Pool Heater_E8 | F5 | Residential | Manufactured Home Moderate Income | Existing | Miscellaneous | Natural Gas | Pool Heater | E8 | Utility - Cost of Operation | 0 | 0 | 0 | 0 | 0 | 0 | 0 | 0 | 0 | 0 | 0 | 0 | 0 | 0 | 0 | 0 | 0 | 0 | 0 | 0 | 0 | 0 | 0 | 0 | 0 | 0 | 0 | 0 | 0 | 0 | 0 | 0 | 0
F5_Residential_Manufactured Home Moderate Income_Existing_Miscellaneous_Natural Gas_Pool Heater_E9 | F5 | Residential | Manufactured Home Moderate Income | Existing | Miscellaneous | Natural Gas | Pool Heater | E9 | Utility - Cost of Operation | 0 | 0 | 0 | 0 | 0 | 0 | 0 | 0 | 0 | 0 | 0 | 0 | 0 | 0 | 0 | 0 | 0 | 0 | 0 | 0 | 0 | 0 | 0 | 0 | 0 | 0 | 0 | 0 | 0 | 0 | 0 | 0 | 0
F5_Residential_Manufactured Home Moderate Income_Existing_Miscellaneous_Natural Gas_Pool Heater_E10 | F5 | Residential | Manufactured Home Moderate Income | Existing | Miscellaneous | Natural Gas | Pool Heater | E10 | Utility - Cost of Operation | 0 | 0 | 0 | 0 | 0 | 0 | 0 | 0 | 0 | 0 | 0 | 0 | 0 | 0 | 0 | 0 | 0 | 0 | 0 | 0 | 0 | 0 | 0 | 0 | 0 | 0 | 0 | 0 | 0 | 0 | 0 | 0 | 0
F6_Residential_Manufactured Home Moderate Income_Existing_Miscellaneous_Natural Gas_Pool Heater_E1 | F6 | Residential | Manufactured Home Moderate Income | Existing | Miscellaneous | Natural Gas | Pool Heater | E1 | Utility - Value of Sales | 142.6984 | 143.7861 | 145.2785 | 146.4983 | 146.4983 | 146.4983 | 146.4983 | 146.4983 | 146.4983 | 146.4983 | 146.4983 | 146.4983 | 146.4983 | 146.4983 | 146.4983 | 146.4983 | 146.4983 | 146.4983 | 146.4983 | 146.4983 | 146.4983 | 146.4983 | 146.4983 | 146.4983 | 146.4983 | 146.4983 | 146.4983 | 146.4983 | 146.4983 | 146.4983 | 146.4983 | 146.4983 | 146.4983
F6_Residential_Manufactured Home Moderate Income_Existing_Miscellaneous_Natural Gas_Pool Heater_E2 | F6 | Residential | Manufactured Home Moderate Income | Existing | Miscellaneous | Natural Gas | Pool Heater | E2 | Utility - Value of Sales | 137.5818 | 138.6304 | 140.0693 | 141.2454 | 141.2454 | 141.2454 | 141.2454 | 141.2454 | 141.2454 | 141.2454 | 141.2454 | 141.2454 | 141.2454 | 141.2454 | 141.2454 | 141.2454 | 141.2454 | 141.2454 | 141.2454 | 141.2454 | 141.2454 | 141.2454 | 141.2454 | 141.2454 | 141.2454 | 141.2454 | 141.2454 | 141.2454 | 141.2454 | 141.2454 | 141.2454 | 141.2454 | 141.2454
F6_Residential_Manufactured Home Moderate Income_Existing_Miscellaneous_Natural Gas_Pool Heater_E3 | F6 | Residential | Manufactured Home Moderate Income | Existing | Miscellaneous | Natural Gas | Pool Heater | E3 | Utility - Value of Sales | 121.9475 | 122.8769 | 124.1523 | 125.1948 | 125.1948 | 125.1948 | 125.1948 | 125.1948 | 125.1948 | 125.1948 | 125.1948 | 125.1948 | 125.1948 | 125.1948 | 125.1948 | 125.1948 | 125.1948 | 125.1948 | 125.1948 | 125.1948 | 125.1948 | 125.1948 | 125.1948 | 125.1948 | 125.1948 | 125.1948 | 125.1948 | 125.1948 | 125.1948 | 125.1948 | 125.1948 | 125.1948 | 125.1948
F6_Residential_Manufactured Home Moderate Income_Existing_Miscellaneous_Natural Gas_Pool Heater_E4 | F6 | Residential | Manufactured Home Moderate Income | Existing | Miscellaneous | Natural Gas | Pool Heater | E4 | Utility - Value of Sales | 120.728 | 121.6482 | 122.9108 | 123.9428 | 123.9428 | 123.9428 | 123.9428 | 123.9428 | 123.9428 | 123.9428 | 123.9428 | 123.9428 | 123.9428 | 123.9428 | 123.9428 | 123.9428 | 123.9428 | 123.9428 | 123.9428 | 123.9428 | 123.9428 | 123.9428 | 123.9428 | 123.9428 | 123.9428 | 123.9428 | 123.9428 | 123.9428 | 123.9428 | 123.9428 | 123.9428 | 123.9428 | 123.9428
F6_Residential_Manufactured Home Moderate Income_Existing_Miscellaneous_Natural Gas_Pool Heater_E5 | F6 | Residential | Manufactured Home Moderate Income | Existing | Miscellaneous | Natural Gas | Pool Heater | E5 | Utility - Value of Sales | 0 | 0 | 0 | 0 | 0 | 0 | 0 | 0 | 0 | 0 | 0 | 0 | 0 | 0 | 0 | 0 | 0 | 0 | 0 | 0 | 0 | 0 | 0 | 0 | 0 | 0 | 0 | 0 | 0 | 0 | 0 | 0 | 0
F6_Residential_Manufactured Home Moderate Income_Existing_Miscellaneous_Natural Gas_Pool Heater_E6 | F6 | Residential | Manufactured Home Moderate Income | Existing | Miscellaneous | Natural Gas | Pool Heater | E6 | Utility - Value of Sales | 0 | 0 | 0 | 0 | 0 | 0 | 0 | 0 | 0 | 0 | 0 | 0 | 0 | 0 | 0 | 0 | 0 | 0 | 0 | 0 | 0 | 0 | 0 | 0 | 0 | 0 | 0 | 0 | 0 | 0 | 0 | 0 | 0
F6_Residential_Manufactured Home Moderate Income_Existing_Miscellaneous_Natural Gas_Pool Heater_E7 | F6 | Residential | Manufactured Home Moderate Income | Existing | Miscellaneous | Natural Gas | Pool Heater | E7 | Utility - Value of Sales | 0 | 0 | 0 | 0 | 0 | 0 | 0 | 0 | 0 | 0 | 0 | 0 | 0 | 0 | 0 | 0 | 0 | 0 | 0 | 0 | 0 | 0 | 0 | 0 | 0 | 0 | 0 | 0 | 0 | 0 | 0 | 0 | 0
F6_Residential_Manufactured Home Moderate Income_Existing_Miscellaneous_Natural Gas_Pool Heater_E8 | F6 | Residential | Manufactured Home Moderate Income | Existing | Miscellaneous | Natural Gas | Pool Heater | E8 | Utility - Value of Sales | 0 | 0 | 0 | 0 | 0 | 0 | 0 | 0 | 0 | 0 | 0 | 0 | 0 | 0 | 0 | 0 | 0 | 0 | 0 | 0 | 0 | 0 | 0 | 0 | 0 | 0 | 0 | 0 | 0 | 0 | 0 | 0 | 0
F6_Residential_Manufactured Home Moderate Income_Existing_Miscellaneous_Natural Gas_Pool Heater_E9 | F6 | Residential | Manufactured Home Moderate Income | Existing | Miscellaneous | Natural Gas | Pool Heater | E9 | Utility - Value of Sales | 0 | 0 | 0 | 0 | 0 | 0 | 0 | 0 | 0 | 0 | 0 | 0 | 0 | 0 | 0 | 0 | 0 | 0 | 0 | 0 | 0 | 0 | 0 | 0 | 0 | 0 | 0 | 0 | 0 | 0 | 0 | 0 | 0
F6_Residential_Manufactured Home Moderate Income_Existing_Miscellaneous_Natural Gas_Pool Heater_E10 | F6 | Residential | Manufactured Home Moderate Income | Existing | Miscellaneous | Natural Gas | Pool Heater | E10 | Utility - Value of Sales | 0 | 0 | 0 | 0 | 0 | 0 | 0 | 0 | 0 | 0 | 0 | 0 | 0 | 0 | 0 | 0 | 0 | 0 | 0 | 0 | 0 | 0 | 0 | 0 | 0 | 0 | 0 | 0 | 0 | 0 | 0 | 0 | 0
F1_Residential_Manufactured Home Moderate Income_Existing_Miscellaneous_Natural Gas_Miscellaneous_E1 | F1 | Residential | Manufactured Home Moderate Income | Existing | Miscellaneous | Natural Gas | Miscellaneous | E1 | RVT - Cost of Equipment | 0 | 0 | 0 | 0 | 0 | 0 | 0 | 0 | 0 | 0 | 0 | 0 | 0 | 0 | 0 | 0 | 0 | 0 | 0 | 0 | 0 | 0 | 0 | 0 | 0 | 0 | 0 | 0 | 0 | 0 | 0 | 0 | 0
F1_Residential_Manufactured Home Moderate Income_Existing_Miscellaneous_Natural Gas_Miscellaneous_E2 | F1 | Residential | Manufactured Home Moderate Income | Existing | Miscellaneous | Natural Gas | Miscellaneous | E2 | RVT - Cost of Equipment | 0 | 0 | 0 | 0 | 0 | 0 | 0 | 0 | 0 | 0 | 0 | 0 | 0 | 0 | 0 | 0 | 0 | 0 | 0 | 0 | 0 | 0 | 0 | 0 | 0 | 0 | 0 | 0 | 0 | 0 | 0 | 0 | 0
F1_Residential_Manufactured Home Moderate Income_Existing_Miscellaneous_Natural Gas_Miscellaneous_E3 | F1 | Residential | Manufactured Home Moderate Income | Existing | Miscellaneous | Natural Gas | Miscellaneous | E3 | RVT - Cost of Equipment | 0 | 0 | 0 | 0 | 0 | 0 | 0 | 0 | 0 | 0 | 0 | 0 | 0 | 0 | 0 | 0 | 0 | 0 | 0 | 0 | 0 | 0 | 0 | 0 | 0 | 0 | 0 | 0 | 0 | 0 | 0 | 0 | 0
F1_Residential_Manufactured Home Moderate Income_Existing_Miscellaneous_Natural Gas_Miscellaneous_E4 | F1 | Residential | Manufactured Home Moderate Income | Existing | Miscellaneous | Natural Gas | Miscellaneous | E4 | RVT - Cost of Equipment | 0 | 0 | 0 | 0 | 0 | 0 | 0 | 0 | 0 | 0 | 0 | 0 | 0 | 0 | 0 | 0 | 0 | 0 | 0 | 0 | 0 | 0 | 0 | 0 | 0 | 0 | 0 | 0 | 0 | 0 | 0 | 0 | 0
F1_Residential_Manufactured Home Moderate Income_Existing_Miscellaneous_Natural Gas_Miscellaneous_E5 | F1 | Residential | Manufactured Home Moderate Income | Existing | Miscellaneous | Natural Gas | Miscellaneous | E5 | RVT - Cost of Equipment | 0 | 0 | 0 | 0 | 0 | 0 | 0 | 0 | 0 | 0 | 0 | 0 | 0 | 0 | 0 | 0 | 0 | 0 | 0 | 0 | 0 | 0 | 0 | 0 | 0 | 0 | 0 | 0 | 0 | 0 | 0 | 0 | 0
F1_Residential_Manufactured Home Moderate Income_Existing_Miscellaneous_Natural Gas_Miscellaneous_E6 | F1 | Residential | Manufactured Home Moderate Income | Existing | Miscellaneous | Natural Gas | Miscellaneous | E6 | RVT - Cost of Equipment | 0 | 0 | 0 | 0 | 0 | 0 | 0 | 0 | 0 | 0 | 0 | 0 | 0 | 0 | 0 | 0 | 0 | 0 | 0 | 0 | 0 | 0 | 0 | 0 | 0 | 0 | 0 | 0 | 0 | 0 | 0 | 0 | 0
F1_Residential_Manufactured Home Moderate Income_Existing_Miscellaneous_Natural Gas_Miscellaneous_E7 | F1 | Residential | Manufactured Home Moderate Income | Existing | Miscellaneous | Natural Gas | Miscellaneous | E7 | RVT - Cost of Equipment | 0 | 0 | 0 | 0 | 0 | 0 | 0 | 0 | 0 | 0 | 0 | 0 | 0 | 0 | 0 | 0 | 0 | 0 | 0 | 0 | 0 | 0 | 0 | 0 | 0 | 0 | 0 | 0 | 0 | 0 | 0 | 0 | 0
F1_Residential_Manufactured Home Moderate Income_Existing_Miscellaneous_Natural Gas_Miscellaneous_E8 | F1 | Residential | Manufactured Home Moderate Income | Existing | Miscellaneous | Natural Gas | Miscellaneous | E8 | RVT - Cost of Equipment | 0 | 0 | 0 | 0 | 0 | 0 | 0 | 0 | 0 | 0 | 0 | 0 | 0 | 0 | 0 | 0 | 0 | 0 | 0 | 0 | 0 | 0 | 0 | 0 | 0 | 0 | 0 | 0 | 0 | 0 | 0 | 0 | 0
F1_Residential_Manufactured Home Moderate Income_Existing_Miscellaneous_Natural Gas_Miscellaneous_E9 | F1 | Residential | Manufactured Home Moderate Income | Existing | Miscellaneous | Natural Gas | Miscellaneous | E9 | RVT - Cost of Equipment | 0 | 0 | 0 | 0 | 0 | 0 | 0 | 0 | 0 | 0 | 0 | 0 | 0 | 0 | 0 | 0 | 0 | 0 | 0 | 0 | 0 | 0 | 0 | 0 | 0 | 0 | 0 | 0 | 0 | 0 | 0 | 0 | 0
F1_Residential_Manufactured Home Moderate Income_Existing_Miscellaneous_Natural Gas_Miscellaneous_E10 | F1 | Residential | Manufactured Home Moderate Income | Existing | Miscellaneous | Natural Gas | Miscellaneous | E10 | RVT - Cost of Equipment | 0 | 0 | 0 | 0 | 0 | 0 | 0 | 0 | 0 | 0 | 0 | 0 | 0 | 0 | 0 | 0 | 0 | 0 | 0 | 0 | 0 | 0 | 0 | 0 | 0 | 0 | 0 | 0 | 0 | 0 | 0 | 0 | 0
F2_Residential_Manufactured Home Moderate Income_Existing_Miscellaneous_Natural Gas_Miscellaneous_E1 | F2 | Residential | Manufactured Home Moderate Income | Existing | Miscellaneous | Natural Gas | Miscellaneous | E1 | RVT - Cost of Operation | 0 | 0 | 0 | 0 | 0 | 0 | 0 | 0 | 0 | 0 | 0 | 0 | 0 | 0 | 0 | 0 | 0 | 0 | 0 | 0 | 0 | 0 | 0 | 0 | 0 | 0 | 0 | 0 | 0 | 0 | 0 | 0 | 0
F2_Residential_Manufactured Home Moderate Income_Existing_Miscellaneous_Natural Gas_Miscellaneous_E2 | F2 | Residential | Manufactured Home Moderate Income | Existing | Miscellaneous | Natural Gas | Miscellaneous | E2 | RVT - Cost of Operation | 0 | 0 | 0 | 0 | 0 | 0 | 0 | 0 | 0 | 0 | 0 | 0 | 0 | 0 | 0 | 0 | 0 | 0 | 0 | 0 | 0 | 0 | 0 | 0 | 0 | 0 | 0 | 0 | 0 | 0 | 0 | 0 | 0
F2_Residential_Manufactured Home Moderate Income_Existing_Miscellaneous_Natural Gas_Miscellaneous_E3 | F2 | Residential | Manufactured Home Moderate Income | Existing | Miscellaneous | Natural Gas | Miscellaneous | E3 | RVT - Cost of Operation | 0 | 0 | 0 | 0 | 0 | 0 | 0 | 0 | 0 | 0 | 0 | 0 | 0 | 0 | 0 | 0 | 0 | 0 | 0 | 0 | 0 | 0 | 0 | 0 | 0 | 0 | 0 | 0 | 0 | 0 | 0 | 0 | 0
F2_Residential_Manufactured Home Moderate Income_Existing_Miscellaneous_Natural Gas_Miscellaneous_E4 | F2 | Residential | Manufactured Home Moderate Income | Existing | Miscellaneous | Natural Gas | Miscellaneous | E4 | RVT - Cost of Operation | 0 | 0 | 0 | 0 | 0 | 0 | 0 | 0 | 0 | 0 | 0 | 0 | 0 | 0 | 0 | 0 | 0 | 0 | 0 | 0 | 0 | 0 | 0 | 0 | 0 | 0 | 0 | 0 | 0 | 0 | 0 | 0 | 0
F2_Residential_Manufactured Home Moderate Income_Existing_Miscellaneous_Natural Gas_Miscellaneous_E5 | F2 | Residential | Manufactured Home Moderate Income | Existing | Miscellaneous | Natural Gas | Miscellaneous | E5 | RVT - Cost of Operation | 0 | 0 | 0 | 0 | 0 | 0 | 0 | 0 | 0 | 0 | 0 | 0 | 0 | 0 | 0 | 0 | 0 | 0 | 0 | 0 | 0 | 0 | 0 | 0 | 0 | 0 | 0 | 0 | 0 | 0 | 0 | 0 | 0
F2_Residential_Manufactured Home Moderate Income_Existing_Miscellaneous_Natural Gas_Miscellaneous_E6 | F2 | Residential | Manufactured Home Moderate Income | Existing | Miscellaneous | Natural Gas | Miscellaneous | E6 | RVT - Cost of Operation | 0 | 0 | 0 | 0 | 0 | 0 | 0 | 0 | 0 | 0 | 0 | 0 | 0 | 0 | 0 | 0 | 0 | 0 | 0 | 0 | 0 | 0 | 0 | 0 | 0 | 0 | 0 | 0 | 0 | 0 | 0 | 0 | 0
F2_Residential_Manufactured Home Moderate Income_Existing_Miscellaneous_Natural Gas_Miscellaneous_E7 | F2 | Residential | Manufactured Home Moderate Income | Existing | Miscellaneous | Natural Gas | Miscellaneous | E7 | RVT - Cost of Operation | 0 | 0 | 0 | 0 | 0 | 0 | 0 | 0 | 0 | 0 | 0 | 0 | 0 | 0 | 0 | 0 | 0 | 0 | 0 | 0 | 0 | 0 | 0 | 0 | 0 | 0 | 0 | 0 | 0 | 0 | 0 | 0 | 0
F2_Residential_Manufactured Home Moderate Income_Existing_Miscellaneous_Natural Gas_Miscellaneous_E8 | F2 | Residential | Manufactured Home Moderate Income | Existing | Miscellaneous | Natural Gas | Miscellaneous | E8 | RVT - Cost of Operation | 0 | 0 | 0 | 0 | 0 | 0 | 0 | 0 | 0 | 0 | 0 | 0 | 0 | 0 | 0 | 0 | 0 | 0 | 0 | 0 | 0 | 0 | 0 | 0 | 0 | 0 | 0 | 0 | 0 | 0 | 0 | 0 | 0
F2_Residential_Manufactured Home Moderate Income_Existing_Miscellaneous_Natural Gas_Miscellaneous_E9 | F2 | Residential | Manufactured Home Moderate Income | Existing | Miscellaneous | Natural Gas | Miscellaneous | E9 | RVT - Cost of Operation | 0 | 0 | 0 | 0 | 0 | 0 | 0 | 0 | 0 | 0 | 0 | 0 | 0 | 0 | 0 | 0 | 0 | 0 | 0 | 0 | 0 | 0 | 0 | 0 | 0 | 0 | 0 | 0 | 0 | 0 | 0 | 0 | 0
F2_Residential_Manufactured Home Moderate Income_Existing_Miscellaneous_Natural Gas_Miscellaneous_E10 | F2 | Residential | Manufactured Home Moderate Income | Existing | Miscellaneous | Natural Gas | Miscellaneous | E10 | RVT - Cost of Operation | 0 | 0 | 0 | 0 | 0 | 0 | 0 | 0 | 0 | 0 | 0 | 0 | 0 | 0 | 0 | 0 | 0 | 0 | 0 | 0 | 0 | 0 | 0 | 0 | 0 | 0 | 0 | 0 | 0 | 0 | 0 | 0 | 0
F3_Residential_Manufactured Home Moderate Income_Existing_Miscellaneous_Natural Gas_Miscellaneous_E1 | F3 | Residential | Manufactured Home Moderate Income | Existing | Miscellaneous | Natural Gas | Miscellaneous | E1 | System - kBTUs of Consumption | 16.4611 | 16.4611 | 16.4611 | 16.4611 | 16.4611 | 16.4611 | 16.4611 | 16.4611 | 16.4611 | 16.4611 | 16.4611 | 16.4611 | 16.4611 | 16.4611 | 16.4611 | 16.4611 | 16.4611 | 16.4611 | 16.4611 | 16.4611 | 16.4611 | 16.4611 | 16.4611 | 16.4611 | 16.4611 | 16.4611 | 16.4611 | 16.4611 | 16.4611 | 16.4611 | 16.4611 | 16.4611 | 16.4611
F3_Residential_Manufactured Home Moderate Income_Existing_Miscellaneous_Natural Gas_Miscellaneous_E2 | F3 | Residential | Manufactured Home Moderate Income | Existing | Miscellaneous | Natural Gas | Miscellaneous | E2 | System - kBTUs of Consumption | 0 | 0 | 0 | 0 | 0 | 0 | 0 | 0 | 0 | 0 | 0 | 0 | 0 | 0 | 0 | 0 | 0 | 0 | 0 | 0 | 0 | 0 | 0 | 0 | 0 | 0 | 0 | 0 | 0 | 0 | 0 | 0 | 0
F3_Residential_Manufactured Home Moderate Income_Existing_Miscellaneous_Natural Gas_Miscellaneous_E3 | F3 | Residential | Manufactured Home Moderate Income | Existing | Miscellaneous | Natural Gas | Miscellaneous | E3 | System - kBTUs of Consumption | 0 | 0 | 0 | 0 | 0 | 0 | 0 | 0 | 0 | 0 | 0 | 0 | 0 | 0 | 0 | 0 | 0 | 0 | 0 | 0 | 0 | 0 | 0 | 0 | 0 | 0 | 0 | 0 | 0 | 0 | 0 | 0 | 0
F3_Residential_Manufactured Home Moderate Income_Existing_Miscellaneous_Natural Gas_Miscellaneous_E4 | F3 | Residential | Manufactured Home Moderate Income | Existing | Miscellaneous | Natural Gas | Miscellaneous | E4 | System - kBTUs of Consumption | 0 | 0 | 0 | 0 | 0 | 0 | 0 | 0 | 0 | 0 | 0 | 0 | 0 | 0 | 0 | 0 | 0 | 0 | 0 | 0 | 0 | 0 | 0 | 0 | 0 | 0 | 0 | 0 | 0 | 0 | 0 | 0 | 0
F3_Residential_Manufactured Home Moderate Income_Existing_Miscellaneous_Natural Gas_Miscellaneous_E5 | F3 | Residential | Manufactured Home Moderate Income | Existing | Miscellaneous | Natural Gas | Miscellaneous | E5 | System - kBTUs of Consumption | 0 | 0 | 0 | 0 | 0 | 0 | 0 | 0 | 0 | 0 | 0 | 0 | 0 | 0 | 0 | 0 | 0 | 0 | 0 | 0 | 0 | 0 | 0 | 0 | 0 | 0 | 0 | 0 | 0 | 0 | 0 | 0 | 0
F3_Residential_Manufactured Home Moderate Income_Existing_Miscellaneous_Natural Gas_Miscellaneous_E6 | F3 | Residential | Manufactured Home Moderate Income | Existing | Miscellaneous | Natural Gas | Miscellaneous | E6 | System - kBTUs of Consumption | 0 | 0 | 0 | 0 | 0 | 0 | 0 | 0 | 0 | 0 | 0 | 0 | 0 | 0 | 0 | 0 | 0 | 0 | 0 | 0 | 0 | 0 | 0 | 0 | 0 | 0 | 0 | 0 | 0 | 0 | 0 | 0 | 0
F3_Residential_Manufactured Home Moderate Income_Existing_Miscellaneous_Natural Gas_Miscellaneous_E7 | F3 | Residential | Manufactured Home Moderate Income | Existing | Miscellaneous | Natural Gas | Miscellaneous | E7 | System - kBTUs of Consumption | 0 | 0 | 0 | 0 | 0 | 0 | 0 | 0 | 0 | 0 | 0 | 0 | 0 | 0 | 0 | 0 | 0 | 0 | 0 | 0 | 0 | 0 | 0 | 0 | 0 | 0 | 0 | 0 | 0 | 0 | 0 | 0 | 0
F3_Residential_Manufactured Home Moderate Income_Existing_Miscellaneous_Natural Gas_Miscellaneous_E8 | F3 | Residential | Manufactured Home Moderate Income | Existing | Miscellaneous | Natural Gas | Miscellaneous | E8 | System - kBTUs of Consumption | 0 | 0 | 0 | 0 | 0 | 0 | 0 | 0 | 0 | 0 | 0 | 0 | 0 | 0 | 0 | 0 | 0 | 0 | 0 | 0 | 0 | 0 | 0 | 0 | 0 | 0 | 0 | 0 | 0 | 0 | 0 | 0 | 0
F3_Residential_Manufactured Home Moderate Income_Existing_Miscellaneous_Natural Gas_Miscellaneous_E9 | F3 | Residential | Manufactured Home Moderate Income | Existing | Miscellaneous | Natural Gas | Miscellaneous | E9 | System - kBTUs of Consumption | 0 | 0 | 0 | 0 | 0 | 0 | 0 | 0 | 0 | 0 | 0 | 0 | 0 | 0 | 0 | 0 | 0 | 0 | 0 | 0 | 0 | 0 | 0 | 0 | 0 | 0 | 0 | 0 | 0 | 0 | 0 | 0 | 0
F3_Residential_Manufactured Home Moderate Income_Existing_Miscellaneous_Natural Gas_Miscellaneous_E10 | F3 | Residential | Manufactured Home Moderate Income | Existing | Miscellaneous | Natural Gas | Miscellaneous | E10 | System - kBTUs of Consumption | 0 | 0 | 0 | 0 | 0 | 0 | 0 | 0 | 0 | 0 | 0 | 0 | 0 | 0 | 0 | 0 | 0 | 0 | 0 | 0 | 0 | 0 | 0 | 0 | 0 | 0 | 0 | 0 | 0 | 0 | 0 | 0 | 0
F4_Residential_Manufactured Home Moderate Income_Existing_Miscellaneous_Natural Gas_Miscellaneous_E1 | F4 | Residential | Manufactured Home Moderate Income | Existing | Miscellaneous | Natural Gas | Miscellaneous | E1 | Utility - Cost of Equipment | 0 | 0 | 0 | 0 | 0 | 0 | 0 | 0 | 0 | 0 | 0 | 0 | 0 | 0 | 0 | 0 | 0 | 0 | 0 | 0 | 0 | 0 | 0 | 0 | 0 | 0 | 0 | 0 | 0 | 0 | 0 | 0 | 0
F4_Residential_Manufactured Home Moderate Income_Existing_Miscellaneous_Natural Gas_Miscellaneous_E2 | F4 | Residential | Manufactured Home Moderate Income | Existing | Miscellaneous | Natural Gas | Miscellaneous | E2 | Utility - Cost of Equipment | 0 | 0 | 0 | 0 | 0 | 0 | 0 | 0 | 0 | 0 | 0 | 0 | 0 | 0 | 0 | 0 | 0 | 0 | 0 | 0 | 0 | 0 | 0 | 0 | 0 | 0 | 0 | 0 | 0 | 0 | 0 | 0 | 0
F4_Residential_Manufactured Home Moderate Income_Existing_Miscellaneous_Natural Gas_Miscellaneous_E3 | F4 | Residential | Manufactured Home Moderate Income | Existing | Miscellaneous | Natural Gas | Miscellaneous | E3 | Utility - Cost of Equipment | 0 | 0 | 0 | 0 | 0 | 0 | 0 | 0 | 0 | 0 | 0 | 0 | 0 | 0 | 0 | 0 | 0 | 0 | 0 | 0 | 0 | 0 | 0 | 0 | 0 | 0 | 0 | 0 | 0 | 0 | 0 | 0 | 0
F4_Residential_Manufactured Home Moderate Income_Existing_Miscellaneous_Natural Gas_Miscellaneous_E4 | F4 | Residential | Manufactured Home Moderate Income | Existing | Miscellaneous | Natural Gas | Miscellaneous | E4 | Utility - Cost of Equipment | 0 | 0 | 0 | 0 | 0 | 0 | 0 | 0 | 0 | 0 | 0 | 0 | 0 | 0 | 0 | 0 | 0 | 0 | 0 | 0 | 0 | 0 | 0 | 0 | 0 | 0 | 0 | 0 | 0 | 0 | 0 | 0 | 0
F4_Residential_Manufactured Home Moderate Income_Existing_Miscellaneous_Natural Gas_Miscellaneous_E5 | F4 | Residential | Manufactured Home Moderate Income | Existing | Miscellaneous | Natural Gas | Miscellaneous | E5 | Utility - Cost of Equipment | 0 | 0 | 0 | 0 | 0 | 0 | 0 | 0 | 0 | 0 | 0 | 0 | 0 | 0 | 0 | 0 | 0 | 0 | 0 | 0 | 0 | 0 | 0 | 0 | 0 | 0 | 0 | 0 | 0 | 0 | 0 | 0 | 0
F4_Residential_Manufactured Home Moderate Income_Existing_Miscellaneous_Natural Gas_Miscellaneous_E6 | F4 | Residential | Manufactured Home Moderate Income | Existing | Miscellaneous | Natural Gas | Miscellaneous | E6 | Utility - Cost of Equipment | 0 | 0 | 0 | 0 | 0 | 0 | 0 | 0 | 0 | 0 | 0 | 0 | 0 | 0 | 0 | 0 | 0 | 0 | 0 | 0 | 0 | 0 | 0 | 0 | 0 | 0 | 0 | 0 | 0 | 0 | 0 | 0 | 0
F4_Residential_Manufactured Home Moderate Income_Existing_Miscellaneous_Natural Gas_Miscellaneous_E7 | F4 | Residential | Manufactured Home Moderate Income | Existing | Miscellaneous | Natural Gas | Miscellaneous | E7 | Utility - Cost of Equipment | 0 | 0 | 0 | 0 | 0 | 0 | 0 | 0 | 0 | 0 | 0 | 0 | 0 | 0 | 0 | 0 | 0 | 0 | 0 | 0 | 0 | 0 | 0 | 0 | 0 | 0 | 0 | 0 | 0 | 0 | 0 | 0 | 0
F4_Residential_Manufactured Home Moderate Income_Existing_Miscellaneous_Natural Gas_Miscellaneous_E8 | F4 | Residential | Manufactured Home Moderate Income | Existing | Miscellaneous | Natural Gas | Miscellaneous | E8 | Utility - Cost of Equipment | 0 | 0 | 0 | 0 | 0 | 0 | 0 | 0 | 0 | 0 | 0 | 0 | 0 | 0 | 0 | 0 | 0 | 0 | 0 | 0 | 0 | 0 | 0 | 0 | 0 | 0 | 0 | 0 | 0 | 0 | 0 | 0 | 0
F4_Residential_Manufactured Home Moderate Income_Existing_Miscellaneous_Natural Gas_Miscellaneous_E9 | F4 | Residential | Manufactured Home Moderate Income | Existing | Miscellaneous | Natural Gas | Miscellaneous | E9 | Utility - Cost of Equipment | 0 | 0 | 0 | 0 | 0 | 0 | 0 | 0 | 0 | 0 | 0 | 0 | 0 | 0 | 0 | 0 | 0 | 0 | 0 | 0 | 0 | 0 | 0 | 0 | 0 | 0 | 0 | 0 | 0 | 0 | 0 | 0 | 0
F4_Residential_Manufactured Home Moderate Income_Existing_Miscellaneous_Natural Gas_Miscellaneous_E10 | F4 | Residential | Manufactured Home Moderate Income | Existing | Miscellaneous | Natural Gas | Miscellaneous | E10 | Utility - Cost of Equipment | 0 | 0 | 0 | 0 | 0 | 0 | 0 | 0 | 0 | 0 | 0 | 0 | 0 | 0 | 0 | 0 | 0 | 0 | 0 | 0 | 0 | 0 | 0 | 0 | 0 | 0 | 0 | 0 | 0 | 0 | 0 | 0 | 0
F5_Residential_Manufactured Home Moderate Income_Existing_Miscellaneous_Natural Gas_Miscellaneous_E1 | F5 | Residential | Manufactured Home Moderate Income | Existing | Miscellaneous | Natural Gas | Miscellaneous | E1 | Utility - Cost of Operation | 16.4611 | 16.4611 | 16.4611 | 16.4611 | 16.4611 | 16.4611 | 16.4611 | 16.4611 | 16.4611 | 16.4611 | 16.4611 | 16.4611 | 16.4611 | 16.4611 | 16.4611 | 16.4611 | 16.4611 | 16.4611 | 16.4611 | 16.4611 | 16.4611 | 16.4611 | 16.4611 | 16.4611 | 16.4611 | 16.4611 | 16.4611 | 16.4611 | 16.4611 | 16.4611 | 16.4611 | 16.4611 | 16.4611
F5_Residential_Manufactured Home Moderate Income_Existing_Miscellaneous_Natural Gas_Miscellaneous_E2 | F5 | Residential | Manufactured Home Moderate Income | Existing | Miscellaneous | Natural Gas | Miscellaneous | E2 | Utility - Cost of Operation | 0 | 0 | 0 | 0 | 0 | 0 | 0 | 0 | 0 | 0 | 0 | 0 | 0 | 0 | 0 | 0 | 0 | 0 | 0 | 0 | 0 | 0 | 0 | 0 | 0 | 0 | 0 | 0 | 0 | 0 | 0 | 0 | 0
F5_Residential_Manufactured Home Moderate Income_Existing_Miscellaneous_Natural Gas_Miscellaneous_E3 | F5 | Residential | Manufactured Home Moderate Income | Existing | Miscellaneous | Natural Gas | Miscellaneous | E3 | Utility - Cost of Operation | 0 | 0 | 0 | 0 | 0 | 0 | 0 | 0 | 0 | 0 | 0 | 0 | 0 | 0 | 0 | 0 | 0 | 0 | 0 | 0 | 0 | 0 | 0 | 0 | 0 | 0 | 0 | 0 | 0 | 0 | 0 | 0 | 0
F5_Residential_Manufactured Home Moderate Income_Existing_Miscellaneous_Natural Gas_Miscellaneous_E4 | F5 | Residential | Manufactured Home Moderate Income | Existing | Miscellaneous | Natural Gas | Miscellaneous | E4 | Utility - Cost of Operation | 0 | 0 | 0 | 0 | 0 | 0 | 0 | 0 | 0 | 0 | 0 | 0 | 0 | 0 | 0 | 0 | 0 | 0 | 0 | 0 | 0 | 0 | 0 | 0 | 0 | 0 | 0 | 0 | 0 | 0 | 0 | 0 | 0
F5_Residential_Manufactured Home Moderate Income_Existing_Miscellaneous_Natural Gas_Miscellaneous_E5 | F5 | Residential | Manufactured Home Moderate Income | Existing | Miscellaneous | Natural Gas | Miscellaneous | E5 | Utility - Cost of Operation | 0 | 0 | 0 | 0 | 0 | 0 | 0 | 0 | 0 | 0 | 0 | 0 | 0 | 0 | 0 | 0 | 0 | 0 | 0 | 0 | 0 | 0 | 0 | 0 | 0 | 0 | 0 | 0 | 0 | 0 | 0 | 0 | 0
F5_Residential_Manufactured Home Moderate Income_Existing_Miscellaneous_Natural Gas_Miscellaneous_E6 | F5 | Residential | Manufactured Home Moderate Income | Existing | Miscellaneous | Natural Gas | Miscellaneous | E6 | Utility - Cost of Operation | 0 | 0 | 0 | 0 | 0 | 0 | 0 | 0 | 0 | 0 | 0 | 0 | 0 | 0 | 0 | 0 | 0 | 0 | 0 | 0 | 0 | 0 | 0 | 0 | 0 | 0 | 0 | 0 | 0 | 0 | 0 | 0 | 0
F5_Residential_Manufactured Home Moderate Income_Existing_Miscellaneous_Natural Gas_Miscellaneous_E7 | F5 | Residential | Manufactured Home Moderate Income | Existing | Miscellaneous | Natural Gas | Miscellaneous | E7 | Utility - Cost of Operation | 0 | 0 | 0 | 0 | 0 | 0 | 0 | 0 | 0 | 0 | 0 | 0 | 0 | 0 | 0 | 0 | 0 | 0 | 0 | 0 | 0 | 0 | 0 | 0 | 0 | 0 | 0 | 0 | 0 | 0 | 0 | 0 | 0
F5_Residential_Manufactured Home Moderate Income_Existing_Miscellaneous_Natural Gas_Miscellaneous_E8 | F5 | Residential | Manufactured Home Moderate Income | Existing | Miscellaneous | Natural Gas | Miscellaneous | E8 | Utility - Cost of Operation | 0 | 0 | 0 | 0 | 0 | 0 | 0 | 0 | 0 | 0 | 0 | 0 | 0 | 0 | 0 | 0 | 0 | 0 | 0 | 0 | 0 | 0 | 0 | 0 | 0 | 0 | 0 | 0 | 0 | 0 | 0 | 0 | 0
F5_Residential_Manufactured Home Moderate Income_Existing_Miscellaneous_Natural Gas_Miscellaneous_E9 | F5 | Residential | Manufactured Home Moderate Income | Existing | Miscellaneous | Natural Gas | Miscellaneous | E9 | Utility - Cost of Operation | 0 | 0 | 0 | 0 | 0 | 0 | 0 | 0 | 0 | 0 | 0 | 0 | 0 | 0 | 0 | 0 | 0 | 0 | 0 | 0 | 0 | 0 | 0 | 0 | 0 | 0 | 0 | 0 | 0 | 0 | 0 | 0 | 0
F5_Residential_Manufactured Home Moderate Income_Existing_Miscellaneous_Natural Gas_Miscellaneous_E10 | F5 | Residential | Manufactured Home Moderate Income | Existing | Miscellaneous | Natural Gas | Miscellaneous | E10 | Utility - Cost of Operation | 0 | 0 | 0 | 0 | 0 | 0 | 0 | 0 | 0 | 0 | 0 | 0 | 0 | 0 | 0 | 0 | 0 | 0 | 0 | 0 | 0 | 0 | 0 | 0 | 0 | 0 | 0 | 0 | 0 | 0 | 0 | 0 | 0
F6_Residential_Manufactured Home Moderate Income_Existing_Miscellaneous_Natural Gas_Miscellaneous_E1 | F6 | Residential | Manufactured Home Moderate Income | Existing | Miscellaneous | Natural Gas | Miscellaneous | E1 | Utility - Value of Sales | 5.5382 | 5.595 | 5.6729 | 5.7366 | 5.7366 | 5.7366 | 5.7366 | 5.7366 | 5.7366 | 5.7366 | 5.7366 | 5.7366 | 5.7366 | 5.7366 | 5.7366 | 5.7366 | 5.7366 | 5.7366 | 5.7366 | 5.7366 | 5.7366 | 5.7366 | 5.7366 | 5.7366 | 5.7366 | 5.7366 | 5.7366 | 5.7366 | 5.7366 | 5.7366 | 5.7366 | 5.7366 | 5.7366
F6_Residential_Manufactured Home Moderate Income_Existing_Miscellaneous_Natural Gas_Miscellaneous_E2 | F6 | Residential | Manufactured Home Moderate Income | Existing | Miscellaneous | Natural Gas | Miscellaneous | E2 | Utility - Value of Sales | 0 | 0 | 0 | 0 | 0 | 0 | 0 | 0 | 0 | 0 | 0 | 0 | 0 | 0 | 0 | 0 | 0 | 0 | 0 | 0 | 0 | 0 | 0 | 0 | 0 | 0 | 0 | 0 | 0 | 0 | 0 | 0 | 0
F6_Residential_Manufactured Home Moderate Income_Existing_Miscellaneous_Natural Gas_Miscellaneous_E3 | F6 | Residential | Manufactured Home Moderate Income | Existing | Miscellaneous | Natural Gas | Miscellaneous | E3 | Utility - Value of Sales | 0 | 0 | 0 | 0 | 0 | 0 | 0 | 0 | 0 | 0 | 0 | 0 | 0 | 0 | 0 | 0 | 0 | 0 | 0 | 0 | 0 | 0 | 0 | 0 | 0 | 0 | 0 | 0 | 0 | 0 | 0 | 0 | 0
F6_Residential_Manufactured Home Moderate Income_Existing_Miscellaneous_Natural Gas_Miscellaneous_E4 | F6 | Residential | Manufactured Home Moderate Income | Existing | Miscellaneous | Natural Gas | Miscellaneous | E4 | Utility - Value of Sales | 0 | 0 | 0 | 0 | 0 | 0 | 0 | 0 | 0 | 0 | 0 | 0 | 0 | 0 | 0 | 0 | 0 | 0 | 0 | 0 | 0 | 0 | 0 | 0 | 0 | 0 | 0 | 0 | 0 | 0 | 0 | 0 | 0
F6_Residential_Manufactured Home Moderate Income_Existing_Miscellaneous_Natural Gas_Miscellaneous_E5 | F6 | Residential | Manufactured Home Moderate Income | Existing | Miscellaneous | Natural Gas | Miscellaneous | E5 | Utility - Value of Sales | 0 | 0 | 0 | 0 | 0 | 0 | 0 | 0 | 0 | 0 | 0 | 0 | 0 | 0 | 0 | 0 | 0 | 0 | 0 | 0 | 0 | 0 | 0 | 0 | 0 | 0 | 0 | 0 | 0 | 0 | 0 | 0 | 0
F6_Residential_Manufactured Home Moderate Income_Existing_Miscellaneous_Natural Gas_Miscellaneous_E6 | F6 | Residential | Manufactured Home Moderate Income | Existing | Miscellaneous | Natural Gas | Miscellaneous | E6 | Utility - Value of Sales | 0 | 0 | 0 | 0 | 0 | 0 | 0 | 0 | 0 | 0 | 0 | 0 | 0 | 0 | 0 | 0 | 0 | 0 | 0 | 0 | 0 | 0 | 0 | 0 | 0 | 0 | 0 | 0 | 0 | 0 | 0 | 0 | 0
F6_Residential_Manufactured Home Moderate Income_Existing_Miscellaneous_Natural Gas_Miscellaneous_E7 | F6 | Residential | Manufactured Home Moderate Income | Existing | Miscellaneous | Natural Gas | Miscellaneous | E7 | Utility - Value of Sales | 0 | 0 | 0 | 0 | 0 | 0 | 0 | 0 | 0 | 0 | 0 | 0 | 0 | 0 | 0 | 0 | 0 | 0 | 0 | 0 | 0 | 0 | 0 | 0 | 0 | 0 | 0 | 0 | 0 | 0 | 0 | 0 | 0
F6_Residential_Manufactured Home Moderate Income_Existing_Miscellaneous_Natural Gas_Miscellaneous_E8 | F6 | Residential | Manufactured Home Moderate Income | Existing | Miscellaneous | Natural Gas | Miscellaneous | E8 | Utility - Value of Sales | 0 | 0 | 0 | 0 | 0 | 0 | 0 | 0 | 0 | 0 | 0 | 0 | 0 | 0 | 0 | 0 | 0 | 0 | 0 | 0 | 0 | 0 | 0 | 0 | 0 | 0 | 0 | 0 | 0 | 0 | 0 | 0 | 0
F6_Residential_Manufactured Home Moderate Income_Existing_Miscellaneous_Natural Gas_Miscellaneous_E9 | F6 | Residential | Manufactured Home Moderate Income | Existing | Miscellaneous | Natural Gas | Miscellaneous | E9 | Utility - Value of Sales | 0 | 0 | 0 | 0 | 0 | 0 | 0 | 0 | 0 | 0 | 0 | 0 | 0 | 0 | 0 | 0 | 0 | 0 | 0 | 0 | 0 | 0 | 0 | 0 | 0 | 0 | 0 | 0 | 0 | 0 | 0 | 0 | 0
F6_Residential_Manufactured Home Moderate Income_Existing_Miscellaneous_Natural Gas_Miscellaneous_E10 | F6 | Residential | Manufactured Home Moderate Income | Existing | Miscellaneous | Natural Gas | Miscellaneous | E10 | Utility - Value of Sales | 0 | 0 | 0 | 0 | 0 | 0 | 0 | 0 | 0 | 0 | 0 | 0 | 0 | 0 | 0 | 0 | 0 | 0 | 0 | 0 | 0 | 0 | 0 | 0 | 0 | 0 | 0 | 0 | 0 | 0 | 0 | 0 | 0
F1_Residential_Manufactured Home Moderate Income_New_Space Heating_Natural Gas_Furnace_E1 | F1 | Residential | Manufactured Home Moderate Income | New | Space Heating | Natural Gas | Furnace | E1 | RVT - Cost of Equipment | 1222.8743 | 1223.9109 | 1227.4553 | 1229.9848 | 1225.9077 | 1224.9369 | 1226.4947 | 1227.0318 | 1228.1231 | 1228.5261 | 1228.326 | 1227.3909 | 1226.2513 | 1224.7222 | 1222.3729 | 1219.4895 | 1215.9998 | 1212.1475 | 1208.0129 | 1203.9973 | 1199.5391 | 1194.9538 | 1189.8689 | 1184.758 | 1179.0567 | 1173.0029 | 1166.6096 | 1160.0166 | 1152.7658 | 1145.2785 | 1137.1543 | 1128.8353 | 1119.6106
F1_Residential_Manufactured Home Moderate Income_New_Space Heating_Natural Gas_Furnace_E2 | F1 | Residential | Manufactured Home Moderate Income | New | Space Heating | Natural Gas | Furnace | E2 | RVT - Cost of Equipment | 1035.2055 | 1036.083 | 1039.0834 | 1041.2247 | 1037.7733 | 1036.9515 | 1038.2702 | 1038.725 | 1039.6487 | 1039.9899 | 1039.8205 | 1039.029 | 1038.0642 | 1036.7698 | 1034.781 | 1032.3402 | 1029.386 | 1026.1249 | 1022.6247 | 1019.2255 | 1015.4514 | 1011.5698 | 1007.2653 | 1002.9387 | 998.1123 | 992.9876 | 987.5754 | 981.9942 | 975.8562 | 969.5179 | 962.6405 | 955.5982 | 947.7892
F1_Residential_Manufactured Home Moderate Income_New_Space Heating_Natural Gas_Furnace_E3 | F1 | Residential | Manufactured Home Moderate Income | New | Space Heating | Natural Gas | Furnace | E3 | RVT - Cost of Equipment | 1000.9004 | 1001.7489 | 1004.6499 | 1006.7202 | 1003.3832 | 1002.5886 | 1003.8636 | 1004.3033 | 1005.1964 | 1005.5263 | 1005.3625 | 1004.5972 | 1003.6644 | 1002.4129 | 1000.49 | 998.1301 | 995.2738 | 992.1207 | 988.7366 | 985.45 | 981.801 | 978.048 | 973.8861 | 969.7029 | 965.0365 | 960.0816 | 954.8488 | 949.4525 | 943.5179 | 937.3897 | 930.7402 | 923.9312 | 916.381
F1_Residential_Manufactured Home Moderate Income_New_Space Heating_Natural Gas_Furnace_E4 | F1 | Residential | Manufactured Home Moderate Income | New | Space Heating | Natural Gas | Furnace | E4 | RVT - Cost of Equipment | 816.2743 | 816.9477 | 819.7759 | 821.6646 | 817.7733 | 816.4963 | 817.6543 | 818.2005 | 819.5437 | 820.619 | 821.5606 | 822.2556 | 823.2267 | 824.3204 | 825.2203 | 825.564 | 825.2771 | 824.5503 | 823.0247 | 820.9747 | 817.8755 | 813.9007 | 809.4927 | 805.0622 | 800.1198 | 794.872 | 789.3298 | 783.6145 | 777.329 | 770.8384 | 763.7958 | 756.5843 | 748.5912
F1_Residential_Manufactured Home Moderate Income_New_Space Heating_Natural Gas_Furnace_E5 | F1 | Residential | Manufactured Home Moderate Income | New | Space Heating | Natural Gas | Furnace | E5 | RVT - Cost of Equipment | 652.7774 | 653.3004 | 655.3225 | 656.7103 | 654.0887 | 653.3203 | 654.2744 | 654.8144 | 655.9156 | 656.8368 | 657.6762 | 658.0508 | 658.2712 | 658.2301 | 657.6644 | 656.7372 | 655.3991 | 653.7957 | 651.6838 | 649.2553 | 646.5591 | 643.786 | 640.7108 | 637.6198 | 634.1718 | 630.5106 | 626.6441 | 622.6568 | 618.2716 | 613.7435 | 608.8302 | 603.7991 | 598.2227
F1_Residential_Manufactured Home Moderate Income_New_Space Heating_Natural Gas_Furnace_E6 | F1 | Residential | Manufactured Home Moderate Income | New | Space Heating | Natural Gas | Furnace | E6 | RVT - Cost of Equipment | 549.7072 | 550.1477 | 551.8505 | 553.0192 | 550.8115 | 550.1645 | 550.9679 | 551.4227 | 552.35 | 553.1257 | 553.8326 | 554.148 | 554.3337 | 554.299 | 553.8227 | 553.0419 | 551.915 | 550.5648 | 548.7863 | 546.7413 | 544.4708 | 542.1356 | 539.5459 | 536.943 | 534.0394 | 530.9563 | 527.7003 | 524.3425 | 520.6498 | 516.8366 | 512.6991 | 508.4624 | 503.7664
F1_Residential_Manufactured Home Moderate Income_New_Space Heating_Natural Gas_Furnace_E7 | F1 | Residential | Manufactured Home Moderate Income | New | Space Heating | Natural Gas | Furnace | E7 | RVT - Cost of Equipment | 0 | 0 | 0 | 0 | 0 | 0 | 0 | 0 | 0 | 0 | 0 | 0 | 0 | 0 | 0 | 0 | 0 | 0 | 0 | 0 | 0 | 0 | 0 | 0 | 0 | 0 | 0 | 0 | 0 | 0 | 0 | 0 | 0
F1_Residential_Manufactured Home Moderate Income_New_Space Heating_Natural Gas_Furnace_E8 | F1 | Residential | Manufactured Home Moderate Income | New | Space Heating | Natural Gas | Furnace | E8 | RVT - Cost of Equipment | 0 | 0 | 0 | 0 | 0 | 0 | 0 | 0 | 0 | 0 | 0 | 0 | 0 | 0 | 0 | 0 | 0 | 0 | 0 | 0 | 0 | 0 | 0 | 0 | 0 | 0 | 0 | 0 | 0 | 0 | 0 | 0 | 0
F1_Residential_Manufactured Home Moderate Income_New_Space Heating_Natural Gas_Furnace_E9 | F1 | Residential | Manufactured Home Moderate Income | New | Space Heating | Natural Gas | Furnace | E9 | RVT - Cost of Equipment | 0 | 0 | 0 | 0 | 0 | 0 | 0 | 0 | 0 | 0 | 0 | 0 | 0 | 0 | 0 | 0 | 0 | 0 | 0 | 0 | 0 | 0 | 0 | 0 | 0 | 0 | 0 | 0 | 0 | 0 | 0 | 0 | 0
F1_Residential_Manufactured Home Moderate Income_New_Space Heating_Natural Gas_Furnace_E10 | F1 | Residential | Manufactured Home Moderate Income | New | Space Heating | Natural Gas | Furnace | E10 | RVT - Cost of Equipment | 0 | 0 | 0 | 0 | 0 | 0 | 0 | 0 | 0 | 0 | 0 | 0 | 0 | 0 | 0 | 0 | 0 | 0 | 0 | 0 | 0 | 0 | 0 | 0 | 0 | 0 | 0 | 0 | 0 | 0 | 0 | 0 | 0
F2_Residential_Manufactured Home Moderate Income_New_Space Heating_Natural Gas_Furnace_E1 | F2 | Residential | Manufactured Home Moderate Income | New | Space Heating | Natural Gas | Furnace | E1 | RVT - Cost of Operation | 1220.9025 | 1221.9375 | 1225.4761 | 1228.0015 | 1223.931 | 1222.9618 | 1224.5171 | 1225.0534 | 1226.1428 | 1226.5452 | 1226.3455 | 1225.4119 | 1224.2741 | 1222.7475 | 1220.402 | 1217.5232 | 1214.0392 | 1210.193 | 1206.0651 | 1202.056 | 1197.605 | 1193.0271 | 1187.9504 | 1182.8477 | 1177.1556 | 1171.1116 | 1164.7286 | 1158.1462 | 1150.9071 | 1143.4319 | 1135.3208 | 1127.0152 | 1115.2841
F2_Residential_Manufactured Home Moderate Income_New_Space Heating_Natural Gas_Furnace_E2 | F2 | Residential | Manufactured Home Moderate Income | New | Space Heating | Natural Gas | Furnace | E2 | RVT - Cost of Operation | 1033.5363 | 1034.4125 | 1037.408 | 1039.5459 | 1036.1 | 1035.2795 | 1036.5961 | 1037.0501 | 1037.9724 | 1038.313 | 1038.1439 | 1037.3536 | 1036.3905 | 1035.0981 | 1033.1126 | 1030.6756 | 1027.7262 | 1024.4703 | 1020.9759 | 1017.5821 | 1013.8141 | 1009.9388 | 1005.6412 | 1001.3216 | 996.503 | 991.3865 | 985.9831 | 980.4109 | 974.2827 | 967.9547 | 961.0884 | 954.0574 | 944.1266
F2_Residential_Manufactured Home Moderate Income_New_Space Heating_Natural Gas_Furnace_E3 | F2 | Residential | Manufactured Home Moderate Income | New | Space Heating | Natural Gas | Furnace | E3 | RVT - Cost of Operation | 999.2866 | 1000.1337 | 1003.03 | 1005.097 | 1001.7653 | 1000.972 | 1002.245 | 1002.6839 | 1003.5757 | 1003.905 | 1003.7415 | 1002.9774 | 1002.0461 | 1000.7966 | 998.8769 | 996.5207 | 993.669 | 990.521 | 987.1424 | 983.861 | 980.2179 | 976.471 | 972.3158 | 968.1394 | 963.4805 | 958.5336 | 953.3092 | 947.9216 | 941.9965 | 935.8782 | 929.2394 | 922.4415 | 912.8398
F2_Residential_Manufactured Home Moderate Income_New_Space Heating_Natural Gas_Furnace_E4 | F2 | Residential | Manufactured Home Moderate Income | New | Space Heating | Natural Gas | Furnace | E4 | RVT - Cost of Operation | 814.9582 | 815.6305 | 818.4541 | 820.3397 | 816.4547 | 815.1798 | 816.336 | 816.8813 | 818.2222 | 819.2958 | 820.2359 | 820.9298 | 821.8993 | 822.9913 | 823.8897 | 824.2329 | 823.9464 | 823.2208 | 821.6976 | 819.651 | 816.5568 | 812.5883 | 808.1875 | 803.7641 | 798.8297 | 793.5903 | 788.0571 | 782.351 | 776.0756 | 769.5955 | 762.5643 | 755.3643 | 747.3841
F2_Residential_Manufactured Home Moderate Income_New_Space Heating_Natural Gas_Furnace_E5 | F2 | Residential | Manufactured Home Moderate Income | New | Space Heating | Natural Gas | Furnace | E5 | RVT - Cost of Operation | 651.7248 | 652.247 | 654.2658 | 655.6515 | 653.034 | 652.2669 | 653.2194 | 653.7586 | 654.858 | 655.7777 | 656.6158 | 656.9897 | 657.2098 | 657.1687 | 656.604 | 655.6783 | 654.3423 | 652.7415 | 650.633 | 648.2084 | 645.5166 | 642.7479 | 639.6777 | 636.5917 | 633.1492 | 629.4939 | 625.6337 | 621.6528 | 617.2747 | 612.7539 | 607.8485 | 602.8255 | 597.2581
F2_Residential_Manufactured Home Moderate Income_New_Space Heating_Natural Gas_Furnace_E6 | F2 | Residential | Manufactured Home Moderate Income | New | Space Heating | Natural Gas | Furnace | E6 | RVT - Cost of Operation | 548.8209 | 549.2606 | 550.9607 | 552.1275 | 549.9234 | 549.2774 | 550.0795 | 550.5336 | 551.4594 | 552.2339 | 552.9396 | 553.2545 | 553.4399 | 553.4053 | 552.9297 | 552.1502 | 551.0251 | 549.6771 | 547.9015 | 545.8597 | 543.5929 | 541.2614 | 538.6759 | 536.0772 | 533.1783 | 530.1002 | 526.8494 | 523.4971 | 519.8103 | 516.0033 | 511.8724 | 507.6425 | 502.9542
F2_Residential_Manufactured Home Moderate Income_New_Space Heating_Natural Gas_Furnace_E7 | F2 | Residential | Manufactured Home Moderate Income | New | Space Heating | Natural Gas | Furnace | E7 | RVT - Cost of Operation | 0 | 0 | 0 | 0 | 0 | 0 | 0 | 0 | 0 | 0 | 0 | 0 | 0 | 0 | 0 | 0 | 0 | 0 | 0 | 0 | 0 | 0 | 0 | 0 | 0 | 0 | 0 | 0 | 0 | 0 | 0 | 0 | 0
F2_Residential_Manufactured Home Moderate Income_New_Space Heating_Natural Gas_Furnace_E8 | F2 | Residential | Manufactured Home Moderate Income | New | Space Heating | Natural Gas | Furnace | E8 | RVT - Cost of Operation | 0 | 0 | 0 | 0 | 0 | 0 | 0 | 0 | 0 | 0 | 0 | 0 | 0 | 0 | 0 | 0 | 0 | 0 | 0 | 0 | 0 | 0 | 0 | 0 | 0 | 0 | 0 | 0 | 0 | 0 | 0 | 0 | 0
F2_Residential_Manufactured Home Moderate Income_New_Space Heating_Natural Gas_Furnace_E9 | F2 | Residential | Manufactured Home Moderate Income | New | Space Heating | Natural Gas | Furnace | E9 | RVT - Cost of Operation | 0 | 0 | 0 | 0 | 0 | 0 | 0 | 0 | 0 | 0 | 0 | 0 | 0 | 0 | 0 | 0 | 0 | 0 | 0 | 0 | 0 | 0 | 0 | 0 | 0 | 0 | 0 | 0 | 0 | 0 | 0 | 0 | 0
F2_Residential_Manufactured Home Moderate Income_New_Space Heating_Natural Gas_Furnace_E10 | F2 | Residential | Manufactured Home Moderate Income | New | Space Heating | Natural Gas | Furnace | E10 | RVT - Cost of Operation | 0 | 0 | 0 | 0 | 0 | 0 | 0 | 0 | 0 | 0 | 0 | 0 | 0 | 0 | 0 | 0 | 0 | 0 | 0 | 0 | 0 | 0 | 0 | 0 | 0 | 0 | 0 | 0 | 0 | 0 | 0 | 0 | 0
F3_Residential_Manufactured Home Moderate Income_New_Space Heating_Natural Gas_Furnace_E1 | F3 | Residential | Manufactured Home Moderate Income | New | Space Heating | Natural Gas | Furnace | E1 | System - kBTUs of Consumption | 279.9505 | 279.9505 | 279.9505 | 279.9505 | 279.9505 | 279.9505 | 279.9505 | 279.9505 | 279.9505 | 279.9505 | 279.9505 | 279.9505 | 279.9505 | 279.9505 | 279.9505 | 279.9505 | 279.9505 | 279.9505 | 279.9505 | 279.9505 | 279.9505 | 279.9505 | 279.9505 | 279.9505 | 279.9505 | 279.9505 | 279.9505 | 279.9505 | 279.9505 | 279.9505 | 279.9505 | 279.9505 | 279.9505
F3_Residential_Manufactured Home Moderate Income_New_Space Heating_Natural Gas_Furnace_E2 | F3 | Residential | Manufactured Home Moderate Income | New | Space Heating | Natural Gas | Furnace | E2 | System - kBTUs of Consumption | 338.3398 | 338.3398 | 338.3398 | 338.3398 | 338.3398 | 338.3398 | 338.3398 | 338.3398 | 338.3398 | 338.3398 | 338.3398 | 338.3398 | 338.3398 | 338.3398 | 338.3398 | 338.3398 | 338.3398 | 338.3398 | 338.3398 | 338.3398 | 338.3398 | 338.3398 | 338.3398 | 338.3398 | 338.3398 | 338.3398 | 338.3398 | 338.3398 | 338.3398 | 338.3398 | 338.3398 | 338.3398 | 338.3398
F3_Residential_Manufactured Home Moderate Income_New_Space Heating_Natural Gas_Furnace_E3 | F3 | Residential | Manufactured Home Moderate Income | New | Space Heating | Natural Gas | Furnace | E3 | System - kBTUs of Consumption | 353.523 | 353.523 | 353.523 | 353.523 | 353.523 | 353.523 | 353.523 | 353.523 | 353.523 | 353.523 | 353.523 | 353.523 | 353.523 | 353.523 | 353.523 | 353.523 | 353.523 | 353.523 | 353.523 | 353.523 | 353.523 | 353.523 | 353.523 | 353.523 | 353.523 | 353.523 | 353.523 | 353.523 | 353.523 | 353.523 | 353.523 | 353.523 | 353.523
F3_Residential_Manufactured Home Moderate Income_New_Space Heating_Natural Gas_Furnace_E4 | F3 | Residential | Manufactured Home Moderate Income | New | Space Heating | Natural Gas | Furnace | E4 | System - kBTUs of Consumption | 1317.6459 | 1317.6459 | 1317.6459 | 1317.6459 | 1317.6459 | 1317.6459 | 1317.6459 | 1317.6459 | 1317.6459 | 1317.6459 | 1317.6459 | 1317.6459 | 1317.6459 | 1317.6459 | 1317.6459 | 1317.6459 | 1317.6459 | 1317.6459 | 1317.6459 | 1317.6459 | 1317.6459 | 1317.6459 | 1317.6459 | 1317.6459 | 1317.6459 | 1317.6459 | 1317.6459 | 1317.6459 | 1317.6459 | 1317.6459 | 1317.6459 | 1317.6459 | 1317.6459
F3_Residential_Manufactured Home Moderate Income_New_Space Heating_Natural Gas_Furnace_E5 | F3 | Residential | Manufactured Home Moderate Income | New | Space Heating | Natural Gas | Furnace | E5 | System - kBTUs of Consumption | 628.795 | 628.795 | 628.795 | 628.795 | 628.795 | 628.795 | 628.795 | 628.795 | 628.795 | 628.795 | 628.795 | 628.795 | 628.795 | 628.795 | 628.795 | 628.795 | 628.795 | 628.795 | 628.795 | 628.795 | 628.795 | 628.795 | 628.795 | 628.795 | 628.795 | 628.795 | 628.795 | 628.795 | 628.795 | 628.795 | 628.795 | 628.795 | 628.795
F3_Residential_Manufactured Home Moderate Income_New_Space Heating_Natural Gas_Furnace_E6 | F3 | Residential | Manufactured Home Moderate Income | New | Space Heating | Natural Gas | Furnace | E6 | System - kBTUs of Consumption | 666.0585 | 666.0585 | 666.0585 | 666.0585 | 666.0585 | 666.0585 | 666.0585 | 666.0585 | 666.0585 | 666.0585 | 666.0585 | 666.0585 | 666.0585 | 666.0585 | 666.0585 | 666.0585 | 666.0585 | 666.0585 | 666.0585 | 666.0585 | 666.0585 | 666.0585 | 666.0585 | 666.0585 | 666.0585 | 666.0585 | 666.0585 | 666.0585 | 666.0585 | 666.0585 | 666.0585 | 666.0585 | 666.0585
F3_Residential_Manufactured Home Moderate Income_New_Space Heating_Natural Gas_Furnace_E7 | F3 | Residential | Manufactured Home Moderate Income | New | Space Heating | Natural Gas | Furnace | E7 | System - kBTUs of Consumption | 0 | 0 | 0 | 0 | 0 | 0 | 0 | 0 | 0 | 0 | 0 | 0 | 0 | 0 | 0 | 0 | 0 | 0 | 0 | 0 | 0 | 0 | 0 | 0 | 0 | 0 | 0 | 0 | 0 | 0 | 0 | 0 | 0
F3_Residential_Manufactured Home Moderate Income_New_Space Heating_Natural Gas_Furnace_E8 | F3 | Residential | Manufactured Home Moderate Income | New | Space Heating | Natural Gas | Furnace | E8 | System - kBTUs of Consumption | 0 | 0 | 0 | 0 | 0 | 0 | 0 | 0 | 0 | 0 | 0 | 0 | 0 | 0 | 0 | 0 | 0 | 0 | 0 | 0 | 0 | 0 | 0 | 0 | 0 | 0 | 0 | 0 | 0 | 0 | 0 | 0 | 0
F3_Residential_Manufactured Home Moderate Income_New_Space Heating_Natural Gas_Furnace_E9 | F3 | Residential | Manufactured Home Moderate Income | New | Space Heating | Natural Gas | Furnace | E9 | System - kBTUs of Consumption | 0 | 0 | 0 | 0 | 0 | 0 | 0 | 0 | 0 | 0 | 0 | 0 | 0 | 0 | 0 | 0 | 0 | 0 | 0 | 0 | 0 | 0 | 0 | 0 | 0 | 0 | 0 | 0 | 0 | 0 | 0 | 0 | 0
F3_Residential_Manufactured Home Moderate Income_New_Space Heating_Natural Gas_Furnace_E10 | F3 | Residential | Manufactured Home Moderate Income | New | Space Heating | Natural Gas | Furnace | E10 | System - kBTUs of Consumption | 0 | 0 | 0 | 0 | 0 | 0 | 0 | 0 | 0 | 0 | 0 | 0 | 0 | 0 | 0 | 0 | 0 | 0 | 0 | 0 | 0 | 0 | 0 | 0 | 0 | 0 | 0 | 0 | 0 | 0 | 0 | 0 | 0
F4_Residential_Manufactured Home Moderate Income_New_Space Heating_Natural Gas_Furnace_E1 | F4 | Residential | Manufactured Home Moderate Income | New | Space Heating | Natural Gas | Furnace | E1 | Utility - Cost of Equipment | 1220.9025 | 1221.9375 | 1225.4761 | 1228.0015 | 1223.931 | 1222.9618 | 1224.5171 | 1225.0534 | 1226.1428 | 1226.5452 | 1226.3455 | 1225.4119 | 1224.2741 | 1222.7475 | 1220.402 | 1217.5232 | 1214.0392 | 1210.193 | 1206.0651 | 1202.056 | 1197.605 | 1193.0271 | 1187.9504 | 1182.8477 | 1177.1556 | 1171.1116 | 1164.7286 | 1158.1462 | 1150.9071 | 1143.4319 | 1135.3208 | 1127.0152 | 1115.2841
F4_Residential_Manufactured Home Moderate Income_New_Space Heating_Natural Gas_Furnace_E2 | F4 | Residential | Manufactured Home Moderate Income | New | Space Heating | Natural Gas | Furnace | E2 | Utility - Cost of Equipment | 1033.5363 | 1034.4125 | 1037.408 | 1039.5459 | 1036.1 | 1035.2795 | 1036.5961 | 1037.0501 | 1037.9724 | 1038.313 | 1038.1439 | 1037.3536 | 1036.3905 | 1035.0981 | 1033.1126 | 1030.6756 | 1027.7262 | 1024.4703 | 1020.9759 | 1017.5821 | 1013.8141 | 1009.9388 | 1005.6412 | 1001.3216 | 996.503 | 991.3865 | 985.9831 | 980.4109 | 974.2827 | 967.9547 | 961.0884 | 954.0574 | 944.1266
F4_Residential_Manufactured Home Moderate Income_New_Space Heating_Natural Gas_Furnace_E3 | F4 | Residential | Manufactured Home Moderate Income | New | Space Heating | Natural Gas | Furnace | E3 | Utility - Cost of Equipment | 999.2866 | 1000.1337 | 1003.03 | 1005.097 | 1001.7653 | 1000.972 | 1002.245 | 1002.6839 | 1003.5757 | 1003.905 | 1003.7415 | 1002.9774 | 1002.0461 | 1000.7966 | 998.8769 | 996.5207 | 993.669 | 990.521 | 987.1424 | 983.861 | 980.2179 | 976.471 | 972.3158 | 968.1394 | 963.4805 | 958.5336 | 953.3092 | 947.9216 | 941.9965 | 935.8782 | 929.2394 | 922.4415 | 912.8398
F4_Residential_Manufactured Home Moderate Income_New_Space Heating_Natural Gas_Furnace_E4 | F4 | Residential | Manufactured Home Moderate Income | New | Space Heating | Natural Gas | Furnace | E4 | Utility - Cost of Equipment | 814.9582 | 815.6305 | 818.4541 | 820.3397 | 816.4547 | 815.1798 | 816.336 | 816.8813 | 818.2222 | 819.2958 | 820.2359 | 820.9298 | 821.8993 | 822.9913 | 823.8897 | 824.2329 | 823.9464 | 823.2208 | 821.6976 | 819.651 | 816.5568 | 812.5883 | 808.1875 | 803.7641 | 798.8297 | 793.5903 | 788.0571 | 782.351 | 776.0756 | 769.5955 | 762.5643 | 755.3643 | 747.3841
F4_Residential_Manufactured Home Moderate Income_New_Space Heating_Natural Gas_Furnace_E5 | F4 | Residential | Manufactured Home Moderate Income | New | Space Heating | Natural Gas | Furnace | E5 | Utility - Cost of Equipment | 651.7248 | 652.247 | 654.2658 | 655.6515 | 653.034 | 652.2669 | 653.2194 | 653.7586 | 654.858 | 655.7777 | 656.6158 | 656.9897 | 657.2098 | 657.1687 | 656.604 | 655.6783 | 654.3423 | 652.7415 | 650.633 | 648.2084 | 645.5166 | 642.7479 | 639.6777 | 636.5917 | 633.1492 | 629.4939 | 625.6337 | 621.6528 | 617.2747 | 612.7539 | 607.8485 | 602.8255 | 597.2581
F4_Residential_Manufactured Home Moderate Income_New_Space Heating_Natural Gas_Furnace_E6 | F4 | Residential | Manufactured Home Moderate Income | New | Space Heating | Natural Gas | Furnace | E6 | Utility - Cost of Equipment | 548.8209 | 549.2606 | 550.9607 | 552.1275 | 549.9234 | 549.2774 | 550.0795 | 550.5336 | 551.4594 | 552.2339 | 552.9396 | 553.2545 | 553.4399 | 553.4053 | 552.9297 | 552.1502 | 551.0251 | 549.6771 | 547.9015 | 545.8597 | 543.5929 | 541.2614 | 538.6759 | 536.0772 | 533.1783 | 530.1002 | 526.8494 | 523.4971 | 519.8103 | 516.0033 | 511.8724 | 507.6425 | 502.9542
F4_Residential_Manufactured Home Moderate Income_New_Space Heating_Natural Gas_Furnace_E7 | F4 | Residential | Manufactured Home Moderate Income | New | Space Heating | Natural Gas | Furnace | E7 | Utility - Cost of Equipment | 0 | 0 | 0 | 0 | 0 | 0 | 0 | 0 | 0 | 0 | 0 | 0 | 0 | 0 | 0 | 0 | 0 | 0 | 0 | 0 | 0 | 0 | 0 | 0 | 0 | 0 | 0 | 0 | 0 | 0 | 0 | 0 | 0
F4_Residential_Manufactured Home Moderate Income_New_Space Heating_Natural Gas_Furnace_E8 | F4 | Residential | Manufactured Home Moderate Income | New | Space Heating | Natural Gas | Furnace | E8 | Utility - Cost of Equipment | 0 | 0 | 0 | 0 | 0 | 0 | 0 | 0 | 0 | 0 | 0 | 0 | 0 | 0 | 0 | 0 | 0 | 0 | 0 | 0 | 0 | 0 | 0 | 0 | 0 | 0 | 0 | 0 | 0 | 0 | 0 | 0 | 0
F4_Residential_Manufactured Home Moderate Income_New_Space Heating_Natural Gas_Furnace_E9 | F4 | Residential | Manufactured Home Moderate Income | New | Space Heating | Natural Gas | Furnace | E9 | Utility - Cost of Equipment | 0 | 0 | 0 | 0 | 0 | 0 | 0 | 0 | 0 | 0 | 0 | 0 | 0 | 0 | 0 | 0 | 0 | 0 | 0 | 0 | 0 | 0 | 0 | 0 | 0 | 0 | 0 | 0 | 0 | 0 | 0 | 0 | 0
F4_Residential_Manufactured Home Moderate Income_New_Space Heating_Natural Gas_Furnace_E10 | F4 | Residential | Manufactured Home Moderate Income | New | Space Heating | Natural Gas | Furnace | E10 | Utility - Cost of Equipment | 0 | 0 | 0 | 0 | 0 | 0 | 0 | 0 | 0 | 0 | 0 | 0 | 0 | 0 | 0 | 0 | 0 | 0 | 0 | 0 | 0 | 0 | 0 | 0 | 0 | 0 | 0 | 0 | 0 | 0 | 0 | 0 | 0
F5_Residential_Manufactured Home Moderate Income_New_Space Heating_Natural Gas_Furnace_E1 | F5 | Residential | Manufactured Home Moderate Income | New | Space Heating | Natural Gas | Furnace | E1 | Utility - Cost of Operation | 279.9505 | 279.9505 | 279.9505 | 279.9505 | 279.9505 | 279.9505 | 279.9505 | 279.9505 | 279.9505 | 279.9505 | 279.9505 | 279.9505 | 279.9505 | 279.9505 | 279.9505 | 279.9505 | 279.9505 | 279.9505 | 279.9505 | 279.9505 | 279.9505 | 279.9505 | 279.9505 | 279.9505 | 279.9505 | 279.9505 | 279.9505 | 279.9505 | 279.9505 | 279.9505 | 279.9505 | 279.9505 | 279.9505
F5_Residential_Manufactured Home Moderate Income_New_Space Heating_Natural Gas_Furnace_E2 | F5 | Residential | Manufactured Home Moderate Income | New | Space Heating | Natural Gas | Furnace | E2 | Utility - Cost of Operation | 338.3398 | 338.3398 | 338.3398 | 338.3398 | 338.3398 | 338.3398 | 338.3398 | 338.3398 | 338.3398 | 338.3398 | 338.3398 | 338.3398 | 338.3398 | 338.3398 | 338.3398 | 338.3398 | 338.3398 | 338.3398 | 338.3398 | 338.3398 | 338.3398 | 338.3398 | 338.3398 | 338.3398 | 338.3398 | 338.3398 | 338.3398 | 338.3398 | 338.3398 | 338.3398 | 338.3398 | 338.3398 | 338.3398
F5_Residential_Manufactured Home Moderate Income_New_Space Heating_Natural Gas_Furnace_E3 | F5 | Residential | Manufactured Home Moderate Income | New | Space Heating | Natural Gas | Furnace | E3 | Utility - Cost of Operation | 353.523 | 353.523 | 353.523 | 353.523 | 353.523 | 353.523 | 353.523 | 353.523 | 353.523 | 353.523 | 353.523 | 353.523 | 353.523 | 353.523 | 353.523 | 353.523 | 353.523 | 353.523 | 353.523 | 353.523 | 353.523 | 353.523 | 353.523 | 353.523 | 353.523 | 353.523 | 353.523 | 353.523 | 353.523 | 353.523 | 353.523 | 353.523 | 353.523
F5_Residential_Manufactured Home Moderate Income_New_Space Heating_Natural Gas_Furnace_E4 | F5 | Residential | Manufactured Home Moderate Income | New | Space Heating | Natural Gas | Furnace | E4 | Utility - Cost of Operation | 1317.6459 | 1317.6459 | 1317.6459 | 1317.6459 | 1317.6459 | 1317.6459 | 1317.6459 | 1317.6459 | 1317.6459 | 1317.6459 | 1317.6459 | 1317.6459 | 1317.6459 | 1317.6459 | 1317.6459 | 1317.6459 | 1317.6459 | 1317.6459 | 1317.6459 | 1317.6459 | 1317.6459 | 1317.6459 | 1317.6459 | 1317.6459 | 1317.6459 | 1317.6459 | 1317.6459 | 1317.6459 | 1317.6459 | 1317.6459 | 1317.6459 | 1317.6459 | 1317.6459
F5_Residential_Manufactured Home Moderate Income_New_Space Heating_Natural Gas_Furnace_E5 | F5 | Residential | Manufactured Home Moderate Income | New | Space Heating | Natural Gas | Furnace | E5 | Utility - Cost of Operation | 628.795 | 628.795 | 628.795 | 628.795 | 628.795 | 628.795 | 628.795 | 628.795 | 628.795 | 628.795 | 628.795 | 628.795 | 628.795 | 628.795 | 628.795 | 628.795 | 628.795 | 628.795 | 628.795 | 628.795 | 628.795 | 628.795 | 628.795 | 628.795 | 628.795 | 628.795 | 628.795 | 628.795 | 628.795 | 628.795 | 628.795 | 628.795 | 628.795
F5_Residential_Manufactured Home Moderate Income_New_Space Heating_Natural Gas_Furnace_E6 | F5 | Residential | Manufactured Home Moderate Income | New | Space Heating | Natural Gas | Furnace | E6 | Utility - Cost of Operation | 666.0585 | 666.0585 | 666.0585 | 666.0585 | 666.0585 | 666.0585 | 666.0585 | 666.0585 | 666.0585 | 666.0585 | 666.0585 | 666.0585 | 666.0585 | 666.0585 | 666.0585 | 666.0585 | 666.0585 | 666.0585 | 666.0585 | 666.0585 | 666.0585 | 666.0585 | 666.0585 | 666.0585 | 666.0585 | 666.0585 | 666.0585 | 666.0585 | 666.0585 | 666.0585 | 666.0585 | 666.0585 | 666.0585
F5_Residential_Manufactured Home Moderate Income_New_Space Heating_Natural Gas_Furnace_E7 | F5 | Residential | Manufactured Home Moderate Income | New | Space Heating | Natural Gas | Furnace | E7 | Utility - Cost of Operation | 0 | 0 | 0 | 0 | 0 | 0 | 0 | 0 | 0 | 0 | 0 | 0 | 0 | 0 | 0 | 0 | 0 | 0 | 0 | 0 | 0 | 0 | 0 | 0 | 0 | 0 | 0 | 0 | 0 | 0 | 0 | 0 | 0
F5_Residential_Manufactured Home Moderate Income_New_Space Heating_Natural Gas_Furnace_E8 | F5 | Residential | Manufactured Home Moderate Income | New | Space Heating | Natural Gas | Furnace | E8 | Utility - Cost of Operation | 0 | 0 | 0 | 0 | 0 | 0 | 0 | 0 | 0 | 0 | 0 | 0 | 0 | 0 | 0 | 0 | 0 | 0 | 0 | 0 | 0 | 0 | 0 | 0 | 0 | 0 | 0 | 0 | 0 | 0 | 0 | 0 | 0
F5_Residential_Manufactured Home Moderate Income_New_Space Heating_Natural Gas_Furnace_E9 | F5 | Residential | Manufactured Home Moderate Income | New | Space Heating | Natural Gas | Furnace | E9 | Utility - Cost of Operation | 0 | 0 | 0 | 0 | 0 | 0 | 0 | 0 | 0 | 0 | 0 | 0 | 0 | 0 | 0 | 0 | 0 | 0 | 0 | 0 | 0 | 0 | 0 | 0 | 0 | 0 | 0 | 0 | 0 | 0 | 0 | 0 | 0
F5_Residential_Manufactured Home Moderate Income_New_Space Heating_Natural Gas_Furnace_E10 | F5 | Residential | Manufactured Home Moderate Income | New | Space Heating | Natural Gas | Furnace | E10 | Utility - Cost of Operation | 0 | 0 | 0 | 0 | 0 | 0 | 0 | 0 | 0 | 0 | 0 | 0 | 0 | 0 | 0 | 0 | 0 | 0 | 0 | 0 | 0 | 0 | 0 | 0 | 0 | 0 | 0 | 0 | 0 | 0 | 0 | 0 | 0
F6_Residential_Manufactured Home Moderate Income_New_Space Heating_Natural Gas_Furnace_E1 | F6 | Residential | Manufactured Home Moderate Income | New | Space Heating | Natural Gas | Furnace | E1 | Utility - Value of Sales | 607.987 | 606.9538 | 606.5948 | 605.6613 | 602.2291 | 598.797 | 595.3782 | 591.9862 | 588.6343 | 585.3357 | 582.1035 | 578.9514 | 575.8924 | 572.94 | 570.1071 | 567.4075 | 564.8542 | 562.4606 | 560.2264 | 558.152 | 556.2373 | 554.4823 | 552.8864 | 551.4504 | 550.174 | 549.0571 | 548.0994 | 547.3016 | 546.6633 | 546.1846 | 545.8652 | 545.7056 | 545.7056
F6_Residential_Manufactured Home Moderate Income_New_Space Heating_Natural Gas_Furnace_E2 | F6 | Residential | Manufactured Home Moderate Income | New | Space Heating | Natural Gas | Furnace | E2 | Utility - Value of Sales | 514.6821 | 513.8074 | 513.5035 | 512.7133 | 509.8078 | 506.9024 | 504.0082 | 501.1368 | 498.2993 | 495.5069 | 492.7708 | 490.1024 | 487.5129 | 485.0135 | 482.6154 | 480.3301 | 478.1687 | 476.1424 | 474.251 | 472.495 | 470.8741 | 469.3884 | 468.0375 | 466.8219 | 465.7413 | 464.7959 | 463.9852 | 463.3098 | 462.7695 | 462.3642 | 462.0938 | 461.9587 | 461.9587
F6_Residential_Manufactured Home Moderate Income_New_Space Heating_Natural Gas_Furnace_E3 | F6 | Residential | Manufactured Home Moderate Income | New | Space Heating | Natural Gas | Furnace | E3 | Utility - Value of Sales | 497.6263 | 496.7807 | 496.4868 | 495.7228 | 492.9136 | 490.1045 | 487.3062 | 484.53 | 481.7865 | 479.0866 | 476.4411 | 473.8612 | 471.3575 | 468.941 | 466.6223 | 464.4127 | 462.3229 | 460.3638 | 458.5351 | 456.8373 | 455.2701 | 453.8337 | 452.5275 | 451.3521 | 450.3074 | 449.3933 | 448.6094 | 447.9565 | 447.434 | 447.0422 | 446.7808 | 446.6501 | 446.6501
F6_Residential_Manufactured Home Moderate Income_New_Space Heating_Natural Gas_Furnace_E4 | F6 | Residential | Manufactured Home Moderate Income | New | Space Heating | Natural Gas | Furnace | E4 | Utility - Value of Sales | 410.7881 | 410.7922 | 411.4404 | 411.5395 | 409.251 | 406.9625 | 404.674 | 402.3857 | 400.0975 | 397.8095 | 395.5215 | 393.2337 | 390.946 | 388.6585 | 386.3709 | 384.1053 | 381.8834 | 379.7269 | 377.6574 | 375.697 | 373.8674 | 372.1903 | 370.6654 | 369.2932 | 368.0735 | 367.0063 | 366.0912 | 365.3288 | 364.7189 | 364.2614 | 363.9562 | 363.8037 | 363.8037
F6_Residential_Manufactured Home Moderate Income_New_Space Heating_Natural Gas_Furnace_E5 | F6 | Residential | Manufactured Home Moderate Income | New | Space Heating | Natural Gas | Furnace | E5 | Utility - Value of Sales | 326.805 | 326.5026 | 326.6297 | 326.3908 | 324.5601 | 322.7295 | 320.8988 | 319.0684 | 317.238 | 315.4077 | 313.5774 | 311.7586 | 309.9625 | 308.2002 | 306.4832 | 304.8227 | 303.2301 | 301.7165 | 300.2933 | 298.9718 | 297.7521 | 296.634 | 295.6174 | 294.7026 | 293.8895 | 293.178 | 292.568 | 292.0597 | 291.6531 | 291.3481 | 291.1447 | 291.043 | 291.043
F6_Residential_Manufactured Home Moderate Income_New_Space Heating_Natural Gas_Furnace_E6 | F6 | Residential | Manufactured Home Moderate Income | New | Space Heating | Natural Gas | Furnace | E6 | Utility - Value of Sales | 275.2042 | 274.9496 | 275.0566 | 274.8554 | 273.3137 | 271.7722 | 270.2306 | 268.6892 | 267.1478 | 265.6065 | 264.0652 | 262.5336 | 261.021 | 259.537 | 258.0911 | 256.6928 | 255.3516 | 254.0771 | 252.8785 | 251.7657 | 250.7386 | 249.7971 | 248.941 | 248.1706 | 247.4859 | 246.8868 | 246.373 | 245.945 | 245.6026 | 245.3458 | 245.1744 | 245.0888 | 245.0888
F6_Residential_Manufactured Home Moderate Income_New_Space Heating_Natural Gas_Furnace_E7 | F6 | Residential | Manufactured Home Moderate Income | New | Space Heating | Natural Gas | Furnace | E7 | Utility - Value of Sales | 0 | 0 | 0 | 0 | 0 | 0 | 0 | 0 | 0 | 0 | 0 | 0 | 0 | 0 | 0 | 0 | 0 | 0 | 0 | 0 | 0 | 0 | 0 | 0 | 0 | 0 | 0 | 0 | 0 | 0 | 0 | 0 | 0
F6_Residential_Manufactured Home Moderate Income_New_Space Heating_Natural Gas_Furnace_E8 | F6 | Residential | Manufactured Home Moderate Income | New | Space Heating | Natural Gas | Furnace | E8 | Utility - Value of Sales | 0 | 0 | 0 | 0 | 0 | 0 | 0 | 0 | 0 | 0 | 0 | 0 | 0 | 0 | 0 | 0 | 0 | 0 | 0 | 0 | 0 | 0 | 0 | 0 | 0 | 0 | 0 | 0 | 0 | 0 | 0 | 0 | 0
F6_Residential_Manufactured Home Moderate Income_New_Space Heating_Natural Gas_Furnace_E9 | F6 | Residential | Manufactured Home Moderate Income | New | Space Heating | Natural Gas | Furnace | E9 | Utility - Value of Sales | 0 | 0 | 0 | 0 | 0 | 0 | 0 | 0 | 0 | 0 | 0 | 0 | 0 | 0 | 0 | 0 | 0 | 0 | 0 | 0 | 0 | 0 | 0 | 0 | 0 | 0 | 0 | 0 | 0 | 0 | 0 | 0 | 0
F6_Residential_Manufactured Home Moderate Income_New_Space Heating_Natural Gas_Furnace_E10 | F6 | Residential | Manufactured Home Moderate Income | New | Space Heating | Natural Gas | Furnace | E10 | Utility - Value of Sales | 0 | 0 | 0 | 0 | 0 | 0 | 0 | 0 | 0 | 0 | 0 | 0 | 0 | 0 | 0 | 0 | 0 | 0 | 0 | 0 | 0 | 0 | 0 | 0 | 0 | 0 | 0 | 0 | 0 | 0 | 0 | 0 | 0
F1_Residential_Manufactured Home Moderate Income_New_Space Heating_Natural Gas_Boiler_E1 | F1 | Residential | Manufactured Home Moderate Income | New | Space Heating | Natural Gas | Boiler | E1 | RVT - Cost of Equipment | 785.7119 | 786.4419 | 0 | 0 | 0 | 0 | 0 | 0 | 0 | 0 | 0 | 0 | 0 | 0 | 0 | 0 | 0 | 0 | 0 | 0 | 0 | 0 | 0 | 0 | 0 | 0 | 0 | 0 | 0 | 0 | 0 | 0 | 0
F1_Residential_Manufactured Home Moderate Income_New_Space Heating_Natural Gas_Boiler_E2 | F1 | Residential | Manufactured Home Moderate Income | New | Space Heating | Natural Gas | Boiler | E2 | RVT - Cost of Equipment | 768.7165 | 769.4307 | 771.5871 | 772.9963 | 770.4737 | 769.4999 | 769.9114 | 769.699 | 769.7493 | 769.355 | 768.5663 | 767.2988 | 765.8517 | 764.1121 | 762.0923 | 759.9794 | 757.7448 | 755.5603 | 753.2157 | 750.9386 | 748.4105 | 745.8104 | 742.9269 | 740.0287 | 736.7957 | 733.3628 | 729.7374 | 725.9987 | 721.887 | 717.639 | 713.0273 | 708.3026 | 703.0638
F1_Residential_Manufactured Home Moderate Income_New_Space Heating_Natural Gas_Boiler_E3 | F1 | Residential | Manufactured Home Moderate Income | New | Space Heating | Natural Gas | Boiler | E3 | RVT - Cost of Equipment | 758.2577 | 758.9622 | 761.0893 | 762.4794 | 759.991 | 759.0305 | 759.4364 | 759.2269 | 759.2765 | 758.8876 | 758.1096 | 756.8594 | 755.4319 | 753.716 | 751.7237 | 749.6395 | 747.4354 | 745.2806 | 742.9679 | 740.7218 | 738.2281 | 735.6633 | 732.8191 | 729.9603 | 726.7712 | 723.3851 | 719.809 | 716.1212 | 712.0654 | 707.8752 | 703.3263 | 698.6658 | 693.4983
F1_Residential_Manufactured Home Moderate Income_New_Space Heating_Natural Gas_Boiler_E4 | F1 | Residential | Manufactured Home Moderate Income | New | Space Heating | Natural Gas | Boiler | E4 | RVT - Cost of Equipment | 712.5008 | 713.1628 | 715.1615 | 716.4677 | 714.1295 | 713.2269 | 713.6084 | 713.4115 | 713.4581 | 713.0927 | 712.3616 | 711.1868 | 709.8455 | 708.2331 | 706.3611 | 704.4026 | 702.3315 | 700.3067 | 698.1336 | 696.023 | 693.6798 | 691.2698 | 688.5972 | 685.9109 | 682.9144 | 679.7325 | 676.3722 | 672.907 | 669.096 | 665.1586 | 660.8842 | 656.5049 | 651.6493
F1_Residential_Manufactured Home Moderate Income_New_Space Heating_Natural Gas_Boiler_E5 | F1 | Residential | Manufactured Home Moderate Income | New | Space Heating | Natural Gas | Boiler | E5 | RVT - Cost of Equipment | 662.8218 | 663.4377 | 665.2971 | 666.5121 | 664.337 | 663.4974 | 663.8522 | 663.669 | 663.7124 | 663.3725 | 662.6924 | 661.5995 | 660.3517 | 658.8517 | 657.1102 | 655.2883 | 653.3616 | 651.478 | 649.4564 | 647.493 | 645.3132 | 643.0712 | 640.585 | 638.086 | 635.2983 | 632.3383 | 629.2123 | 625.9887 | 622.4434 | 618.7805 | 614.8042 | 610.7303 | 606.2132
F1_Residential_Manufactured Home Moderate Income_New_Space Heating_Natural Gas_Boiler_E6 | F1 | Residential | Manufactured Home Moderate Income | New | Space Heating | Natural Gas | Boiler | E6 | RVT - Cost of Equipment | 527.2004 | 527.6353 | 529.4619 | 530.6817 | 528.1685 | 527.3438 | 528.0917 | 528.4444 | 529.3119 | 530.0064 | 530.6146 | 531.0634 | 531.6906 | 532.397 | 532.9782 | 533.2002 | 533.0149 | 532.5455 | 531.5602 | 530.2362 | 528.2345 | 525.6673 | 522.8204 | 519.9589 | 516.7668 | 513.3774 | 509.7979 | 506.1066 | 502.0471 | 497.8551 | 493.3065 | 488.6489 | 483.4864
F1_Residential_Manufactured Home Moderate Income_New_Space Heating_Natural Gas_Boiler_E7 | F1 | Residential | Manufactured Home Moderate Income | New | Space Heating | Natural Gas | Boiler | E7 | RVT - Cost of Equipment | 421.6039 | 421.9417 | 423.2477 | 424.1441 | 422.4509 | 421.9546 | 422.5708 | 422.9196 | 423.6308 | 424.2258 | 424.7679 | 425.0098 | 425.1522 | 425.1256 | 424.7603 | 424.1615 | 423.2972 | 422.2617 | 420.8976 | 419.3292 | 417.5878 | 415.7968 | 413.8106 | 411.8142 | 409.5873 | 407.2227 | 404.7254 | 402.1502 | 399.318 | 396.3935 | 393.2202 | 389.9707 | 386.3691
F1_Residential_Manufactured Home Moderate Income_New_Space Heating_Natural Gas_Boiler_E8 | F1 | Residential | Manufactured Home Moderate Income | New | Space Heating | Natural Gas | Boiler | E8 | RVT - Cost of Equipment | 355.0349 | 355.3194 | 356.4191 | 357.174 | 355.7481 | 355.3302 | 355.8491 | 356.1428 | 356.7418 | 357.2428 | 357.6993 | 357.903 | 358.0229 | 358.0005 | 357.6929 | 357.1886 | 356.4608 | 355.5888 | 354.4401 | 353.1193 | 351.6529 | 350.1446 | 348.4721 | 346.7909 | 344.9156 | 342.9244 | 340.8214 | 338.6528 | 336.2678 | 333.805 | 331.1328 | 328.3964 | 325.3635
F1_Residential_Manufactured Home Moderate Income_New_Space Heating_Natural Gas_Boiler_E9 | F1 | Residential | Manufactured Home Moderate Income | New | Space Heating | Natural Gas | Boiler | E9 | RVT - Cost of Equipment | 0 | 0 | 0 | 0 | 0 | 0 | 0 | 0 | 0 | 0 | 0 | 0 | 0 | 0 | 0 | 0 | 0 | 0 | 0 | 0 | 0 | 0 | 0 | 0 | 0 | 0 | 0 | 0 | 0 | 0 | 0 | 0 | 0
F1_Residential_Manufactured Home Moderate Income_New_Space Heating_Natural Gas_Boiler_E10 | F1 | Residential | Manufactured Home Moderate Income | New | Space Heating | Natural Gas | Boiler | E10 | RVT - Cost of Equipment | 0 | 0 | 0 | 0 | 0 | 0 | 0 | 0 | 0 | 0 | 0 | 0 | 0 | 0 | 0 | 0 | 0 | 0 | 0 | 0 | 0 | 0 | 0 | 0 | 0 | 0 | 0 | 0 | 0 | 0 | 0 | 0 | 0
F2_Residential_Manufactured Home Moderate Income_New_Space Heating_Natural Gas_Boiler_E1 | F2 | Residential | Manufactured Home Moderate Income | New | Space Heating | Natural Gas | Boiler | E1 | RVT - Cost of Operation | 784.445 | 785.1738 | 0 | 0 | 0 | 0 | 0 | 0 | 0 | 0 | 0 | 0 | 0 | 0 | 0 | 0 | 0 | 0 | 0 | 0 | 0 | 0 | 0 | 0 | 0 | 0 | 0 | 0 | 0 | 0 | 0 | 0 | 0
F2_Residential_Manufactured Home Moderate Income_New_Space Heating_Natural Gas_Boiler_E2 | F2 | Residential | Manufactured Home Moderate Income | New | Space Heating | Natural Gas | Boiler | E2 | RVT - Cost of Operation | 767.477 | 768.19 | 770.343 | 771.7499 | 769.2313 | 768.2592 | 768.67 | 768.4579 | 768.5081 | 768.1145 | 767.3271 | 766.0616 | 764.6168 | 762.88 | 760.8635 | 758.754 | 756.523 | 754.342 | 752.0012 | 749.7278 | 747.2038 | 744.6078 | 741.729 | 738.8355 | 735.6077 | 732.1803 | 728.5607 | 724.8281 | 720.7231 | 715.0705 | 707.5481 | 698.3052 | 686.8361
F2_Residential_Manufactured Home Moderate Income_New_Space Heating_Natural Gas_Boiler_E3 | F2 | Residential | Manufactured Home Moderate Income | New | Space Heating | Natural Gas | Boiler | E3 | RVT - Cost of Operation | 757.0351 | 757.7385 | 759.8622 | 761.2499 | 758.7656 | 757.8066 | 758.2119 | 758.0027 | 758.0522 | 757.664 | 756.8872 | 755.639 | 754.2139 | 752.5007 | 750.5117 | 748.4308 | 746.2302 | 744.0789 | 741.7699 | 739.5274 | 737.0378 | 734.4771 | 731.6375 | 728.7833 | 725.5994 | 722.2187 | 718.6483 | 714.9665 | 710.9173 | 705.3417 | 697.9216 | 688.8044 | 677.4914
F2_Residential_Manufactured Home Moderate Income_New_Space Heating_Natural Gas_Boiler_E4 | F2 | Residential | Manufactured Home Moderate Income | New | Space Heating | Natural Gas | Boiler | E4 | RVT - Cost of Operation | 711.352 | 712.0129 | 714.0084 | 715.3124 | 712.978 | 712.0769 | 712.4577 | 712.2612 | 712.3077 | 711.9429 | 711.213 | 710.0401 | 708.701 | 707.0912 | 705.2222 | 703.2669 | 701.1991 | 699.1776 | 697.0079 | 694.9008 | 692.5614 | 690.1552 | 687.4869 | 684.805 | 681.8132 | 678.6365 | 675.2816 | 671.822 | 668.0171 | 662.778 | 655.8056 | 647.2387 | 636.6083
F2_Residential_Manufactured Home Moderate Income_New_Space Heating_Natural Gas_Boiler_E5 | F2 | Residential | Manufactured Home Moderate Income | New | Space Heating | Natural Gas | Boiler | E5 | RVT - Cost of Operation | 661.7531 | 662.3679 | 664.2243 | 665.4374 | 663.2658 | 662.4275 | 662.7818 | 662.5989 | 662.6422 | 662.3028 | 661.6239 | 660.5327 | 659.287 | 657.7894 | 656.0507 | 654.2318 | 652.3081 | 650.4276 | 648.4092 | 646.449 | 644.2727 | 642.0343 | 639.5521 | 637.0571 | 634.274 | 631.3187 | 628.1978 | 624.9793 | 621.4398 | 616.5659 | 610.0797 | 602.1101 | 592.2209
F2_Residential_Manufactured Home Moderate Income_New_Space Heating_Natural Gas_Boiler_E6 | F2 | Residential | Manufactured Home Moderate Income | New | Space Heating | Natural Gas | Boiler | E6 | RVT - Cost of Operation | 526.3503 | 526.7846 | 528.6082 | 529.8261 | 527.3169 | 526.4935 | 527.2402 | 527.5924 | 528.4585 | 529.1518 | 529.759 | 530.2072 | 530.8333 | 531.5386 | 532.1189 | 532.3405 | 532.1555 | 531.6868 | 530.7031 | 529.3813 | 527.3828 | 524.8197 | 521.9774 | 519.1205 | 515.9336 | 512.5497 | 508.9759 | 505.2906 | 501.2376 | 497.0523 | 492.5111 | 487.861 | 482.7068
F2_Residential_Manufactured Home Moderate Income_New_Space Heating_Natural Gas_Boiler_E7 | F2 | Residential | Manufactured Home Moderate Income | New | Space Heating | Natural Gas | Boiler | E7 | RVT - Cost of Operation | 420.9241 | 421.2614 | 422.5653 | 423.4602 | 421.7697 | 421.2743 | 421.8895 | 422.2377 | 422.9478 | 423.5418 | 424.0831 | 424.3246 | 424.4667 | 424.4402 | 424.0754 | 423.4776 | 422.6147 | 421.5808 | 420.219 | 418.653 | 416.9145 | 415.1263 | 413.1434 | 411.1502 | 408.9269 | 406.5661 | 404.0729 | 401.5018 | 398.6742 | 395.7543 | 392.5861 | 389.3419 | 385.7462
F2_Residential_Manufactured Home Moderate Income_New_Space Heating_Natural Gas_Boiler_E8 | F2 | Residential | Manufactured Home Moderate Income | New | Space Heating | Natural Gas | Boiler | E8 | RVT - Cost of Operation | 354.4624 | 354.7464 | 355.8445 | 356.5981 | 355.1745 | 354.7573 | 355.2753 | 355.5686 | 356.1665 | 356.6668 | 357.1226 | 357.3259 | 357.4456 | 357.4233 | 357.1162 | 356.6127 | 355.8861 | 355.0154 | 353.8686 | 352.5499 | 351.0859 | 349.5801 | 347.9102 | 346.2318 | 344.3595 | 342.3714 | 340.2719 | 338.1068 | 335.7256 | 333.2668 | 330.5988 | 327.8669 | 324.8389
F2_Residential_Manufactured Home Moderate Income_New_Space Heating_Natural Gas_Boiler_E9 | F2 | Residential | Manufactured Home Moderate Income | New | Space Heating | Natural Gas | Boiler | E9 | RVT - Cost of Operation | 0 | 0 | 0 | 0 | 0 | 0 | 0 | 0 | 0 | 0 | 0 | 0 | 0 | 0 | 0 | 0 | 0 | 0 | 0 | 0 | 0 | 0 | 0 | 0 | 0 | 0 | 0 | 0 | 0 | 0 | 0 | 0 | 0
F2_Residential_Manufactured Home Moderate Income_New_Space Heating_Natural Gas_Boiler_E10 | F2 | Residential | Manufactured Home Moderate Income | New | Space Heating | Natural Gas | Boiler | E10 | RVT - Cost of Operation | 0 | 0 | 0 | 0 | 0 | 0 | 0 | 0 | 0 | 0 | 0 | 0 | 0 | 0 | 0 | 0 | 0 | 0 | 0 | 0 | 0 | 0 | 0 | 0 | 0 | 0 | 0 | 0 | 0 | 0 | 0 | 0 | 0
F3_Residential_Manufactured Home Moderate Income_New_Space Heating_Natural Gas_Boiler_E1 | F3 | Residential | Manufactured Home Moderate Income | New | Space Heating | Natural Gas | Boiler | E1 | System - kBTUs of Consumption | 171.371 | 171.371 | 0 | 0 | 0 | 0 | 0 | 0 | 0 | 0 | 0 | 0 | 0 | 0 | 0 | 0 | 0 | 0 | 0 | 0 | 0 | 0 | 0 | 0 | 0 | 0 | 0 | 0 | 0 | 0 | 0 | 0 | 0
F3_Residential_Manufactured Home Moderate Income_New_Space Heating_Natural Gas_Boiler_E2 | F3 | Residential | Manufactured Home Moderate Income | New | Space Heating | Natural Gas | Boiler | E2 | System - kBTUs of Consumption | 211.8434 | 211.8434 | 211.8434 | 211.8434 | 211.8434 | 211.8434 | 211.8434 | 211.8434 | 211.8434 | 211.8434 | 211.8434 | 211.8434 | 211.8434 | 211.8434 | 211.8434 | 211.8434 | 211.8434 | 211.8434 | 211.8434 | 211.8434 | 211.8434 | 211.8434 | 211.8434 | 211.8434 | 211.8434 | 211.8434 | 211.8434 | 211.8434 | 211.8434 | 211.8434 | 211.8434 | 211.8434 | 211.8434
F3_Residential_Manufactured Home Moderate Income_New_Space Heating_Natural Gas_Boiler_E3 | F3 | Residential | Manufactured Home Moderate Income | New | Space Heating | Natural Gas | Boiler | E3 | System - kBTUs of Consumption | 240.711 | 240.711 | 240.711 | 240.711 | 240.711 | 240.711 | 240.711 | 240.711 | 240.711 | 240.711 | 240.711 | 240.711 | 240.711 | 240.711 | 240.711 | 240.711 | 240.711 | 240.711 | 240.711 | 240.711 | 240.711 | 240.711 | 240.711 | 240.711 | 240.711 | 240.711 | 240.711 | 240.711 | 240.711 | 240.711 | 240.711 | 240.711 | 240.711
F3_Residential_Manufactured Home Moderate Income_New_Space Heating_Natural Gas_Boiler_E4 | F3 | Residential | Manufactured Home Moderate Income | New | Space Heating | Natural Gas | Boiler | E4 | System - kBTUs of Consumption | 251.814 | 251.814 | 251.814 | 251.814 | 251.814 | 251.814 | 251.814 | 251.814 | 251.814 | 251.814 | 251.814 | 251.814 | 251.814 | 251.814 | 251.814 | 251.814 | 251.814 | 251.814 | 251.814 | 251.814 | 251.814 | 251.814 | 251.814 | 251.814 | 251.814 | 251.814 | 251.814 | 251.814 | 251.814 | 251.814 | 251.814 | 251.814 | 251.814
F3_Residential_Manufactured Home Moderate Income_New_Space Heating_Natural Gas_Boiler_E5 | F3 | Residential | Manufactured Home Moderate Income | New | Space Heating | Natural Gas | Boiler | E5 | System - kBTUs of Consumption | 283.4357 | 283.4357 | 283.4357 | 283.4357 | 283.4357 | 283.4357 | 283.4357 | 283.4357 | 283.4357 | 283.4357 | 283.4357 | 283.4357 | 283.4357 | 283.4357 | 283.4357 | 283.4357 | 283.4357 | 283.4357 | 283.4357 | 283.4357 | 283.4357 | 283.4357 | 283.4357 | 283.4357 | 283.4357 | 283.4357 | 283.4357 | 283.4357 | 283.4357 | 283.4357 | 283.4357 | 283.4357 | 283.4357
F3_Residential_Manufactured Home Moderate Income_New_Space Heating_Natural Gas_Boiler_E6 | F3 | Residential | Manufactured Home Moderate Income | New | Space Heating | Natural Gas | Boiler | E6 | System - kBTUs of Consumption | 1317.6459 | 1317.6459 | 1317.6459 | 1317.6459 | 1317.6459 | 1317.6459 | 1317.6459 | 1317.6459 | 1317.6459 | 1317.6459 | 1317.6459 | 1317.6459 | 1317.6459 | 1317.6459 | 1317.6459 | 1317.6459 | 1317.6459 | 1317.6459 | 1317.6459 | 1317.6459 | 1317.6459 | 1317.6459 | 1317.6459 | 1317.6459 | 1317.6459 | 1317.6459 | 1317.6459 | 1317.6459 | 1317.6459 | 1317.6459 | 1317.6459 | 1317.6459 | 1317.6459
F3_Residential_Manufactured Home Moderate Income_New_Space Heating_Natural Gas_Boiler_E7 | F3 | Residential | Manufactured Home Moderate Income | New | Space Heating | Natural Gas | Boiler | E7 | System - kBTUs of Consumption | 628.795 | 628.795 | 628.795 | 628.795 | 628.795 | 628.795 | 628.795 | 628.795 | 628.795 | 628.795 | 628.795 | 628.795 | 628.795 | 628.795 | 628.795 | 628.795 | 628.795 | 628.795 | 628.795 | 628.795 | 628.795 | 628.795 | 628.795 | 628.795 | 628.795 | 628.795 | 628.795 | 628.795 | 628.795 | 628.795 | 628.795 | 628.795 | 628.795
F3_Residential_Manufactured Home Moderate Income_New_Space Heating_Natural Gas_Boiler_E8 | F3 | Residential | Manufactured Home Moderate Income | New | Space Heating | Natural Gas | Boiler | E8 | System - kBTUs of Consumption | 666.0585 | 666.0585 | 666.0585 | 666.0585 | 666.0585 | 666.0585 | 666.0585 | 666.0585 | 666.0585 | 666.0585 | 666.0585 | 666.0585 | 666.0585 | 666.0585 | 666.0585 | 666.0585 | 666.0585 | 666.0585 | 666.0585 | 666.0585 | 666.0585 | 666.0585 | 666.0585 | 666.0585 | 666.0585 | 666.0585 | 666.0585 | 666.0585 | 666.0585 | 666.0585 | 666.0585 | 666.0585 | 666.0585
F3_Residential_Manufactured Home Moderate Income_New_Space Heating_Natural Gas_Boiler_E9 | F3 | Residential | Manufactured Home Moderate Income | New | Space Heating | Natural Gas | Boiler | E9 | System - kBTUs of Consumption | 0 | 0 | 0 | 0 | 0 | 0 | 0 | 0 | 0 | 0 | 0 | 0 | 0 | 0 | 0 | 0 | 0 | 0 | 0 | 0 | 0 | 0 | 0 | 0 | 0 | 0 | 0 | 0 | 0 | 0 | 0 | 0 | 0
F3_Residential_Manufactured Home Moderate Income_New_Space Heating_Natural Gas_Boiler_E10 | F3 | Residential | Manufactured Home Moderate Income | New | Space Heating | Natural Gas | Boiler | E10 | System - kBTUs of Consumption | 0 | 0 | 0 | 0 | 0 | 0 | 0 | 0 | 0 | 0 | 0 | 0 | 0 | 0 | 0 | 0 | 0 | 0 | 0 | 0 | 0 | 0 | 0 | 0 | 0 | 0 | 0 | 0 | 0 | 0 | 0 | 0 | 0
F4_Residential_Manufactured Home Moderate Income_New_Space Heating_Natural Gas_Boiler_E1 | F4 | Residential | Manufactured Home Moderate Income | New | Space Heating | Natural Gas | Boiler | E1 | Utility - Cost of Equipment | 784.445 | 785.1738 | 0 | 0 | 0 | 0 | 0 | 0 | 0 | 0 | 0 | 0 | 0 | 0 | 0 | 0 | 0 | 0 | 0 | 0 | 0 | 0 | 0 | 0 | 0 | 0 | 0 | 0 | 0 | 0 | 0 | 0 | 0
F4_Residential_Manufactured Home Moderate Income_New_Space Heating_Natural Gas_Boiler_E2 | F4 | Residential | Manufactured Home Moderate Income | New | Space Heating | Natural Gas | Boiler | E2 | Utility - Cost of Equipment | 767.477 | 768.19 | 770.343 | 771.7499 | 769.2313 | 768.2592 | 768.67 | 768.4579 | 768.5081 | 768.1145 | 767.3271 | 766.0616 | 764.6168 | 762.88 | 760.8635 | 758.754 | 756.523 | 754.342 | 752.0012 | 749.7278 | 747.2038 | 744.6078 | 741.729 | 738.8355 | 735.6077 | 732.1803 | 728.5607 | 724.8281 | 720.7231 | 715.0705 | 707.5481 | 698.3052 | 686.8361
F4_Residential_Manufactured Home Moderate Income_New_Space Heating_Natural Gas_Boiler_E3 | F4 | Residential | Manufactured Home Moderate Income | New | Space Heating | Natural Gas | Boiler | E3 | Utility - Cost of Equipment | 757.0351 | 757.7385 | 759.8622 | 761.2499 | 758.7656 | 757.8066 | 758.2119 | 758.0027 | 758.0522 | 757.664 | 756.8872 | 755.639 | 754.2139 | 752.5007 | 750.5117 | 748.4308 | 746.2302 | 744.0789 | 741.7699 | 739.5274 | 737.0378 | 734.4771 | 731.6375 | 728.7833 | 725.5994 | 722.2187 | 718.6483 | 714.9665 | 710.9173 | 705.3417 | 697.9216 | 688.8044 | 677.4914
F4_Residential_Manufactured Home Moderate Income_New_Space Heating_Natural Gas_Boiler_E4 | F4 | Residential | Manufactured Home Moderate Income | New | Space Heating | Natural Gas | Boiler | E4 | Utility - Cost of Equipment | 711.352 | 712.0129 | 714.0084 | 715.3124 | 712.978 | 712.0769 | 712.4577 | 712.2612 | 712.3077 | 711.9429 | 711.213 | 710.0401 | 708.701 | 707.0912 | 705.2222 | 703.2669 | 701.1991 | 699.1776 | 697.0079 | 694.9008 | 692.5614 | 690.1552 | 687.4869 | 684.805 | 681.8132 | 678.6365 | 675.2816 | 671.822 | 668.0171 | 662.778 | 655.8056 | 647.2387 | 636.6083
F4_Residential_Manufactured Home Moderate Income_New_Space Heating_Natural Gas_Boiler_E5 | F4 | Residential | Manufactured Home Moderate Income | New | Space Heating | Natural Gas | Boiler | E5 | Utility - Cost of Equipment | 661.7531 | 662.3679 | 664.2243 | 665.4374 | 663.2658 | 662.4275 | 662.7818 | 662.5989 | 662.6422 | 662.3028 | 661.6239 | 660.5327 | 659.287 | 657.7894 | 656.0507 | 654.2318 | 652.3081 | 650.4276 | 648.4092 | 646.449 | 644.2727 | 642.0343 | 639.5521 | 637.0571 | 634.274 | 631.3187 | 628.1978 | 624.9793 | 621.4398 | 616.5659 | 610.0797 | 602.1101 | 592.2209
F4_Residential_Manufactured Home Moderate Income_New_Space Heating_Natural Gas_Boiler_E6 | F4 | Residential | Manufactured Home Moderate Income | New | Space Heating | Natural Gas | Boiler | E6 | Utility - Cost of Equipment | 526.3503 | 526.7846 | 528.6082 | 529.8261 | 527.3169 | 526.4935 | 527.2402 | 527.5924 | 528.4585 | 529.1518 | 529.759 | 530.2072 | 530.8333 | 531.5386 | 532.1189 | 532.3405 | 532.1555 | 531.6868 | 530.7031 | 529.3813 | 527.3828 | 524.8197 | 521.9774 | 519.1205 | 515.9336 | 512.5497 | 508.9759 | 505.2906 | 501.2376 | 497.0523 | 492.5111 | 487.861 | 482.7068
F4_Residential_Manufactured Home Moderate Income_New_Space Heating_Natural Gas_Boiler_E7 | F4 | Residential | Manufactured Home Moderate Income | New | Space Heating | Natural Gas | Boiler | E7 | Utility - Cost of Equipment | 420.9241 | 421.2614 | 422.5653 | 423.4602 | 421.7697 | 421.2743 | 421.8895 | 422.2377 | 422.9478 | 423.5418 | 424.0831 | 424.3246 | 424.4667 | 424.4402 | 424.0754 | 423.4776 | 422.6147 | 421.5808 | 420.219 | 418.653 | 416.9145 | 415.1263 | 413.1434 | 411.1502 | 408.9269 | 406.5661 | 404.0729 | 401.5018 | 398.6742 | 395.7543 | 392.5861 | 389.3419 | 385.7462
F4_Residential_Manufactured Home Moderate Income_New_Space Heating_Natural Gas_Boiler_E8 | F4 | Residential | Manufactured Home Moderate Income | New | Space Heating | Natural Gas | Boiler | E8 | Utility - Cost of Equipment | 354.4624 | 354.7464 | 355.8445 | 356.5981 | 355.1745 | 354.7573 | 355.2753 | 355.5686 | 356.1665 | 356.6668 | 357.1226 | 357.3259 | 357.4456 | 357.4233 | 357.1162 | 356.6127 | 355.8861 | 355.0154 | 353.8686 | 352.5499 | 351.0859 | 349.5801 | 347.9102 | 346.2318 | 344.3595 | 342.3714 | 340.2719 | 338.1068 | 335.7256 | 333.2668 | 330.5988 | 327.8669 | 324.8389
F4_Residential_Manufactured Home Moderate Income_New_Space Heating_Natural Gas_Boiler_E9 | F4 | Residential | Manufactured Home Moderate Income | New | Space Heating | Natural Gas | Boiler | E9 | Utility - Cost of Equipment | 0 | 0 | 0 | 0 | 0 | 0 | 0 | 0 | 0 | 0 | 0 | 0 | 0 | 0 | 0 | 0 | 0 | 0 | 0 | 0 | 0 | 0 | 0 | 0 | 0 | 0 | 0 | 0 | 0 | 0 | 0 | 0 | 0
F4_Residential_Manufactured Home Moderate Income_New_Space Heating_Natural Gas_Boiler_E10 | F4 | Residential | Manufactured Home Moderate Income | New | Space Heating | Natural Gas | Boiler | E10 | Utility - Cost of Equipment | 0 | 0 | 0 | 0 | 0 | 0 | 0 | 0 | 0 | 0 | 0 | 0 | 0 | 0 | 0 | 0 | 0 | 0 | 0 | 0 | 0 | 0 | 0 | 0 | 0 | 0 | 0 | 0 | 0 | 0 | 0 | 0 | 0
F5_Residential_Manufactured Home Moderate Income_New_Space Heating_Natural Gas_Boiler_E1 | F5 | Residential | Manufactured Home Moderate Income | New | Space Heating | Natural Gas | Boiler | E1 | Utility - Cost of Operation | 171.371 | 171.371 | 0 | 0 | 0 | 0 | 0 | 0 | 0 | 0 | 0 | 0 | 0 | 0 | 0 | 0 | 0 | 0 | 0 | 0 | 0 | 0 | 0 | 0 | 0 | 0 | 0 | 0 | 0 | 0 | 0 | 0 | 0
F5_Residential_Manufactured Home Moderate Income_New_Space Heating_Natural Gas_Boiler_E2 | F5 | Residential | Manufactured Home Moderate Income | New | Space Heating | Natural Gas | Boiler | E2 | Utility - Cost of Operation | 211.8434 | 211.8434 | 211.8434 | 211.8434 | 211.8434 | 211.8434 | 211.8434 | 211.8434 | 211.8434 | 211.8434 | 211.8434 | 211.8434 | 211.8434 | 211.8434 | 211.8434 | 211.8434 | 211.8434 | 211.8434 | 211.8434 | 211.8434 | 211.8434 | 211.8434 | 211.8434 | 211.8434 | 211.8434 | 211.8434 | 211.8434 | 211.8434 | 211.8434 | 211.8434 | 211.8434 | 211.8434 | 211.8434
F5_Residential_Manufactured Home Moderate Income_New_Space Heating_Natural Gas_Boiler_E3 | F5 | Residential | Manufactured Home Moderate Income | New | Space Heating | Natural Gas | Boiler | E3 | Utility - Cost of Operation | 240.711 | 240.711 | 240.711 | 240.711 | 240.711 | 240.711 | 240.711 | 240.711 | 240.711 | 240.711 | 240.711 | 240.711 | 240.711 | 240.711 | 240.711 | 240.711 | 240.711 | 240.711 | 240.711 | 240.711 | 240.711 | 240.711 | 240.711 | 240.711 | 240.711 | 240.711 | 240.711 | 240.711 | 240.711 | 240.711 | 240.711 | 240.711 | 240.711
F5_Residential_Manufactured Home Moderate Income_New_Space Heating_Natural Gas_Boiler_E4 | F5 | Residential | Manufactured Home Moderate Income | New | Space Heating | Natural Gas | Boiler | E4 | Utility - Cost of Operation | 251.814 | 251.814 | 251.814 | 251.814 | 251.814 | 251.814 | 251.814 | 251.814 | 251.814 | 251.814 | 251.814 | 251.814 | 251.814 | 251.814 | 251.814 | 251.814 | 251.814 | 251.814 | 251.814 | 251.814 | 251.814 | 251.814 | 251.814 | 251.814 | 251.814 | 251.814 | 251.814 | 251.814 | 251.814 | 251.814 | 251.814 | 251.814 | 251.814
F5_Residential_Manufactured Home Moderate Income_New_Space Heating_Natural Gas_Boiler_E5 | F5 | Residential | Manufactured Home Moderate Income | New | Space Heating | Natural Gas | Boiler | E5 | Utility - Cost of Operation | 283.4357 | 283.4357 | 283.4357 | 283.4357 | 283.4357 | 283.4357 | 283.4357 | 283.4357 | 283.4357 | 283.4357 | 283.4357 | 283.4357 | 283.4357 | 283.4357 | 283.4357 | 283.4357 | 283.4357 | 283.4357 | 283.4357 | 283.4357 | 283.4357 | 283.4357 | 283.4357 | 283.4357 | 283.4357 | 283.4357 | 283.4357 | 283.4357 | 283.4357 | 283.4357 | 283.4357 | 283.4357 | 283.4357
F5_Residential_Manufactured Home Moderate Income_New_Space Heating_Natural Gas_Boiler_E6 | F5 | Residential | Manufactured Home Moderate Income | New | Space Heating | Natural Gas | Boiler | E6 | Utility - Cost of Operation | 1317.6459 | 1317.6459 | 1317.6459 | 1317.6459 | 1317.6459 | 1317.6459 | 1317.6459 | 1317.6459 | 1317.6459 | 1317.6459 | 1317.6459 | 1317.6459 | 1317.6459 | 1317.6459 | 1317.6459 | 1317.6459 | 1317.6459 | 1317.6459 | 1317.6459 | 1317.6459 | 1317.6459 | 1317.6459 | 1317.6459 | 1317.6459 | 1317.6459 | 1317.6459 | 1317.6459 | 1317.6459 | 1317.6459 | 1317.6459 | 1317.6459 | 1317.6459 | 1317.6459
F5_Residential_Manufactured Home Moderate Income_New_Space Heating_Natural Gas_Boiler_E7 | F5 | Residential | Manufactured Home Moderate Income | New | Space Heating | Natural Gas | Boiler | E7 | Utility - Cost of Operation | 628.795 | 628.795 | 628.795 | 628.795 | 628.795 | 628.795 | 628.795 | 628.795 | 628.795 | 628.795 | 628.795 | 628.795 | 628.795 | 628.795 | 628.795 | 628.795 | 628.795 | 628.795 | 628.795 | 628.795 | 628.795 | 628.795 | 628.795 | 628.795 | 628.795 | 628.795 | 628.795 | 628.795 | 628.795 | 628.795 | 628.795 | 628.795 | 628.795
F5_Residential_Manufactured Home Moderate Income_New_Space Heating_Natural Gas_Boiler_E8 | F5 | Residential | Manufactured Home Moderate Income | New | Space Heating | Natural Gas | Boiler | E8 | Utility - Cost of Operation | 666.0585 | 666.0585 | 666.0585 | 666.0585 | 666.0585 | 666.0585 | 666.0585 | 666.0585 | 666.0585 | 666.0585 | 666.0585 | 666.0585 | 666.0585 | 666.0585 | 666.0585 | 666.0585 | 666.0585 | 666.0585 | 666.0585 | 666.0585 | 666.0585 | 666.0585 | 666.0585 | 666.0585 | 666.0585 | 666.0585 | 666.0585 | 666.0585 | 666.0585 | 666.0585 | 666.0585 | 666.0585 | 666.0585
F5_Residential_Manufactured Home Moderate Income_New_Space Heating_Natural Gas_Boiler_E9 | F5 | Residential | Manufactured Home Moderate Income | New | Space Heating | Natural Gas | Boiler | E9 | Utility - Cost of Operation | 0 | 0 | 0 | 0 | 0 | 0 | 0 | 0 | 0 | 0 | 0 | 0 | 0 | 0 | 0 | 0 | 0 | 0 | 0 | 0 | 0 | 0 | 0 | 0 | 0 | 0 | 0 | 0 | 0 | 0 | 0 | 0 | 0
F5_Residential_Manufactured Home Moderate Income_New_Space Heating_Natural Gas_Boiler_E10 | F5 | Residential | Manufactured Home Moderate Income | New | Space Heating | Natural Gas | Boiler | E10 | Utility - Cost of Operation | 0 | 0 | 0 | 0 | 0 | 0 | 0 | 0 | 0 | 0 | 0 | 0 | 0 | 0 | 0 | 0 | 0 | 0 | 0 | 0 | 0 | 0 | 0 | 0 | 0 | 0 | 0 | 0 | 0 | 0 | 0 | 0 | 0
F6_Residential_Manufactured Home Moderate Income_New_Space Heating_Natural Gas_Boiler_E1 | F6 | Residential | Manufactured Home Moderate Income | New | Space Heating | Natural Gas | Boiler | E1 | Utility - Value of Sales | 386.4729 | 385.5962 | 0 | 0 | 0 | 0 | 0 | 0 | 0 | 0 | 0 | 0 | 0 | 0 | 0 | 0 | 0 | 0 | 0 | 0 | 0 | 0 | 0 | 0 | 0 | 0 | 0 | 0 | 0 | 0 | 0 | 0 | 0
F6_Residential_Manufactured Home Moderate Income_New_Space Heating_Natural Gas_Boiler_E2 | F6 | Residential | Manufactured Home Moderate Income | New | Space Heating | Natural Gas | Boiler | E2 | Utility - Value of Sales | 378.1133 | 377.2555 | 376.761 | 375.9647 | 373.8374 | 371.7337 | 369.6611 | 367.6279 | 365.6415 | 363.71 | 361.841 | 360.0425 | 358.3222 | 356.688 | 355.1398 | 353.6777 | 352.3016 | 351.0115 | 349.8074 | 348.6895 | 347.6575 | 346.7117 | 345.8516 | 345.0777 | 344.3897 | 343.7878 | 343.2717 | 342.8417 | 342.4977 | 342.2397 | 342.0676 | 341.9816 | 341.9816
F6_Residential_Manufactured Home Moderate Income_New_Space Heating_Natural Gas_Boiler_E3 | F6 | Residential | Manufactured Home Moderate Income | New | Space Heating | Natural Gas | Boiler | E3 | Utility - Value of Sales | 372.9689 | 372.1227 | 371.635 | 370.8496 | 368.7512 | 366.6761 | 364.6317 | 362.6261 | 360.6668 | 358.7616 | 356.918 | 355.144 | 353.4471 | 351.8351 | 350.3079 | 348.8657 | 347.5084 | 346.2359 | 345.0481 | 343.9454 | 342.9275 | 341.9945 | 341.1461 | 340.3827 | 339.7042 | 339.1105 | 338.6013 | 338.1772 | 337.8379 | 337.5834 | 337.4136 | 337.3288 | 337.3288
F6_Residential_Manufactured Home Moderate Income_New_Space Heating_Natural Gas_Boiler_E4 | F6 | Residential | Manufactured Home Moderate Income | New | Space Heating | Natural Gas | Boiler | E4 | Utility - Value of Sales | 350.4621 | 349.6671 | 349.2088 | 348.4707 | 346.499 | 344.5491 | 342.6281 | 340.7435 | 338.9025 | 337.1122 | 335.3799 | 333.7129 | 332.1184 | 330.6037 | 329.1687 | 327.8135 | 326.538 | 325.3423 | 324.2263 | 323.1901 | 322.2336 | 321.3569 | 320.5597 | 319.8424 | 319.2048 | 318.6469 | 318.1685 | 317.77 | 317.4511 | 317.212 | 317.0524 | 316.9727 | 316.9727
F6_Residential_Manufactured Home Moderate Income_New_Space Heating_Natural Gas_Boiler_E5 | F6 | Residential | Manufactured Home Moderate Income | New | Space Heating | Natural Gas | Boiler | E5 | Utility - Value of Sales | 326.0263 | 325.2866 | 324.8603 | 324.1737 | 322.3394 | 320.5255 | 318.7384 | 316.9853 | 315.2726 | 313.6071 | 311.9956 | 310.4448 | 308.9615 | 307.5524 | 306.2175 | 304.9568 | 303.7702 | 302.6579 | 301.6197 | 300.6557 | 299.7659 | 298.9504 | 298.2088 | 297.5415 | 296.9483 | 296.4293 | 295.9843 | 295.6135 | 295.3169 | 295.0944 | 294.946 | 294.8719 | 294.8719
F6_Residential_Manufactured Home Moderate Income_New_Space Heating_Natural Gas_Boiler_E6 | F6 | Residential | Manufactured Home Moderate Income | New | Space Heating | Natural Gas | Boiler | E6 | Utility - Value of Sales | 265.3123 | 265.315 | 265.7336 | 265.7977 | 264.3196 | 262.8416 | 261.3635 | 259.8856 | 258.4077 | 256.9299 | 255.4522 | 253.9746 | 252.4971 | 251.0197 | 249.5422 | 248.079 | 246.6439 | 245.2511 | 243.9145 | 242.6483 | 241.4666 | 240.3835 | 239.3986 | 238.5124 | 237.7246 | 237.0353 | 236.4443 | 235.9519 | 235.558 | 235.2625 | 235.0654 | 234.9669 | 234.9669
F6_Residential_Manufactured Home Moderate Income_New_Space Heating_Natural Gas_Boiler_E7 | F6 | Residential | Manufactured Home Moderate Income | New | Space Heating | Natural Gas | Boiler | E7 | Utility - Value of Sales | 211.0708 | 210.8755 | 210.9576 | 210.8033 | 209.6209 | 208.4386 | 207.2563 | 206.0741 | 204.8919 | 203.7098 | 202.5277 | 201.353 | 200.1929 | 199.0547 | 197.9458 | 196.8733 | 195.8447 | 194.8672 | 193.9479 | 193.0945 | 192.3067 | 191.5846 | 190.928 | 190.3372 | 189.812 | 189.3525 | 188.9585 | 188.6302 | 188.3676 | 188.1706 | 188.0392 | 187.9735 | 187.9735
F6_Residential_Manufactured Home Moderate Income_New_Space Heating_Natural Gas_Boiler_E8 | F6 | Residential | Manufactured Home Moderate Income | New | Space Heating | Natural Gas | Boiler | E8 | Utility - Value of Sales | 177.7439 | 177.5794 | 177.6485 | 177.5186 | 176.5229 | 175.5273 | 174.5316 | 173.5361 | 172.5406 | 171.5451 | 170.5496 | 169.5604 | 168.5835 | 167.6251 | 166.6912 | 165.7881 | 164.9219 | 164.0987 | 163.3246 | 162.6059 | 161.9425 | 161.3344 | 160.7815 | 160.2839 | 159.8417 | 159.4547 | 159.1229 | 158.8465 | 158.6253 | 158.4595 | 158.3488 | 158.2935 | 158.2935
F6_Residential_Manufactured Home Moderate Income_New_Space Heating_Natural Gas_Boiler_E9 | F6 | Residential | Manufactured Home Moderate Income | New | Space Heating | Natural Gas | Boiler | E9 | Utility - Value of Sales | 0 | 0 | 0 | 0 | 0 | 0 | 0 | 0 | 0 | 0 | 0 | 0 | 0 | 0 | 0 | 0 | 0 | 0 | 0 | 0 | 0 | 0 | 0 | 0 | 0 | 0 | 0 | 0 | 0 | 0 | 0 | 0 | 0
F6_Residential_Manufactured Home Moderate Income_New_Space Heating_Natural Gas_Boiler_E10 | F6 | Residential | Manufactured Home Moderate Income | New | Space Heating | Natural Gas | Boiler | E10 | Utility - Value of Sales | 0 | 0 | 0 | 0 | 0 | 0 | 0 | 0 | 0 | 0 | 0 | 0 | 0 | 0 | 0 | 0 | 0 | 0 | 0 | 0 | 0 | 0 | 0 | 0 | 0 | 0 | 0 | 0 | 0 | 0 | 0 | 0 | 0
F1_Residential_Manufactured Home Moderate Income_New_Secondary Heating_Natural Gas_Fireplace_E1 | F1 | Residential | Manufactured Home Moderate Income | New | Secondary Heating | Natural Gas | Fireplace | E1 | RVT - Cost of Equipment | 207.2285 | 207.9367 | 209.2301 | 210.3253 | 210.0591 | 210.6043 | 211.9034 | 213.0223 | 214.3966 | 215.7007 | 216.9731 | 218.1792 | 219.4826 | 220.7177 | 221.7605 | 222.6861 | 223.4696 | 224.1717 | 224.6776 | 225.0742 | 225.1924 | 225.0883 | 224.8048 | 224.4709 | 223.9272 | 223.2375 | 222.4031 | 221.4606 | 220.2781 | 218.9719 | 217.4254 | 215.7614 | 213.7747
F1_Residential_Manufactured Home Moderate Income_New_Secondary Heating_Natural Gas_Fireplace_E2 | F1 | Residential | Manufactured Home Moderate Income | New | Secondary Heating | Natural Gas | Fireplace | E2 | RVT - Cost of Equipment | 172.3282 | 172.9172 | 173.9927 | 174.9035 | 174.6821 | 175.1355 | 176.2159 | 177.1463 | 178.2891 | 179.3736 | 180.4317 | 181.4347 | 182.5186 | 183.5457 | 184.4128 | 185.1825 | 185.8341 | 186.418 | 186.8387 | 187.1685 | 187.2668 | 187.1802 | 186.9444 | 186.6668 | 186.2147 | 185.6411 | 184.9473 | 184.1634 | 183.1801 | 182.0938 | 180.8079 | 179.4241 | 177.772
F1_Residential_Manufactured Home Moderate Income_New_Secondary Heating_Natural Gas_Fireplace_E3 | F1 | Residential | Manufactured Home Moderate Income | New | Secondary Heating | Natural Gas | Fireplace | E3 | RVT - Cost of Equipment | 164.4124 | 164.9743 | 166.0005 | 166.8694 | 166.6582 | 167.0907 | 168.1215 | 169.0092 | 170.0995 | 171.1342 | 172.1437 | 173.1005 | 174.1346 | 175.1146 | 175.9419 | 176.6763 | 177.2979 | 177.855 | 178.2563 | 178.571 | 178.6647 | 178.5822 | 178.3572 | 178.0923 | 177.661 | 177.1138 | 176.4518 | 175.704 | 174.7658 | 173.7295 | 172.5025 | 171.1823 | 169.6061
F1_Residential_Manufactured Home Moderate Income_New_Secondary Heating_Natural Gas_Fireplace_E4 | F1 | Residential | Manufactured Home Moderate Income | New | Secondary Heating | Natural Gas | Fireplace | E4 | RVT - Cost of Equipment | 0 | 0 | 0 | 0 | 0 | 0 | 0 | 0 | 0 | 0 | 0 | 0 | 0 | 0 | 0 | 0 | 0 | 0 | 0 | 0 | 0 | 0 | 0 | 0 | 0 | 0 | 0 | 0 | 0 | 0 | 0 | 0 | 0
F1_Residential_Manufactured Home Moderate Income_New_Secondary Heating_Natural Gas_Fireplace_E5 | F1 | Residential | Manufactured Home Moderate Income | New | Secondary Heating | Natural Gas | Fireplace | E5 | RVT - Cost of Equipment | 0 | 0 | 0 | 0 | 0 | 0 | 0 | 0 | 0 | 0 | 0 | 0 | 0 | 0 | 0 | 0 | 0 | 0 | 0 | 0 | 0 | 0 | 0 | 0 | 0 | 0 | 0 | 0 | 0 | 0 | 0 | 0 | 0
F1_Residential_Manufactured Home Moderate Income_New_Secondary Heating_Natural Gas_Fireplace_E6 | F1 | Residential | Manufactured Home Moderate Income | New | Secondary Heating | Natural Gas | Fireplace | E6 | RVT - Cost of Equipment | 0 | 0 | 0 | 0 | 0 | 0 | 0 | 0 | 0 | 0 | 0 | 0 | 0 | 0 | 0 | 0 | 0 | 0 | 0 | 0 | 0 | 0 | 0 | 0 | 0 | 0 | 0 | 0 | 0 | 0 | 0 | 0 | 0
F1_Residential_Manufactured Home Moderate Income_New_Secondary Heating_Natural Gas_Fireplace_E7 | F1 | Residential | Manufactured Home Moderate Income | New | Secondary Heating | Natural Gas | Fireplace | E7 | RVT - Cost of Equipment | 0 | 0 | 0 | 0 | 0 | 0 | 0 | 0 | 0 | 0 | 0 | 0 | 0 | 0 | 0 | 0 | 0 | 0 | 0 | 0 | 0 | 0 | 0 | 0 | 0 | 0 | 0 | 0 | 0 | 0 | 0 | 0 | 0
F1_Residential_Manufactured Home Moderate Income_New_Secondary Heating_Natural Gas_Fireplace_E8 | F1 | Residential | Manufactured Home Moderate Income | New | Secondary Heating | Natural Gas | Fireplace | E8 | RVT - Cost of Equipment | 0 | 0 | 0 | 0 | 0 | 0 | 0 | 0 | 0 | 0 | 0 | 0 | 0 | 0 | 0 | 0 | 0 | 0 | 0 | 0 | 0 | 0 | 0 | 0 | 0 | 0 | 0 | 0 | 0 | 0 | 0 | 0 | 0
F1_Residential_Manufactured Home Moderate Income_New_Secondary Heating_Natural Gas_Fireplace_E9 | F1 | Residential | Manufactured Home Moderate Income | New | Secondary Heating | Natural Gas | Fireplace | E9 | RVT - Cost of Equipment | 0 | 0 | 0 | 0 | 0 | 0 | 0 | 0 | 0 | 0 | 0 | 0 | 0 | 0 | 0 | 0 | 0 | 0 | 0 | 0 | 0 | 0 | 0 | 0 | 0 | 0 | 0 | 0 | 0 | 0 | 0 | 0 | 0
F1_Residential_Manufactured Home Moderate Income_New_Secondary Heating_Natural Gas_Fireplace_E10 | F1 | Residential | Manufactured Home Moderate Income | New | Secondary Heating | Natural Gas | Fireplace | E10 | RVT - Cost of Equipment | 0 | 0 | 0 | 0 | 0 | 0 | 0 | 0 | 0 | 0 | 0 | 0 | 0 | 0 | 0 | 0 | 0 | 0 | 0 | 0 | 0 | 0 | 0 | 0 | 0 | 0 | 0 | 0 | 0 | 0 | 0 | 0 | 0
F2_Residential_Manufactured Home Moderate Income_New_Secondary Heating_Natural Gas_Fireplace_E1 | F2 | Residential | Manufactured Home Moderate Income | New | Secondary Heating | Natural Gas | Fireplace | E1 | RVT - Cost of Operation | 206.8943 | 207.6015 | 208.8927 | 209.9862 | 209.7204 | 210.2647 | 211.5618 | 212.6789 | 214.0509 | 215.3529 | 216.6233 | 217.8274 | 219.1287 | 220.3618 | 221.4029 | 222.327 | 223.1092 | 223.8103 | 224.3154 | 224.7113 | 224.8293 | 224.7254 | 224.4423 | 224.109 | 223.5662 | 222.8776 | 222.0445 | 221.1035 | 219.9229 | 218.6188 | 217.0748 | 215.4135 | 213.4301
F2_Residential_Manufactured Home Moderate Income_New_Secondary Heating_Natural Gas_Fireplace_E2 | F2 | Residential | Manufactured Home Moderate Income | New | Secondary Heating | Natural Gas | Fireplace | E2 | RVT - Cost of Operation | 172.0504 | 172.6384 | 173.7122 | 174.6215 | 174.4004 | 174.8531 | 175.9317 | 176.8607 | 178.0016 | 179.0844 | 180.1408 | 181.1421 | 182.2243 | 183.2497 | 184.1155 | 184.8839 | 185.5344 | 186.1174 | 186.5374 | 186.8667 | 186.9648 | 186.8784 | 186.643 | 186.3658 | 185.9144 | 185.3418 | 184.6491 | 183.8665 | 182.8847 | 181.8002 | 180.5163 | 179.1348 | 177.4854
F2_Residential_Manufactured Home Moderate Income_New_Secondary Heating_Natural Gas_Fireplace_E3 | F2 | Residential | Manufactured Home Moderate Income | New | Secondary Heating | Natural Gas | Fireplace | E3 | RVT - Cost of Operation | 164.1473 | 164.7083 | 165.7328 | 166.6003 | 166.3894 | 166.8213 | 167.8504 | 168.7367 | 169.8252 | 170.8582 | 171.8661 | 172.8214 | 173.8539 | 174.8322 | 175.6582 | 176.3914 | 177.012 | 177.5682 | 177.9689 | 178.2831 | 178.3767 | 178.2942 | 178.0697 | 177.8052 | 177.3745 | 176.8282 | 176.1673 | 175.4207 | 174.484 | 173.4493 | 172.2244 | 170.9063 | 169.3327
F2_Residential_Manufactured Home Moderate Income_New_Secondary Heating_Natural Gas_Fireplace_E4 | F2 | Residential | Manufactured Home Moderate Income | New | Secondary Heating | Natural Gas | Fireplace | E4 | RVT - Cost of Operation | 0 | 0 | 0 | 0 | 0 | 0 | 0 | 0 | 0 | 0 | 0 | 0 | 0 | 0 | 0 | 0 | 0 | 0 | 0 | 0 | 0 | 0 | 0 | 0 | 0 | 0 | 0 | 0 | 0 | 0 | 0 | 0 | 0
F2_Residential_Manufactured Home Moderate Income_New_Secondary Heating_Natural Gas_Fireplace_E5 | F2 | Residential | Manufactured Home Moderate Income | New | Secondary Heating | Natural Gas | Fireplace | E5 | RVT - Cost of Operation | 0 | 0 | 0 | 0 | 0 | 0 | 0 | 0 | 0 | 0 | 0 | 0 | 0 | 0 | 0 | 0 | 0 | 0 | 0 | 0 | 0 | 0 | 0 | 0 | 0 | 0 | 0 | 0 | 0 | 0 | 0 | 0 | 0
F2_Residential_Manufactured Home Moderate Income_New_Secondary Heating_Natural Gas_Fireplace_E6 | F2 | Residential | Manufactured Home Moderate Income | New | Secondary Heating | Natural Gas | Fireplace | E6 | RVT - Cost of Operation | 0 | 0 | 0 | 0 | 0 | 0 | 0 | 0 | 0 | 0 | 0 | 0 | 0 | 0 | 0 | 0 | 0 | 0 | 0 | 0 | 0 | 0 | 0 | 0 | 0 | 0 | 0 | 0 | 0 | 0 | 0 | 0 | 0
F2_Residential_Manufactured Home Moderate Income_New_Secondary Heating_Natural Gas_Fireplace_E7 | F2 | Residential | Manufactured Home Moderate Income | New | Secondary Heating | Natural Gas | Fireplace | E7 | RVT - Cost of Operation | 0 | 0 | 0 | 0 | 0 | 0 | 0 | 0 | 0 | 0 | 0 | 0 | 0 | 0 | 0 | 0 | 0 | 0 | 0 | 0 | 0 | 0 | 0 | 0 | 0 | 0 | 0 | 0 | 0 | 0 | 0 | 0 | 0
F2_Residential_Manufactured Home Moderate Income_New_Secondary Heating_Natural Gas_Fireplace_E8 | F2 | Residential | Manufactured Home Moderate Income | New | Secondary Heating | Natural Gas | Fireplace | E8 | RVT - Cost of Operation | 0 | 0 | 0 | 0 | 0 | 0 | 0 | 0 | 0 | 0 | 0 | 0 | 0 | 0 | 0 | 0 | 0 | 0 | 0 | 0 | 0 | 0 | 0 | 0 | 0 | 0 | 0 | 0 | 0 | 0 | 0 | 0 | 0
F2_Residential_Manufactured Home Moderate Income_New_Secondary Heating_Natural Gas_Fireplace_E9 | F2 | Residential | Manufactured Home Moderate Income | New | Secondary Heating | Natural Gas | Fireplace | E9 | RVT - Cost of Operation | 0 | 0 | 0 | 0 | 0 | 0 | 0 | 0 | 0 | 0 | 0 | 0 | 0 | 0 | 0 | 0 | 0 | 0 | 0 | 0 | 0 | 0 | 0 | 0 | 0 | 0 | 0 | 0 | 0 | 0 | 0 | 0 | 0
F2_Residential_Manufactured Home Moderate Income_New_Secondary Heating_Natural Gas_Fireplace_E10 | F2 | Residential | Manufactured Home Moderate Income | New | Secondary Heating | Natural Gas | Fireplace | E10 | RVT - Cost of Operation | 0 | 0 | 0 | 0 | 0 | 0 | 0 | 0 | 0 | 0 | 0 | 0 | 0 | 0 | 0 | 0 | 0 | 0 | 0 | 0 | 0 | 0 | 0 | 0 | 0 | 0 | 0 | 0 | 0 | 0 | 0 | 0 | 0
F3_Residential_Manufactured Home Moderate Income_New_Secondary Heating_Natural Gas_Fireplace_E1 | F3 | Residential | Manufactured Home Moderate Income | New | Secondary Heating | Natural Gas | Fireplace | E1 | System - kBTUs of Consumption | 296.7502 | 296.7502 | 296.7502 | 296.7502 | 296.7502 | 296.7502 | 296.7502 | 296.7502 | 296.7502 | 296.7502 | 296.7502 | 296.7502 | 296.7502 | 296.7502 | 296.7502 | 296.7502 | 296.7502 | 296.7502 | 296.7502 | 296.7502 | 296.7502 | 296.7502 | 296.7502 | 296.7502 | 296.7502 | 296.7502 | 296.7502 | 296.7502 | 296.7502 | 296.7502 | 296.7502 | 296.7502 | 296.7502
F3_Residential_Manufactured Home Moderate Income_New_Secondary Heating_Natural Gas_Fireplace_E2 | F3 | Residential | Manufactured Home Moderate Income | New | Secondary Heating | Natural Gas | Fireplace | E2 | System - kBTUs of Consumption | 323.7563 | 323.7563 | 323.7563 | 323.7563 | 323.7563 | 323.7563 | 323.7563 | 323.7563 | 323.7563 | 323.7563 | 323.7563 | 323.7563 | 323.7563 | 323.7563 | 323.7563 | 323.7563 | 323.7563 | 323.7563 | 323.7563 | 323.7563 | 323.7563 | 323.7563 | 323.7563 | 323.7563 | 323.7563 | 323.7563 | 323.7563 | 323.7563 | 323.7563 | 323.7563 | 323.7563 | 323.7563 | 323.7563
F3_Residential_Manufactured Home Moderate Income_New_Secondary Heating_Natural Gas_Fireplace_E3 | F3 | Residential | Manufactured Home Moderate Income | New | Secondary Heating | Natural Gas | Fireplace | E3 | System - kBTUs of Consumption | 329.9912 | 329.9912 | 329.9912 | 329.9912 | 329.9912 | 329.9912 | 329.9912 | 329.9912 | 329.9912 | 329.9912 | 329.9912 | 329.9912 | 329.9912 | 329.9912 | 329.9912 | 329.9912 | 329.9912 | 329.9912 | 329.9912 | 329.9912 | 329.9912 | 329.9912 | 329.9912 | 329.9912 | 329.9912 | 329.9912 | 329.9912 | 329.9912 | 329.9912 | 329.9912 | 329.9912 | 329.9912 | 329.9912
F3_Residential_Manufactured Home Moderate Income_New_Secondary Heating_Natural Gas_Fireplace_E4 | F3 | Residential | Manufactured Home Moderate Income | New | Secondary Heating | Natural Gas | Fireplace | E4 | System - kBTUs of Consumption | 0 | 0 | 0 | 0 | 0 | 0 | 0 | 0 | 0 | 0 | 0 | 0 | 0 | 0 | 0 | 0 | 0 | 0 | 0 | 0 | 0 | 0 | 0 | 0 | 0 | 0 | 0 | 0 | 0 | 0 | 0 | 0 | 0
F3_Residential_Manufactured Home Moderate Income_New_Secondary Heating_Natural Gas_Fireplace_E5 | F3 | Residential | Manufactured Home Moderate Income | New | Secondary Heating | Natural Gas | Fireplace | E5 | System - kBTUs of Consumption | 0 | 0 | 0 | 0 | 0 | 0 | 0 | 0 | 0 | 0 | 0 | 0 | 0 | 0 | 0 | 0 | 0 | 0 | 0 | 0 | 0 | 0 | 0 | 0 | 0 | 0 | 0 | 0 | 0 | 0 | 0 | 0 | 0
F3_Residential_Manufactured Home Moderate Income_New_Secondary Heating_Natural Gas_Fireplace_E6 | F3 | Residential | Manufactured Home Moderate Income | New | Secondary Heating | Natural Gas | Fireplace | E6 | System - kBTUs of Consumption | 0 | 0 | 0 | 0 | 0 | 0 | 0 | 0 | 0 | 0 | 0 | 0 | 0 | 0 | 0 | 0 | 0 | 0 | 0 | 0 | 0 | 0 | 0 | 0 | 0 | 0 | 0 | 0 | 0 | 0 | 0 | 0 | 0
F3_Residential_Manufactured Home Moderate Income_New_Secondary Heating_Natural Gas_Fireplace_E7 | F3 | Residential | Manufactured Home Moderate Income | New | Secondary Heating | Natural Gas | Fireplace | E7 | System - kBTUs of Consumption | 0 | 0 | 0 | 0 | 0 | 0 | 0 | 0 | 0 | 0 | 0 | 0 | 0 | 0 | 0 | 0 | 0 | 0 | 0 | 0 | 0 | 0 | 0 | 0 | 0 | 0 | 0 | 0 | 0 | 0 | 0 | 0 | 0
F3_Residential_Manufactured Home Moderate Income_New_Secondary Heating_Natural Gas_Fireplace_E8 | F3 | Residential | Manufactured Home Moderate Income | New | Secondary Heating | Natural Gas | Fireplace | E8 | System - kBTUs of Consumption | 0 | 0 | 0 | 0 | 0 | 0 | 0 | 0 | 0 | 0 | 0 | 0 | 0 | 0 | 0 | 0 | 0 | 0 | 0 | 0 | 0 | 0 | 0 | 0 | 0 | 0 | 0 | 0 | 0 | 0 | 0 | 0 | 0
F3_Residential_Manufactured Home Moderate Income_New_Secondary Heating_Natural Gas_Fireplace_E9 | F3 | Residential | Manufactured Home Moderate Income | New | Secondary Heating | Natural Gas | Fireplace | E9 | System - kBTUs of Consumption | 0 | 0 | 0 | 0 | 0 | 0 | 0 | 0 | 0 | 0 | 0 | 0 | 0 | 0 | 0 | 0 | 0 | 0 | 0 | 0 | 0 | 0 | 0 | 0 | 0 | 0 | 0 | 0 | 0 | 0 | 0 | 0 | 0
F3_Residential_Manufactured Home Moderate Income_New_Secondary Heating_Natural Gas_Fireplace_E10 | F3 | Residential | Manufactured Home Moderate Income | New | Secondary Heating | Natural Gas | Fireplace | E10 | System - kBTUs of Consumption | 0 | 0 | 0 | 0 | 0 | 0 | 0 | 0 | 0 | 0 | 0 | 0 | 0 | 0 | 0 | 0 | 0 | 0 | 0 | 0 | 0 | 0 | 0 | 0 | 0 | 0 | 0 | 0 | 0 | 0 | 0 | 0 | 0
F4_Residential_Manufactured Home Moderate Income_New_Secondary Heating_Natural Gas_Fireplace_E1 | F4 | Residential | Manufactured Home Moderate Income | New | Secondary Heating | Natural Gas | Fireplace | E1 | Utility - Cost of Equipment | 206.8943 | 207.6015 | 208.8927 | 209.9862 | 209.7204 | 210.2647 | 211.5618 | 212.6789 | 214.0509 | 215.3529 | 216.6233 | 217.8274 | 219.1287 | 220.3618 | 221.4029 | 222.327 | 223.1092 | 223.8103 | 224.3154 | 224.7113 | 224.8293 | 224.7254 | 224.4423 | 224.109 | 223.5662 | 222.8776 | 222.0445 | 221.1035 | 219.9229 | 218.6188 | 217.0748 | 215.4135 | 213.4301
F4_Residential_Manufactured Home Moderate Income_New_Secondary Heating_Natural Gas_Fireplace_E2 | F4 | Residential | Manufactured Home Moderate Income | New | Secondary Heating | Natural Gas | Fireplace | E2 | Utility - Cost of Equipment | 172.0504 | 172.6384 | 173.7122 | 174.6215 | 174.4004 | 174.8531 | 175.9317 | 176.8607 | 178.0016 | 179.0844 | 180.1408 | 181.1421 | 182.2243 | 183.2497 | 184.1155 | 184.8839 | 185.5344 | 186.1174 | 186.5374 | 186.8667 | 186.9648 | 186.8784 | 186.643 | 186.3658 | 185.9144 | 185.3418 | 184.6491 | 183.8665 | 182.8847 | 181.8002 | 180.5163 | 179.1348 | 177.4854
F4_Residential_Manufactured Home Moderate Income_New_Secondary Heating_Natural Gas_Fireplace_E3 | F4 | Residential | Manufactured Home Moderate Income | New | Secondary Heating | Natural Gas | Fireplace | E3 | Utility - Cost of Equipment | 164.1473 | 164.7083 | 165.7328 | 166.6003 | 166.3894 | 166.8213 | 167.8504 | 168.7367 | 169.8252 | 170.8582 | 171.8661 | 172.8214 | 173.8539 | 174.8322 | 175.6582 | 176.3914 | 177.012 | 177.5682 | 177.9689 | 178.2831 | 178.3767 | 178.2942 | 178.0697 | 177.8052 | 177.3745 | 176.8282 | 176.1673 | 175.4207 | 174.484 | 173.4493 | 172.2244 | 170.9063 | 169.3327
F4_Residential_Manufactured Home Moderate Income_New_Secondary Heating_Natural Gas_Fireplace_E4 | F4 | Residential | Manufactured Home Moderate Income | New | Secondary Heating | Natural Gas | Fireplace | E4 | Utility - Cost of Equipment | 0 | 0 | 0 | 0 | 0 | 0 | 0 | 0 | 0 | 0 | 0 | 0 | 0 | 0 | 0 | 0 | 0 | 0 | 0 | 0 | 0 | 0 | 0 | 0 | 0 | 0 | 0 | 0 | 0 | 0 | 0 | 0 | 0
F4_Residential_Manufactured Home Moderate Income_New_Secondary Heating_Natural Gas_Fireplace_E5 | F4 | Residential | Manufactured Home Moderate Income | New | Secondary Heating | Natural Gas | Fireplace | E5 | Utility - Cost of Equipment | 0 | 0 | 0 | 0 | 0 | 0 | 0 | 0 | 0 | 0 | 0 | 0 | 0 | 0 | 0 | 0 | 0 | 0 | 0 | 0 | 0 | 0 | 0 | 0 | 0 | 0 | 0 | 0 | 0 | 0 | 0 | 0 | 0
F4_Residential_Manufactured Home Moderate Income_New_Secondary Heating_Natural Gas_Fireplace_E6 | F4 | Residential | Manufactured Home Moderate Income | New | Secondary Heating | Natural Gas | Fireplace | E6 | Utility - Cost of Equipment | 0 | 0 | 0 | 0 | 0 | 0 | 0 | 0 | 0 | 0 | 0 | 0 | 0 | 0 | 0 | 0 | 0 | 0 | 0 | 0 | 0 | 0 | 0 | 0 | 0 | 0 | 0 | 0 | 0 | 0 | 0 | 0 | 0
F4_Residential_Manufactured Home Moderate Income_New_Secondary Heating_Natural Gas_Fireplace_E7 | F4 | Residential | Manufactured Home Moderate Income | New | Secondary Heating | Natural Gas | Fireplace | E7 | Utility - Cost of Equipment | 0 | 0 | 0 | 0 | 0 | 0 | 0 | 0 | 0 | 0 | 0 | 0 | 0 | 0 | 0 | 0 | 0 | 0 | 0 | 0 | 0 | 0 | 0 | 0 | 0 | 0 | 0 | 0 | 0 | 0 | 0 | 0 | 0
F4_Residential_Manufactured Home Moderate Income_New_Secondary Heating_Natural Gas_Fireplace_E8 | F4 | Residential | Manufactured Home Moderate Income | New | Secondary Heating | Natural Gas | Fireplace | E8 | Utility - Cost of Equipment | 0 | 0 | 0 | 0 | 0 | 0 | 0 | 0 | 0 | 0 | 0 | 0 | 0 | 0 | 0 | 0 | 0 | 0 | 0 | 0 | 0 | 0 | 0 | 0 | 0 | 0 | 0 | 0 | 0 | 0 | 0 | 0 | 0
F4_Residential_Manufactured Home Moderate Income_New_Secondary Heating_Natural Gas_Fireplace_E9 | F4 | Residential | Manufactured Home Moderate Income | New | Secondary Heating | Natural Gas | Fireplace | E9 | Utility - Cost of Equipment | 0 | 0 | 0 | 0 | 0 | 0 | 0 | 0 | 0 | 0 | 0 | 0 | 0 | 0 | 0 | 0 | 0 | 0 | 0 | 0 | 0 | 0 | 0 | 0 | 0 | 0 | 0 | 0 | 0 | 0 | 0 | 0 | 0
F4_Residential_Manufactured Home Moderate Income_New_Secondary Heating_Natural Gas_Fireplace_E10 | F4 | Residential | Manufactured Home Moderate Income | New | Secondary Heating | Natural Gas | Fireplace | E10 | Utility - Cost of Equipment | 0 | 0 | 0 | 0 | 0 | 0 | 0 | 0 | 0 | 0 | 0 | 0 | 0 | 0 | 0 | 0 | 0 | 0 | 0 | 0 | 0 | 0 | 0 | 0 | 0 | 0 | 0 | 0 | 0 | 0 | 0 | 0 | 0
F5_Residential_Manufactured Home Moderate Income_New_Secondary Heating_Natural Gas_Fireplace_E1 | F5 | Residential | Manufactured Home Moderate Income | New | Secondary Heating | Natural Gas | Fireplace | E1 | Utility - Cost of Operation | 296.7502 | 296.7502 | 296.7502 | 296.7502 | 296.7502 | 296.7502 | 296.7502 | 296.7502 | 296.7502 | 296.7502 | 296.7502 | 296.7502 | 296.7502 | 296.7502 | 296.7502 | 296.7502 | 296.7502 | 296.7502 | 296.7502 | 296.7502 | 296.7502 | 296.7502 | 296.7502 | 296.7502 | 296.7502 | 296.7502 | 296.7502 | 296.7502 | 296.7502 | 296.7502 | 296.7502 | 296.7502 | 296.7502
F5_Residential_Manufactured Home Moderate Income_New_Secondary Heating_Natural Gas_Fireplace_E2 | F5 | Residential | Manufactured Home Moderate Income | New | Secondary Heating | Natural Gas | Fireplace | E2 | Utility - Cost of Operation | 323.7563 | 323.7563 | 323.7563 | 323.7563 | 323.7563 | 323.7563 | 323.7563 | 323.7563 | 323.7563 | 323.7563 | 323.7563 | 323.7563 | 323.7563 | 323.7563 | 323.7563 | 323.7563 | 323.7563 | 323.7563 | 323.7563 | 323.7563 | 323.7563 | 323.7563 | 323.7563 | 323.7563 | 323.7563 | 323.7563 | 323.7563 | 323.7563 | 323.7563 | 323.7563 | 323.7563 | 323.7563 | 323.7563
F5_Residential_Manufactured Home Moderate Income_New_Secondary Heating_Natural Gas_Fireplace_E3 | F5 | Residential | Manufactured Home Moderate Income | New | Secondary Heating | Natural Gas | Fireplace | E3 | Utility - Cost of Operation | 329.9912 | 329.9912 | 329.9912 | 329.9912 | 329.9912 | 329.9912 | 329.9912 | 329.9912 | 329.9912 | 329.9912 | 329.9912 | 329.9912 | 329.9912 | 329.9912 | 329.9912 | 329.9912 | 329.9912 | 329.9912 | 329.9912 | 329.9912 | 329.9912 | 329.9912 | 329.9912 | 329.9912 | 329.9912 | 329.9912 | 329.9912 | 329.9912 | 329.9912 | 329.9912 | 329.9912 | 329.9912 | 329.9912
F5_Residential_Manufactured Home Moderate Income_New_Secondary Heating_Natural Gas_Fireplace_E4 | F5 | Residential | Manufactured Home Moderate Income | New | Secondary Heating | Natural Gas | Fireplace | E4 | Utility - Cost of Operation | 0 | 0 | 0 | 0 | 0 | 0 | 0 | 0 | 0 | 0 | 0 | 0 | 0 | 0 | 0 | 0 | 0 | 0 | 0 | 0 | 0 | 0 | 0 | 0 | 0 | 0 | 0 | 0 | 0 | 0 | 0 | 0 | 0
F5_Residential_Manufactured Home Moderate Income_New_Secondary Heating_Natural Gas_Fireplace_E5 | F5 | Residential | Manufactured Home Moderate Income | New | Secondary Heating | Natural Gas | Fireplace | E5 | Utility - Cost of Operation | 0 | 0 | 0 | 0 | 0 | 0 | 0 | 0 | 0 | 0 | 0 | 0 | 0 | 0 | 0 | 0 | 0 | 0 | 0 | 0 | 0 | 0 | 0 | 0 | 0 | 0 | 0 | 0 | 0 | 0 | 0 | 0 | 0
F5_Residential_Manufactured Home Moderate Income_New_Secondary Heating_Natural Gas_Fireplace_E6 | F5 | Residential | Manufactured Home Moderate Income | New | Secondary Heating | Natural Gas | Fireplace | E6 | Utility - Cost of Operation | 0 | 0 | 0 | 0 | 0 | 0 | 0 | 0 | 0 | 0 | 0 | 0 | 0 | 0 | 0 | 0 | 0 | 0 | 0 | 0 | 0 | 0 | 0 | 0 | 0 | 0 | 0 | 0 | 0 | 0 | 0 | 0 | 0
F5_Residential_Manufactured Home Moderate Income_New_Secondary Heating_Natural Gas_Fireplace_E7 | F5 | Residential | Manufactured Home Moderate Income | New | Secondary Heating | Natural Gas | Fireplace | E7 | Utility - Cost of Operation | 0 | 0 | 0 | 0 | 0 | 0 | 0 | 0 | 0 | 0 | 0 | 0 | 0 | 0 | 0 | 0 | 0 | 0 | 0 | 0 | 0 | 0 | 0 | 0 | 0 | 0 | 0 | 0 | 0 | 0 | 0 | 0 | 0
F5_Residential_Manufactured Home Moderate Income_New_Secondary Heating_Natural Gas_Fireplace_E8 | F5 | Residential | Manufactured Home Moderate Income | New | Secondary Heating | Natural Gas | Fireplace | E8 | Utility - Cost of Operation | 0 | 0 | 0 | 0 | 0 | 0 | 0 | 0 | 0 | 0 | 0 | 0 | 0 | 0 | 0 | 0 | 0 | 0 | 0 | 0 | 0 | 0 | 0 | 0 | 0 | 0 | 0 | 0 | 0 | 0 | 0 | 0 | 0
F5_Residential_Manufactured Home Moderate Income_New_Secondary Heating_Natural Gas_Fireplace_E9 | F5 | Residential | Manufactured Home Moderate Income | New | Secondary Heating | Natural Gas | Fireplace | E9 | Utility - Cost of Operation | 0 | 0 | 0 | 0 | 0 | 0 | 0 | 0 | 0 | 0 | 0 | 0 | 0 | 0 | 0 | 0 | 0 | 0 | 0 | 0 | 0 | 0 | 0 | 0 | 0 | 0 | 0 | 0 | 0 | 0 | 0 | 0 | 0
F5_Residential_Manufactured Home Moderate Income_New_Secondary Heating_Natural Gas_Fireplace_E10 | F5 | Residential | Manufactured Home Moderate Income | New | Secondary Heating | Natural Gas | Fireplace | E10 | Utility - Cost of Operation | 0 | 0 | 0 | 0 | 0 | 0 | 0 | 0 | 0 | 0 | 0 | 0 | 0 | 0 | 0 | 0 | 0 | 0 | 0 | 0 | 0 | 0 | 0 | 0 | 0 | 0 | 0 | 0 | 0 | 0 | 0 | 0 | 0
F6_Residential_Manufactured Home Moderate Income_New_Secondary Heating_Natural Gas_Fireplace_E1 | F6 | Residential | Manufactured Home Moderate Income | New | Secondary Heating | Natural Gas | Fireplace | E1 | Utility - Value of Sales | 132.8996 | 133.1895 | 133.6933 | 134.0341 | 133.6596 | 133.284 | 132.9074 | 132.5297 | 132.151 | 131.7712 | 131.3903 | 131.0084 | 130.6253 | 130.2439 | 129.8668 | 129.497 | 129.1371 | 128.7899 | 128.4583 | 128.1449 | 127.8528 | 127.5846 | 127.3403 | 127.1202 | 126.9242 | 126.7525 | 126.6051 | 126.482 | 126.3834 | 126.3094 | 126.2599 | 126.2351 | 126.2351
F6_Residential_Manufactured Home Moderate Income_New_Secondary Heating_Natural Gas_Fireplace_E2 | F6 | Residential | Manufactured Home Moderate Income | New | Secondary Heating | Natural Gas | Fireplace | E2 | Utility - Value of Sales | 110.5174 | 110.7585 | 111.1774 | 111.4609 | 111.1494 | 110.8371 | 110.5239 | 110.2098 | 109.8949 | 109.5791 | 109.2623 | 108.9447 | 108.6261 | 108.3089 | 107.9954 | 107.6878 | 107.3886 | 107.0999 | 106.8241 | 106.5635 | 106.3205 | 106.0975 | 105.8944 | 105.7113 | 105.5484 | 105.4056 | 105.283 | 105.1806 | 105.0987 | 105.0371 | 104.9959 | 104.9753 | 104.9753
F6_Residential_Manufactured Home Moderate Income_New_Secondary Heating_Natural Gas_Fireplace_E3 | F6 | Residential | Manufactured Home Moderate Income | New | Secondary Heating | Natural Gas | Fireplace | E3 | Utility - Value of Sales | 105.4409 | 105.6708 | 106.0706 | 106.341 | 106.0438 | 105.7459 | 105.447 | 105.1474 | 104.8469 | 104.5456 | 104.2434 | 103.9403 | 103.6364 | 103.3338 | 103.0347 | 102.7413 | 102.4557 | 102.1803 | 101.9171 | 101.6686 | 101.4367 | 101.2239 | 101.0302 | 100.8555 | 100.7001 | 100.5638 | 100.4468 | 100.3492 | 100.271 | 100.2122 | 100.173 | 100.1533 | 100.1533
F6_Residential_Manufactured Home Moderate Income_New_Secondary Heating_Natural Gas_Fireplace_E4 | F6 | Residential | Manufactured Home Moderate Income | New | Secondary Heating | Natural Gas | Fireplace | E4 | Utility - Value of Sales | 0 | 0 | 0 | 0 | 0 | 0 | 0 | 0 | 0 | 0 | 0 | 0 | 0 | 0 | 0 | 0 | 0 | 0 | 0 | 0 | 0 | 0 | 0 | 0 | 0 | 0 | 0 | 0 | 0 | 0 | 0 | 0 | 0
F6_Residential_Manufactured Home Moderate Income_New_Secondary Heating_Natural Gas_Fireplace_E5 | F6 | Residential | Manufactured Home Moderate Income | New | Secondary Heating | Natural Gas | Fireplace | E5 | Utility - Value of Sales | 0 | 0 | 0 | 0 | 0 | 0 | 0 | 0 | 0 | 0 | 0 | 0 | 0 | 0 | 0 | 0 | 0 | 0 | 0 | 0 | 0 | 0 | 0 | 0 | 0 | 0 | 0 | 0 | 0 | 0 | 0 | 0 | 0
F6_Residential_Manufactured Home Moderate Income_New_Secondary Heating_Natural Gas_Fireplace_E6 | F6 | Residential | Manufactured Home Moderate Income | New | Secondary Heating | Natural Gas | Fireplace | E6 | Utility - Value of Sales | 0 | 0 | 0 | 0 | 0 | 0 | 0 | 0 | 0 | 0 | 0 | 0 | 0 | 0 | 0 | 0 | 0 | 0 | 0 | 0 | 0 | 0 | 0 | 0 | 0 | 0 | 0 | 0 | 0 | 0 | 0 | 0 | 0
F6_Residential_Manufactured Home Moderate Income_New_Secondary Heating_Natural Gas_Fireplace_E7 | F6 | Residential | Manufactured Home Moderate Income | New | Secondary Heating | Natural Gas | Fireplace | E7 | Utility - Value of Sales | 0 | 0 | 0 | 0 | 0 | 0 | 0 | 0 | 0 | 0 | 0 | 0 | 0 | 0 | 0 | 0 | 0 | 0 | 0 | 0 | 0 | 0 | 0 | 0 | 0 | 0 | 0 | 0 | 0 | 0 | 0 | 0 | 0
F6_Residential_Manufactured Home Moderate Income_New_Secondary Heating_Natural Gas_Fireplace_E8 | F6 | Residential | Manufactured Home Moderate Income | New | Secondary Heating | Natural Gas | Fireplace | E8 | Utility - Value of Sales | 0 | 0 | 0 | 0 | 0 | 0 | 0 | 0 | 0 | 0 | 0 | 0 | 0 | 0 | 0 | 0 | 0 | 0 | 0 | 0 | 0 | 0 | 0 | 0 | 0 | 0 | 0 | 0 | 0 | 0 | 0 | 0 | 0
F6_Residential_Manufactured Home Moderate Income_New_Secondary Heating_Natural Gas_Fireplace_E9 | F6 | Residential | Manufactured Home Moderate Income | New | Secondary Heating | Natural Gas | Fireplace | E9 | Utility - Value of Sales | 0 | 0 | 0 | 0 | 0 | 0 | 0 | 0 | 0 | 0 | 0 | 0 | 0 | 0 | 0 | 0 | 0 | 0 | 0 | 0 | 0 | 0 | 0 | 0 | 0 | 0 | 0 | 0 | 0 | 0 | 0 | 0 | 0
F6_Residential_Manufactured Home Moderate Income_New_Secondary Heating_Natural Gas_Fireplace_E10 | F6 | Residential | Manufactured Home Moderate Income | New | Secondary Heating | Natural Gas | Fireplace | E10 | Utility - Value of Sales | 0 | 0 | 0 | 0 | 0 | 0 | 0 | 0 | 0 | 0 | 0 | 0 | 0 | 0 | 0 | 0 | 0 | 0 | 0 | 0 | 0 | 0 | 0 | 0 | 0 | 0 | 0 | 0 | 0 | 0 | 0 | 0 | 0
F1_Residential_Manufactured Home Moderate Income_New_Water Heating_Natural Gas_Water Heater (<= 55 gal)_E1 | F1 | Residential | Manufactured Home Moderate Income | New | Water Heating | Natural Gas | Water Heater (<= 55 gal) | E1 | RVT - Cost of Equipment | 255.1211 | 255.8682 | 257.5439 | 258.9528 | 258.3797 | 259.7617 | 262.8743 | 265.4577 | 268.5636 | 271.5931 | 274.6471 | 277.5383 | 280.6145 | 283.7929 | 286.8907 | 290.059 | 293.2402 | 296.4686 | 299.5729 | 302.5576 | 305.1708 | 307.5652 | 309.4015 | 311.0019 | 312.1611 | 312.9378 | 313.4584 | 313.6603 | 313.4251 | 312.8963 | 311.8128 | 310.4632 | 308.6321
F1_Residential_Manufactured Home Moderate Income_New_Water Heating_Natural Gas_Water Heater (<= 55 gal)_E2 | F1 | Residential | Manufactured Home Moderate Income | New | Water Heating | Natural Gas | Water Heater (<= 55 gal) | E2 | RVT - Cost of Equipment | 231.2035 | 231.8806 | 233.3991 | 234.676 | 234.1566 | 235.4091 | 238.2299 | 240.5711 | 243.3857 | 246.1313 | 248.8989 | 251.5191 | 254.3069 | 257.1873 | 259.9947 | 262.8659 | 265.7489 | 268.6747 | 271.4879 | 274.1928 | 276.5611 | 278.731 | 280.3951 | 281.8454 | 282.896 | 283.5999 | 284.0717 | 284.2546 | 284.0415 | 283.5623 | 282.5803 | 281.3573 | 279.6978
F1_Residential_Manufactured Home Moderate Income_New_Water Heating_Natural Gas_Water Heater (<= 55 gal)_E3 | F1 | Residential | Manufactured Home Moderate Income | New | Water Heating | Natural Gas | Water Heater (<= 55 gal) | E3 | RVT - Cost of Equipment | 182.6793 | 183.2143 | 184.4141 | 185.423 | 185.0126 | 186.0022 | 188.231 | 190.0809 | 192.3048 | 194.4741 | 196.6609 | 198.7311 | 200.9339 | 203.2097 | 205.4279 | 207.6965 | 209.9745 | 212.2862 | 214.509 | 216.6462 | 218.5174 | 220.2319 | 221.5467 | 222.6927 | 223.5228 | 224.0789 | 224.4517 | 224.5963 | 224.4279 | 224.0492 | 223.2733 | 222.307 | 220.9958
F1_Residential_Manufactured Home Moderate Income_New_Water Heating_Natural Gas_Water Heater (<= 55 gal)_E4 | F1 | Residential | Manufactured Home Moderate Income | New | Water Heating | Natural Gas | Water Heater (<= 55 gal) | E4 | RVT - Cost of Equipment | 173.5841 | 174.4767 | 175.828 | 177.0673 | 177.3615 | 178.6274 | 180.7448 | 182.6411 | 184.7607 | 186.8057 | 188.8064 | 190.6643 | 192.526 | 194.35 | 196.0132 | 197.588 | 199.0274 | 200.4228 | 201.6923 | 202.9086 | 203.9653 | 204.965 | 205.7594 | 206.5304 | 207.0889 | 207.4631 | 207.714 | 207.8112 | 207.6979 | 207.4432 | 206.9211 | 206.2709 | 205.3887
F1_Residential_Manufactured Home Moderate Income_New_Water Heating_Natural Gas_Water Heater (<= 55 gal)_E5 | F1 | Residential | Manufactured Home Moderate Income | New | Water Heating | Natural Gas | Water Heater (<= 55 gal) | E5 | RVT - Cost of Equipment | 165.954 | 166.8074 | 168.0993 | 169.2841 | 169.5654 | 170.7757 | 172.8 | 174.6129 | 176.6394 | 178.5944 | 180.5072 | 182.2834 | 184.0633 | 185.8071 | 187.3973 | 188.9028 | 190.279 | 191.613 | 192.8267 | 193.9895 | 194.9998 | 195.9555 | 196.715 | 197.4522 | 197.9861 | 198.3439 | 198.5837 | 198.6767 | 198.5684 | 198.3248 | 197.8257 | 197.204 | 196.3606
F1_Residential_Manufactured Home Moderate Income_New_Water Heating_Natural Gas_Water Heater (<= 55 gal)_E6 | F1 | Residential | Manufactured Home Moderate Income | New | Water Heating | Natural Gas | Water Heater (<= 55 gal) | E6 | RVT - Cost of Equipment | 139.5945 | 140.0034 | 140.9202 | 141.6912 | 141.3776 | 142.1338 | 143.8369 | 145.2505 | 146.9499 | 148.6076 | 150.2786 | 151.8606 | 153.5438 | 155.2829 | 156.9779 | 158.7115 | 160.4522 | 162.2187 | 163.9172 | 165.5504 | 166.9803 | 168.2904 | 169.2951 | 170.1708 | 170.8051 | 171.2301 | 171.515 | 171.6254 | 171.4968 | 171.2074 | 170.6145 | 169.8761 | 168.8742
F1_Residential_Manufactured Home Moderate Income_New_Water Heating_Natural Gas_Water Heater (<= 55 gal)_E7 | F1 | Residential | Manufactured Home Moderate Income | New | Water Heating | Natural Gas | Water Heater (<= 55 gal) | E7 | RVT - Cost of Equipment | 0 | 0 | 0 | 0 | 113.9803 | 114.5897 | 115.9731 | 117.1354 | 118.5351 | 119.8946 | 121.2587 | 122.5457 | 123.9067 | 125.2816 | 126.5666 | 127.8297 | 129.0407 | 130.2825 | 131.493 | 132.6845 | 133.7501 | 134.7788 | 135.6261 | 136.4496 | 137.0667 | 137.4892 | 137.7661 | 137.8562 | 137.7513 | 137.5153 | 137.0319 | 136.4298 | 135.6128
F1_Residential_Manufactured Home Moderate Income_New_Water Heating_Natural Gas_Water Heater (<= 55 gal)_E8 | F1 | Residential | Manufactured Home Moderate Income | New | Water Heating | Natural Gas | Water Heater (<= 55 gal) | E8 | RVT - Cost of Equipment | 0 | 0 | 0 | 0 | 0 | 0 | 0 | 0 | 0 | 0 | 0 | 0 | 0 | 0 | 0 | 0 | 0 | 0 | 0 | 0 | 0 | 0 | 0 | 0 | 0 | 0 | 0 | 0 | 0 | 0 | 0 | 0 | 0
F1_Residential_Manufactured Home Moderate Income_New_Water Heating_Natural Gas_Water Heater (<= 55 gal)_E9 | F1 | Residential | Manufactured Home Moderate Income | New | Water Heating | Natural Gas | Water Heater (<= 55 gal) | E9 | RVT - Cost of Equipment | 0 | 0 | 0 | 0 | 0 | 0 | 0 | 0 | 0 | 0 | 0 | 0 | 0 | 0 | 0 | 0 | 0 | 0 | 0 | 0 | 0 | 0 | 0 | 0 | 0 | 0 | 0 | 0 | 0 | 0 | 0 | 0 | 0
F1_Residential_Manufactured Home Moderate Income_New_Water Heating_Natural Gas_Water Heater (<= 55 gal)_E10 | F1 | Residential | Manufactured Home Moderate Income | New | Water Heating | Natural Gas | Water Heater (<= 55 gal) | E10 | RVT - Cost of Equipment | 0 | 0 | 0 | 0 | 0 | 0 | 0 | 0 | 0 | 0 | 0 | 0 | 0 | 0 | 0 | 0 | 0 | 0 | 0 | 0 | 0 | 0 | 0 | 0 | 0 | 0 | 0 | 0 | 0 | 0 | 0 | 0 | 0
F2_Residential_Manufactured Home Moderate Income_New_Water Heating_Natural Gas_Water Heater (<= 55 gal)_E1 | F2 | Residential | Manufactured Home Moderate Income | New | Water Heating | Natural Gas | Water Heater (<= 55 gal) | E1 | RVT - Cost of Operation | 254.7097 | 255.4557 | 257.1286 | 258.5353 | 257.9631 | 259.3429 | 262.4505 | 265.0297 | 268.1306 | 271.1552 | 274.2042 | 277.0908 | 280.1621 | 283.3353 | 286.4281 | 289.5913 | 292.7674 | 295.9906 | 299.0898 | 302.0698 | 304.6788 | 307.0693 | 308.9026 | 310.5004 | 311.6578 | 312.4332 | 312.953 | 313.1545 | 312.9198 | 312.3918 | 311.31 | 309.9626 | 308.1344
F2_Residential_Manufactured Home Moderate Income_New_Water Heating_Natural Gas_Water Heater (<= 55 gal)_E2 | F2 | Residential | Manufactured Home Moderate Income | New | Water Heating | Natural Gas | Water Heater (<= 55 gal) | E2 | RVT - Cost of Operation | 230.8307 | 231.5067 | 233.0228 | 234.2976 | 233.7791 | 235.0295 | 237.8458 | 240.1832 | 242.9933 | 245.7344 | 248.4976 | 251.1136 | 253.8969 | 256.7726 | 259.5755 | 262.4421 | 265.3205 | 268.2415 | 271.0502 | 273.7507 | 276.1151 | 278.2815 | 279.943 | 281.391 | 282.4399 | 283.1426 | 283.6136 | 283.7963 | 283.5836 | 283.1051 | 282.1247 | 280.9036 | 279.2468
F2_Residential_Manufactured Home Moderate Income_New_Water Heating_Natural Gas_Water Heater (<= 55 gal)_E3 | F2 | Residential | Manufactured Home Moderate Income | New | Water Heating | Natural Gas | Water Heater (<= 55 gal) | E3 | RVT - Cost of Operation | 182.3847 | 182.9189 | 184.1168 | 185.124 | 184.7143 | 185.7023 | 187.9275 | 189.7744 | 191.9947 | 194.1605 | 196.3438 | 198.4107 | 200.6099 | 202.8821 | 205.0967 | 207.3617 | 209.6359 | 211.9439 | 214.1631 | 216.2969 | 218.1651 | 219.8768 | 221.1895 | 222.3336 | 223.1624 | 223.7176 | 224.0898 | 224.2341 | 224.066 | 223.688 | 222.9133 | 221.9485 | 220.6395
F2_Residential_Manufactured Home Moderate Income_New_Water Heating_Natural Gas_Water Heater (<= 55 gal)_E4 | F2 | Residential | Manufactured Home Moderate Income | New | Water Heating | Natural Gas | Water Heater (<= 55 gal) | E4 | RVT - Cost of Operation | 173.3042 | 174.1954 | 175.5445 | 176.7818 | 177.0756 | 178.3394 | 180.4534 | 182.3466 | 184.4628 | 186.5045 | 188.502 | 190.3568 | 192.2156 | 194.0366 | 195.6972 | 197.2694 | 198.7065 | 200.0996 | 201.3671 | 202.5814 | 203.6364 | 204.6345 | 205.4276 | 206.1974 | 206.755 | 207.1286 | 207.3791 | 207.4762 | 207.3631 | 207.1087 | 206.5875 | 205.9383 | 205.0575
F2_Residential_Manufactured Home Moderate Income_New_Water Heating_Natural Gas_Water Heater (<= 55 gal)_E5 | F2 | Residential | Manufactured Home Moderate Income | New | Water Heating | Natural Gas | Water Heater (<= 55 gal) | E5 | RVT - Cost of Operation | 165.6864 | 166.5384 | 167.8283 | 169.0112 | 169.292 | 170.5003 | 172.5214 | 174.3314 | 176.3546 | 178.3065 | 180.2162 | 181.9895 | 183.7666 | 185.5075 | 187.0951 | 188.5983 | 189.9722 | 191.304 | 192.5158 | 193.6767 | 194.6854 | 195.6396 | 196.3978 | 197.1338 | 197.6669 | 198.0241 | 198.2635 | 198.3563 | 198.2482 | 198.005 | 197.5067 | 196.8861 | 196.044
F2_Residential_Manufactured Home Moderate Income_New_Water Heating_Natural Gas_Water Heater (<= 55 gal)_E6 | F2 | Residential | Manufactured Home Moderate Income | New | Water Heating | Natural Gas | Water Heater (<= 55 gal) | E6 | RVT - Cost of Operation | 139.3695 | 139.7776 | 140.693 | 141.4627 | 141.1496 | 141.9046 | 143.605 | 145.0163 | 146.7129 | 148.3679 | 150.0363 | 151.6157 | 153.2962 | 155.0325 | 156.7248 | 158.4556 | 160.1935 | 161.9571 | 163.6529 | 165.2835 | 166.711 | 168.019 | 169.0222 | 169.8964 | 170.5297 | 170.954 | 171.2384 | 171.3487 | 171.2203 | 170.9314 | 170.3394 | 169.6022 | 168.6019
F2_Residential_Manufactured Home Moderate Income_New_Water Heating_Natural Gas_Water Heater (<= 55 gal)_E7 | F2 | Residential | Manufactured Home Moderate Income | New | Water Heating | Natural Gas | Water Heater (<= 55 gal) | E7 | RVT - Cost of Operation | 0 | 0 | 0 | 0 | 113.7965 | 114.4049 | 115.7861 | 116.9466 | 118.344 | 119.7013 | 121.0632 | 122.3481 | 123.7069 | 125.0796 | 126.3625 | 127.6236 | 128.8326 | 130.0724 | 131.2809 | 132.4706 | 133.5344 | 134.5615 | 135.4074 | 136.2296 | 136.8457 | 137.2675 | 137.544 | 137.6339 | 137.5292 | 137.2936 | 136.8109 | 136.2098 | 135.3942
F2_Residential_Manufactured Home Moderate Income_New_Water Heating_Natural Gas_Water Heater (<= 55 gal)_E8 | F2 | Residential | Manufactured Home Moderate Income | New | Water Heating | Natural Gas | Water Heater (<= 55 gal) | E8 | RVT - Cost of Operation | 0 | 0 | 0 | 0 | 0 | 0 | 0 | 0 | 0 | 0 | 0 | 0 | 0 | 0 | 0 | 0 | 0 | 0 | 0 | 0 | 0 | 0 | 0 | 0 | 0 | 0 | 0 | 0 | 0 | 0 | 0 | 0 | 0
F2_Residential_Manufactured Home Moderate Income_New_Water Heating_Natural Gas_Water Heater (<= 55 gal)_E9 | F2 | Residential | Manufactured Home Moderate Income | New | Water Heating | Natural Gas | Water Heater (<= 55 gal) | E9 | RVT - Cost of Operation | 0 | 0 | 0 | 0 | 0 | 0 | 0 | 0 | 0 | 0 | 0 | 0 | 0 | 0 | 0 | 0 | 0 | 0 | 0 | 0 | 0 | 0 | 0 | 0 | 0 | 0 | 0 | 0 | 0 | 0 | 0 | 0 | 0
F2_Residential_Manufactured Home Moderate Income_New_Water Heating_Natural Gas_Water Heater (<= 55 gal)_E10 | F2 | Residential | Manufactured Home Moderate Income | New | Water Heating | Natural Gas | Water Heater (<= 55 gal) | E10 | RVT - Cost of Operation | 0 | 0 | 0 | 0 | 0 | 0 | 0 | 0 | 0 | 0 | 0 | 0 | 0 | 0 | 0 | 0 | 0 | 0 | 0 | 0 | 0 | 0 | 0 | 0 | 0 | 0 | 0 | 0 | 0 | 0 | 0 | 0 | 0
F3_Residential_Manufactured Home Moderate Income_New_Water Heating_Natural Gas_Water Heater (<= 55 gal)_E1 | F3 | Residential | Manufactured Home Moderate Income | New | Water Heating | Natural Gas | Water Heater (<= 55 gal) | E1 | System - kBTUs of Consumption | 108.75 | 108.75 | 108.75 | 108.75 | 108.75 | 108.75 | 108.75 | 108.75 | 108.75 | 108.75 | 108.75 | 108.75 | 108.75 | 108.75 | 108.75 | 108.75 | 108.75 | 108.75 | 108.75 | 108.75 | 108.75 | 108.75 | 108.75 | 108.75 | 108.75 | 108.75 | 108.75 | 108.75 | 108.75 | 108.75 | 108.75 | 108.75 | 108.75
F3_Residential_Manufactured Home Moderate Income_New_Water Heating_Natural Gas_Water Heater (<= 55 gal)_E2 | F3 | Residential | Manufactured Home Moderate Income | New | Water Heating | Natural Gas | Water Heater (<= 55 gal) | E2 | System - kBTUs of Consumption | 122.6873 | 122.6873 | 122.6873 | 122.6873 | 122.6873 | 122.6873 | 122.6873 | 122.6873 | 122.6873 | 122.6873 | 122.6873 | 122.6873 | 122.6873 | 122.6873 | 122.6873 | 122.6873 | 122.6873 | 122.6873 | 122.6873 | 122.6873 | 122.6873 | 122.6873 | 122.6873 | 122.6873 | 122.6873 | 122.6873 | 122.6873 | 122.6873 | 122.6873 | 122.6873 | 122.6873 | 122.6873 | 122.6873
F3_Residential_Manufactured Home Moderate Income_New_Water Heating_Natural Gas_Water Heater (<= 55 gal)_E3 | F3 | Residential | Manufactured Home Moderate Income | New | Water Heating | Natural Gas | Water Heater (<= 55 gal) | E3 | System - kBTUs of Consumption | 346.2727 | 346.2727 | 346.2727 | 346.2727 | 346.2727 | 346.2727 | 346.2727 | 346.2727 | 346.2727 | 346.2727 | 346.2727 | 346.2727 | 346.2727 | 346.2727 | 346.2727 | 346.2727 | 346.2727 | 346.2727 | 346.2727 | 346.2727 | 346.2727 | 346.2727 | 346.2727 | 346.2727 | 346.2727 | 346.2727 | 346.2727 | 346.2727 | 346.2727 | 346.2727 | 346.2727 | 346.2727 | 346.2727
F3_Residential_Manufactured Home Moderate Income_New_Water Heating_Natural Gas_Water Heater (<= 55 gal)_E4 | F3 | Residential | Manufactured Home Moderate Income | New | Water Heating | Natural Gas | Water Heater (<= 55 gal) | E4 | System - kBTUs of Consumption | 160.3908 | 160.3908 | 160.3908 | 160.3908 | 160.3908 | 160.3908 | 160.3908 | 160.3908 | 160.3908 | 160.3908 | 160.3908 | 160.3908 | 160.3908 | 160.3908 | 160.3908 | 160.3908 | 160.3908 | 160.3908 | 160.3908 | 160.3908 | 160.3908 | 160.3908 | 160.3908 | 160.3908 | 160.3908 | 160.3908 | 160.3908 | 160.3908 | 160.3908 | 160.3908 | 160.3908 | 160.3908 | 160.3908
F3_Residential_Manufactured Home Moderate Income_New_Water Heating_Natural Gas_Water Heater (<= 55 gal)_E5 | F3 | Residential | Manufactured Home Moderate Income | New | Water Heating | Natural Gas | Water Heater (<= 55 gal) | E5 | System - kBTUs of Consumption | 181.9005 | 181.9005 | 181.9005 | 181.9005 | 181.9005 | 181.9005 | 181.9005 | 181.9005 | 181.9005 | 181.9005 | 181.9005 | 181.9005 | 181.9005 | 181.9005 | 181.9005 | 181.9005 | 181.9005 | 181.9005 | 181.9005 | 181.9005 | 181.9005 | 181.9005 | 181.9005 | 181.9005 | 181.9005 | 181.9005 | 181.9005 | 181.9005 | 181.9005 | 181.9005 | 181.9005 | 181.9005 | 181.9005
F3_Residential_Manufactured Home Moderate Income_New_Water Heating_Natural Gas_Water Heater (<= 55 gal)_E6 | F3 | Residential | Manufactured Home Moderate Income | New | Water Heating | Natural Gas | Water Heater (<= 55 gal) | E6 | System - kBTUs of Consumption | 501.237 | 501.237 | 501.237 | 501.237 | 501.237 | 501.237 | 501.237 | 501.237 | 501.237 | 501.237 | 501.237 | 501.237 | 501.237 | 501.237 | 501.237 | 501.237 | 501.237 | 501.237 | 501.237 | 501.237 | 501.237 | 501.237 | 501.237 | 501.237 | 501.237 | 501.237 | 501.237 | 501.237 | 501.237 | 501.237 | 501.237 | 501.237 | 501.237
F3_Residential_Manufactured Home Moderate Income_New_Water Heating_Natural Gas_Water Heater (<= 55 gal)_E7 | F3 | Residential | Manufactured Home Moderate Income | New | Water Heating | Natural Gas | Water Heater (<= 55 gal) | E7 | System - kBTUs of Consumption | 0 | 0 | 0 | 0 | 593.764 | 593.764 | 593.764 | 593.764 | 593.764 | 593.764 | 593.764 | 593.764 | 593.764 | 593.764 | 593.764 | 593.764 | 593.764 | 593.764 | 593.764 | 593.764 | 593.764 | 593.764 | 593.764 | 593.764 | 593.764 | 593.764 | 593.764 | 593.764 | 593.764 | 593.764 | 593.764 | 593.764 | 593.764
F3_Residential_Manufactured Home Moderate Income_New_Water Heating_Natural Gas_Water Heater (<= 55 gal)_E8 | F3 | Residential | Manufactured Home Moderate Income | New | Water Heating | Natural Gas | Water Heater (<= 55 gal) | E8 | System - kBTUs of Consumption | 0 | 0 | 0 | 0 | 0 | 0 | 0 | 0 | 0 | 0 | 0 | 0 | 0 | 0 | 0 | 0 | 0 | 0 | 0 | 0 | 0 | 0 | 0 | 0 | 0 | 0 | 0 | 0 | 0 | 0 | 0 | 0 | 0
F3_Residential_Manufactured Home Moderate Income_New_Water Heating_Natural Gas_Water Heater (<= 55 gal)_E9 | F3 | Residential | Manufactured Home Moderate Income | New | Water Heating | Natural Gas | Water Heater (<= 55 gal) | E9 | System - kBTUs of Consumption | 0 | 0 | 0 | 0 | 0 | 0 | 0 | 0 | 0 | 0 | 0 | 0 | 0 | 0 | 0 | 0 | 0 | 0 | 0 | 0 | 0 | 0 | 0 | 0 | 0 | 0 | 0 | 0 | 0 | 0 | 0 | 0 | 0
F3_Residential_Manufactured Home Moderate Income_New_Water Heating_Natural Gas_Water Heater (<= 55 gal)_E10 | F3 | Residential | Manufactured Home Moderate Income | New | Water Heating | Natural Gas | Water Heater (<= 55 gal) | E10 | System - kBTUs of Consumption | 0 | 0 | 0 | 0 | 0 | 0 | 0 | 0 | 0 | 0 | 0 | 0 | 0 | 0 | 0 | 0 | 0 | 0 | 0 | 0 | 0 | 0 | 0 | 0 | 0 | 0 | 0 | 0 | 0 | 0 | 0 | 0 | 0
F4_Residential_Manufactured Home Moderate Income_New_Water Heating_Natural Gas_Water Heater (<= 55 gal)_E1 | F4 | Residential | Manufactured Home Moderate Income | New | Water Heating | Natural Gas | Water Heater (<= 55 gal) | E1 | Utility - Cost of Equipment | 254.7097 | 255.4557 | 257.1286 | 258.5353 | 257.9631 | 259.3429 | 262.4505 | 265.0297 | 268.1306 | 271.1552 | 274.2042 | 277.0908 | 280.1621 | 283.3353 | 286.4281 | 289.5913 | 292.7674 | 295.9906 | 299.0898 | 302.0698 | 304.6788 | 307.0693 | 308.9026 | 310.5004 | 311.6578 | 312.4332 | 312.953 | 313.1545 | 312.9198 | 312.3918 | 311.31 | 309.9626 | 308.1344
F4_Residential_Manufactured Home Moderate Income_New_Water Heating_Natural Gas_Water Heater (<= 55 gal)_E2 | F4 | Residential | Manufactured Home Moderate Income | New | Water Heating | Natural Gas | Water Heater (<= 55 gal) | E2 | Utility - Cost of Equipment | 230.8307 | 231.5067 | 233.0228 | 234.2976 | 233.7791 | 235.0295 | 237.8458 | 240.1832 | 242.9933 | 245.7344 | 248.4976 | 251.1136 | 253.8969 | 256.7726 | 259.5755 | 262.4421 | 265.3205 | 268.2415 | 271.0502 | 273.7507 | 276.1151 | 278.2815 | 279.943 | 281.391 | 282.4399 | 283.1426 | 283.6136 | 283.7963 | 283.5836 | 283.1051 | 282.1247 | 280.9036 | 279.2468
F4_Residential_Manufactured Home Moderate Income_New_Water Heating_Natural Gas_Water Heater (<= 55 gal)_E3 | F4 | Residential | Manufactured Home Moderate Income | New | Water Heating | Natural Gas | Water Heater (<= 55 gal) | E3 | Utility - Cost of Equipment | 182.3847 | 182.9189 | 184.1168 | 185.124 | 184.7143 | 185.7023 | 187.9275 | 189.7744 | 191.9947 | 194.1605 | 196.3438 | 198.4107 | 200.6099 | 202.8821 | 205.0967 | 207.3617 | 209.6359 | 211.9439 | 214.1631 | 216.2969 | 218.1651 | 219.8768 | 221.1895 | 222.3336 | 223.1624 | 223.7176 | 224.0898 | 224.2341 | 224.066 | 223.688 | 222.9133 | 221.9485 | 220.6395
F4_Residential_Manufactured Home Moderate Income_New_Water Heating_Natural Gas_Water Heater (<= 55 gal)_E4 | F4 | Residential | Manufactured Home Moderate Income | New | Water Heating | Natural Gas | Water Heater (<= 55 gal) | E4 | Utility - Cost of Equipment | 173.3042 | 174.1954 | 175.5445 | 176.7818 | 177.0756 | 178.3394 | 180.4534 | 182.3466 | 184.4628 | 186.5045 | 188.502 | 190.3568 | 192.2156 | 194.0366 | 195.6972 | 197.2694 | 198.7065 | 200.0996 | 201.3671 | 202.5814 | 203.6364 | 204.6345 | 205.4276 | 206.1974 | 206.755 | 207.1286 | 207.3791 | 207.4762 | 207.3631 | 207.1087 | 206.5875 | 205.9383 | 205.0575
F4_Residential_Manufactured Home Moderate Income_New_Water Heating_Natural Gas_Water Heater (<= 55 gal)_E5 | F4 | Residential | Manufactured Home Moderate Income | New | Water Heating | Natural Gas | Water Heater (<= 55 gal) | E5 | Utility - Cost of Equipment | 165.6864 | 166.5384 | 167.8283 | 169.0112 | 169.292 | 170.5003 | 172.5214 | 174.3314 | 176.3546 | 178.3065 | 180.2162 | 181.9895 | 183.7666 | 185.5075 | 187.0951 | 188.5983 | 189.9722 | 191.304 | 192.5158 | 193.6767 | 194.6854 | 195.6396 | 196.3978 | 197.1338 | 197.6669 | 198.0241 | 198.2635 | 198.3563 | 198.2482 | 198.005 | 197.5067 | 196.8861 | 196.044
F4_Residential_Manufactured Home Moderate Income_New_Water Heating_Natural Gas_Water Heater (<= 55 gal)_E6 | F4 | Residential | Manufactured Home Moderate Income | New | Water Heating | Natural Gas | Water Heater (<= 55 gal) | E6 | Utility - Cost of Equipment | 139.3695 | 139.7776 | 140.693 | 141.4627 | 141.1496 | 141.9046 | 143.605 | 145.0163 | 146.7129 | 148.3679 | 150.0363 | 151.6157 | 153.2962 | 155.0325 | 156.7248 | 158.4556 | 160.1935 | 161.9571 | 163.6529 | 165.2835 | 166.711 | 168.019 | 169.0222 | 169.8964 | 170.5297 | 170.954 | 171.2384 | 171.3487 | 171.2203 | 170.9314 | 170.3394 | 169.6022 | 168.6019
F4_Residential_Manufactured Home Moderate Income_New_Water Heating_Natural Gas_Water Heater (<= 55 gal)_E7 | F4 | Residential | Manufactured Home Moderate Income | New | Water Heating | Natural Gas | Water Heater (<= 55 gal) | E7 | Utility - Cost of Equipment | 0 | 0 | 0 | 0 | 113.7965 | 114.4049 | 115.7861 | 116.9466 | 118.344 | 119.7013 | 121.0632 | 122.3481 | 123.7069 | 125.0796 | 126.3625 | 127.6236 | 128.8326 | 130.0724 | 131.2809 | 132.4706 | 133.5344 | 134.5615 | 135.4074 | 136.2296 | 136.8457 | 137.2675 | 137.544 | 137.6339 | 137.5292 | 137.2936 | 136.8109 | 136.2098 | 135.3942
F4_Residential_Manufactured Home Moderate Income_New_Water Heating_Natural Gas_Water Heater (<= 55 gal)_E8 | F4 | Residential | Manufactured Home Moderate Income | New | Water Heating | Natural Gas | Water Heater (<= 55 gal) | E8 | Utility - Cost of Equipment | 0 | 0 | 0 | 0 | 0 | 0 | 0 | 0 | 0 | 0 | 0 | 0 | 0 | 0 | 0 | 0 | 0 | 0 | 0 | 0 | 0 | 0 | 0 | 0 | 0 | 0 | 0 | 0 | 0 | 0 | 0 | 0 | 0
F4_Residential_Manufactured Home Moderate Income_New_Water Heating_Natural Gas_Water Heater (<= 55 gal)_E9 | F4 | Residential | Manufactured Home Moderate Income | New | Water Heating | Natural Gas | Water Heater (<= 55 gal) | E9 | Utility - Cost of Equipment | 0 | 0 | 0 | 0 | 0 | 0 | 0 | 0 | 0 | 0 | 0 | 0 | 0 | 0 | 0 | 0 | 0 | 0 | 0 | 0 | 0 | 0 | 0 | 0 | 0 | 0 | 0 | 0 | 0 | 0 | 0 | 0 | 0
F4_Residential_Manufactured Home Moderate Income_New_Water Heating_Natural Gas_Water Heater (<= 55 gal)_E10 | F4 | Residential | Manufactured Home Moderate Income | New | Water Heating | Natural Gas | Water Heater (<= 55 gal) | E10 | Utility - Cost of Equipment | 0 | 0 | 0 | 0 | 0 | 0 | 0 | 0 | 0 | 0 | 0 | 0 | 0 | 0 | 0 | 0 | 0 | 0 | 0 | 0 | 0 | 0 | 0 | 0 | 0 | 0 | 0 | 0 | 0 | 0 | 0 | 0 | 0
F5_Residential_Manufactured Home Moderate Income_New_Water Heating_Natural Gas_Water Heater (<= 55 gal)_E1 | F5 | Residential | Manufactured Home Moderate Income | New | Water Heating | Natural Gas | Water Heater (<= 55 gal) | E1 | Utility - Cost of Operation | 108.75 | 108.75 | 108.75 | 108.75 | 108.75 | 108.75 | 108.75 | 108.75 | 108.75 | 108.75 | 108.75 | 108.75 | 108.75 | 108.75 | 108.75 | 108.75 | 108.75 | 108.75 | 108.75 | 108.75 | 108.75 | 108.75 | 108.75 | 108.75 | 108.75 | 108.75 | 108.75 | 108.75 | 108.75 | 108.75 | 108.75 | 108.75 | 108.75
F5_Residential_Manufactured Home Moderate Income_New_Water Heating_Natural Gas_Water Heater (<= 55 gal)_E2 | F5 | Residential | Manufactured Home Moderate Income | New | Water Heating | Natural Gas | Water Heater (<= 55 gal) | E2 | Utility - Cost of Operation | 122.6873 | 122.6873 | 122.6873 | 122.6873 | 122.6873 | 122.6873 | 122.6873 | 122.6873 | 122.6873 | 122.6873 | 122.6873 | 122.6873 | 122.6873 | 122.6873 | 122.6873 | 122.6873 | 122.6873 | 122.6873 | 122.6873 | 122.6873 | 122.6873 | 122.6873 | 122.6873 | 122.6873 | 122.6873 | 122.6873 | 122.6873 | 122.6873 | 122.6873 | 122.6873 | 122.6873 | 122.6873 | 122.6873
F5_Residential_Manufactured Home Moderate Income_New_Water Heating_Natural Gas_Water Heater (<= 55 gal)_E3 | F5 | Residential | Manufactured Home Moderate Income | New | Water Heating | Natural Gas | Water Heater (<= 55 gal) | E3 | Utility - Cost of Operation | 346.2727 | 346.2727 | 346.2727 | 346.2727 | 346.2727 | 346.2727 | 346.2727 | 346.2727 | 346.2727 | 346.2727 | 346.2727 | 346.2727 | 346.2727 | 346.2727 | 346.2727 | 346.2727 | 346.2727 | 346.2727 | 346.2727 | 346.2727 | 346.2727 | 346.2727 | 346.2727 | 346.2727 | 346.2727 | 346.2727 | 346.2727 | 346.2727 | 346.2727 | 346.2727 | 346.2727 | 346.2727 | 346.2727
F5_Residential_Manufactured Home Moderate Income_New_Water Heating_Natural Gas_Water Heater (<= 55 gal)_E4 | F5 | Residential | Manufactured Home Moderate Income | New | Water Heating | Natural Gas | Water Heater (<= 55 gal) | E4 | Utility - Cost of Operation | 160.3908 | 160.3908 | 160.3908 | 160.3908 | 160.3908 | 160.3908 | 160.3908 | 160.3908 | 160.3908 | 160.3908 | 160.3908 | 160.3908 | 160.3908 | 160.3908 | 160.3908 | 160.3908 | 160.3908 | 160.3908 | 160.3908 | 160.3908 | 160.3908 | 160.3908 | 160.3908 | 160.3908 | 160.3908 | 160.3908 | 160.3908 | 160.3908 | 160.3908 | 160.3908 | 160.3908 | 160.3908 | 160.3908
F5_Residential_Manufactured Home Moderate Income_New_Water Heating_Natural Gas_Water Heater (<= 55 gal)_E5 | F5 | Residential | Manufactured Home Moderate Income | New | Water Heating | Natural Gas | Water Heater (<= 55 gal) | E5 | Utility - Cost of Operation | 181.9005 | 181.9005 | 181.9005 | 181.9005 | 181.9005 | 181.9005 | 181.9005 | 181.9005 | 181.9005 | 181.9005 | 181.9005 | 181.9005 | 181.9005 | 181.9005 | 181.9005 | 181.9005 | 181.9005 | 181.9005 | 181.9005 | 181.9005 | 181.9005 | 181.9005 | 181.9005 | 181.9005 | 181.9005 | 181.9005 | 181.9005 | 181.9005 | 181.9005 | 181.9005 | 181.9005 | 181.9005 | 181.9005
F5_Residential_Manufactured Home Moderate Income_New_Water Heating_Natural Gas_Water Heater (<= 55 gal)_E6 | F5 | Residential | Manufactured Home Moderate Income | New | Water Heating | Natural Gas | Water Heater (<= 55 gal) | E6 | Utility - Cost of Operation | 501.237 | 501.237 | 501.237 | 501.237 | 501.237 | 501.237 | 501.237 | 501.237 | 501.237 | 501.237 | 501.237 | 501.237 | 501.237 | 501.237 | 501.237 | 501.237 | 501.237 | 501.237 | 501.237 | 501.237 | 501.237 | 501.237 | 501.237 | 501.237 | 501.237 | 501.237 | 501.237 | 501.237 | 501.237 | 501.237 | 501.237 | 501.237 | 501.237
F5_Residential_Manufactured Home Moderate Income_New_Water Heating_Natural Gas_Water Heater (<= 55 gal)_E7 | F5 | Residential | Manufactured Home Moderate Income | New | Water Heating | Natural Gas | Water Heater (<= 55 gal) | E7 | Utility - Cost of Operation | 0 | 0 | 0 | 0 | 593.764 | 593.764 | 593.764 | 593.764 | 593.764 | 593.764 | 593.764 | 593.764 | 593.764 | 593.764 | 593.764 | 593.764 | 593.764 | 593.764 | 593.764 | 593.764 | 593.764 | 593.764 | 593.764 | 593.764 | 593.764 | 593.764 | 593.764 | 593.764 | 593.764 | 593.764 | 593.764 | 593.764 | 593.764
F5_Residential_Manufactured Home Moderate Income_New_Water Heating_Natural Gas_Water Heater (<= 55 gal)_E8 | F5 | Residential | Manufactured Home Moderate Income | New | Water Heating | Natural Gas | Water Heater (<= 55 gal) | E8 | Utility - Cost of Operation | 0 | 0 | 0 | 0 | 0 | 0 | 0 | 0 | 0 | 0 | 0 | 0 | 0 | 0 | 0 | 0 | 0 | 0 | 0 | 0 | 0 | 0 | 0 | 0 | 0 | 0 | 0 | 0 | 0 | 0 | 0 | 0 | 0
F5_Residential_Manufactured Home Moderate Income_New_Water Heating_Natural Gas_Water Heater (<= 55 gal)_E9 | F5 | Residential | Manufactured Home Moderate Income | New | Water Heating | Natural Gas | Water Heater (<= 55 gal) | E9 | Utility - Cost of Operation | 0 | 0 | 0 | 0 | 0 | 0 | 0 | 0 | 0 | 0 | 0 | 0 | 0 | 0 | 0 | 0 | 0 | 0 | 0 | 0 | 0 | 0 | 0 | 0 | 0 | 0 | 0 | 0 | 0 | 0 | 0 | 0 | 0
F5_Residential_Manufactured Home Moderate Income_New_Water Heating_Natural Gas_Water Heater (<= 55 gal)_E10 | F5 | Residential | Manufactured Home Moderate Income | New | Water Heating | Natural Gas | Water Heater (<= 55 gal) | E10 | Utility - Cost of Operation | 0 | 0 | 0 | 0 | 0 | 0 | 0 | 0 | 0 | 0 | 0 | 0 | 0 | 0 | 0 | 0 | 0 | 0 | 0 | 0 | 0 | 0 | 0 | 0 | 0 | 0 | 0 | 0 | 0 | 0 | 0 | 0 | 0
F6_Residential_Manufactured Home Moderate Income_New_Water Heating_Natural Gas_Water Heater (<= 55 gal)_E1 | F6 | Residential | Manufactured Home Moderate Income | New | Water Heating | Natural Gas | Water Heater (<= 55 gal) | E1 | Utility - Value of Sales | 206.2799 | 207.482 | 209.1314 | 210.4795 | 210.4795 | 210.4795 | 210.4795 | 210.4795 | 210.4795 | 210.4795 | 210.4795 | 210.4795 | 210.4795 | 210.4795 | 210.4795 | 210.4795 | 210.4795 | 210.4795 | 210.4795 | 210.4795 | 210.4795 | 210.4795 | 210.4795 | 210.4795 | 210.4795 | 210.4795 | 210.4795 | 210.4795 | 210.4795 | 210.4795 | 210.4795 | 210.4795 | 210.4795
F6_Residential_Manufactured Home Moderate Income_New_Water Heating_Natural Gas_Water Heater (<= 55 gal)_E2 | F6 | Residential | Manufactured Home Moderate Income | New | Water Heating | Natural Gas | Water Heater (<= 55 gal) | E2 | Utility - Value of Sales | 186.9412 | 188.0305 | 189.5253 | 190.747 | 190.747 | 190.747 | 190.747 | 190.747 | 190.747 | 190.747 | 190.747 | 190.747 | 190.747 | 190.747 | 190.747 | 190.747 | 190.747 | 190.747 | 190.747 | 190.747 | 190.747 | 190.747 | 190.747 | 190.747 | 190.747 | 190.747 | 190.747 | 190.747 | 190.747 | 190.747 | 190.747 | 190.747 | 190.747
F6_Residential_Manufactured Home Moderate Income_New_Water Heating_Natural Gas_Water Heater (<= 55 gal)_E3 | F6 | Residential | Manufactured Home Moderate Income | New | Water Heating | Natural Gas | Water Heater (<= 55 gal) | E3 | Utility - Value of Sales | 147.7066 | 148.5673 | 149.7484 | 150.7137 | 150.7137 | 150.7137 | 150.7137 | 150.7137 | 150.7137 | 150.7137 | 150.7137 | 150.7137 | 150.7137 | 150.7137 | 150.7137 | 150.7137 | 150.7137 | 150.7137 | 150.7137 | 150.7137 | 150.7137 | 150.7137 | 150.7137 | 150.7137 | 150.7137 | 150.7137 | 150.7137 | 150.7137 | 150.7137 | 150.7137 | 150.7137 | 150.7137 | 150.7137
F6_Residential_Manufactured Home Moderate Income_New_Water Heating_Natural Gas_Water Heater (<= 55 gal)_E4 | F6 | Residential | Manufactured Home Moderate Income | New | Water Heating | Natural Gas | Water Heater (<= 55 gal) | E4 | Utility - Value of Sales | 138.4999 | 139.0207 | 139.7355 | 140.3197 | 140.3197 | 140.3197 | 140.3197 | 140.3197 | 140.3197 | 140.3197 | 140.3197 | 140.3197 | 140.3197 | 140.3197 | 140.3197 | 140.3197 | 140.3197 | 140.3197 | 140.3197 | 140.3197 | 140.3197 | 140.3197 | 140.3197 | 140.3197 | 140.3197 | 140.3197 | 140.3197 | 140.3197 | 140.3197 | 140.3197 | 140.3197 | 140.3197 | 140.3197
F6_Residential_Manufactured Home Moderate Income_New_Water Heating_Natural Gas_Water Heater (<= 55 gal)_E5 | F6 | Residential | Manufactured Home Moderate Income | New | Water Heating | Natural Gas | Water Heater (<= 55 gal) | E5 | Utility - Value of Sales | 132.412 | 132.9099 | 133.5933 | 134.1518 | 134.1518 | 134.1518 | 134.1518 | 134.1518 | 134.1518 | 134.1518 | 134.1518 | 134.1518 | 134.1518 | 134.1518 | 134.1518 | 134.1518 | 134.1518 | 134.1518 | 134.1518 | 134.1518 | 134.1518 | 134.1518 | 134.1518 | 134.1518 | 134.1518 | 134.1518 | 134.1518 | 134.1518 | 134.1518 | 134.1518 | 134.1518 | 134.1518 | 134.1518
F6_Residential_Manufactured Home Moderate Income_New_Water Heating_Natural Gas_Water Heater (<= 55 gal)_E6 | F6 | Residential | Manufactured Home Moderate Income | New | Water Heating | Natural Gas | Water Heater (<= 55 gal) | E6 | Utility - Value of Sales | 112.8702 | 113.5279 | 114.4304 | 115.168 | 115.168 | 115.168 | 115.168 | 115.168 | 115.168 | 115.168 | 115.168 | 115.168 | 115.168 | 115.168 | 115.168 | 115.168 | 115.168 | 115.168 | 115.168 | 115.168 | 115.168 | 115.168 | 115.168 | 115.168 | 115.168 | 115.168 | 115.168 | 115.168 | 115.168 | 115.168 | 115.168 | 115.168 | 115.168
F6_Residential_Manufactured Home Moderate Income_New_Water Heating_Natural Gas_Water Heater (<= 55 gal)_E7 | F6 | Residential | Manufactured Home Moderate Income | New | Water Heating | Natural Gas | Water Heater (<= 55 gal) | E7 | Utility - Value of Sales | 0 | 0 | 0 | 0 | 93.9062 | 93.9062 | 93.9062 | 93.9062 | 93.9062 | 93.9062 | 93.9062 | 93.9062 | 93.9062 | 93.9062 | 93.9062 | 93.9062 | 93.9062 | 93.9062 | 93.9062 | 93.9062 | 93.9062 | 93.9062 | 93.9062 | 93.9062 | 93.9062 | 93.9062 | 93.9062 | 93.9062 | 93.9062 | 93.9062 | 93.9062 | 93.9062 | 93.9062
F6_Residential_Manufactured Home Moderate Income_New_Water Heating_Natural Gas_Water Heater (<= 55 gal)_E8 | F6 | Residential | Manufactured Home Moderate Income | New | Water Heating | Natural Gas | Water Heater (<= 55 gal) | E8 | Utility - Value of Sales | 0 | 0 | 0 | 0 | 0 | 0 | 0 | 0 | 0 | 0 | 0 | 0 | 0 | 0 | 0 | 0 | 0 | 0 | 0 | 0 | 0 | 0 | 0 | 0 | 0 | 0 | 0 | 0 | 0 | 0 | 0 | 0 | 0
F6_Residential_Manufactured Home Moderate Income_New_Water Heating_Natural Gas_Water Heater (<= 55 gal)_E9 | F6 | Residential | Manufactured Home Moderate Income | New | Water Heating | Natural Gas | Water Heater (<= 55 gal) | E9 | Utility - Value of Sales | 0 | 0 | 0 | 0 | 0 | 0 | 0 | 0 | 0 | 0 | 0 | 0 | 0 | 0 | 0 | 0 | 0 | 0 | 0 | 0 | 0 | 0 | 0 | 0 | 0 | 0 | 0 | 0 | 0 | 0 | 0 | 0 | 0
F6_Residential_Manufactured Home Moderate Income_New_Water Heating_Natural Gas_Water Heater (<= 55 gal)_E10 | F6 | Residential | Manufactured Home Moderate Income | New | Water Heating | Natural Gas | Water Heater (<= 55 gal) | E10 | Utility - Value of Sales | 0 | 0 | 0 | 0 | 0 | 0 | 0 | 0 | 0 | 0 | 0 | 0 | 0 | 0 | 0 | 0 | 0 | 0 | 0 | 0 | 0 | 0 | 0 | 0 | 0 | 0 | 0 | 0 | 0 | 0 | 0 | 0 | 0
F1_Residential_Manufactured Home Moderate Income_New_Water Heating_Natural Gas_Water Heater (> 55 gal)_E1 | F1 | Residential | Manufactured Home Moderate Income | New | Water Heating | Natural Gas | Water Heater (> 55 gal) | E1 | RVT - Cost of Equipment | 255.1211 | 255.8682 | 257.5439 | 258.9528 | 258.3797 | 259.7617 | 262.8743 | 265.4577 | 268.5636 | 271.5931 | 274.6471 | 277.5383 | 280.6145 | 283.7929 | 286.8907 | 290.059 | 293.2402 | 296.4686 | 299.5729 | 302.5576 | 305.1708 | 307.5652 | 309.4015 | 311.0019 | 312.1611 | 312.9378 | 313.4584 | 313.6603 | 313.4251 | 312.8963 | 311.8128 | 310.4632 | 308.6321
F1_Residential_Manufactured Home Moderate Income_New_Water Heating_Natural Gas_Water Heater (> 55 gal)_E2 | F1 | Residential | Manufactured Home Moderate Income | New | Water Heating | Natural Gas | Water Heater (> 55 gal) | E2 | RVT - Cost of Equipment | 248.5795 | 249.3075 | 250.9402 | 252.313 | 251.7546 | 253.1012 | 256.134 | 258.6511 | 261.6773 | 264.6292 | 267.6049 | 270.4219 | 273.4193 | 276.5162 | 279.5346 | 282.6216 | 285.7212 | 288.8668 | 291.8915 | 294.7997 | 297.3459 | 299.6789 | 301.4681 | 303.0274 | 304.157 | 304.9137 | 305.421 | 305.6177 | 305.3886 | 304.8733 | 303.8176 | 302.5026 | 300.7184
F1_Residential_Manufactured Home Moderate Income_New_Water Heating_Natural Gas_Water Heater (> 55 gal)_E3 | F1 | Residential | Manufactured Home Moderate Income | New | Water Heating | Natural Gas | Water Heater (> 55 gal) | E3 | RVT - Cost of Equipment | 239.3729 | 240.0739 | 241.6461 | 242.9681 | 242.4304 | 243.7271 | 246.6475 | 249.0715 | 251.9856 | 254.8281 | 257.6936 | 260.4063 | 263.2927 | 266.2748 | 269.1814 | 272.1541 | 275.139 | 278.1681 | 281.0807 | 283.8812 | 286.3331 | 288.5797 | 290.3026 | 291.8042 | 292.8919 | 293.6206 | 294.1091 | 294.2985 | 294.0779 | 293.5817 | 292.565 | 291.2988 | 289.5807
F1_Residential_Manufactured Home Moderate Income_New_Water Heating_Natural Gas_Water Heater (> 55 gal)_E4 | F1 | Residential | Manufactured Home Moderate Income | New | Water Heating | Natural Gas | Water Heater (> 55 gal) | E4 | RVT - Cost of Equipment | 227.455 | 228.6246 | 230.3953 | 232.0192 | 232.4048 | 234.0635 | 236.838 | 239.3228 | 242.1003 | 244.7799 | 247.4015 | 249.8359 | 252.2755 | 254.6655 | 256.8449 | 258.9085 | 260.7946 | 262.623 | 264.2865 | 265.8802 | 267.2649 | 268.5748 | 269.6157 | 270.6261 | 271.3579 | 271.8482 | 272.1769 | 272.3044 | 272.1559 | 271.8221 | 271.138 | 270.286 | 269.13
F1_Residential_Manufactured Home Moderate Income_New_Water Heating_Natural Gas_Water Heater (> 55 gal)_E5 | F1 | Residential | Manufactured Home Moderate Income | New | Water Heating | Natural Gas | Water Heater (> 55 gal) | E5 | RVT - Cost of Equipment | 217.457 | 218.5752 | 220.2681 | 221.8206 | 222.1892 | 223.775 | 226.4276 | 228.8031 | 231.4585 | 234.0203 | 236.5267 | 238.8541 | 241.1865 | 243.4714 | 245.555 | 247.5279 | 249.3311 | 251.0791 | 252.6695 | 254.1932 | 255.517 | 256.7693 | 257.7645 | 258.7304 | 259.4301 | 259.8989 | 260.2131 | 260.335 | 260.193 | 259.8739 | 259.2198 | 258.4053 | 257.3001
F1_Residential_Manufactured Home Moderate Income_New_Water Heating_Natural Gas_Water Heater (> 55 gal)_E6 | F1 | Residential | Manufactured Home Moderate Income | New | Water Heating | Natural Gas | Water Heater (> 55 gal) | E6 | RVT - Cost of Equipment | 182.917 | 183.4527 | 184.6541 | 185.6643 | 185.2534 | 186.2443 | 188.4759 | 190.3282 | 192.555 | 194.7271 | 196.9168 | 198.9897 | 201.1953 | 203.4742 | 205.6952 | 207.9668 | 210.2477 | 212.5624 | 214.7881 | 216.9281 | 218.8017 | 220.5185 | 221.835 | 222.9825 | 223.8136 | 224.3705 | 224.7438 | 224.8885 | 224.7199 | 224.3408 | 223.5639 | 222.5962 | 221.2834
F1_Residential_Manufactured Home Moderate Income_New_Water Heating_Natural Gas_Water Heater (> 55 gal)_E7 | F1 | Residential | Manufactured Home Moderate Income | New | Water Heating | Natural Gas | Water Heater (> 55 gal) | E7 | RVT - Cost of Equipment | 0 | 0 | 0 | 0 | 0 | 150.152 | 151.9647 | 153.4878 | 155.3219 | 157.1033 | 158.8907 | 160.5771 | 162.3605 | 164.1621 | 165.8459 | 167.501 | 169.0878 | 170.715 | 172.3011 | 173.8624 | 175.2587 | 176.6068 | 177.717 | 178.7961 | 179.6047 | 180.1583 | 180.5211 | 180.6391 | 180.5017 | 180.1925 | 179.559 | 178.7701 | 177.6996
F1_Residential_Manufactured Home Moderate Income_New_Water Heating_Natural Gas_Water Heater (> 55 gal)_E8 | F1 | Residential | Manufactured Home Moderate Income | New | Water Heating | Natural Gas | Water Heater (> 55 gal) | E8 | RVT - Cost of Equipment | 0 | 0 | 0 | 0 | 0 | 0 | 0 | 0 | 0 | 0 | 0 | 0 | 0 | 0 | 0 | 0 | 0 | 0 | 0 | 0 | 0 | 0 | 0 | 0 | 0 | 0 | 0 | 0 | 0 | 0 | 0 | 0 | 0
F1_Residential_Manufactured Home Moderate Income_New_Water Heating_Natural Gas_Water Heater (> 55 gal)_E9 | F1 | Residential | Manufactured Home Moderate Income | New | Water Heating | Natural Gas | Water Heater (> 55 gal) | E9 | RVT - Cost of Equipment | 0 | 0 | 0 | 0 | 0 | 0 | 0 | 0 | 0 | 0 | 0 | 0 | 0 | 0 | 0 | 0 | 0 | 0 | 0 | 0 | 0 | 0 | 0 | 0 | 0 | 0 | 0 | 0 | 0 | 0 | 0 | 0 | 0
F1_Residential_Manufactured Home Moderate Income_New_Water Heating_Natural Gas_Water Heater (> 55 gal)_E10 | F1 | Residential | Manufactured Home Moderate Income | New | Water Heating | Natural Gas | Water Heater (> 55 gal) | E10 | RVT - Cost of Equipment | 0 | 0 | 0 | 0 | 0 | 0 | 0 | 0 | 0 | 0 | 0 | 0 | 0 | 0 | 0 | 0 | 0 | 0 | 0 | 0 | 0 | 0 | 0 | 0 | 0 | 0 | 0 | 0 | 0 | 0 | 0 | 0 | 0
F2_Residential_Manufactured Home Moderate Income_New_Water Heating_Natural Gas_Water Heater (> 55 gal)_E1 | F2 | Residential | Manufactured Home Moderate Income | New | Water Heating | Natural Gas | Water Heater (> 55 gal) | E1 | RVT - Cost of Operation | 254.7097 | 255.4557 | 257.1286 | 258.5353 | 257.9631 | 259.3429 | 262.4505 | 265.0297 | 268.1306 | 271.1552 | 274.2042 | 277.0908 | 280.1621 | 283.3353 | 286.4281 | 289.5913 | 292.7674 | 295.9906 | 299.0898 | 302.0698 | 304.6788 | 307.0693 | 308.9026 | 310.5004 | 311.6578 | 312.4332 | 312.953 | 313.1545 | 312.9198 | 312.3918 | 311.31 | 309.9626 | 308.1344
F2_Residential_Manufactured Home Moderate Income_New_Water Heating_Natural Gas_Water Heater (> 55 gal)_E2 | F2 | Residential | Manufactured Home Moderate Income | New | Water Heating | Natural Gas | Water Heater (> 55 gal) | E2 | RVT - Cost of Operation | 248.1787 | 248.9055 | 250.5356 | 251.9062 | 251.3487 | 252.6931 | 255.721 | 258.2341 | 261.2554 | 264.2025 | 267.1734 | 269.9859 | 272.9784 | 276.0703 | 279.0838 | 282.1659 | 285.2605 | 288.4011 | 291.4209 | 294.3244 | 296.8665 | 299.1957 | 300.982 | 302.5388 | 303.6666 | 304.4221 | 304.9286 | 305.1249 | 304.8962 | 304.3818 | 303.3277 | 302.0148 | 300.2336
F2_Residential_Manufactured Home Moderate Income_New_Water Heating_Natural Gas_Water Heater (> 55 gal)_E3 | F2 | Residential | Manufactured Home Moderate Income | New | Water Heating | Natural Gas | Water Heater (> 55 gal) | E3 | RVT - Cost of Operation | 238.9869 | 239.6868 | 241.2565 | 242.5763 | 242.0395 | 243.3341 | 246.2498 | 248.6699 | 251.5793 | 254.4172 | 257.2781 | 259.9864 | 262.8681 | 265.8455 | 268.7474 | 271.7153 | 274.6953 | 277.7196 | 280.6275 | 283.4235 | 285.8714 | 288.1144 | 289.8345 | 291.3337 | 292.4197 | 293.1472 | 293.6349 | 293.824 | 293.6037 | 293.1084 | 292.0933 | 290.8291 | 289.1138
F2_Residential_Manufactured Home Moderate Income_New_Water Heating_Natural Gas_Water Heater (> 55 gal)_E4 | F2 | Residential | Manufactured Home Moderate Income | New | Water Heating | Natural Gas | Water Heater (> 55 gal) | E4 | RVT - Cost of Operation | 227.0883 | 228.256 | 230.0238 | 231.6451 | 232.0301 | 233.6861 | 236.4562 | 238.9369 | 241.7099 | 244.3852 | 247.0026 | 249.4331 | 251.8687 | 254.2549 | 256.4308 | 258.491 | 260.3741 | 262.1995 | 263.8603 | 265.4515 | 266.8339 | 268.1417 | 269.181 | 270.1897 | 270.9204 | 271.4099 | 271.7381 | 271.8653 | 271.7171 | 271.3838 | 270.7008 | 269.8502 | 268.696
F2_Residential_Manufactured Home Moderate Income_New_Water Heating_Natural Gas_Water Heater (> 55 gal)_E5 | F2 | Residential | Manufactured Home Moderate Income | New | Water Heating | Natural Gas | Water Heater (> 55 gal) | E5 | RVT - Cost of Operation | 217.1064 | 218.2228 | 219.9129 | 221.4629 | 221.8309 | 223.4142 | 226.0625 | 228.4342 | 231.0853 | 233.643 | 236.1453 | 238.469 | 240.7976 | 243.0788 | 245.1591 | 247.1288 | 248.9291 | 250.6743 | 252.2621 | 253.7833 | 255.105 | 256.3553 | 257.3489 | 258.3132 | 259.0118 | 259.4798 | 259.7935 | 259.9152 | 259.7735 | 259.4548 | 258.8019 | 257.9886 | 256.8852
F2_Residential_Manufactured Home Moderate Income_New_Water Heating_Natural Gas_Water Heater (> 55 gal)_E6 | F2 | Residential | Manufactured Home Moderate Income | New | Water Heating | Natural Gas | Water Heater (> 55 gal) | E6 | RVT - Cost of Operation | 182.6221 | 183.1569 | 184.3564 | 185.3649 | 184.9547 | 185.944 | 188.172 | 190.0213 | 192.2445 | 194.4132 | 196.5993 | 198.6689 | 200.8709 | 203.1461 | 205.3636 | 207.6315 | 209.9087 | 212.2197 | 214.4418 | 216.5783 | 218.4489 | 220.1629 | 221.4773 | 222.6229 | 223.4528 | 224.0087 | 224.3814 | 224.5259 | 224.3576 | 223.979 | 223.2034 | 222.2373 | 220.9266
F2_Residential_Manufactured Home Moderate Income_New_Water Heating_Natural Gas_Water Heater (> 55 gal)_E7 | F2 | Residential | Manufactured Home Moderate Income | New | Water Heating | Natural Gas | Water Heater (> 55 gal) | E7 | RVT - Cost of Operation | 0 | 0 | 0 | 0 | 0 | 149.9099 | 151.7197 | 153.2403 | 155.0715 | 156.85 | 158.6345 | 160.3182 | 162.0987 | 163.8974 | 165.5785 | 167.2309 | 168.8151 | 170.4397 | 172.0233 | 173.5821 | 174.9761 | 176.322 | 177.4304 | 178.5078 | 179.3151 | 179.8678 | 180.23 | 180.3479 | 180.2106 | 179.902 | 179.2695 | 178.4818 | 177.413
F2_Residential_Manufactured Home Moderate Income_New_Water Heating_Natural Gas_Water Heater (> 55 gal)_E8 | F2 | Residential | Manufactured Home Moderate Income | New | Water Heating | Natural Gas | Water Heater (> 55 gal) | E8 | RVT - Cost of Operation | 0 | 0 | 0 | 0 | 0 | 0 | 0 | 0 | 0 | 0 | 0 | 0 | 0 | 0 | 0 | 0 | 0 | 0 | 0 | 0 | 0 | 0 | 0 | 0 | 0 | 0 | 0 | 0 | 0 | 0 | 0 | 0 | 0
F2_Residential_Manufactured Home Moderate Income_New_Water Heating_Natural Gas_Water Heater (> 55 gal)_E9 | F2 | Residential | Manufactured Home Moderate Income | New | Water Heating | Natural Gas | Water Heater (> 55 gal) | E9 | RVT - Cost of Operation | 0 | 0 | 0 | 0 | 0 | 0 | 0 | 0 | 0 | 0 | 0 | 0 | 0 | 0 | 0 | 0 | 0 | 0 | 0 | 0 | 0 | 0 | 0 | 0 | 0 | 0 | 0 | 0 | 0 | 0 | 0 | 0 | 0
F2_Residential_Manufactured Home Moderate Income_New_Water Heating_Natural Gas_Water Heater (> 55 gal)_E10 | F2 | Residential | Manufactured Home Moderate Income | New | Water Heating | Natural Gas | Water Heater (> 55 gal) | E10 | RVT - Cost of Operation | 0 | 0 | 0 | 0 | 0 | 0 | 0 | 0 | 0 | 0 | 0 | 0 | 0 | 0 | 0 | 0 | 0 | 0 | 0 | 0 | 0 | 0 | 0 | 0 | 0 | 0 | 0 | 0 | 0 | 0 | 0 | 0 | 0
F3_Residential_Manufactured Home Moderate Income_New_Water Heating_Natural Gas_Water Heater (> 55 gal)_E1 | F3 | Residential | Manufactured Home Moderate Income | New | Water Heating | Natural Gas | Water Heater (> 55 gal) | E1 | System - kBTUs of Consumption | 125.0625 | 125.0625 | 125.0625 | 125.0625 | 125.0625 | 125.0625 | 125.0625 | 125.0625 | 125.0625 | 125.0625 | 125.0625 | 125.0625 | 125.0625 | 125.0625 | 125.0625 | 125.0625 | 125.0625 | 125.0625 | 125.0625 | 125.0625 | 125.0625 | 125.0625 | 125.0625 | 125.0625 | 125.0625 | 125.0625 | 125.0625 | 125.0625 | 125.0625 | 125.0625 | 125.0625 | 125.0625 | 125.0625
F3_Residential_Manufactured Home Moderate Income_New_Water Heating_Natural Gas_Water Heater (> 55 gal)_E2 | F3 | Residential | Manufactured Home Moderate Income | New | Water Heating | Natural Gas | Water Heater (> 55 gal) | E2 | System - kBTUs of Consumption | 141.0904 | 141.0904 | 141.0904 | 141.0904 | 141.0904 | 141.0904 | 141.0904 | 141.0904 | 141.0904 | 141.0904 | 141.0904 | 141.0904 | 141.0904 | 141.0904 | 141.0904 | 141.0904 | 141.0904 | 141.0904 | 141.0904 | 141.0904 | 141.0904 | 141.0904 | 141.0904 | 141.0904 | 141.0904 | 141.0904 | 141.0904 | 141.0904 | 141.0904 | 141.0904 | 141.0904 | 141.0904 | 141.0904
F3_Residential_Manufactured Home Moderate Income_New_Water Heating_Natural Gas_Water Heater (> 55 gal)_E3 | F3 | Residential | Manufactured Home Moderate Income | New | Water Heating | Natural Gas | Water Heater (> 55 gal) | E3 | System - kBTUs of Consumption | 398.2136 | 398.2136 | 398.2136 | 398.2136 | 398.2136 | 398.2136 | 398.2136 | 398.2136 | 398.2136 | 398.2136 | 398.2136 | 398.2136 | 398.2136 | 398.2136 | 398.2136 | 398.2136 | 398.2136 | 398.2136 | 398.2136 | 398.2136 | 398.2136 | 398.2136 | 398.2136 | 398.2136 | 398.2136 | 398.2136 | 398.2136 | 398.2136 | 398.2136 | 398.2136 | 398.2136 | 398.2136 | 398.2136
F3_Residential_Manufactured Home Moderate Income_New_Water Heating_Natural Gas_Water Heater (> 55 gal)_E4 | F3 | Residential | Manufactured Home Moderate Income | New | Water Heating | Natural Gas | Water Heater (> 55 gal) | E4 | System - kBTUs of Consumption | 184.4494 | 184.4494 | 184.4494 | 184.4494 | 184.4494 | 184.4494 | 184.4494 | 184.4494 | 184.4494 | 184.4494 | 184.4494 | 184.4494 | 184.4494 | 184.4494 | 184.4494 | 184.4494 | 184.4494 | 184.4494 | 184.4494 | 184.4494 | 184.4494 | 184.4494 | 184.4494 | 184.4494 | 184.4494 | 184.4494 | 184.4494 | 184.4494 | 184.4494 | 184.4494 | 184.4494 | 184.4494 | 184.4494
F3_Residential_Manufactured Home Moderate Income_New_Water Heating_Natural Gas_Water Heater (> 55 gal)_E5 | F3 | Residential | Manufactured Home Moderate Income | New | Water Heating | Natural Gas | Water Heater (> 55 gal) | E5 | System - kBTUs of Consumption | 209.1856 | 209.1856 | 209.1856 | 209.1856 | 209.1856 | 209.1856 | 209.1856 | 209.1856 | 209.1856 | 209.1856 | 209.1856 | 209.1856 | 209.1856 | 209.1856 | 209.1856 | 209.1856 | 209.1856 | 209.1856 | 209.1856 | 209.1856 | 209.1856 | 209.1856 | 209.1856 | 209.1856 | 209.1856 | 209.1856 | 209.1856 | 209.1856 | 209.1856 | 209.1856 | 209.1856 | 209.1856 | 209.1856
F3_Residential_Manufactured Home Moderate Income_New_Water Heating_Natural Gas_Water Heater (> 55 gal)_E6 | F3 | Residential | Manufactured Home Moderate Income | New | Water Heating | Natural Gas | Water Heater (> 55 gal) | E6 | System - kBTUs of Consumption | 576.4226 | 576.4226 | 576.4226 | 576.4226 | 576.4226 | 576.4226 | 576.4226 | 576.4226 | 576.4226 | 576.4226 | 576.4226 | 576.4226 | 576.4226 | 576.4226 | 576.4226 | 576.4226 | 576.4226 | 576.4226 | 576.4226 | 576.4226 | 576.4226 | 576.4226 | 576.4226 | 576.4226 | 576.4226 | 576.4226 | 576.4226 | 576.4226 | 576.4226 | 576.4226 | 576.4226 | 576.4226 | 576.4226
F3_Residential_Manufactured Home Moderate Income_New_Water Heating_Natural Gas_Water Heater (> 55 gal)_E7 | F3 | Residential | Manufactured Home Moderate Income | New | Water Heating | Natural Gas | Water Heater (> 55 gal) | E7 | System - kBTUs of Consumption | 0 | 0 | 0 | 0 | 0 | 682.8286 | 682.8286 | 682.8286 | 682.8286 | 682.8286 | 682.8286 | 682.8286 | 682.8286 | 682.8286 | 682.8286 | 682.8286 | 682.8286 | 682.8286 | 682.8286 | 682.8286 | 682.8286 | 682.8286 | 682.8286 | 682.8286 | 682.8286 | 682.8286 | 682.8286 | 682.8286 | 682.8286 | 682.8286 | 682.8286 | 682.8286 | 682.8286
F3_Residential_Manufactured Home Moderate Income_New_Water Heating_Natural Gas_Water Heater (> 55 gal)_E8 | F3 | Residential | Manufactured Home Moderate Income | New | Water Heating | Natural Gas | Water Heater (> 55 gal) | E8 | System - kBTUs of Consumption | 0 | 0 | 0 | 0 | 0 | 0 | 0 | 0 | 0 | 0 | 0 | 0 | 0 | 0 | 0 | 0 | 0 | 0 | 0 | 0 | 0 | 0 | 0 | 0 | 0 | 0 | 0 | 0 | 0 | 0 | 0 | 0 | 0
F3_Residential_Manufactured Home Moderate Income_New_Water Heating_Natural Gas_Water Heater (> 55 gal)_E9 | F3 | Residential | Manufactured Home Moderate Income | New | Water Heating | Natural Gas | Water Heater (> 55 gal) | E9 | System - kBTUs of Consumption | 0 | 0 | 0 | 0 | 0 | 0 | 0 | 0 | 0 | 0 | 0 | 0 | 0 | 0 | 0 | 0 | 0 | 0 | 0 | 0 | 0 | 0 | 0 | 0 | 0 | 0 | 0 | 0 | 0 | 0 | 0 | 0 | 0
F3_Residential_Manufactured Home Moderate Income_New_Water Heating_Natural Gas_Water Heater (> 55 gal)_E10 | F3 | Residential | Manufactured Home Moderate Income | New | Water Heating | Natural Gas | Water Heater (> 55 gal) | E10 | System - kBTUs of Consumption | 0 | 0 | 0 | 0 | 0 | 0 | 0 | 0 | 0 | 0 | 0 | 0 | 0 | 0 | 0 | 0 | 0 | 0 | 0 | 0 | 0 | 0 | 0 | 0 | 0 | 0 | 0 | 0 | 0 | 0 | 0 | 0 | 0
F4_Residential_Manufactured Home Moderate Income_New_Water Heating_Natural Gas_Water Heater (> 55 gal)_E1 | F4 | Residential | Manufactured Home Moderate Income | New | Water Heating | Natural Gas | Water Heater (> 55 gal) | E1 | Utility - Cost of Equipment | 254.7097 | 255.4557 | 257.1286 | 258.5353 | 257.9631 | 259.3429 | 262.4505 | 265.0297 | 268.1306 | 271.1552 | 274.2042 | 277.0908 | 280.1621 | 283.3353 | 286.4281 | 289.5913 | 292.7674 | 295.9906 | 299.0898 | 302.0698 | 304.6788 | 307.0693 | 308.9026 | 310.5004 | 311.6578 | 312.4332 | 312.953 | 313.1545 | 312.9198 | 312.3918 | 311.31 | 309.9626 | 308.1344
F4_Residential_Manufactured Home Moderate Income_New_Water Heating_Natural Gas_Water Heater (> 55 gal)_E2 | F4 | Residential | Manufactured Home Moderate Income | New | Water Heating | Natural Gas | Water Heater (> 55 gal) | E2 | Utility - Cost of Equipment | 248.1787 | 248.9055 | 250.5356 | 251.9062 | 251.3487 | 252.6931 | 255.721 | 258.2341 | 261.2554 | 264.2025 | 267.1734 | 269.9859 | 272.9784 | 276.0703 | 279.0838 | 282.1659 | 285.2605 | 288.4011 | 291.4209 | 294.3244 | 296.8665 | 299.1957 | 300.982 | 302.5388 | 303.6666 | 304.4221 | 304.9286 | 305.1249 | 304.8962 | 304.3818 | 303.3277 | 302.0148 | 300.2336
F4_Residential_Manufactured Home Moderate Income_New_Water Heating_Natural Gas_Water Heater (> 55 gal)_E3 | F4 | Residential | Manufactured Home Moderate Income | New | Water Heating | Natural Gas | Water Heater (> 55 gal) | E3 | Utility - Cost of Equipment | 238.9869 | 239.6868 | 241.2565 | 242.5763 | 242.0395 | 243.3341 | 246.2498 | 248.6699 | 251.5793 | 254.4172 | 257.2781 | 259.9864 | 262.8681 | 265.8455 | 268.7474 | 271.7153 | 274.6953 | 277.7196 | 280.6275 | 283.4235 | 285.8714 | 288.1144 | 289.8345 | 291.3337 | 292.4197 | 293.1472 | 293.6349 | 293.824 | 293.6037 | 293.1084 | 292.0933 | 290.8291 | 289.1138
F4_Residential_Manufactured Home Moderate Income_New_Water Heating_Natural Gas_Water Heater (> 55 gal)_E4 | F4 | Residential | Manufactured Home Moderate Income | New | Water Heating | Natural Gas | Water Heater (> 55 gal) | E4 | Utility - Cost of Equipment | 227.0883 | 228.256 | 230.0238 | 231.6451 | 232.0301 | 233.6861 | 236.4562 | 238.9369 | 241.7099 | 244.3852 | 247.0026 | 249.4331 | 251.8687 | 254.2549 | 256.4308 | 258.491 | 260.3741 | 262.1995 | 263.8603 | 265.4515 | 266.8339 | 268.1417 | 269.181 | 270.1897 | 270.9204 | 271.4099 | 271.7381 | 271.8653 | 271.7171 | 271.3838 | 270.7008 | 269.8502 | 268.696
F4_Residential_Manufactured Home Moderate Income_New_Water Heating_Natural Gas_Water Heater (> 55 gal)_E5 | F4 | Residential | Manufactured Home Moderate Income | New | Water Heating | Natural Gas | Water Heater (> 55 gal) | E5 | Utility - Cost of Equipment | 217.1064 | 218.2228 | 219.9129 | 221.4629 | 221.8309 | 223.4142 | 226.0625 | 228.4342 | 231.0853 | 233.643 | 236.1453 | 238.469 | 240.7976 | 243.0788 | 245.1591 | 247.1288 | 248.9291 | 250.6743 | 252.2621 | 253.7833 | 255.105 | 256.3553 | 257.3489 | 258.3132 | 259.0118 | 259.4798 | 259.7935 | 259.9152 | 259.7735 | 259.4548 | 258.8019 | 257.9886 | 256.8852
F4_Residential_Manufactured Home Moderate Income_New_Water Heating_Natural Gas_Water Heater (> 55 gal)_E6 | F4 | Residential | Manufactured Home Moderate Income | New | Water Heating | Natural Gas | Water Heater (> 55 gal) | E6 | Utility - Cost of Equipment | 182.6221 | 183.1569 | 184.3564 | 185.3649 | 184.9547 | 185.944 | 188.172 | 190.0213 | 192.2445 | 194.4132 | 196.5993 | 198.6689 | 200.8709 | 203.1461 | 205.3636 | 207.6315 | 209.9087 | 212.2197 | 214.4418 | 216.5783 | 218.4489 | 220.1629 | 221.4773 | 222.6229 | 223.4528 | 224.0087 | 224.3814 | 224.5259 | 224.3576 | 223.979 | 223.2034 | 222.2373 | 220.9266
F4_Residential_Manufactured Home Moderate Income_New_Water Heating_Natural Gas_Water Heater (> 55 gal)_E7 | F4 | Residential | Manufactured Home Moderate Income | New | Water Heating | Natural Gas | Water Heater (> 55 gal) | E7 | Utility - Cost of Equipment | 0 | 0 | 0 | 0 | 0 | 149.9099 | 151.7197 | 153.2403 | 155.0715 | 156.85 | 158.6345 | 160.3182 | 162.0987 | 163.8974 | 165.5785 | 167.2309 | 168.8151 | 170.4397 | 172.0233 | 173.5821 | 174.9761 | 176.322 | 177.4304 | 178.5078 | 179.3151 | 179.8678 | 180.23 | 180.3479 | 180.2106 | 179.902 | 179.2695 | 178.4818 | 177.413
F4_Residential_Manufactured Home Moderate Income_New_Water Heating_Natural Gas_Water Heater (> 55 gal)_E8 | F4 | Residential | Manufactured Home Moderate Income | New | Water Heating | Natural Gas | Water Heater (> 55 gal) | E8 | Utility - Cost of Equipment | 0 | 0 | 0 | 0 | 0 | 0 | 0 | 0 | 0 | 0 | 0 | 0 | 0 | 0 | 0 | 0 | 0 | 0 | 0 | 0 | 0 | 0 | 0 | 0 | 0 | 0 | 0 | 0 | 0 | 0 | 0 | 0 | 0
F4_Residential_Manufactured Home Moderate Income_New_Water Heating_Natural Gas_Water Heater (> 55 gal)_E9 | F4 | Residential | Manufactured Home Moderate Income | New | Water Heating | Natural Gas | Water Heater (> 55 gal) | E9 | Utility - Cost of Equipment | 0 | 0 | 0 | 0 | 0 | 0 | 0 | 0 | 0 | 0 | 0 | 0 | 0 | 0 | 0 | 0 | 0 | 0 | 0 | 0 | 0 | 0 | 0 | 0 | 0 | 0 | 0 | 0 | 0 | 0 | 0 | 0 | 0
F4_Residential_Manufactured Home Moderate Income_New_Water Heating_Natural Gas_Water Heater (> 55 gal)_E10 | F4 | Residential | Manufactured Home Moderate Income | New | Water Heating | Natural Gas | Water Heater (> 55 gal) | E10 | Utility - Cost of Equipment | 0 | 0 | 0 | 0 | 0 | 0 | 0 | 0 | 0 | 0 | 0 | 0 | 0 | 0 | 0 | 0 | 0 | 0 | 0 | 0 | 0 | 0 | 0 | 0 | 0 | 0 | 0 | 0 | 0 | 0 | 0 | 0 | 0
F5_Residential_Manufactured Home Moderate Income_New_Water Heating_Natural Gas_Water Heater (> 55 gal)_E1 | F5 | Residential | Manufactured Home Moderate Income | New | Water Heating | Natural Gas | Water Heater (> 55 gal) | E1 | Utility - Cost of Operation | 125.0625 | 125.0625 | 125.0625 | 125.0625 | 125.0625 | 125.0625 | 125.0625 | 125.0625 | 125.0625 | 125.0625 | 125.0625 | 125.0625 | 125.0625 | 125.0625 | 125.0625 | 125.0625 | 125.0625 | 125.0625 | 125.0625 | 125.0625 | 125.0625 | 125.0625 | 125.0625 | 125.0625 | 125.0625 | 125.0625 | 125.0625 | 125.0625 | 125.0625 | 125.0625 | 125.0625 | 125.0625 | 125.0625
F5_Residential_Manufactured Home Moderate Income_New_Water Heating_Natural Gas_Water Heater (> 55 gal)_E2 | F5 | Residential | Manufactured Home Moderate Income | New | Water Heating | Natural Gas | Water Heater (> 55 gal) | E2 | Utility - Cost of Operation | 141.0904 | 141.0904 | 141.0904 | 141.0904 | 141.0904 | 141.0904 | 141.0904 | 141.0904 | 141.0904 | 141.0904 | 141.0904 | 141.0904 | 141.0904 | 141.0904 | 141.0904 | 141.0904 | 141.0904 | 141.0904 | 141.0904 | 141.0904 | 141.0904 | 141.0904 | 141.0904 | 141.0904 | 141.0904 | 141.0904 | 141.0904 | 141.0904 | 141.0904 | 141.0904 | 141.0904 | 141.0904 | 141.0904
F5_Residential_Manufactured Home Moderate Income_New_Water Heating_Natural Gas_Water Heater (> 55 gal)_E3 | F5 | Residential | Manufactured Home Moderate Income | New | Water Heating | Natural Gas | Water Heater (> 55 gal) | E3 | Utility - Cost of Operation | 398.2136 | 398.2136 | 398.2136 | 398.2136 | 398.2136 | 398.2136 | 398.2136 | 398.2136 | 398.2136 | 398.2136 | 398.2136 | 398.2136 | 398.2136 | 398.2136 | 398.2136 | 398.2136 | 398.2136 | 398.2136 | 398.2136 | 398.2136 | 398.2136 | 398.2136 | 398.2136 | 398.2136 | 398.2136 | 398.2136 | 398.2136 | 398.2136 | 398.2136 | 398.2136 | 398.2136 | 398.2136 | 398.2136
F5_Residential_Manufactured Home Moderate Income_New_Water Heating_Natural Gas_Water Heater (> 55 gal)_E4 | F5 | Residential | Manufactured Home Moderate Income | New | Water Heating | Natural Gas | Water Heater (> 55 gal) | E4 | Utility - Cost of Operation | 184.4494 | 184.4494 | 184.4494 | 184.4494 | 184.4494 | 184.4494 | 184.4494 | 184.4494 | 184.4494 | 184.4494 | 184.4494 | 184.4494 | 184.4494 | 184.4494 | 184.4494 | 184.4494 | 184.4494 | 184.4494 | 184.4494 | 184.4494 | 184.4494 | 184.4494 | 184.4494 | 184.4494 | 184.4494 | 184.4494 | 184.4494 | 184.4494 | 184.4494 | 184.4494 | 184.4494 | 184.4494 | 184.4494
F5_Residential_Manufactured Home Moderate Income_New_Water Heating_Natural Gas_Water Heater (> 55 gal)_E5 | F5 | Residential | Manufactured Home Moderate Income | New | Water Heating | Natural Gas | Water Heater (> 55 gal) | E5 | Utility - Cost of Operation | 209.1856 | 209.1856 | 209.1856 | 209.1856 | 209.1856 | 209.1856 | 209.1856 | 209.1856 | 209.1856 | 209.1856 | 209.1856 | 209.1856 | 209.1856 | 209.1856 | 209.1856 | 209.1856 | 209.1856 | 209.1856 | 209.1856 | 209.1856 | 209.1856 | 209.1856 | 209.1856 | 209.1856 | 209.1856 | 209.1856 | 209.1856 | 209.1856 | 209.1856 | 209.1856 | 209.1856 | 209.1856 | 209.1856
F5_Residential_Manufactured Home Moderate Income_New_Water Heating_Natural Gas_Water Heater (> 55 gal)_E6 | F5 | Residential | Manufactured Home Moderate Income | New | Water Heating | Natural Gas | Water Heater (> 55 gal) | E6 | Utility - Cost of Operation | 576.4226 | 576.4226 | 576.4226 | 576.4226 | 576.4226 | 576.4226 | 576.4226 | 576.4226 | 576.4226 | 576.4226 | 576.4226 | 576.4226 | 576.4226 | 576.4226 | 576.4226 | 576.4226 | 576.4226 | 576.4226 | 576.4226 | 576.4226 | 576.4226 | 576.4226 | 576.4226 | 576.4226 | 576.4226 | 576.4226 | 576.4226 | 576.4226 | 576.4226 | 576.4226 | 576.4226 | 576.4226 | 576.4226
F5_Residential_Manufactured Home Moderate Income_New_Water Heating_Natural Gas_Water Heater (> 55 gal)_E7 | F5 | Residential | Manufactured Home Moderate Income | New | Water Heating | Natural Gas | Water Heater (> 55 gal) | E7 | Utility - Cost of Operation | 0 | 0 | 0 | 0 | 0 | 682.8286 | 682.8286 | 682.8286 | 682.8286 | 682.8286 | 682.8286 | 682.8286 | 682.8286 | 682.8286 | 682.8286 | 682.8286 | 682.8286 | 682.8286 | 682.8286 | 682.8286 | 682.8286 | 682.8286 | 682.8286 | 682.8286 | 682.8286 | 682.8286 | 682.8286 | 682.8286 | 682.8286 | 682.8286 | 682.8286 | 682.8286 | 682.8286
F5_Residential_Manufactured Home Moderate Income_New_Water Heating_Natural Gas_Water Heater (> 55 gal)_E8 | F5 | Residential | Manufactured Home Moderate Income | New | Water Heating | Natural Gas | Water Heater (> 55 gal) | E8 | Utility - Cost of Operation | 0 | 0 | 0 | 0 | 0 | 0 | 0 | 0 | 0 | 0 | 0 | 0 | 0 | 0 | 0 | 0 | 0 | 0 | 0 | 0 | 0 | 0 | 0 | 0 | 0 | 0 | 0 | 0 | 0 | 0 | 0 | 0 | 0
F5_Residential_Manufactured Home Moderate Income_New_Water Heating_Natural Gas_Water Heater (> 55 gal)_E9 | F5 | Residential | Manufactured Home Moderate Income | New | Water Heating | Natural Gas | Water Heater (> 55 gal) | E9 | Utility - Cost of Operation | 0 | 0 | 0 | 0 | 0 | 0 | 0 | 0 | 0 | 0 | 0 | 0 | 0 | 0 | 0 | 0 | 0 | 0 | 0 | 0 | 0 | 0 | 0 | 0 | 0 | 0 | 0 | 0 | 0 | 0 | 0 | 0 | 0
F5_Residential_Manufactured Home Moderate Income_New_Water Heating_Natural Gas_Water Heater (> 55 gal)_E10 | F5 | Residential | Manufactured Home Moderate Income | New | Water Heating | Natural Gas | Water Heater (> 55 gal) | E10 | Utility - Cost of Operation | 0 | 0 | 0 | 0 | 0 | 0 | 0 | 0 | 0 | 0 | 0 | 0 | 0 | 0 | 0 | 0 | 0 | 0 | 0 | 0 | 0 | 0 | 0 | 0 | 0 | 0 | 0 | 0 | 0 | 0 | 0 | 0 | 0
F6_Residential_Manufactured Home Moderate Income_New_Water Heating_Natural Gas_Water Heater (> 55 gal)_E1 | F6 | Residential | Manufactured Home Moderate Income | New | Water Heating | Natural Gas | Water Heater (> 55 gal) | E1 | Utility - Value of Sales | 206.2799 | 207.482 | 209.1314 | 210.4795 | 210.4795 | 210.4795 | 210.4795 | 210.4795 | 210.4795 | 210.4795 | 210.4795 | 210.4795 | 210.4795 | 210.4795 | 210.4795 | 210.4795 | 210.4795 | 210.4795 | 210.4795 | 210.4795 | 210.4795 | 210.4795 | 210.4795 | 210.4795 | 210.4795 | 210.4795 | 210.4795 | 210.4795 | 210.4795 | 210.4795 | 210.4795 | 210.4795 | 210.4795
F6_Residential_Manufactured Home Moderate Income_New_Water Heating_Natural Gas_Water Heater (> 55 gal)_E2 | F6 | Residential | Manufactured Home Moderate Income | New | Water Heating | Natural Gas | Water Heater (> 55 gal) | E2 | Utility - Value of Sales | 200.9907 | 202.1619 | 203.769 | 205.0826 | 205.0826 | 205.0826 | 205.0826 | 205.0826 | 205.0826 | 205.0826 | 205.0826 | 205.0826 | 205.0826 | 205.0826 | 205.0826 | 205.0826 | 205.0826 | 205.0826 | 205.0826 | 205.0826 | 205.0826 | 205.0826 | 205.0826 | 205.0826 | 205.0826 | 205.0826 | 205.0826 | 205.0826 | 205.0826 | 205.0826 | 205.0826 | 205.0826 | 205.0826
F6_Residential_Manufactured Home Moderate Income_New_Water Heating_Natural Gas_Water Heater (> 55 gal)_E3 | F6 | Residential | Manufactured Home Moderate Income | New | Water Heating | Natural Gas | Water Heater (> 55 gal) | E3 | Utility - Value of Sales | 193.5466 | 194.6744 | 196.222 | 197.4869 | 197.4869 | 197.4869 | 197.4869 | 197.4869 | 197.4869 | 197.4869 | 197.4869 | 197.4869 | 197.4869 | 197.4869 | 197.4869 | 197.4869 | 197.4869 | 197.4869 | 197.4869 | 197.4869 | 197.4869 | 197.4869 | 197.4869 | 197.4869 | 197.4869 | 197.4869 | 197.4869 | 197.4869 | 197.4869 | 197.4869 | 197.4869 | 197.4869 | 197.4869
F6_Residential_Manufactured Home Moderate Income_New_Water Heating_Natural Gas_Water Heater (> 55 gal)_E4 | F6 | Residential | Manufactured Home Moderate Income | New | Water Heating | Natural Gas | Water Heater (> 55 gal) | E4 | Utility - Value of Sales | 181.4826 | 182.1651 | 183.1017 | 183.8671 | 183.8671 | 183.8671 | 183.8671 | 183.8671 | 183.8671 | 183.8671 | 183.8671 | 183.8671 | 183.8671 | 183.8671 | 183.8671 | 183.8671 | 183.8671 | 183.8671 | 183.8671 | 183.8671 | 183.8671 | 183.8671 | 183.8671 | 183.8671 | 183.8671 | 183.8671 | 183.8671 | 183.8671 | 183.8671 | 183.8671 | 183.8671 | 183.8671 | 183.8671
F6_Residential_Manufactured Home Moderate Income_New_Water Heating_Natural Gas_Water Heater (> 55 gal)_E5 | F6 | Residential | Manufactured Home Moderate Income | New | Water Heating | Natural Gas | Water Heater (> 55 gal) | E5 | Utility - Value of Sales | 173.5053 | 174.1578 | 175.0532 | 175.7851 | 175.7851 | 175.7851 | 175.7851 | 175.7851 | 175.7851 | 175.7851 | 175.7851 | 175.7851 | 175.7851 | 175.7851 | 175.7851 | 175.7851 | 175.7851 | 175.7851 | 175.7851 | 175.7851 | 175.7851 | 175.7851 | 175.7851 | 175.7851 | 175.7851 | 175.7851 | 175.7851 | 175.7851 | 175.7851 | 175.7851 | 175.7851 | 175.7851 | 175.7851
F6_Residential_Manufactured Home Moderate Income_New_Water Heating_Natural Gas_Water Heater (> 55 gal)_E6 | F6 | Residential | Manufactured Home Moderate Income | New | Water Heating | Natural Gas | Water Heater (> 55 gal) | E6 | Utility - Value of Sales | 147.8988 | 148.7606 | 149.9433 | 150.9098 | 150.9098 | 150.9098 | 150.9098 | 150.9098 | 150.9098 | 150.9098 | 150.9098 | 150.9098 | 150.9098 | 150.9098 | 150.9098 | 150.9098 | 150.9098 | 150.9098 | 150.9098 | 150.9098 | 150.9098 | 150.9098 | 150.9098 | 150.9098 | 150.9098 | 150.9098 | 150.9098 | 150.9098 | 150.9098 | 150.9098 | 150.9098 | 150.9098 | 150.9098
F6_Residential_Manufactured Home Moderate Income_New_Water Heating_Natural Gas_Water Heater (> 55 gal)_E7 | F6 | Residential | Manufactured Home Moderate Income | New | Water Heating | Natural Gas | Water Heater (> 55 gal) | E7 | Utility - Value of Sales | 0 | 0 | 0 | 0 | 0 | 123.0495 | 123.0495 | 123.0495 | 123.0495 | 123.0495 | 123.0495 | 123.0495 | 123.0495 | 123.0495 | 123.0495 | 123.0495 | 123.0495 | 123.0495 | 123.0495 | 123.0495 | 123.0495 | 123.0495 | 123.0495 | 123.0495 | 123.0495 | 123.0495 | 123.0495 | 123.0495 | 123.0495 | 123.0495 | 123.0495 | 123.0495 | 123.0495
F6_Residential_Manufactured Home Moderate Income_New_Water Heating_Natural Gas_Water Heater (> 55 gal)_E8 | F6 | Residential | Manufactured Home Moderate Income | New | Water Heating | Natural Gas | Water Heater (> 55 gal) | E8 | Utility - Value of Sales | 0 | 0 | 0 | 0 | 0 | 0 | 0 | 0 | 0 | 0 | 0 | 0 | 0 | 0 | 0 | 0 | 0 | 0 | 0 | 0 | 0 | 0 | 0 | 0 | 0 | 0 | 0 | 0 | 0 | 0 | 0 | 0 | 0
F6_Residential_Manufactured Home Moderate Income_New_Water Heating_Natural Gas_Water Heater (> 55 gal)_E9 | F6 | Residential | Manufactured Home Moderate Income | New | Water Heating | Natural Gas | Water Heater (> 55 gal) | E9 | Utility - Value of Sales | 0 | 0 | 0 | 0 | 0 | 0 | 0 | 0 | 0 | 0 | 0 | 0 | 0 | 0 | 0 | 0 | 0 | 0 | 0 | 0 | 0 | 0 | 0 | 0 | 0 | 0 | 0 | 0 | 0 | 0 | 0 | 0 | 0
F6_Residential_Manufactured Home Moderate Income_New_Water Heating_Natural Gas_Water Heater (> 55 gal)_E10 | F6 | Residential | Manufactured Home Moderate Income | New | Water Heating | Natural Gas | Water Heater (> 55 gal) | E10 | Utility - Value of Sales | 0 | 0 | 0 | 0 | 0 | 0 | 0 | 0 | 0 | 0 | 0 | 0 | 0 | 0 | 0 | 0 | 0 | 0 | 0 | 0 | 0 | 0 | 0 | 0 | 0 | 0 | 0 | 0 | 0 | 0 | 0 | 0 | 0
F1_Residential_Manufactured Home Moderate Income_New_Appliances_Natural Gas_Clothes Dryer_E1 | F1 | Residential | Manufactured Home Moderate Income | New | Appliances | Natural Gas | Clothes Dryer | E1 | RVT - Cost of Equipment | 24.5115 | 24.5879 | 24.7578 | 24.897 | 24.8295 | 24.9286 | 25.1663 | 25.3624 | 25.598 | 25.8261 | 26.0564 | 26.2741 | 26.5042 | 26.7447 | 26.9748 | 27.2125 | 27.4515 | 27.708 | 27.9561 | 28.1951 | 28.4039 | 28.5979 | 28.7448 | 28.8747 | 28.9503 | 28.9933 | 29.0157 | 29.0111 | 28.9711 | 28.9063 | 28.7953 | 28.6626 | 28.4915
F1_Residential_Manufactured Home Moderate Income_New_Appliances_Natural Gas_Clothes Dryer_E2 | F1 | Residential | Manufactured Home Moderate Income | New | Appliances | Natural Gas | Clothes Dryer | E2 | RVT - Cost of Equipment | 23.1457 | 23.2178 | 23.3783 | 23.5097 | 23.4459 | 23.5396 | 23.764 | 23.9491 | 24.1717 | 24.387 | 24.6045 | 24.81 | 25.0274 | 25.2545 | 25.4717 | 25.6962 | 25.9219 | 26.1641 | 26.3984 | 26.624 | 26.8212 | 27.0044 | 27.1431 | 27.2657 | 27.3371 | 27.3777 | 27.3989 | 27.3945 | 27.3568 | 27.2956 | 27.1907 | 27.0655 | 26.9039
F1_Residential_Manufactured Home Moderate Income_New_Appliances_Natural Gas_Clothes Dryer_E3 | F1 | Residential | Manufactured Home Moderate Income | New | Appliances | Natural Gas | Clothes Dryer | E3 | RVT - Cost of Equipment | 0 | 0 | 0 | 0 | 0 | 0 | 0 | 0 | 0 | 0 | 0 | 0 | 0 | 0 | 0 | 0 | 0 | 0 | 0 | 0 | 0 | 0 | 0 | 0 | 0 | 0 | 0 | 0 | 0 | 0 | 0 | 0 | 0
F1_Residential_Manufactured Home Moderate Income_New_Appliances_Natural Gas_Clothes Dryer_E4 | F1 | Residential | Manufactured Home Moderate Income | New | Appliances | Natural Gas | Clothes Dryer | E4 | RVT - Cost of Equipment | 0 | 0 | 0 | 0 | 0 | 0 | 0 | 0 | 0 | 0 | 0 | 0 | 0 | 0 | 0 | 0 | 0 | 0 | 0 | 0 | 0 | 0 | 0 | 0 | 0 | 0 | 0 | 0 | 0 | 0 | 0 | 0 | 0
F1_Residential_Manufactured Home Moderate Income_New_Appliances_Natural Gas_Clothes Dryer_E5 | F1 | Residential | Manufactured Home Moderate Income | New | Appliances | Natural Gas | Clothes Dryer | E5 | RVT - Cost of Equipment | 0 | 0 | 0 | 0 | 0 | 0 | 0 | 0 | 0 | 0 | 0 | 0 | 0 | 0 | 0 | 0 | 0 | 0 | 0 | 0 | 0 | 0 | 0 | 0 | 0 | 0 | 0 | 0 | 0 | 0 | 0 | 0 | 0
F1_Residential_Manufactured Home Moderate Income_New_Appliances_Natural Gas_Clothes Dryer_E6 | F1 | Residential | Manufactured Home Moderate Income | New | Appliances | Natural Gas | Clothes Dryer | E6 | RVT - Cost of Equipment | 0 | 0 | 0 | 0 | 0 | 0 | 0 | 0 | 0 | 0 | 0 | 0 | 0 | 0 | 0 | 0 | 0 | 0 | 0 | 0 | 0 | 0 | 0 | 0 | 0 | 0 | 0 | 0 | 0 | 0 | 0 | 0 | 0
F1_Residential_Manufactured Home Moderate Income_New_Appliances_Natural Gas_Clothes Dryer_E7 | F1 | Residential | Manufactured Home Moderate Income | New | Appliances | Natural Gas | Clothes Dryer | E7 | RVT - Cost of Equipment | 0 | 0 | 0 | 0 | 0 | 0 | 0 | 0 | 0 | 0 | 0 | 0 | 0 | 0 | 0 | 0 | 0 | 0 | 0 | 0 | 0 | 0 | 0 | 0 | 0 | 0 | 0 | 0 | 0 | 0 | 0 | 0 | 0
F1_Residential_Manufactured Home Moderate Income_New_Appliances_Natural Gas_Clothes Dryer_E8 | F1 | Residential | Manufactured Home Moderate Income | New | Appliances | Natural Gas | Clothes Dryer | E8 | RVT - Cost of Equipment | 0 | 0 | 0 | 0 | 0 | 0 | 0 | 0 | 0 | 0 | 0 | 0 | 0 | 0 | 0 | 0 | 0 | 0 | 0 | 0 | 0 | 0 | 0 | 0 | 0 | 0 | 0 | 0 | 0 | 0 | 0 | 0 | 0
F1_Residential_Manufactured Home Moderate Income_New_Appliances_Natural Gas_Clothes Dryer_E9 | F1 | Residential | Manufactured Home Moderate Income | New | Appliances | Natural Gas | Clothes Dryer | E9 | RVT - Cost of Equipment | 0 | 0 | 0 | 0 | 0 | 0 | 0 | 0 | 0 | 0 | 0 | 0 | 0 | 0 | 0 | 0 | 0 | 0 | 0 | 0 | 0 | 0 | 0 | 0 | 0 | 0 | 0 | 0 | 0 | 0 | 0 | 0 | 0
F1_Residential_Manufactured Home Moderate Income_New_Appliances_Natural Gas_Clothes Dryer_E10 | F1 | Residential | Manufactured Home Moderate Income | New | Appliances | Natural Gas | Clothes Dryer | E10 | RVT - Cost of Equipment | 0 | 0 | 0 | 0 | 0 | 0 | 0 | 0 | 0 | 0 | 0 | 0 | 0 | 0 | 0 | 0 | 0 | 0 | 0 | 0 | 0 | 0 | 0 | 0 | 0 | 0 | 0 | 0 | 0 | 0 | 0 | 0 | 0
F2_Residential_Manufactured Home Moderate Income_New_Appliances_Natural Gas_Clothes Dryer_E1 | F2 | Residential | Manufactured Home Moderate Income | New | Appliances | Natural Gas | Clothes Dryer | E1 | RVT - Cost of Operation | 17.5026 | 17.5301 | 17.6289 | 17.7084 | 17.641 | 17.74 | 17.9774 | 18.1731 | 18.4084 | 18.6361 | 18.866 | 19.0833 | 19.3131 | 19.5532 | 19.7829 | 20.0202 | 20.2589 | 20.515 | 20.7657 | 21.0105 | 21.2287 | 21.4357 | 21.5996 | 21.7507 | 21.852 | 21.9216 | 21.9716 | 21.9955 | 21.9851 | 21.9509 | 21.8716 | 21.7718 | 21.6347
F2_Residential_Manufactured Home Moderate Income_New_Appliances_Natural Gas_Clothes Dryer_E2 | F2 | Residential | Manufactured Home Moderate Income | New | Appliances | Natural Gas | Clothes Dryer | E2 | RVT - Cost of Operation | 16.5273 | 16.5533 | 16.6466 | 16.7217 | 16.658 | 16.7515 | 16.9756 | 17.1604 | 17.3826 | 17.5976 | 17.8147 | 18.0199 | 18.237 | 18.4637 | 18.6805 | 18.9047 | 19.13 | 19.3718 | 19.6086 | 19.8398 | 20.0458 | 20.2413 | 20.3961 | 20.5387 | 20.6343 | 20.7001 | 20.7473 | 20.7699 | 20.7601 | 20.7278 | 20.6529 | 20.5586 | 20.4291
F2_Residential_Manufactured Home Moderate Income_New_Appliances_Natural Gas_Clothes Dryer_E3 | F2 | Residential | Manufactured Home Moderate Income | New | Appliances | Natural Gas | Clothes Dryer | E3 | RVT - Cost of Operation | 0 | 0 | 0 | 0 | 0 | 0 | 0 | 0 | 0 | 0 | 0 | 0 | 0 | 0 | 0 | 0 | 0 | 0 | 0 | 0 | 0 | 0 | 0 | 0 | 0 | 0 | 0 | 0 | 0 | 0 | 0 | 0 | 0
F2_Residential_Manufactured Home Moderate Income_New_Appliances_Natural Gas_Clothes Dryer_E4 | F2 | Residential | Manufactured Home Moderate Income | New | Appliances | Natural Gas | Clothes Dryer | E4 | RVT - Cost of Operation | 0 | 0 | 0 | 0 | 0 | 0 | 0 | 0 | 0 | 0 | 0 | 0 | 0 | 0 | 0 | 0 | 0 | 0 | 0 | 0 | 0 | 0 | 0 | 0 | 0 | 0 | 0 | 0 | 0 | 0 | 0 | 0 | 0
F2_Residential_Manufactured Home Moderate Income_New_Appliances_Natural Gas_Clothes Dryer_E5 | F2 | Residential | Manufactured Home Moderate Income | New | Appliances | Natural Gas | Clothes Dryer | E5 | RVT - Cost of Operation | 0 | 0 | 0 | 0 | 0 | 0 | 0 | 0 | 0 | 0 | 0 | 0 | 0 | 0 | 0 | 0 | 0 | 0 | 0 | 0 | 0 | 0 | 0 | 0 | 0 | 0 | 0 | 0 | 0 | 0 | 0 | 0 | 0
F2_Residential_Manufactured Home Moderate Income_New_Appliances_Natural Gas_Clothes Dryer_E6 | F2 | Residential | Manufactured Home Moderate Income | New | Appliances | Natural Gas | Clothes Dryer | E6 | RVT - Cost of Operation | 0 | 0 | 0 | 0 | 0 | 0 | 0 | 0 | 0 | 0 | 0 | 0 | 0 | 0 | 0 | 0 | 0 | 0 | 0 | 0 | 0 | 0 | 0 | 0 | 0 | 0 | 0 | 0 | 0 | 0 | 0 | 0 | 0
F2_Residential_Manufactured Home Moderate Income_New_Appliances_Natural Gas_Clothes Dryer_E7 | F2 | Residential | Manufactured Home Moderate Income | New | Appliances | Natural Gas | Clothes Dryer | E7 | RVT - Cost of Operation | 0 | 0 | 0 | 0 | 0 | 0 | 0 | 0 | 0 | 0 | 0 | 0 | 0 | 0 | 0 | 0 | 0 | 0 | 0 | 0 | 0 | 0 | 0 | 0 | 0 | 0 | 0 | 0 | 0 | 0 | 0 | 0 | 0
F2_Residential_Manufactured Home Moderate Income_New_Appliances_Natural Gas_Clothes Dryer_E8 | F2 | Residential | Manufactured Home Moderate Income | New | Appliances | Natural Gas | Clothes Dryer | E8 | RVT - Cost of Operation | 0 | 0 | 0 | 0 | 0 | 0 | 0 | 0 | 0 | 0 | 0 | 0 | 0 | 0 | 0 | 0 | 0 | 0 | 0 | 0 | 0 | 0 | 0 | 0 | 0 | 0 | 0 | 0 | 0 | 0 | 0 | 0 | 0
F2_Residential_Manufactured Home Moderate Income_New_Appliances_Natural Gas_Clothes Dryer_E9 | F2 | Residential | Manufactured Home Moderate Income | New | Appliances | Natural Gas | Clothes Dryer | E9 | RVT - Cost of Operation | 0 | 0 | 0 | 0 | 0 | 0 | 0 | 0 | 0 | 0 | 0 | 0 | 0 | 0 | 0 | 0 | 0 | 0 | 0 | 0 | 0 | 0 | 0 | 0 | 0 | 0 | 0 | 0 | 0 | 0 | 0 | 0 | 0
F2_Residential_Manufactured Home Moderate Income_New_Appliances_Natural Gas_Clothes Dryer_E10 | F2 | Residential | Manufactured Home Moderate Income | New | Appliances | Natural Gas | Clothes Dryer | E10 | RVT - Cost of Operation | 0 | 0 | 0 | 0 | 0 | 0 | 0 | 0 | 0 | 0 | 0 | 0 | 0 | 0 | 0 | 0 | 0 | 0 | 0 | 0 | 0 | 0 | 0 | 0 | 0 | 0 | 0 | 0 | 0 | 0 | 0 | 0 | 0
F3_Residential_Manufactured Home Moderate Income_New_Appliances_Natural Gas_Clothes Dryer_E1 | F3 | Residential | Manufactured Home Moderate Income | New | Appliances | Natural Gas | Clothes Dryer | E1 | System - kBTUs of Consumption | 71.2482 | 71.2482 | 71.2482 | 71.2482 | 71.2482 | 71.2482 | 71.2482 | 71.2482 | 71.2482 | 71.2482 | 71.2482 | 71.2482 | 71.2482 | 71.2482 | 71.2482 | 71.2482 | 71.2482 | 71.2482 | 71.2482 | 71.2482 | 71.2482 | 71.2482 | 71.2482 | 71.2482 | 71.2482 | 71.2482 | 71.2482 | 71.2482 | 71.2482 | 71.2482 | 71.2482 | 71.2482 | 71.2482
F3_Residential_Manufactured Home Moderate Income_New_Appliances_Natural Gas_Clothes Dryer_E2 | F3 | Residential | Manufactured Home Moderate Income | New | Appliances | Natural Gas | Clothes Dryer | E2 | System - kBTUs of Consumption | 76.5063 | 76.5063 | 76.5063 | 76.5063 | 76.5063 | 76.5063 | 76.5063 | 76.5063 | 76.5063 | 76.5063 | 76.5063 | 76.5063 | 76.5063 | 76.5063 | 76.5063 | 76.5063 | 76.5063 | 76.5063 | 76.5063 | 76.5063 | 76.5063 | 76.5063 | 76.5063 | 76.5063 | 76.5063 | 76.5063 | 76.5063 | 76.5063 | 76.5063 | 76.5063 | 76.5063 | 76.5063 | 76.5063
F3_Residential_Manufactured Home Moderate Income_New_Appliances_Natural Gas_Clothes Dryer_E3 | F3 | Residential | Manufactured Home Moderate Income | New | Appliances | Natural Gas | Clothes Dryer | E3 | System - kBTUs of Consumption | 0 | 0 | 0 | 0 | 0 | 0 | 0 | 0 | 0 | 0 | 0 | 0 | 0 | 0 | 0 | 0 | 0 | 0 | 0 | 0 | 0 | 0 | 0 | 0 | 0 | 0 | 0 | 0 | 0 | 0 | 0 | 0 | 0
F3_Residential_Manufactured Home Moderate Income_New_Appliances_Natural Gas_Clothes Dryer_E4 | F3 | Residential | Manufactured Home Moderate Income | New | Appliances | Natural Gas | Clothes Dryer | E4 | System - kBTUs of Consumption | 0 | 0 | 0 | 0 | 0 | 0 | 0 | 0 | 0 | 0 | 0 | 0 | 0 | 0 | 0 | 0 | 0 | 0 | 0 | 0 | 0 | 0 | 0 | 0 | 0 | 0 | 0 | 0 | 0 | 0 | 0 | 0 | 0
F3_Residential_Manufactured Home Moderate Income_New_Appliances_Natural Gas_Clothes Dryer_E5 | F3 | Residential | Manufactured Home Moderate Income | New | Appliances | Natural Gas | Clothes Dryer | E5 | System - kBTUs of Consumption | 0 | 0 | 0 | 0 | 0 | 0 | 0 | 0 | 0 | 0 | 0 | 0 | 0 | 0 | 0 | 0 | 0 | 0 | 0 | 0 | 0 | 0 | 0 | 0 | 0 | 0 | 0 | 0 | 0 | 0 | 0 | 0 | 0
F3_Residential_Manufactured Home Moderate Income_New_Appliances_Natural Gas_Clothes Dryer_E6 | F3 | Residential | Manufactured Home Moderate Income | New | Appliances | Natural Gas | Clothes Dryer | E6 | System - kBTUs of Consumption | 0 | 0 | 0 | 0 | 0 | 0 | 0 | 0 | 0 | 0 | 0 | 0 | 0 | 0 | 0 | 0 | 0 | 0 | 0 | 0 | 0 | 0 | 0 | 0 | 0 | 0 | 0 | 0 | 0 | 0 | 0 | 0 | 0
F3_Residential_Manufactured Home Moderate Income_New_Appliances_Natural Gas_Clothes Dryer_E7 | F3 | Residential | Manufactured Home Moderate Income | New | Appliances | Natural Gas | Clothes Dryer | E7 | System - kBTUs of Consumption | 0 | 0 | 0 | 0 | 0 | 0 | 0 | 0 | 0 | 0 | 0 | 0 | 0 | 0 | 0 | 0 | 0 | 0 | 0 | 0 | 0 | 0 | 0 | 0 | 0 | 0 | 0 | 0 | 0 | 0 | 0 | 0 | 0
F3_Residential_Manufactured Home Moderate Income_New_Appliances_Natural Gas_Clothes Dryer_E8 | F3 | Residential | Manufactured Home Moderate Income | New | Appliances | Natural Gas | Clothes Dryer | E8 | System - kBTUs of Consumption | 0 | 0 | 0 | 0 | 0 | 0 | 0 | 0 | 0 | 0 | 0 | 0 | 0 | 0 | 0 | 0 | 0 | 0 | 0 | 0 | 0 | 0 | 0 | 0 | 0 | 0 | 0 | 0 | 0 | 0 | 0 | 0 | 0
F3_Residential_Manufactured Home Moderate Income_New_Appliances_Natural Gas_Clothes Dryer_E9 | F3 | Residential | Manufactured Home Moderate Income | New | Appliances | Natural Gas | Clothes Dryer | E9 | System - kBTUs of Consumption | 0 | 0 | 0 | 0 | 0 | 0 | 0 | 0 | 0 | 0 | 0 | 0 | 0 | 0 | 0 | 0 | 0 | 0 | 0 | 0 | 0 | 0 | 0 | 0 | 0 | 0 | 0 | 0 | 0 | 0 | 0 | 0 | 0
F3_Residential_Manufactured Home Moderate Income_New_Appliances_Natural Gas_Clothes Dryer_E10 | F3 | Residential | Manufactured Home Moderate Income | New | Appliances | Natural Gas | Clothes Dryer | E10 | System - kBTUs of Consumption | 0 | 0 | 0 | 0 | 0 | 0 | 0 | 0 | 0 | 0 | 0 | 0 | 0 | 0 | 0 | 0 | 0 | 0 | 0 | 0 | 0 | 0 | 0 | 0 | 0 | 0 | 0 | 0 | 0 | 0 | 0 | 0 | 0
F4_Residential_Manufactured Home Moderate Income_New_Appliances_Natural Gas_Clothes Dryer_E1 | F4 | Residential | Manufactured Home Moderate Income | New | Appliances | Natural Gas | Clothes Dryer | E1 | Utility - Cost of Equipment | 17.5026 | 17.5301 | 17.6289 | 17.7084 | 17.641 | 17.74 | 17.9774 | 18.1731 | 18.4084 | 18.6361 | 18.866 | 19.0833 | 19.3131 | 19.5532 | 19.7829 | 20.0202 | 20.2589 | 20.515 | 20.7657 | 21.0105 | 21.2287 | 21.4357 | 21.5996 | 21.7507 | 21.852 | 21.9216 | 21.9716 | 21.9955 | 21.9851 | 21.9509 | 21.8716 | 21.7718 | 21.6347
F4_Residential_Manufactured Home Moderate Income_New_Appliances_Natural Gas_Clothes Dryer_E2 | F4 | Residential | Manufactured Home Moderate Income | New | Appliances | Natural Gas | Clothes Dryer | E2 | Utility - Cost of Equipment | 16.5273 | 16.5533 | 16.6466 | 16.7217 | 16.658 | 16.7515 | 16.9756 | 17.1604 | 17.3826 | 17.5976 | 17.8147 | 18.0199 | 18.237 | 18.4637 | 18.6805 | 18.9047 | 19.13 | 19.3718 | 19.6086 | 19.8398 | 20.0458 | 20.2413 | 20.3961 | 20.5387 | 20.6343 | 20.7001 | 20.7473 | 20.7699 | 20.7601 | 20.7278 | 20.6529 | 20.5586 | 20.4291
F4_Residential_Manufactured Home Moderate Income_New_Appliances_Natural Gas_Clothes Dryer_E3 | F4 | Residential | Manufactured Home Moderate Income | New | Appliances | Natural Gas | Clothes Dryer | E3 | Utility - Cost of Equipment | 0 | 0 | 0 | 0 | 0 | 0 | 0 | 0 | 0 | 0 | 0 | 0 | 0 | 0 | 0 | 0 | 0 | 0 | 0 | 0 | 0 | 0 | 0 | 0 | 0 | 0 | 0 | 0 | 0 | 0 | 0 | 0 | 0
F4_Residential_Manufactured Home Moderate Income_New_Appliances_Natural Gas_Clothes Dryer_E4 | F4 | Residential | Manufactured Home Moderate Income | New | Appliances | Natural Gas | Clothes Dryer | E4 | Utility - Cost of Equipment | 0 | 0 | 0 | 0 | 0 | 0 | 0 | 0 | 0 | 0 | 0 | 0 | 0 | 0 | 0 | 0 | 0 | 0 | 0 | 0 | 0 | 0 | 0 | 0 | 0 | 0 | 0 | 0 | 0 | 0 | 0 | 0 | 0
F4_Residential_Manufactured Home Moderate Income_New_Appliances_Natural Gas_Clothes Dryer_E5 | F4 | Residential | Manufactured Home Moderate Income | New | Appliances | Natural Gas | Clothes Dryer | E5 | Utility - Cost of Equipment | 0 | 0 | 0 | 0 | 0 | 0 | 0 | 0 | 0 | 0 | 0 | 0 | 0 | 0 | 0 | 0 | 0 | 0 | 0 | 0 | 0 | 0 | 0 | 0 | 0 | 0 | 0 | 0 | 0 | 0 | 0 | 0 | 0
F4_Residential_Manufactured Home Moderate Income_New_Appliances_Natural Gas_Clothes Dryer_E6 | F4 | Residential | Manufactured Home Moderate Income | New | Appliances | Natural Gas | Clothes Dryer | E6 | Utility - Cost of Equipment | 0 | 0 | 0 | 0 | 0 | 0 | 0 | 0 | 0 | 0 | 0 | 0 | 0 | 0 | 0 | 0 | 0 | 0 | 0 | 0 | 0 | 0 | 0 | 0 | 0 | 0 | 0 | 0 | 0 | 0 | 0 | 0 | 0
F4_Residential_Manufactured Home Moderate Income_New_Appliances_Natural Gas_Clothes Dryer_E7 | F4 | Residential | Manufactured Home Moderate Income | New | Appliances | Natural Gas | Clothes Dryer | E7 | Utility - Cost of Equipment | 0 | 0 | 0 | 0 | 0 | 0 | 0 | 0 | 0 | 0 | 0 | 0 | 0 | 0 | 0 | 0 | 0 | 0 | 0 | 0 | 0 | 0 | 0 | 0 | 0 | 0 | 0 | 0 | 0 | 0 | 0 | 0 | 0
F4_Residential_Manufactured Home Moderate Income_New_Appliances_Natural Gas_Clothes Dryer_E8 | F4 | Residential | Manufactured Home Moderate Income | New | Appliances | Natural Gas | Clothes Dryer | E8 | Utility - Cost of Equipment | 0 | 0 | 0 | 0 | 0 | 0 | 0 | 0 | 0 | 0 | 0 | 0 | 0 | 0 | 0 | 0 | 0 | 0 | 0 | 0 | 0 | 0 | 0 | 0 | 0 | 0 | 0 | 0 | 0 | 0 | 0 | 0 | 0
F4_Residential_Manufactured Home Moderate Income_New_Appliances_Natural Gas_Clothes Dryer_E9 | F4 | Residential | Manufactured Home Moderate Income | New | Appliances | Natural Gas | Clothes Dryer | E9 | Utility - Cost of Equipment | 0 | 0 | 0 | 0 | 0 | 0 | 0 | 0 | 0 | 0 | 0 | 0 | 0 | 0 | 0 | 0 | 0 | 0 | 0 | 0 | 0 | 0 | 0 | 0 | 0 | 0 | 0 | 0 | 0 | 0 | 0 | 0 | 0
F4_Residential_Manufactured Home Moderate Income_New_Appliances_Natural Gas_Clothes Dryer_E10 | F4 | Residential | Manufactured Home Moderate Income | New | Appliances | Natural Gas | Clothes Dryer | E10 | Utility - Cost of Equipment | 0 | 0 | 0 | 0 | 0 | 0 | 0 | 0 | 0 | 0 | 0 | 0 | 0 | 0 | 0 | 0 | 0 | 0 | 0 | 0 | 0 | 0 | 0 | 0 | 0 | 0 | 0 | 0 | 0 | 0 | 0 | 0 | 0
F5_Residential_Manufactured Home Moderate Income_New_Appliances_Natural Gas_Clothes Dryer_E1 | F5 | Residential | Manufactured Home Moderate Income | New | Appliances | Natural Gas | Clothes Dryer | E1 | Utility - Cost of Operation | 71.2482 | 71.2482 | 71.2482 | 71.2482 | 71.2482 | 71.2482 | 71.2482 | 71.2482 | 71.2482 | 71.2482 | 71.2482 | 71.2482 | 71.2482 | 71.2482 | 71.2482 | 71.2482 | 71.2482 | 71.2482 | 71.2482 | 71.2482 | 71.2482 | 71.2482 | 71.2482 | 71.2482 | 71.2482 | 71.2482 | 71.2482 | 71.2482 | 71.2482 | 71.2482 | 71.2482 | 71.2482 | 71.2482
F5_Residential_Manufactured Home Moderate Income_New_Appliances_Natural Gas_Clothes Dryer_E2 | F5 | Residential | Manufactured Home Moderate Income | New | Appliances | Natural Gas | Clothes Dryer | E2 | Utility - Cost of Operation | 76.5063 | 76.5063 | 76.5063 | 76.5063 | 76.5063 | 76.5063 | 76.5063 | 76.5063 | 76.5063 | 76.5063 | 76.5063 | 76.5063 | 76.5063 | 76.5063 | 76.5063 | 76.5063 | 76.5063 | 76.5063 | 76.5063 | 76.5063 | 76.5063 | 76.5063 | 76.5063 | 76.5063 | 76.5063 | 76.5063 | 76.5063 | 76.5063 | 76.5063 | 76.5063 | 76.5063 | 76.5063 | 76.5063
F5_Residential_Manufactured Home Moderate Income_New_Appliances_Natural Gas_Clothes Dryer_E3 | F5 | Residential | Manufactured Home Moderate Income | New | Appliances | Natural Gas | Clothes Dryer | E3 | Utility - Cost of Operation | 0 | 0 | 0 | 0 | 0 | 0 | 0 | 0 | 0 | 0 | 0 | 0 | 0 | 0 | 0 | 0 | 0 | 0 | 0 | 0 | 0 | 0 | 0 | 0 | 0 | 0 | 0 | 0 | 0 | 0 | 0 | 0 | 0
F5_Residential_Manufactured Home Moderate Income_New_Appliances_Natural Gas_Clothes Dryer_E4 | F5 | Residential | Manufactured Home Moderate Income | New | Appliances | Natural Gas | Clothes Dryer | E4 | Utility - Cost of Operation | 0 | 0 | 0 | 0 | 0 | 0 | 0 | 0 | 0 | 0 | 0 | 0 | 0 | 0 | 0 | 0 | 0 | 0 | 0 | 0 | 0 | 0 | 0 | 0 | 0 | 0 | 0 | 0 | 0 | 0 | 0 | 0 | 0
F5_Residential_Manufactured Home Moderate Income_New_Appliances_Natural Gas_Clothes Dryer_E5 | F5 | Residential | Manufactured Home Moderate Income | New | Appliances | Natural Gas | Clothes Dryer | E5 | Utility - Cost of Operation | 0 | 0 | 0 | 0 | 0 | 0 | 0 | 0 | 0 | 0 | 0 | 0 | 0 | 0 | 0 | 0 | 0 | 0 | 0 | 0 | 0 | 0 | 0 | 0 | 0 | 0 | 0 | 0 | 0 | 0 | 0 | 0 | 0
F5_Residential_Manufactured Home Moderate Income_New_Appliances_Natural Gas_Clothes Dryer_E6 | F5 | Residential | Manufactured Home Moderate Income | New | Appliances | Natural Gas | Clothes Dryer | E6 | Utility - Cost of Operation | 0 | 0 | 0 | 0 | 0 | 0 | 0 | 0 | 0 | 0 | 0 | 0 | 0 | 0 | 0 | 0 | 0 | 0 | 0 | 0 | 0 | 0 | 0 | 0 | 0 | 0 | 0 | 0 | 0 | 0 | 0 | 0 | 0
F5_Residential_Manufactured Home Moderate Income_New_Appliances_Natural Gas_Clothes Dryer_E7 | F5 | Residential | Manufactured Home Moderate Income | New | Appliances | Natural Gas | Clothes Dryer | E7 | Utility - Cost of Operation | 0 | 0 | 0 | 0 | 0 | 0 | 0 | 0 | 0 | 0 | 0 | 0 | 0 | 0 | 0 | 0 | 0 | 0 | 0 | 0 | 0 | 0 | 0 | 0 | 0 | 0 | 0 | 0 | 0 | 0 | 0 | 0 | 0
F5_Residential_Manufactured Home Moderate Income_New_Appliances_Natural Gas_Clothes Dryer_E8 | F5 | Residential | Manufactured Home Moderate Income | New | Appliances | Natural Gas | Clothes Dryer | E8 | Utility - Cost of Operation | 0 | 0 | 0 | 0 | 0 | 0 | 0 | 0 | 0 | 0 | 0 | 0 | 0 | 0 | 0 | 0 | 0 | 0 | 0 | 0 | 0 | 0 | 0 | 0 | 0 | 0 | 0 | 0 | 0 | 0 | 0 | 0 | 0
F5_Residential_Manufactured Home Moderate Income_New_Appliances_Natural Gas_Clothes Dryer_E9 | F5 | Residential | Manufactured Home Moderate Income | New | Appliances | Natural Gas | Clothes Dryer | E9 | Utility - Cost of Operation | 0 | 0 | 0 | 0 | 0 | 0 | 0 | 0 | 0 | 0 | 0 | 0 | 0 | 0 | 0 | 0 | 0 | 0 | 0 | 0 | 0 | 0 | 0 | 0 | 0 | 0 | 0 | 0 | 0 | 0 | 0 | 0 | 0
F5_Residential_Manufactured Home Moderate Income_New_Appliances_Natural Gas_Clothes Dryer_E10 | F5 | Residential | Manufactured Home Moderate Income | New | Appliances | Natural Gas | Clothes Dryer | E10 | Utility - Cost of Operation | 0 | 0 | 0 | 0 | 0 | 0 | 0 | 0 | 0 | 0 | 0 | 0 | 0 | 0 | 0 | 0 | 0 | 0 | 0 | 0 | 0 | 0 | 0 | 0 | 0 | 0 | 0 | 0 | 0 | 0 | 0 | 0 | 0
F6_Residential_Manufactured Home Moderate Income_New_Appliances_Natural Gas_Clothes Dryer_E1 | F6 | Residential | Manufactured Home Moderate Income | New | Appliances | Natural Gas | Clothes Dryer | E1 | Utility - Value of Sales | 15.6054 | 15.704 | 15.8395 | 15.9501 | 15.9501 | 15.9501 | 15.9501 | 15.9501 | 15.9501 | 15.9501 | 15.9501 | 15.9501 | 15.9501 | 15.9501 | 15.9501 | 15.9501 | 15.9501 | 15.9501 | 15.9501 | 15.9501 | 15.9501 | 15.9501 | 15.9501 | 15.9501 | 15.9501 | 15.9501 | 15.9501 | 15.9501 | 15.9501 | 15.9501 | 15.9501 | 15.9501 | 15.9501
F6_Residential_Manufactured Home Moderate Income_New_Appliances_Natural Gas_Clothes Dryer_E2 | F6 | Residential | Manufactured Home Moderate Income | New | Appliances | Natural Gas | Clothes Dryer | E2 | Utility - Value of Sales | 14.7358 | 14.829 | 14.9568 | 15.0614 | 15.0614 | 15.0614 | 15.0614 | 15.0614 | 15.0614 | 15.0614 | 15.0614 | 15.0614 | 15.0614 | 15.0614 | 15.0614 | 15.0614 | 15.0614 | 15.0614 | 15.0614 | 15.0614 | 15.0614 | 15.0614 | 15.0614 | 15.0614 | 15.0614 | 15.0614 | 15.0614 | 15.0614 | 15.0614 | 15.0614 | 15.0614 | 15.0614 | 15.0614
F6_Residential_Manufactured Home Moderate Income_New_Appliances_Natural Gas_Clothes Dryer_E3 | F6 | Residential | Manufactured Home Moderate Income | New | Appliances | Natural Gas | Clothes Dryer | E3 | Utility - Value of Sales | 0 | 0 | 0 | 0 | 0 | 0 | 0 | 0 | 0 | 0 | 0 | 0 | 0 | 0 | 0 | 0 | 0 | 0 | 0 | 0 | 0 | 0 | 0 | 0 | 0 | 0 | 0 | 0 | 0 | 0 | 0 | 0 | 0
F6_Residential_Manufactured Home Moderate Income_New_Appliances_Natural Gas_Clothes Dryer_E4 | F6 | Residential | Manufactured Home Moderate Income | New | Appliances | Natural Gas | Clothes Dryer | E4 | Utility - Value of Sales | 0 | 0 | 0 | 0 | 0 | 0 | 0 | 0 | 0 | 0 | 0 | 0 | 0 | 0 | 0 | 0 | 0 | 0 | 0 | 0 | 0 | 0 | 0 | 0 | 0 | 0 | 0 | 0 | 0 | 0 | 0 | 0 | 0
F6_Residential_Manufactured Home Moderate Income_New_Appliances_Natural Gas_Clothes Dryer_E5 | F6 | Residential | Manufactured Home Moderate Income | New | Appliances | Natural Gas | Clothes Dryer | E5 | Utility - Value of Sales | 0 | 0 | 0 | 0 | 0 | 0 | 0 | 0 | 0 | 0 | 0 | 0 | 0 | 0 | 0 | 0 | 0 | 0 | 0 | 0 | 0 | 0 | 0 | 0 | 0 | 0 | 0 | 0 | 0 | 0 | 0 | 0 | 0
F6_Residential_Manufactured Home Moderate Income_New_Appliances_Natural Gas_Clothes Dryer_E6 | F6 | Residential | Manufactured Home Moderate Income | New | Appliances | Natural Gas | Clothes Dryer | E6 | Utility - Value of Sales | 0 | 0 | 0 | 0 | 0 | 0 | 0 | 0 | 0 | 0 | 0 | 0 | 0 | 0 | 0 | 0 | 0 | 0 | 0 | 0 | 0 | 0 | 0 | 0 | 0 | 0 | 0 | 0 | 0 | 0 | 0 | 0 | 0
F6_Residential_Manufactured Home Moderate Income_New_Appliances_Natural Gas_Clothes Dryer_E7 | F6 | Residential | Manufactured Home Moderate Income | New | Appliances | Natural Gas | Clothes Dryer | E7 | Utility - Value of Sales | 0 | 0 | 0 | 0 | 0 | 0 | 0 | 0 | 0 | 0 | 0 | 0 | 0 | 0 | 0 | 0 | 0 | 0 | 0 | 0 | 0 | 0 | 0 | 0 | 0 | 0 | 0 | 0 | 0 | 0 | 0 | 0 | 0
F6_Residential_Manufactured Home Moderate Income_New_Appliances_Natural Gas_Clothes Dryer_E8 | F6 | Residential | Manufactured Home Moderate Income | New | Appliances | Natural Gas | Clothes Dryer | E8 | Utility - Value of Sales | 0 | 0 | 0 | 0 | 0 | 0 | 0 | 0 | 0 | 0 | 0 | 0 | 0 | 0 | 0 | 0 | 0 | 0 | 0 | 0 | 0 | 0 | 0 | 0 | 0 | 0 | 0 | 0 | 0 | 0 | 0 | 0 | 0
F6_Residential_Manufactured Home Moderate Income_New_Appliances_Natural Gas_Clothes Dryer_E9 | F6 | Residential | Manufactured Home Moderate Income | New | Appliances | Natural Gas | Clothes Dryer | E9 | Utility - Value of Sales | 0 | 0 | 0 | 0 | 0 | 0 | 0 | 0 | 0 | 0 | 0 | 0 | 0 | 0 | 0 | 0 | 0 | 0 | 0 | 0 | 0 | 0 | 0 | 0 | 0 | 0 | 0 | 0 | 0 | 0 | 0 | 0 | 0
F6_Residential_Manufactured Home Moderate Income_New_Appliances_Natural Gas_Clothes Dryer_E10 | F6 | Residential | Manufactured Home Moderate Income | New | Appliances | Natural Gas | Clothes Dryer | E10 | Utility - Value of Sales | 0 | 0 | 0 | 0 | 0 | 0 | 0 | 0 | 0 | 0 | 0 | 0 | 0 | 0 | 0 | 0 | 0 | 0 | 0 | 0 | 0 | 0 | 0 | 0 | 0 | 0 | 0 | 0 | 0 | 0 | 0 | 0 | 0
F1_Residential_Manufactured Home Moderate Income_New_Appliances_Natural Gas_Stove/Oven_E1 | F1 | Residential | Manufactured Home Moderate Income | New | Appliances | Natural Gas | Stove/Oven | E1 | RVT - Cost of Equipment | 23.5208 | 23.594 | 23.7571 | 23.8906 | 23.8259 | 23.921 | 24.1491 | 24.3372 | 24.5634 | 24.7822 | 25.0032 | 25.212 | 25.4329 | 25.6637 | 25.8844 | 26.1126 | 26.3419 | 26.5881 | 26.8261 | 27.0554 | 27.2558 | 27.442 | 27.583 | 27.7076 | 27.7801 | 27.8214 | 27.8429 | 27.8384 | 27.8001 | 27.7379 | 27.6314 | 27.5041 | 27.3399
F1_Residential_Manufactured Home Moderate Income_New_Appliances_Natural Gas_Stove/Oven_E2 | F1 | Residential | Manufactured Home Moderate Income | New | Appliances | Natural Gas | Stove/Oven | E2 | RVT - Cost of Equipment | 17.6664 | 17.7215 | 17.844 | 17.9443 | 17.8956 | 17.9671 | 18.1384 | 18.2797 | 18.4495 | 18.6139 | 18.7799 | 18.9368 | 19.1027 | 19.276 | 19.4418 | 19.6131 | 19.7854 | 19.9703 | 20.1491 | 20.3213 | 20.4719 | 20.6117 | 20.7176 | 20.8111 | 20.8656 | 20.8966 | 20.9128 | 20.9094 | 20.8807 | 20.8339 | 20.7539 | 20.6583 | 20.535
F1_Residential_Manufactured Home Moderate Income_New_Appliances_Natural Gas_Stove/Oven_E3 | F1 | Residential | Manufactured Home Moderate Income | New | Appliances | Natural Gas | Stove/Oven | E3 | RVT - Cost of Equipment | 0 | 0 | 0 | 0 | 0 | 0 | 0 | 0 | 0 | 0 | 0 | 0 | 0 | 0 | 0 | 0 | 0 | 0 | 0 | 0 | 0 | 0 | 0 | 0 | 0 | 0 | 0 | 0 | 0 | 0 | 0 | 0 | 0
F1_Residential_Manufactured Home Moderate Income_New_Appliances_Natural Gas_Stove/Oven_E4 | F1 | Residential | Manufactured Home Moderate Income | New | Appliances | Natural Gas | Stove/Oven | E4 | RVT - Cost of Equipment | 0 | 0 | 0 | 0 | 0 | 0 | 0 | 0 | 0 | 0 | 0 | 0 | 0 | 0 | 0 | 0 | 0 | 0 | 0 | 0 | 0 | 0 | 0 | 0 | 0 | 0 | 0 | 0 | 0 | 0 | 0 | 0 | 0
F1_Residential_Manufactured Home Moderate Income_New_Appliances_Natural Gas_Stove/Oven_E5 | F1 | Residential | Manufactured Home Moderate Income | New | Appliances | Natural Gas | Stove/Oven | E5 | RVT - Cost of Equipment | 0 | 0 | 0 | 0 | 0 | 0 | 0 | 0 | 0 | 0 | 0 | 0 | 0 | 0 | 0 | 0 | 0 | 0 | 0 | 0 | 0 | 0 | 0 | 0 | 0 | 0 | 0 | 0 | 0 | 0 | 0 | 0 | 0
F1_Residential_Manufactured Home Moderate Income_New_Appliances_Natural Gas_Stove/Oven_E6 | F1 | Residential | Manufactured Home Moderate Income | New | Appliances | Natural Gas | Stove/Oven | E6 | RVT - Cost of Equipment | 0 | 0 | 0 | 0 | 0 | 0 | 0 | 0 | 0 | 0 | 0 | 0 | 0 | 0 | 0 | 0 | 0 | 0 | 0 | 0 | 0 | 0 | 0 | 0 | 0 | 0 | 0 | 0 | 0 | 0 | 0 | 0 | 0
F1_Residential_Manufactured Home Moderate Income_New_Appliances_Natural Gas_Stove/Oven_E7 | F1 | Residential | Manufactured Home Moderate Income | New | Appliances | Natural Gas | Stove/Oven | E7 | RVT - Cost of Equipment | 0 | 0 | 0 | 0 | 0 | 0 | 0 | 0 | 0 | 0 | 0 | 0 | 0 | 0 | 0 | 0 | 0 | 0 | 0 | 0 | 0 | 0 | 0 | 0 | 0 | 0 | 0 | 0 | 0 | 0 | 0 | 0 | 0
F1_Residential_Manufactured Home Moderate Income_New_Appliances_Natural Gas_Stove/Oven_E8 | F1 | Residential | Manufactured Home Moderate Income | New | Appliances | Natural Gas | Stove/Oven | E8 | RVT - Cost of Equipment | 0 | 0 | 0 | 0 | 0 | 0 | 0 | 0 | 0 | 0 | 0 | 0 | 0 | 0 | 0 | 0 | 0 | 0 | 0 | 0 | 0 | 0 | 0 | 0 | 0 | 0 | 0 | 0 | 0 | 0 | 0 | 0 | 0
F1_Residential_Manufactured Home Moderate Income_New_Appliances_Natural Gas_Stove/Oven_E9 | F1 | Residential | Manufactured Home Moderate Income | New | Appliances | Natural Gas | Stove/Oven | E9 | RVT - Cost of Equipment | 0 | 0 | 0 | 0 | 0 | 0 | 0 | 0 | 0 | 0 | 0 | 0 | 0 | 0 | 0 | 0 | 0 | 0 | 0 | 0 | 0 | 0 | 0 | 0 | 0 | 0 | 0 | 0 | 0 | 0 | 0 | 0 | 0
F1_Residential_Manufactured Home Moderate Income_New_Appliances_Natural Gas_Stove/Oven_E10 | F1 | Residential | Manufactured Home Moderate Income | New | Appliances | Natural Gas | Stove/Oven | E10 | RVT - Cost of Equipment | 0 | 0 | 0 | 0 | 0 | 0 | 0 | 0 | 0 | 0 | 0 | 0 | 0 | 0 | 0 | 0 | 0 | 0 | 0 | 0 | 0 | 0 | 0 | 0 | 0 | 0 | 0 | 0 | 0 | 0 | 0 | 0 | 0
F2_Residential_Manufactured Home Moderate Income_New_Appliances_Natural Gas_Stove/Oven_E1 | F2 | Residential | Manufactured Home Moderate Income | New | Appliances | Natural Gas | Stove/Oven | E1 | RVT - Cost of Operation | 16.7951 | 16.8215 | 16.9164 | 16.9927 | 16.928 | 17.023 | 17.2507 | 17.4385 | 17.6643 | 17.8828 | 18.1034 | 18.3119 | 18.5325 | 18.7629 | 18.9832 | 19.211 | 19.44 | 19.6857 | 19.9263 | 20.1612 | 20.3706 | 20.5693 | 20.7266 | 20.8715 | 20.9687 | 21.0355 | 21.0835 | 21.1064 | 21.0965 | 21.0637 | 20.9875 | 20.8918 | 20.7602
F2_Residential_Manufactured Home Moderate Income_New_Appliances_Natural Gas_Stove/Oven_E2 | F2 | Residential | Manufactured Home Moderate Income | New | Appliances | Natural Gas | Stove/Oven | E2 | RVT - Cost of Operation | 12.6148 | 12.6346 | 12.7059 | 12.7632 | 12.7146 | 12.786 | 12.957 | 13.0981 | 13.2676 | 13.4318 | 13.5975 | 13.7541 | 13.9197 | 14.0928 | 14.2583 | 14.4294 | 14.6014 | 14.786 | 14.9666 | 15.1431 | 15.3004 | 15.4496 | 15.5677 | 15.6766 | 15.7496 | 15.7998 | 15.8358 | 15.853 | 15.8456 | 15.8209 | 15.7637 | 15.6918 | 15.593
F2_Residential_Manufactured Home Moderate Income_New_Appliances_Natural Gas_Stove/Oven_E3 | F2 | Residential | Manufactured Home Moderate Income | New | Appliances | Natural Gas | Stove/Oven | E3 | RVT - Cost of Operation | 0 | 0 | 0 | 0 | 0 | 0 | 0 | 0 | 0 | 0 | 0 | 0 | 0 | 0 | 0 | 0 | 0 | 0 | 0 | 0 | 0 | 0 | 0 | 0 | 0 | 0 | 0 | 0 | 0 | 0 | 0 | 0 | 0
F2_Residential_Manufactured Home Moderate Income_New_Appliances_Natural Gas_Stove/Oven_E4 | F2 | Residential | Manufactured Home Moderate Income | New | Appliances | Natural Gas | Stove/Oven | E4 | RVT - Cost of Operation | 0 | 0 | 0 | 0 | 0 | 0 | 0 | 0 | 0 | 0 | 0 | 0 | 0 | 0 | 0 | 0 | 0 | 0 | 0 | 0 | 0 | 0 | 0 | 0 | 0 | 0 | 0 | 0 | 0 | 0 | 0 | 0 | 0
F2_Residential_Manufactured Home Moderate Income_New_Appliances_Natural Gas_Stove/Oven_E5 | F2 | Residential | Manufactured Home Moderate Income | New | Appliances | Natural Gas | Stove/Oven | E5 | RVT - Cost of Operation | 0 | 0 | 0 | 0 | 0 | 0 | 0 | 0 | 0 | 0 | 0 | 0 | 0 | 0 | 0 | 0 | 0 | 0 | 0 | 0 | 0 | 0 | 0 | 0 | 0 | 0 | 0 | 0 | 0 | 0 | 0 | 0 | 0
F2_Residential_Manufactured Home Moderate Income_New_Appliances_Natural Gas_Stove/Oven_E6 | F2 | Residential | Manufactured Home Moderate Income | New | Appliances | Natural Gas | Stove/Oven | E6 | RVT - Cost of Operation | 0 | 0 | 0 | 0 | 0 | 0 | 0 | 0 | 0 | 0 | 0 | 0 | 0 | 0 | 0 | 0 | 0 | 0 | 0 | 0 | 0 | 0 | 0 | 0 | 0 | 0 | 0 | 0 | 0 | 0 | 0 | 0 | 0
F2_Residential_Manufactured Home Moderate Income_New_Appliances_Natural Gas_Stove/Oven_E7 | F2 | Residential | Manufactured Home Moderate Income | New | Appliances | Natural Gas | Stove/Oven | E7 | RVT - Cost of Operation | 0 | 0 | 0 | 0 | 0 | 0 | 0 | 0 | 0 | 0 | 0 | 0 | 0 | 0 | 0 | 0 | 0 | 0 | 0 | 0 | 0 | 0 | 0 | 0 | 0 | 0 | 0 | 0 | 0 | 0 | 0 | 0 | 0
F2_Residential_Manufactured Home Moderate Income_New_Appliances_Natural Gas_Stove/Oven_E8 | F2 | Residential | Manufactured Home Moderate Income | New | Appliances | Natural Gas | Stove/Oven | E8 | RVT - Cost of Operation | 0 | 0 | 0 | 0 | 0 | 0 | 0 | 0 | 0 | 0 | 0 | 0 | 0 | 0 | 0 | 0 | 0 | 0 | 0 | 0 | 0 | 0 | 0 | 0 | 0 | 0 | 0 | 0 | 0 | 0 | 0 | 0 | 0
F2_Residential_Manufactured Home Moderate Income_New_Appliances_Natural Gas_Stove/Oven_E9 | F2 | Residential | Manufactured Home Moderate Income | New | Appliances | Natural Gas | Stove/Oven | E9 | RVT - Cost of Operation | 0 | 0 | 0 | 0 | 0 | 0 | 0 | 0 | 0 | 0 | 0 | 0 | 0 | 0 | 0 | 0 | 0 | 0 | 0 | 0 | 0 | 0 | 0 | 0 | 0 | 0 | 0 | 0 | 0 | 0 | 0 | 0 | 0
F2_Residential_Manufactured Home Moderate Income_New_Appliances_Natural Gas_Stove/Oven_E10 | F2 | Residential | Manufactured Home Moderate Income | New | Appliances | Natural Gas | Stove/Oven | E10 | RVT - Cost of Operation | 0 | 0 | 0 | 0 | 0 | 0 | 0 | 0 | 0 | 0 | 0 | 0 | 0 | 0 | 0 | 0 | 0 | 0 | 0 | 0 | 0 | 0 | 0 | 0 | 0 | 0 | 0 | 0 | 0 | 0 | 0 | 0 | 0
F3_Residential_Manufactured Home Moderate Income_New_Appliances_Natural Gas_Stove/Oven_E1 | F3 | Residential | Manufactured Home Moderate Income | New | Appliances | Natural Gas | Stove/Oven | E1 | System - kBTUs of Consumption | 100.3952 | 100.3952 | 100.3952 | 100.3952 | 100.3952 | 100.3952 | 100.3952 | 100.3952 | 100.3952 | 100.3952 | 100.3952 | 100.3952 | 100.3952 | 100.3952 | 100.3952 | 100.3952 | 100.3952 | 100.3952 | 100.3952 | 100.3952 | 100.3952 | 100.3952 | 100.3952 | 100.3952 | 100.3952 | 100.3952 | 100.3952 | 100.3952 | 100.3952 | 100.3952 | 100.3952 | 100.3952 | 100.3952
F3_Residential_Manufactured Home Moderate Income_New_Appliances_Natural Gas_Stove/Oven_E2 | F3 | Residential | Manufactured Home Moderate Income | New | Appliances | Natural Gas | Stove/Oven | E2 | System - kBTUs of Consumption | 105.7927 | 105.7927 | 105.7927 | 105.7927 | 105.7927 | 105.7927 | 105.7927 | 105.7927 | 105.7927 | 105.7927 | 105.7927 | 105.7927 | 105.7927 | 105.7927 | 105.7927 | 105.7927 | 105.7927 | 105.7927 | 105.7927 | 105.7927 | 105.7927 | 105.7927 | 105.7927 | 105.7927 | 105.7927 | 105.7927 | 105.7927 | 105.7927 | 105.7927 | 105.7927 | 105.7927 | 105.7927 | 105.7927
F3_Residential_Manufactured Home Moderate Income_New_Appliances_Natural Gas_Stove/Oven_E3 | F3 | Residential | Manufactured Home Moderate Income | New | Appliances | Natural Gas | Stove/Oven | E3 | System - kBTUs of Consumption | 0 | 0 | 0 | 0 | 0 | 0 | 0 | 0 | 0 | 0 | 0 | 0 | 0 | 0 | 0 | 0 | 0 | 0 | 0 | 0 | 0 | 0 | 0 | 0 | 0 | 0 | 0 | 0 | 0 | 0 | 0 | 0 | 0
F3_Residential_Manufactured Home Moderate Income_New_Appliances_Natural Gas_Stove/Oven_E4 | F3 | Residential | Manufactured Home Moderate Income | New | Appliances | Natural Gas | Stove/Oven | E4 | System - kBTUs of Consumption | 0 | 0 | 0 | 0 | 0 | 0 | 0 | 0 | 0 | 0 | 0 | 0 | 0 | 0 | 0 | 0 | 0 | 0 | 0 | 0 | 0 | 0 | 0 | 0 | 0 | 0 | 0 | 0 | 0 | 0 | 0 | 0 | 0
F3_Residential_Manufactured Home Moderate Income_New_Appliances_Natural Gas_Stove/Oven_E5 | F3 | Residential | Manufactured Home Moderate Income | New | Appliances | Natural Gas | Stove/Oven | E5 | System - kBTUs of Consumption | 0 | 0 | 0 | 0 | 0 | 0 | 0 | 0 | 0 | 0 | 0 | 0 | 0 | 0 | 0 | 0 | 0 | 0 | 0 | 0 | 0 | 0 | 0 | 0 | 0 | 0 | 0 | 0 | 0 | 0 | 0 | 0 | 0
F3_Residential_Manufactured Home Moderate Income_New_Appliances_Natural Gas_Stove/Oven_E6 | F3 | Residential | Manufactured Home Moderate Income | New | Appliances | Natural Gas | Stove/Oven | E6 | System - kBTUs of Consumption | 0 | 0 | 0 | 0 | 0 | 0 | 0 | 0 | 0 | 0 | 0 | 0 | 0 | 0 | 0 | 0 | 0 | 0 | 0 | 0 | 0 | 0 | 0 | 0 | 0 | 0 | 0 | 0 | 0 | 0 | 0 | 0 | 0
F3_Residential_Manufactured Home Moderate Income_New_Appliances_Natural Gas_Stove/Oven_E7 | F3 | Residential | Manufactured Home Moderate Income | New | Appliances | Natural Gas | Stove/Oven | E7 | System - kBTUs of Consumption | 0 | 0 | 0 | 0 | 0 | 0 | 0 | 0 | 0 | 0 | 0 | 0 | 0 | 0 | 0 | 0 | 0 | 0 | 0 | 0 | 0 | 0 | 0 | 0 | 0 | 0 | 0 | 0 | 0 | 0 | 0 | 0 | 0
F3_Residential_Manufactured Home Moderate Income_New_Appliances_Natural Gas_Stove/Oven_E8 | F3 | Residential | Manufactured Home Moderate Income | New | Appliances | Natural Gas | Stove/Oven | E8 | System - kBTUs of Consumption | 0 | 0 | 0 | 0 | 0 | 0 | 0 | 0 | 0 | 0 | 0 | 0 | 0 | 0 | 0 | 0 | 0 | 0 | 0 | 0 | 0 | 0 | 0 | 0 | 0 | 0 | 0 | 0 | 0 | 0 | 0 | 0 | 0
F3_Residential_Manufactured Home Moderate Income_New_Appliances_Natural Gas_Stove/Oven_E9 | F3 | Residential | Manufactured Home Moderate Income | New | Appliances | Natural Gas | Stove/Oven | E9 | System - kBTUs of Consumption | 0 | 0 | 0 | 0 | 0 | 0 | 0 | 0 | 0 | 0 | 0 | 0 | 0 | 0 | 0 | 0 | 0 | 0 | 0 | 0 | 0 | 0 | 0 | 0 | 0 | 0 | 0 | 0 | 0 | 0 | 0 | 0 | 0
F3_Residential_Manufactured Home Moderate Income_New_Appliances_Natural Gas_Stove/Oven_E10 | F3 | Residential | Manufactured Home Moderate Income | New | Appliances | Natural Gas | Stove/Oven | E10 | System - kBTUs of Consumption | 0 | 0 | 0 | 0 | 0 | 0 | 0 | 0 | 0 | 0 | 0 | 0 | 0 | 0 | 0 | 0 | 0 | 0 | 0 | 0 | 0 | 0 | 0 | 0 | 0 | 0 | 0 | 0 | 0 | 0 | 0 | 0 | 0
F4_Residential_Manufactured Home Moderate Income_New_Appliances_Natural Gas_Stove/Oven_E1 | F4 | Residential | Manufactured Home Moderate Income | New | Appliances | Natural Gas | Stove/Oven | E1 | Utility - Cost of Equipment | 16.7951 | 16.8215 | 16.9164 | 16.9927 | 16.928 | 17.023 | 17.2507 | 17.4385 | 17.6643 | 17.8828 | 18.1034 | 18.3119 | 18.5325 | 18.7629 | 18.9832 | 19.211 | 19.44 | 19.6857 | 19.9263 | 20.1612 | 20.3706 | 20.5693 | 20.7266 | 20.8715 | 20.9687 | 21.0355 | 21.0835 | 21.1064 | 21.0965 | 21.0637 | 20.9875 | 20.8918 | 20.7602
F4_Residential_Manufactured Home Moderate Income_New_Appliances_Natural Gas_Stove/Oven_E2 | F4 | Residential | Manufactured Home Moderate Income | New | Appliances | Natural Gas | Stove/Oven | E2 | Utility - Cost of Equipment | 12.6148 | 12.6346 | 12.7059 | 12.7632 | 12.7146 | 12.786 | 12.957 | 13.0981 | 13.2676 | 13.4318 | 13.5975 | 13.7541 | 13.9197 | 14.0928 | 14.2583 | 14.4294 | 14.6014 | 14.786 | 14.9666 | 15.1431 | 15.3004 | 15.4496 | 15.5677 | 15.6766 | 15.7496 | 15.7998 | 15.8358 | 15.853 | 15.8456 | 15.8209 | 15.7637 | 15.6918 | 15.593
F4_Residential_Manufactured Home Moderate Income_New_Appliances_Natural Gas_Stove/Oven_E3 | F4 | Residential | Manufactured Home Moderate Income | New | Appliances | Natural Gas | Stove/Oven | E3 | Utility - Cost of Equipment | 0 | 0 | 0 | 0 | 0 | 0 | 0 | 0 | 0 | 0 | 0 | 0 | 0 | 0 | 0 | 0 | 0 | 0 | 0 | 0 | 0 | 0 | 0 | 0 | 0 | 0 | 0 | 0 | 0 | 0 | 0 | 0 | 0
F4_Residential_Manufactured Home Moderate Income_New_Appliances_Natural Gas_Stove/Oven_E4 | F4 | Residential | Manufactured Home Moderate Income | New | Appliances | Natural Gas | Stove/Oven | E4 | Utility - Cost of Equipment | 0 | 0 | 0 | 0 | 0 | 0 | 0 | 0 | 0 | 0 | 0 | 0 | 0 | 0 | 0 | 0 | 0 | 0 | 0 | 0 | 0 | 0 | 0 | 0 | 0 | 0 | 0 | 0 | 0 | 0 | 0 | 0 | 0
F4_Residential_Manufactured Home Moderate Income_New_Appliances_Natural Gas_Stove/Oven_E5 | F4 | Residential | Manufactured Home Moderate Income | New | Appliances | Natural Gas | Stove/Oven | E5 | Utility - Cost of Equipment | 0 | 0 | 0 | 0 | 0 | 0 | 0 | 0 | 0 | 0 | 0 | 0 | 0 | 0 | 0 | 0 | 0 | 0 | 0 | 0 | 0 | 0 | 0 | 0 | 0 | 0 | 0 | 0 | 0 | 0 | 0 | 0 | 0
F4_Residential_Manufactured Home Moderate Income_New_Appliances_Natural Gas_Stove/Oven_E6 | F4 | Residential | Manufactured Home Moderate Income | New | Appliances | Natural Gas | Stove/Oven | E6 | Utility - Cost of Equipment | 0 | 0 | 0 | 0 | 0 | 0 | 0 | 0 | 0 | 0 | 0 | 0 | 0 | 0 | 0 | 0 | 0 | 0 | 0 | 0 | 0 | 0 | 0 | 0 | 0 | 0 | 0 | 0 | 0 | 0 | 0 | 0 | 0
F4_Residential_Manufactured Home Moderate Income_New_Appliances_Natural Gas_Stove/Oven_E7 | F4 | Residential | Manufactured Home Moderate Income | New | Appliances | Natural Gas | Stove/Oven | E7 | Utility - Cost of Equipment | 0 | 0 | 0 | 0 | 0 | 0 | 0 | 0 | 0 | 0 | 0 | 0 | 0 | 0 | 0 | 0 | 0 | 0 | 0 | 0 | 0 | 0 | 0 | 0 | 0 | 0 | 0 | 0 | 0 | 0 | 0 | 0 | 0
F4_Residential_Manufactured Home Moderate Income_New_Appliances_Natural Gas_Stove/Oven_E8 | F4 | Residential | Manufactured Home Moderate Income | New | Appliances | Natural Gas | Stove/Oven | E8 | Utility - Cost of Equipment | 0 | 0 | 0 | 0 | 0 | 0 | 0 | 0 | 0 | 0 | 0 | 0 | 0 | 0 | 0 | 0 | 0 | 0 | 0 | 0 | 0 | 0 | 0 | 0 | 0 | 0 | 0 | 0 | 0 | 0 | 0 | 0 | 0
F4_Residential_Manufactured Home Moderate Income_New_Appliances_Natural Gas_Stove/Oven_E9 | F4 | Residential | Manufactured Home Moderate Income | New | Appliances | Natural Gas | Stove/Oven | E9 | Utility - Cost of Equipment | 0 | 0 | 0 | 0 | 0 | 0 | 0 | 0 | 0 | 0 | 0 | 0 | 0 | 0 | 0 | 0 | 0 | 0 | 0 | 0 | 0 | 0 | 0 | 0 | 0 | 0 | 0 | 0 | 0 | 0 | 0 | 0 | 0
F4_Residential_Manufactured Home Moderate Income_New_Appliances_Natural Gas_Stove/Oven_E10 | F4 | Residential | Manufactured Home Moderate Income | New | Appliances | Natural Gas | Stove/Oven | E10 | Utility - Cost of Equipment | 0 | 0 | 0 | 0 | 0 | 0 | 0 | 0 | 0 | 0 | 0 | 0 | 0 | 0 | 0 | 0 | 0 | 0 | 0 | 0 | 0 | 0 | 0 | 0 | 0 | 0 | 0 | 0 | 0 | 0 | 0 | 0 | 0
F5_Residential_Manufactured Home Moderate Income_New_Appliances_Natural Gas_Stove/Oven_E1 | F5 | Residential | Manufactured Home Moderate Income | New | Appliances | Natural Gas | Stove/Oven | E1 | Utility - Cost of Operation | 100.3952 | 100.3952 | 100.3952 | 100.3952 | 100.3952 | 100.3952 | 100.3952 | 100.3952 | 100.3952 | 100.3952 | 100.3952 | 100.3952 | 100.3952 | 100.3952 | 100.3952 | 100.3952 | 100.3952 | 100.3952 | 100.3952 | 100.3952 | 100.3952 | 100.3952 | 100.3952 | 100.3952 | 100.3952 | 100.3952 | 100.3952 | 100.3952 | 100.3952 | 100.3952 | 100.3952 | 100.3952 | 100.3952
F5_Residential_Manufactured Home Moderate Income_New_Appliances_Natural Gas_Stove/Oven_E2 | F5 | Residential | Manufactured Home Moderate Income | New | Appliances | Natural Gas | Stove/Oven | E2 | Utility - Cost of Operation | 105.7927 | 105.7927 | 105.7927 | 105.7927 | 105.7927 | 105.7927 | 105.7927 | 105.7927 | 105.7927 | 105.7927 | 105.7927 | 105.7927 | 105.7927 | 105.7927 | 105.7927 | 105.7927 | 105.7927 | 105.7927 | 105.7927 | 105.7927 | 105.7927 | 105.7927 | 105.7927 | 105.7927 | 105.7927 | 105.7927 | 105.7927 | 105.7927 | 105.7927 | 105.7927 | 105.7927 | 105.7927 | 105.7927
F5_Residential_Manufactured Home Moderate Income_New_Appliances_Natural Gas_Stove/Oven_E3 | F5 | Residential | Manufactured Home Moderate Income | New | Appliances | Natural Gas | Stove/Oven | E3 | Utility - Cost of Operation | 0 | 0 | 0 | 0 | 0 | 0 | 0 | 0 | 0 | 0 | 0 | 0 | 0 | 0 | 0 | 0 | 0 | 0 | 0 | 0 | 0 | 0 | 0 | 0 | 0 | 0 | 0 | 0 | 0 | 0 | 0 | 0 | 0
F5_Residential_Manufactured Home Moderate Income_New_Appliances_Natural Gas_Stove/Oven_E4 | F5 | Residential | Manufactured Home Moderate Income | New | Appliances | Natural Gas | Stove/Oven | E4 | Utility - Cost of Operation | 0 | 0 | 0 | 0 | 0 | 0 | 0 | 0 | 0 | 0 | 0 | 0 | 0 | 0 | 0 | 0 | 0 | 0 | 0 | 0 | 0 | 0 | 0 | 0 | 0 | 0 | 0 | 0 | 0 | 0 | 0 | 0 | 0
F5_Residential_Manufactured Home Moderate Income_New_Appliances_Natural Gas_Stove/Oven_E5 | F5 | Residential | Manufactured Home Moderate Income | New | Appliances | Natural Gas | Stove/Oven | E5 | Utility - Cost of Operation | 0 | 0 | 0 | 0 | 0 | 0 | 0 | 0 | 0 | 0 | 0 | 0 | 0 | 0 | 0 | 0 | 0 | 0 | 0 | 0 | 0 | 0 | 0 | 0 | 0 | 0 | 0 | 0 | 0 | 0 | 0 | 0 | 0
F5_Residential_Manufactured Home Moderate Income_New_Appliances_Natural Gas_Stove/Oven_E6 | F5 | Residential | Manufactured Home Moderate Income | New | Appliances | Natural Gas | Stove/Oven | E6 | Utility - Cost of Operation | 0 | 0 | 0 | 0 | 0 | 0 | 0 | 0 | 0 | 0 | 0 | 0 | 0 | 0 | 0 | 0 | 0 | 0 | 0 | 0 | 0 | 0 | 0 | 0 | 0 | 0 | 0 | 0 | 0 | 0 | 0 | 0 | 0
F5_Residential_Manufactured Home Moderate Income_New_Appliances_Natural Gas_Stove/Oven_E7 | F5 | Residential | Manufactured Home Moderate Income | New | Appliances | Natural Gas | Stove/Oven | E7 | Utility - Cost of Operation | 0 | 0 | 0 | 0 | 0 | 0 | 0 | 0 | 0 | 0 | 0 | 0 | 0 | 0 | 0 | 0 | 0 | 0 | 0 | 0 | 0 | 0 | 0 | 0 | 0 | 0 | 0 | 0 | 0 | 0 | 0 | 0 | 0
F5_Residential_Manufactured Home Moderate Income_New_Appliances_Natural Gas_Stove/Oven_E8 | F5 | Residential | Manufactured Home Moderate Income | New | Appliances | Natural Gas | Stove/Oven | E8 | Utility - Cost of Operation | 0 | 0 | 0 | 0 | 0 | 0 | 0 | 0 | 0 | 0 | 0 | 0 | 0 | 0 | 0 | 0 | 0 | 0 | 0 | 0 | 0 | 0 | 0 | 0 | 0 | 0 | 0 | 0 | 0 | 0 | 0 | 0 | 0
F5_Residential_Manufactured Home Moderate Income_New_Appliances_Natural Gas_Stove/Oven_E9 | F5 | Residential | Manufactured Home Moderate Income | New | Appliances | Natural Gas | Stove/Oven | E9 | Utility - Cost of Operation | 0 | 0 | 0 | 0 | 0 | 0 | 0 | 0 | 0 | 0 | 0 | 0 | 0 | 0 | 0 | 0 | 0 | 0 | 0 | 0 | 0 | 0 | 0 | 0 | 0 | 0 | 0 | 0 | 0 | 0 | 0 | 0 | 0
F5_Residential_Manufactured Home Moderate Income_New_Appliances_Natural Gas_Stove/Oven_E10 | F5 | Residential | Manufactured Home Moderate Income | New | Appliances | Natural Gas | Stove/Oven | E10 | Utility - Cost of Operation | 0 | 0 | 0 | 0 | 0 | 0 | 0 | 0 | 0 | 0 | 0 | 0 | 0 | 0 | 0 | 0 | 0 | 0 | 0 | 0 | 0 | 0 | 0 | 0 | 0 | 0 | 0 | 0 | 0 | 0 | 0 | 0 | 0
F6_Residential_Manufactured Home Moderate Income_New_Appliances_Natural Gas_Stove/Oven_E1 | F6 | Residential | Manufactured Home Moderate Income | New | Appliances | Natural Gas | Stove/Oven | E1 | Utility - Value of Sales | 14.9746 | 15.0693 | 15.1992 | 15.3054 | 15.3054 | 15.3054 | 15.3054 | 15.3054 | 15.3054 | 15.3054 | 15.3054 | 15.3054 | 15.3054 | 15.3054 | 15.3054 | 15.3054 | 15.3054 | 15.3054 | 15.3054 | 15.3054 | 15.3054 | 15.3054 | 15.3054 | 15.3054 | 15.3054 | 15.3054 | 15.3054 | 15.3054 | 15.3054 | 15.3054 | 15.3054 | 15.3054 | 15.3054
F6_Residential_Manufactured Home Moderate Income_New_Appliances_Natural Gas_Stove/Oven_E2 | F6 | Residential | Manufactured Home Moderate Income | New | Appliances | Natural Gas | Stove/Oven | E2 | Utility - Value of Sales | 11.2474 | 11.3185 | 11.4161 | 11.4959 | 11.4959 | 11.4959 | 11.4959 | 11.4959 | 11.4959 | 11.4959 | 11.4959 | 11.4959 | 11.4959 | 11.4959 | 11.4959 | 11.4959 | 11.4959 | 11.4959 | 11.4959 | 11.4959 | 11.4959 | 11.4959 | 11.4959 | 11.4959 | 11.4959 | 11.4959 | 11.4959 | 11.4959 | 11.4959 | 11.4959 | 11.4959 | 11.4959 | 11.4959
F6_Residential_Manufactured Home Moderate Income_New_Appliances_Natural Gas_Stove/Oven_E3 | F6 | Residential | Manufactured Home Moderate Income | New | Appliances | Natural Gas | Stove/Oven | E3 | Utility - Value of Sales | 0 | 0 | 0 | 0 | 0 | 0 | 0 | 0 | 0 | 0 | 0 | 0 | 0 | 0 | 0 | 0 | 0 | 0 | 0 | 0 | 0 | 0 | 0 | 0 | 0 | 0 | 0 | 0 | 0 | 0 | 0 | 0 | 0
F6_Residential_Manufactured Home Moderate Income_New_Appliances_Natural Gas_Stove/Oven_E4 | F6 | Residential | Manufactured Home Moderate Income | New | Appliances | Natural Gas | Stove/Oven | E4 | Utility - Value of Sales | 0 | 0 | 0 | 0 | 0 | 0 | 0 | 0 | 0 | 0 | 0 | 0 | 0 | 0 | 0 | 0 | 0 | 0 | 0 | 0 | 0 | 0 | 0 | 0 | 0 | 0 | 0 | 0 | 0 | 0 | 0 | 0 | 0
F6_Residential_Manufactured Home Moderate Income_New_Appliances_Natural Gas_Stove/Oven_E5 | F6 | Residential | Manufactured Home Moderate Income | New | Appliances | Natural Gas | Stove/Oven | E5 | Utility - Value of Sales | 0 | 0 | 0 | 0 | 0 | 0 | 0 | 0 | 0 | 0 | 0 | 0 | 0 | 0 | 0 | 0 | 0 | 0 | 0 | 0 | 0 | 0 | 0 | 0 | 0 | 0 | 0 | 0 | 0 | 0 | 0 | 0 | 0
F6_Residential_Manufactured Home Moderate Income_New_Appliances_Natural Gas_Stove/Oven_E6 | F6 | Residential | Manufactured Home Moderate Income | New | Appliances | Natural Gas | Stove/Oven | E6 | Utility - Value of Sales | 0 | 0 | 0 | 0 | 0 | 0 | 0 | 0 | 0 | 0 | 0 | 0 | 0 | 0 | 0 | 0 | 0 | 0 | 0 | 0 | 0 | 0 | 0 | 0 | 0 | 0 | 0 | 0 | 0 | 0 | 0 | 0 | 0
F6_Residential_Manufactured Home Moderate Income_New_Appliances_Natural Gas_Stove/Oven_E7 | F6 | Residential | Manufactured Home Moderate Income | New | Appliances | Natural Gas | Stove/Oven | E7 | Utility - Value of Sales | 0 | 0 | 0 | 0 | 0 | 0 | 0 | 0 | 0 | 0 | 0 | 0 | 0 | 0 | 0 | 0 | 0 | 0 | 0 | 0 | 0 | 0 | 0 | 0 | 0 | 0 | 0 | 0 | 0 | 0 | 0 | 0 | 0
F6_Residential_Manufactured Home Moderate Income_New_Appliances_Natural Gas_Stove/Oven_E8 | F6 | Residential | Manufactured Home Moderate Income | New | Appliances | Natural Gas | Stove/Oven | E8 | Utility - Value of Sales | 0 | 0 | 0 | 0 | 0 | 0 | 0 | 0 | 0 | 0 | 0 | 0 | 0 | 0 | 0 | 0 | 0 | 0 | 0 | 0 | 0 | 0 | 0 | 0 | 0 | 0 | 0 | 0 | 0 | 0 | 0 | 0 | 0
F6_Residential_Manufactured Home Moderate Income_New_Appliances_Natural Gas_Stove/Oven_E9 | F6 | Residential | Manufactured Home Moderate Income | New | Appliances | Natural Gas | Stove/Oven | E9 | Utility - Value of Sales | 0 | 0 | 0 | 0 | 0 | 0 | 0 | 0 | 0 | 0 | 0 | 0 | 0 | 0 | 0 | 0 | 0 | 0 | 0 | 0 | 0 | 0 | 0 | 0 | 0 | 0 | 0 | 0 | 0 | 0 | 0 | 0 | 0
F6_Residential_Manufactured Home Moderate Income_New_Appliances_Natural Gas_Stove/Oven_E10 | F6 | Residential | Manufactured Home Moderate Income | New | Appliances | Natural Gas | Stove/Oven | E10 | Utility - Value of Sales | 0 | 0 | 0 | 0 | 0 | 0 | 0 | 0 | 0 | 0 | 0 | 0 | 0 | 0 | 0 | 0 | 0 | 0 | 0 | 0 | 0 | 0 | 0 | 0 | 0 | 0 | 0 | 0 | 0 | 0 | 0 | 0 | 0
F1_Residential_Manufactured Home Moderate Income_New_Miscellaneous_Natural Gas_Pool Heater_E1 | F1 | Residential | Manufactured Home Moderate Income | New | Miscellaneous | Natural Gas | Pool Heater | E1 | RVT - Cost of Equipment | 0 | 0 | 0 | 0 | 0 | 0 | 0 | 0 | 0 | 0 | 0 | 0 | 0 | 0 | 0 | 0 | 0 | 0 | 0 | 0 | 0 | 0 | 0 | 0 | 0 | 0 | 0 | 0 | 0 | 0 | 0 | 0 | 0
F1_Residential_Manufactured Home Moderate Income_New_Miscellaneous_Natural Gas_Pool Heater_E2 | F1 | Residential | Manufactured Home Moderate Income | New | Miscellaneous | Natural Gas | Pool Heater | E2 | RVT - Cost of Equipment | 0 | 0 | 0 | 0 | 0 | 0 | 0 | 0 | 0 | 0 | 0 | 0 | 0 | 0 | 0 | 0 | 0 | 0 | 0 | 0 | 0 | 0 | 0 | 0 | 0 | 0 | 0 | 0 | 0 | 0 | 0 | 0 | 0
F1_Residential_Manufactured Home Moderate Income_New_Miscellaneous_Natural Gas_Pool Heater_E3 | F1 | Residential | Manufactured Home Moderate Income | New | Miscellaneous | Natural Gas | Pool Heater | E3 | RVT - Cost of Equipment | 0 | 0 | 0 | 0 | 0 | 0 | 0 | 0 | 0 | 0 | 0 | 0 | 0 | 0 | 0 | 0 | 0 | 0 | 0 | 0 | 0 | 0 | 0 | 0 | 0 | 0 | 0 | 0 | 0 | 0 | 0 | 0 | 0
F1_Residential_Manufactured Home Moderate Income_New_Miscellaneous_Natural Gas_Pool Heater_E4 | F1 | Residential | Manufactured Home Moderate Income | New | Miscellaneous | Natural Gas | Pool Heater | E4 | RVT - Cost of Equipment | 0 | 0 | 0 | 0 | 0 | 0 | 0 | 0 | 0 | 0 | 0 | 0 | 0 | 0 | 0 | 0 | 0 | 0 | 0 | 0 | 0 | 0 | 0 | 0 | 0 | 0 | 0 | 0 | 0 | 0 | 0 | 0 | 0
F1_Residential_Manufactured Home Moderate Income_New_Miscellaneous_Natural Gas_Pool Heater_E5 | F1 | Residential | Manufactured Home Moderate Income | New | Miscellaneous | Natural Gas | Pool Heater | E5 | RVT - Cost of Equipment | 0 | 0 | 0 | 0 | 0 | 0 | 0 | 0 | 0 | 0 | 0 | 0 | 0 | 0 | 0 | 0 | 0 | 0 | 0 | 0 | 0 | 0 | 0 | 0 | 0 | 0 | 0 | 0 | 0 | 0 | 0 | 0 | 0
F1_Residential_Manufactured Home Moderate Income_New_Miscellaneous_Natural Gas_Pool Heater_E6 | F1 | Residential | Manufactured Home Moderate Income | New | Miscellaneous | Natural Gas | Pool Heater | E6 | RVT - Cost of Equipment | 0 | 0 | 0 | 0 | 0 | 0 | 0 | 0 | 0 | 0 | 0 | 0 | 0 | 0 | 0 | 0 | 0 | 0 | 0 | 0 | 0 | 0 | 0 | 0 | 0 | 0 | 0 | 0 | 0 | 0 | 0 | 0 | 0
F1_Residential_Manufactured Home Moderate Income_New_Miscellaneous_Natural Gas_Pool Heater_E7 | F1 | Residential | Manufactured Home Moderate Income | New | Miscellaneous | Natural Gas | Pool Heater | E7 | RVT - Cost of Equipment | 0 | 0 | 0 | 0 | 0 | 0 | 0 | 0 | 0 | 0 | 0 | 0 | 0 | 0 | 0 | 0 | 0 | 0 | 0 | 0 | 0 | 0 | 0 | 0 | 0 | 0 | 0 | 0 | 0 | 0 | 0 | 0 | 0
F1_Residential_Manufactured Home Moderate Income_New_Miscellaneous_Natural Gas_Pool Heater_E8 | F1 | Residential | Manufactured Home Moderate Income | New | Miscellaneous | Natural Gas | Pool Heater | E8 | RVT - Cost of Equipment | 0 | 0 | 0 | 0 | 0 | 0 | 0 | 0 | 0 | 0 | 0 | 0 | 0 | 0 | 0 | 0 | 0 | 0 | 0 | 0 | 0 | 0 | 0 | 0 | 0 | 0 | 0 | 0 | 0 | 0 | 0 | 0 | 0
F1_Residential_Manufactured Home Moderate Income_New_Miscellaneous_Natural Gas_Pool Heater_E9 | F1 | Residential | Manufactured Home Moderate Income | New | Miscellaneous | Natural Gas | Pool Heater | E9 | RVT - Cost of Equipment | 0 | 0 | 0 | 0 | 0 | 0 | 0 | 0 | 0 | 0 | 0 | 0 | 0 | 0 | 0 | 0 | 0 | 0 | 0 | 0 | 0 | 0 | 0 | 0 | 0 | 0 | 0 | 0 | 0 | 0 | 0 | 0 | 0
F1_Residential_Manufactured Home Moderate Income_New_Miscellaneous_Natural Gas_Pool Heater_E10 | F1 | Residential | Manufactured Home Moderate Income | New | Miscellaneous | Natural Gas | Pool Heater | E10 | RVT - Cost of Equipment | 0 | 0 | 0 | 0 | 0 | 0 | 0 | 0 | 0 | 0 | 0 | 0 | 0 | 0 | 0 | 0 | 0 | 0 | 0 | 0 | 0 | 0 | 0 | 0 | 0 | 0 | 0 | 0 | 0 | 0 | 0 | 0 | 0
F2_Residential_Manufactured Home Moderate Income_New_Miscellaneous_Natural Gas_Pool Heater_E1 | F2 | Residential | Manufactured Home Moderate Income | New | Miscellaneous | Natural Gas | Pool Heater | E1 | RVT - Cost of Operation | 0 | 0 | 0 | 0 | 0 | 0 | 0 | 0 | 0 | 0 | 0 | 0 | 0 | 0 | 0 | 0 | 0 | 0 | 0 | 0 | 0 | 0 | 0 | 0 | 0 | 0 | 0 | 0 | 0 | 0 | 0 | 0 | 0
F2_Residential_Manufactured Home Moderate Income_New_Miscellaneous_Natural Gas_Pool Heater_E2 | F2 | Residential | Manufactured Home Moderate Income | New | Miscellaneous | Natural Gas | Pool Heater | E2 | RVT - Cost of Operation | 0 | 0 | 0 | 0 | 0 | 0 | 0 | 0 | 0 | 0 | 0 | 0 | 0 | 0 | 0 | 0 | 0 | 0 | 0 | 0 | 0 | 0 | 0 | 0 | 0 | 0 | 0 | 0 | 0 | 0 | 0 | 0 | 0
F2_Residential_Manufactured Home Moderate Income_New_Miscellaneous_Natural Gas_Pool Heater_E3 | F2 | Residential | Manufactured Home Moderate Income | New | Miscellaneous | Natural Gas | Pool Heater | E3 | RVT - Cost of Operation | 0 | 0 | 0 | 0 | 0 | 0 | 0 | 0 | 0 | 0 | 0 | 0 | 0 | 0 | 0 | 0 | 0 | 0 | 0 | 0 | 0 | 0 | 0 | 0 | 0 | 0 | 0 | 0 | 0 | 0 | 0 | 0 | 0
F2_Residential_Manufactured Home Moderate Income_New_Miscellaneous_Natural Gas_Pool Heater_E4 | F2 | Residential | Manufactured Home Moderate Income | New | Miscellaneous | Natural Gas | Pool Heater | E4 | RVT - Cost of Operation | 0 | 0 | 0 | 0 | 0 | 0 | 0 | 0 | 0 | 0 | 0 | 0 | 0 | 0 | 0 | 0 | 0 | 0 | 0 | 0 | 0 | 0 | 0 | 0 | 0 | 0 | 0 | 0 | 0 | 0 | 0 | 0 | 0
F2_Residential_Manufactured Home Moderate Income_New_Miscellaneous_Natural Gas_Pool Heater_E5 | F2 | Residential | Manufactured Home Moderate Income | New | Miscellaneous | Natural Gas | Pool Heater | E5 | RVT - Cost of Operation | 0 | 0 | 0 | 0 | 0 | 0 | 0 | 0 | 0 | 0 | 0 | 0 | 0 | 0 | 0 | 0 | 0 | 0 | 0 | 0 | 0 | 0 | 0 | 0 | 0 | 0 | 0 | 0 | 0 | 0 | 0 | 0 | 0
F2_Residential_Manufactured Home Moderate Income_New_Miscellaneous_Natural Gas_Pool Heater_E6 | F2 | Residential | Manufactured Home Moderate Income | New | Miscellaneous | Natural Gas | Pool Heater | E6 | RVT - Cost of Operation | 0 | 0 | 0 | 0 | 0 | 0 | 0 | 0 | 0 | 0 | 0 | 0 | 0 | 0 | 0 | 0 | 0 | 0 | 0 | 0 | 0 | 0 | 0 | 0 | 0 | 0 | 0 | 0 | 0 | 0 | 0 | 0 | 0
F2_Residential_Manufactured Home Moderate Income_New_Miscellaneous_Natural Gas_Pool Heater_E7 | F2 | Residential | Manufactured Home Moderate Income | New | Miscellaneous | Natural Gas | Pool Heater | E7 | RVT - Cost of Operation | 0 | 0 | 0 | 0 | 0 | 0 | 0 | 0 | 0 | 0 | 0 | 0 | 0 | 0 | 0 | 0 | 0 | 0 | 0 | 0 | 0 | 0 | 0 | 0 | 0 | 0 | 0 | 0 | 0 | 0 | 0 | 0 | 0
F2_Residential_Manufactured Home Moderate Income_New_Miscellaneous_Natural Gas_Pool Heater_E8 | F2 | Residential | Manufactured Home Moderate Income | New | Miscellaneous | Natural Gas | Pool Heater | E8 | RVT - Cost of Operation | 0 | 0 | 0 | 0 | 0 | 0 | 0 | 0 | 0 | 0 | 0 | 0 | 0 | 0 | 0 | 0 | 0 | 0 | 0 | 0 | 0 | 0 | 0 | 0 | 0 | 0 | 0 | 0 | 0 | 0 | 0 | 0 | 0
F2_Residential_Manufactured Home Moderate Income_New_Miscellaneous_Natural Gas_Pool Heater_E9 | F2 | Residential | Manufactured Home Moderate Income | New | Miscellaneous | Natural Gas | Pool Heater | E9 | RVT - Cost of Operation | 0 | 0 | 0 | 0 | 0 | 0 | 0 | 0 | 0 | 0 | 0 | 0 | 0 | 0 | 0 | 0 | 0 | 0 | 0 | 0 | 0 | 0 | 0 | 0 | 0 | 0 | 0 | 0 | 0 | 0 | 0 | 0 | 0
F2_Residential_Manufactured Home Moderate Income_New_Miscellaneous_Natural Gas_Pool Heater_E10 | F2 | Residential | Manufactured Home Moderate Income | New | Miscellaneous | Natural Gas | Pool Heater | E10 | RVT - Cost of Operation | 0 | 0 | 0 | 0 | 0 | 0 | 0 | 0 | 0 | 0 | 0 | 0 | 0 | 0 | 0 | 0 | 0 | 0 | 0 | 0 | 0 | 0 | 0 | 0 | 0 | 0 | 0 | 0 | 0 | 0 | 0 | 0 | 0
F3_Residential_Manufactured Home Moderate Income_New_Miscellaneous_Natural Gas_Pool Heater_E1 | F3 | Residential | Manufactured Home Moderate Income | New | Miscellaneous | Natural Gas | Pool Heater | E1 | System - kBTUs of Consumption | 351.766 | 351.766 | 351.766 | 351.766 | 351.766 | 351.766 | 351.766 | 351.766 | 351.766 | 351.766 | 351.766 | 351.766 | 351.766 | 351.766 | 351.766 | 351.766 | 351.766 | 351.766 | 351.766 | 351.766 | 351.766 | 351.766 | 351.766 | 351.766 | 351.766 | 351.766 | 351.766 | 351.766 | 351.766 | 351.766 | 351.766 | 351.766 | 351.766
F3_Residential_Manufactured Home Moderate Income_New_Miscellaneous_Natural Gas_Pool Heater_E2 | F3 | Residential | Manufactured Home Moderate Income | New | Miscellaneous | Natural Gas | Pool Heater | E2 | System - kBTUs of Consumption | 427.2575 | 427.2575 | 427.2575 | 427.2575 | 427.2575 | 427.2575 | 427.2575 | 427.2575 | 427.2575 | 427.2575 | 427.2575 | 427.2575 | 427.2575 | 427.2575 | 427.2575 | 427.2575 | 427.2575 | 427.2575 | 427.2575 | 427.2575 | 427.2575 | 427.2575 | 427.2575 | 427.2575 | 427.2575 | 427.2575 | 427.2575 | 427.2575 | 427.2575 | 427.2575 | 427.2575 | 427.2575 | 427.2575
F3_Residential_Manufactured Home Moderate Income_New_Miscellaneous_Natural Gas_Pool Heater_E3 | F3 | Residential | Manufactured Home Moderate Income | New | Miscellaneous | Natural Gas | Pool Heater | E3 | System - kBTUs of Consumption | 710.8377 | 710.8377 | 710.8377 | 710.8377 | 710.8377 | 710.8377 | 710.8377 | 710.8377 | 710.8377 | 710.8377 | 710.8377 | 710.8377 | 710.8377 | 710.8377 | 710.8377 | 710.8377 | 710.8377 | 710.8377 | 710.8377 | 710.8377 | 710.8377 | 710.8377 | 710.8377 | 710.8377 | 710.8377 | 710.8377 | 710.8377 | 710.8377 | 710.8377 | 710.8377 | 710.8377 | 710.8377 | 710.8377
F3_Residential_Manufactured Home Moderate Income_New_Miscellaneous_Natural Gas_Pool Heater_E4 | F3 | Residential | Manufactured Home Moderate Income | New | Miscellaneous | Natural Gas | Pool Heater | E4 | System - kBTUs of Consumption | 717.234 | 717.234 | 717.234 | 717.234 | 717.234 | 717.234 | 717.234 | 717.234 | 717.234 | 717.234 | 717.234 | 717.234 | 717.234 | 717.234 | 717.234 | 717.234 | 717.234 | 717.234 | 717.234 | 717.234 | 717.234 | 717.234 | 717.234 | 717.234 | 717.234 | 717.234 | 717.234 | 717.234 | 717.234 | 717.234 | 717.234 | 717.234 | 717.234
F3_Residential_Manufactured Home Moderate Income_New_Miscellaneous_Natural Gas_Pool Heater_E5 | F3 | Residential | Manufactured Home Moderate Income | New | Miscellaneous | Natural Gas | Pool Heater | E5 | System - kBTUs of Consumption | 0 | 0 | 0 | 0 | 0 | 0 | 0 | 0 | 0 | 0 | 0 | 0 | 0 | 0 | 0 | 0 | 0 | 0 | 0 | 0 | 0 | 0 | 0 | 0 | 0 | 0 | 0 | 0 | 0 | 0 | 0 | 0 | 0
F3_Residential_Manufactured Home Moderate Income_New_Miscellaneous_Natural Gas_Pool Heater_E6 | F3 | Residential | Manufactured Home Moderate Income | New | Miscellaneous | Natural Gas | Pool Heater | E6 | System - kBTUs of Consumption | 0 | 0 | 0 | 0 | 0 | 0 | 0 | 0 | 0 | 0 | 0 | 0 | 0 | 0 | 0 | 0 | 0 | 0 | 0 | 0 | 0 | 0 | 0 | 0 | 0 | 0 | 0 | 0 | 0 | 0 | 0 | 0 | 0
F3_Residential_Manufactured Home Moderate Income_New_Miscellaneous_Natural Gas_Pool Heater_E7 | F3 | Residential | Manufactured Home Moderate Income | New | Miscellaneous | Natural Gas | Pool Heater | E7 | System - kBTUs of Consumption | 0 | 0 | 0 | 0 | 0 | 0 | 0 | 0 | 0 | 0 | 0 | 0 | 0 | 0 | 0 | 0 | 0 | 0 | 0 | 0 | 0 | 0 | 0 | 0 | 0 | 0 | 0 | 0 | 0 | 0 | 0 | 0 | 0
F3_Residential_Manufactured Home Moderate Income_New_Miscellaneous_Natural Gas_Pool Heater_E8 | F3 | Residential | Manufactured Home Moderate Income | New | Miscellaneous | Natural Gas | Pool Heater | E8 | System - kBTUs of Consumption | 0 | 0 | 0 | 0 | 0 | 0 | 0 | 0 | 0 | 0 | 0 | 0 | 0 | 0 | 0 | 0 | 0 | 0 | 0 | 0 | 0 | 0 | 0 | 0 | 0 | 0 | 0 | 0 | 0 | 0 | 0 | 0 | 0
F3_Residential_Manufactured Home Moderate Income_New_Miscellaneous_Natural Gas_Pool Heater_E9 | F3 | Residential | Manufactured Home Moderate Income | New | Miscellaneous | Natural Gas | Pool Heater | E9 | System - kBTUs of Consumption | 0 | 0 | 0 | 0 | 0 | 0 | 0 | 0 | 0 | 0 | 0 | 0 | 0 | 0 | 0 | 0 | 0 | 0 | 0 | 0 | 0 | 0 | 0 | 0 | 0 | 0 | 0 | 0 | 0 | 0 | 0 | 0 | 0
F3_Residential_Manufactured Home Moderate Income_New_Miscellaneous_Natural Gas_Pool Heater_E10 | F3 | Residential | Manufactured Home Moderate Income | New | Miscellaneous | Natural Gas | Pool Heater | E10 | System - kBTUs of Consumption | 0 | 0 | 0 | 0 | 0 | 0 | 0 | 0 | 0 | 0 | 0 | 0 | 0 | 0 | 0 | 0 | 0 | 0 | 0 | 0 | 0 | 0 | 0 | 0 | 0 | 0 | 0 | 0 | 0 | 0 | 0 | 0 | 0
F4_Residential_Manufactured Home Moderate Income_New_Miscellaneous_Natural Gas_Pool Heater_E1 | F4 | Residential | Manufactured Home Moderate Income | New | Miscellaneous | Natural Gas | Pool Heater | E1 | Utility - Cost of Equipment | 0 | 0 | 0 | 0 | 0 | 0 | 0 | 0 | 0 | 0 | 0 | 0 | 0 | 0 | 0 | 0 | 0 | 0 | 0 | 0 | 0 | 0 | 0 | 0 | 0 | 0 | 0 | 0 | 0 | 0 | 0 | 0 | 0
F4_Residential_Manufactured Home Moderate Income_New_Miscellaneous_Natural Gas_Pool Heater_E2 | F4 | Residential | Manufactured Home Moderate Income | New | Miscellaneous | Natural Gas | Pool Heater | E2 | Utility - Cost of Equipment | 0 | 0 | 0 | 0 | 0 | 0 | 0 | 0 | 0 | 0 | 0 | 0 | 0 | 0 | 0 | 0 | 0 | 0 | 0 | 0 | 0 | 0 | 0 | 0 | 0 | 0 | 0 | 0 | 0 | 0 | 0 | 0 | 0
F4_Residential_Manufactured Home Moderate Income_New_Miscellaneous_Natural Gas_Pool Heater_E3 | F4 | Residential | Manufactured Home Moderate Income | New | Miscellaneous | Natural Gas | Pool Heater | E3 | Utility - Cost of Equipment | 0 | 0 | 0 | 0 | 0 | 0 | 0 | 0 | 0 | 0 | 0 | 0 | 0 | 0 | 0 | 0 | 0 | 0 | 0 | 0 | 0 | 0 | 0 | 0 | 0 | 0 | 0 | 0 | 0 | 0 | 0 | 0 | 0
F4_Residential_Manufactured Home Moderate Income_New_Miscellaneous_Natural Gas_Pool Heater_E4 | F4 | Residential | Manufactured Home Moderate Income | New | Miscellaneous | Natural Gas | Pool Heater | E4 | Utility - Cost of Equipment | 0 | 0 | 0 | 0 | 0 | 0 | 0 | 0 | 0 | 0 | 0 | 0 | 0 | 0 | 0 | 0 | 0 | 0 | 0 | 0 | 0 | 0 | 0 | 0 | 0 | 0 | 0 | 0 | 0 | 0 | 0 | 0 | 0
F4_Residential_Manufactured Home Moderate Income_New_Miscellaneous_Natural Gas_Pool Heater_E5 | F4 | Residential | Manufactured Home Moderate Income | New | Miscellaneous | Natural Gas | Pool Heater | E5 | Utility - Cost of Equipment | 0 | 0 | 0 | 0 | 0 | 0 | 0 | 0 | 0 | 0 | 0 | 0 | 0 | 0 | 0 | 0 | 0 | 0 | 0 | 0 | 0 | 0 | 0 | 0 | 0 | 0 | 0 | 0 | 0 | 0 | 0 | 0 | 0
F4_Residential_Manufactured Home Moderate Income_New_Miscellaneous_Natural Gas_Pool Heater_E6 | F4 | Residential | Manufactured Home Moderate Income | New | Miscellaneous | Natural Gas | Pool Heater | E6 | Utility - Cost of Equipment | 0 | 0 | 0 | 0 | 0 | 0 | 0 | 0 | 0 | 0 | 0 | 0 | 0 | 0 | 0 | 0 | 0 | 0 | 0 | 0 | 0 | 0 | 0 | 0 | 0 | 0 | 0 | 0 | 0 | 0 | 0 | 0 | 0
F4_Residential_Manufactured Home Moderate Income_New_Miscellaneous_Natural Gas_Pool Heater_E7 | F4 | Residential | Manufactured Home Moderate Income | New | Miscellaneous | Natural Gas | Pool Heater | E7 | Utility - Cost of Equipment | 0 | 0 | 0 | 0 | 0 | 0 | 0 | 0 | 0 | 0 | 0 | 0 | 0 | 0 | 0 | 0 | 0 | 0 | 0 | 0 | 0 | 0 | 0 | 0 | 0 | 0 | 0 | 0 | 0 | 0 | 0 | 0 | 0
F4_Residential_Manufactured Home Moderate Income_New_Miscellaneous_Natural Gas_Pool Heater_E8 | F4 | Residential | Manufactured Home Moderate Income | New | Miscellaneous | Natural Gas | Pool Heater | E8 | Utility - Cost of Equipment | 0 | 0 | 0 | 0 | 0 | 0 | 0 | 0 | 0 | 0 | 0 | 0 | 0 | 0 | 0 | 0 | 0 | 0 | 0 | 0 | 0 | 0 | 0 | 0 | 0 | 0 | 0 | 0 | 0 | 0 | 0 | 0 | 0
F4_Residential_Manufactured Home Moderate Income_New_Miscellaneous_Natural Gas_Pool Heater_E9 | F4 | Residential | Manufactured Home Moderate Income | New | Miscellaneous | Natural Gas | Pool Heater | E9 | Utility - Cost of Equipment | 0 | 0 | 0 | 0 | 0 | 0 | 0 | 0 | 0 | 0 | 0 | 0 | 0 | 0 | 0 | 0 | 0 | 0 | 0 | 0 | 0 | 0 | 0 | 0 | 0 | 0 | 0 | 0 | 0 | 0 | 0 | 0 | 0
F4_Residential_Manufactured Home Moderate Income_New_Miscellaneous_Natural Gas_Pool Heater_E10 | F4 | Residential | Manufactured Home Moderate Income | New | Miscellaneous | Natural Gas | Pool Heater | E10 | Utility - Cost of Equipment | 0 | 0 | 0 | 0 | 0 | 0 | 0 | 0 | 0 | 0 | 0 | 0 | 0 | 0 | 0 | 0 | 0 | 0 | 0 | 0 | 0 | 0 | 0 | 0 | 0 | 0 | 0 | 0 | 0 | 0 | 0 | 0 | 0
F5_Residential_Manufactured Home Moderate Income_New_Miscellaneous_Natural Gas_Pool Heater_E1 | F5 | Residential | Manufactured Home Moderate Income | New | Miscellaneous | Natural Gas | Pool Heater | E1 | Utility - Cost of Operation | 351.766 | 351.766 | 351.766 | 351.766 | 351.766 | 351.766 | 351.766 | 351.766 | 351.766 | 351.766 | 351.766 | 351.766 | 351.766 | 351.766 | 351.766 | 351.766 | 351.766 | 351.766 | 351.766 | 351.766 | 351.766 | 351.766 | 351.766 | 351.766 | 351.766 | 351.766 | 351.766 | 351.766 | 351.766 | 351.766 | 351.766 | 351.766 | 351.766
F5_Residential_Manufactured Home Moderate Income_New_Miscellaneous_Natural Gas_Pool Heater_E2 | F5 | Residential | Manufactured Home Moderate Income | New | Miscellaneous | Natural Gas | Pool Heater | E2 | Utility - Cost of Operation | 427.2575 | 427.2575 | 427.2575 | 427.2575 | 427.2575 | 427.2575 | 427.2575 | 427.2575 | 427.2575 | 427.2575 | 427.2575 | 427.2575 | 427.2575 | 427.2575 | 427.2575 | 427.2575 | 427.2575 | 427.2575 | 427.2575 | 427.2575 | 427.2575 | 427.2575 | 427.2575 | 427.2575 | 427.2575 | 427.2575 | 427.2575 | 427.2575 | 427.2575 | 427.2575 | 427.2575 | 427.2575 | 427.2575
F5_Residential_Manufactured Home Moderate Income_New_Miscellaneous_Natural Gas_Pool Heater_E3 | F5 | Residential | Manufactured Home Moderate Income | New | Miscellaneous | Natural Gas | Pool Heater | E3 | Utility - Cost of Operation | 710.8377 | 710.8377 | 710.8377 | 710.8377 | 710.8377 | 710.8377 | 710.8377 | 710.8377 | 710.8377 | 710.8377 | 710.8377 | 710.8377 | 710.8377 | 710.8377 | 710.8377 | 710.8377 | 710.8377 | 710.8377 | 710.8377 | 710.8377 | 710.8377 | 710.8377 | 710.8377 | 710.8377 | 710.8377 | 710.8377 | 710.8377 | 710.8377 | 710.8377 | 710.8377 | 710.8377 | 710.8377 | 710.8377
F5_Residential_Manufactured Home Moderate Income_New_Miscellaneous_Natural Gas_Pool Heater_E4 | F5 | Residential | Manufactured Home Moderate Income | New | Miscellaneous | Natural Gas | Pool Heater | E4 | Utility - Cost of Operation | 717.234 | 717.234 | 717.234 | 717.234 | 717.234 | 717.234 | 717.234 | 717.234 | 717.234 | 717.234 | 717.234 | 717.234 | 717.234 | 717.234 | 717.234 | 717.234 | 717.234 | 717.234 | 717.234 | 717.234 | 717.234 | 717.234 | 717.234 | 717.234 | 717.234 | 717.234 | 717.234 | 717.234 | 717.234 | 717.234 | 717.234 | 717.234 | 717.234
F5_Residential_Manufactured Home Moderate Income_New_Miscellaneous_Natural Gas_Pool Heater_E5 | F5 | Residential | Manufactured Home Moderate Income | New | Miscellaneous | Natural Gas | Pool Heater | E5 | Utility - Cost of Operation | 0 | 0 | 0 | 0 | 0 | 0 | 0 | 0 | 0 | 0 | 0 | 0 | 0 | 0 | 0 | 0 | 0 | 0 | 0 | 0 | 0 | 0 | 0 | 0 | 0 | 0 | 0 | 0 | 0 | 0 | 0 | 0 | 0
F5_Residential_Manufactured Home Moderate Income_New_Miscellaneous_Natural Gas_Pool Heater_E6 | F5 | Residential | Manufactured Home Moderate Income | New | Miscellaneous | Natural Gas | Pool Heater | E6 | Utility - Cost of Operation | 0 | 0 | 0 | 0 | 0 | 0 | 0 | 0 | 0 | 0 | 0 | 0 | 0 | 0 | 0 | 0 | 0 | 0 | 0 | 0 | 0 | 0 | 0 | 0 | 0 | 0 | 0 | 0 | 0 | 0 | 0 | 0 | 0
F5_Residential_Manufactured Home Moderate Income_New_Miscellaneous_Natural Gas_Pool Heater_E7 | F5 | Residential | Manufactured Home Moderate Income | New | Miscellaneous | Natural Gas | Pool Heater | E7 | Utility - Cost of Operation | 0 | 0 | 0 | 0 | 0 | 0 | 0 | 0 | 0 | 0 | 0 | 0 | 0 | 0 | 0 | 0 | 0 | 0 | 0 | 0 | 0 | 0 | 0 | 0 | 0 | 0 | 0 | 0 | 0 | 0 | 0 | 0 | 0
F5_Residential_Manufactured Home Moderate Income_New_Miscellaneous_Natural Gas_Pool Heater_E8 | F5 | Residential | Manufactured Home Moderate Income | New | Miscellaneous | Natural Gas | Pool Heater | E8 | Utility - Cost of Operation | 0 | 0 | 0 | 0 | 0 | 0 | 0 | 0 | 0 | 0 | 0 | 0 | 0 | 0 | 0 | 0 | 0 | 0 | 0 | 0 | 0 | 0 | 0 | 0 | 0 | 0 | 0 | 0 | 0 | 0 | 0 | 0 | 0
F5_Residential_Manufactured Home Moderate Income_New_Miscellaneous_Natural Gas_Pool Heater_E9 | F5 | Residential | Manufactured Home Moderate Income | New | Miscellaneous | Natural Gas | Pool Heater | E9 | Utility - Cost of Operation | 0 | 0 | 0 | 0 | 0 | 0 | 0 | 0 | 0 | 0 | 0 | 0 | 0 | 0 | 0 | 0 | 0 | 0 | 0 | 0 | 0 | 0 | 0 | 0 | 0 | 0 | 0 | 0 | 0 | 0 | 0 | 0 | 0
F5_Residential_Manufactured Home Moderate Income_New_Miscellaneous_Natural Gas_Pool Heater_E10 | F5 | Residential | Manufactured Home Moderate Income | New | Miscellaneous | Natural Gas | Pool Heater | E10 | Utility - Cost of Operation | 0 | 0 | 0 | 0 | 0 | 0 | 0 | 0 | 0 | 0 | 0 | 0 | 0 | 0 | 0 | 0 | 0 | 0 | 0 | 0 | 0 | 0 | 0 | 0 | 0 | 0 | 0 | 0 | 0 | 0 | 0 | 0 | 0
F6_Residential_Manufactured Home Moderate Income_New_Miscellaneous_Natural Gas_Pool Heater_E1 | F6 | Residential | Manufactured Home Moderate Income | New | Miscellaneous | Natural Gas | Pool Heater | E1 | Utility - Value of Sales | 142.6984 | 143.7861 | 145.2785 | 146.4983 | 146.4983 | 146.4983 | 146.4983 | 146.4983 | 146.4983 | 146.4983 | 146.4983 | 146.4983 | 146.4983 | 146.4983 | 146.4983 | 146.4983 | 146.4983 | 146.4983 | 146.4983 | 146.4983 | 146.4983 | 146.4983 | 146.4983 | 146.4983 | 146.4983 | 146.4983 | 146.4983 | 146.4983 | 146.4983 | 146.4983 | 146.4983 | 146.4983 | 146.4983
F6_Residential_Manufactured Home Moderate Income_New_Miscellaneous_Natural Gas_Pool Heater_E2 | F6 | Residential | Manufactured Home Moderate Income | New | Miscellaneous | Natural Gas | Pool Heater | E2 | Utility - Value of Sales | 137.5818 | 138.6304 | 140.0693 | 141.2454 | 141.2454 | 141.2454 | 141.2454 | 141.2454 | 141.2454 | 141.2454 | 141.2454 | 141.2454 | 141.2454 | 141.2454 | 141.2454 | 141.2454 | 141.2454 | 141.2454 | 141.2454 | 141.2454 | 141.2454 | 141.2454 | 141.2454 | 141.2454 | 141.2454 | 141.2454 | 141.2454 | 141.2454 | 141.2454 | 141.2454 | 141.2454 | 141.2454 | 141.2454
F6_Residential_Manufactured Home Moderate Income_New_Miscellaneous_Natural Gas_Pool Heater_E3 | F6 | Residential | Manufactured Home Moderate Income | New | Miscellaneous | Natural Gas | Pool Heater | E3 | Utility - Value of Sales | 121.9475 | 122.8769 | 124.1523 | 125.1948 | 125.1948 | 125.1948 | 125.1948 | 125.1948 | 125.1948 | 125.1948 | 125.1948 | 125.1948 | 125.1948 | 125.1948 | 125.1948 | 125.1948 | 125.1948 | 125.1948 | 125.1948 | 125.1948 | 125.1948 | 125.1948 | 125.1948 | 125.1948 | 125.1948 | 125.1948 | 125.1948 | 125.1948 | 125.1948 | 125.1948 | 125.1948 | 125.1948 | 125.1948
F6_Residential_Manufactured Home Moderate Income_New_Miscellaneous_Natural Gas_Pool Heater_E4 | F6 | Residential | Manufactured Home Moderate Income | New | Miscellaneous | Natural Gas | Pool Heater | E4 | Utility - Value of Sales | 120.728 | 121.6482 | 122.9108 | 123.9428 | 123.9428 | 123.9428 | 123.9428 | 123.9428 | 123.9428 | 123.9428 | 123.9428 | 123.9428 | 123.9428 | 123.9428 | 123.9428 | 123.9428 | 123.9428 | 123.9428 | 123.9428 | 123.9428 | 123.9428 | 123.9428 | 123.9428 | 123.9428 | 123.9428 | 123.9428 | 123.9428 | 123.9428 | 123.9428 | 123.9428 | 123.9428 | 123.9428 | 123.9428
F6_Residential_Manufactured Home Moderate Income_New_Miscellaneous_Natural Gas_Pool Heater_E5 | F6 | Residential | Manufactured Home Moderate Income | New | Miscellaneous | Natural Gas | Pool Heater | E5 | Utility - Value of Sales | 0 | 0 | 0 | 0 | 0 | 0 | 0 | 0 | 0 | 0 | 0 | 0 | 0 | 0 | 0 | 0 | 0 | 0 | 0 | 0 | 0 | 0 | 0 | 0 | 0 | 0 | 0 | 0 | 0 | 0 | 0 | 0 | 0
F6_Residential_Manufactured Home Moderate Income_New_Miscellaneous_Natural Gas_Pool Heater_E6 | F6 | Residential | Manufactured Home Moderate Income | New | Miscellaneous | Natural Gas | Pool Heater | E6 | Utility - Value of Sales | 0 | 0 | 0 | 0 | 0 | 0 | 0 | 0 | 0 | 0 | 0 | 0 | 0 | 0 | 0 | 0 | 0 | 0 | 0 | 0 | 0 | 0 | 0 | 0 | 0 | 0 | 0 | 0 | 0 | 0 | 0 | 0 | 0
F6_Residential_Manufactured Home Moderate Income_New_Miscellaneous_Natural Gas_Pool Heater_E7 | F6 | Residential | Manufactured Home Moderate Income | New | Miscellaneous | Natural Gas | Pool Heater | E7 | Utility - Value of Sales | 0 | 0 | 0 | 0 | 0 | 0 | 0 | 0 | 0 | 0 | 0 | 0 | 0 | 0 | 0 | 0 | 0 | 0 | 0 | 0 | 0 | 0 | 0 | 0 | 0 | 0 | 0 | 0 | 0 | 0 | 0 | 0 | 0
F6_Residential_Manufactured Home Moderate Income_New_Miscellaneous_Natural Gas_Pool Heater_E8 | F6 | Residential | Manufactured Home Moderate Income | New | Miscellaneous | Natural Gas | Pool Heater | E8 | Utility - Value of Sales | 0 | 0 | 0 | 0 | 0 | 0 | 0 | 0 | 0 | 0 | 0 | 0 | 0 | 0 | 0 | 0 | 0 | 0 | 0 | 0 | 0 | 0 | 0 | 0 | 0 | 0 | 0 | 0 | 0 | 0 | 0 | 0 | 0
F6_Residential_Manufactured Home Moderate Income_New_Miscellaneous_Natural Gas_Pool Heater_E9 | F6 | Residential | Manufactured Home Moderate Income | New | Miscellaneous | Natural Gas | Pool Heater | E9 | Utility - Value of Sales | 0 | 0 | 0 | 0 | 0 | 0 | 0 | 0 | 0 | 0 | 0 | 0 | 0 | 0 | 0 | 0 | 0 | 0 | 0 | 0 | 0 | 0 | 0 | 0 | 0 | 0 | 0 | 0 | 0 | 0 | 0 | 0 | 0
F6_Residential_Manufactured Home Moderate Income_New_Miscellaneous_Natural Gas_Pool Heater_E10 | F6 | Residential | Manufactured Home Moderate Income | New | Miscellaneous | Natural Gas | Pool Heater | E10 | Utility - Value of Sales | 0 | 0 | 0 | 0 | 0 | 0 | 0 | 0 | 0 | 0 | 0 | 0 | 0 | 0 | 0 | 0 | 0 | 0 | 0 | 0 | 0 | 0 | 0 | 0 | 0 | 0 | 0 | 0 | 0 | 0 | 0 | 0 | 0
F1_Residential_Manufactured Home Moderate Income_New_Miscellaneous_Natural Gas_Miscellaneous_E1 | F1 | Residential | Manufactured Home Moderate Income | New | Miscellaneous | Natural Gas | Miscellaneous | E1 | RVT - Cost of Equipment | 0 | 0 | 0 | 0 | 0 | 0 | 0 | 0 | 0 | 0 | 0 | 0 | 0 | 0 | 0 | 0 | 0 | 0 | 0 | 0 | 0 | 0 | 0 | 0 | 0 | 0 | 0 | 0 | 0 | 0 | 0 | 0 | 0
F1_Residential_Manufactured Home Moderate Income_New_Miscellaneous_Natural Gas_Miscellaneous_E2 | F1 | Residential | Manufactured Home Moderate Income | New | Miscellaneous | Natural Gas | Miscellaneous | E2 | RVT - Cost of Equipment | 0 | 0 | 0 | 0 | 0 | 0 | 0 | 0 | 0 | 0 | 0 | 0 | 0 | 0 | 0 | 0 | 0 | 0 | 0 | 0 | 0 | 0 | 0 | 0 | 0 | 0 | 0 | 0 | 0 | 0 | 0 | 0 | 0
F1_Residential_Manufactured Home Moderate Income_New_Miscellaneous_Natural Gas_Miscellaneous_E3 | F1 | Residential | Manufactured Home Moderate Income | New | Miscellaneous | Natural Gas | Miscellaneous | E3 | RVT - Cost of Equipment | 0 | 0 | 0 | 0 | 0 | 0 | 0 | 0 | 0 | 0 | 0 | 0 | 0 | 0 | 0 | 0 | 0 | 0 | 0 | 0 | 0 | 0 | 0 | 0 | 0 | 0 | 0 | 0 | 0 | 0 | 0 | 0 | 0
F1_Residential_Manufactured Home Moderate Income_New_Miscellaneous_Natural Gas_Miscellaneous_E4 | F1 | Residential | Manufactured Home Moderate Income | New | Miscellaneous | Natural Gas | Miscellaneous | E4 | RVT - Cost of Equipment | 0 | 0 | 0 | 0 | 0 | 0 | 0 | 0 | 0 | 0 | 0 | 0 | 0 | 0 | 0 | 0 | 0 | 0 | 0 | 0 | 0 | 0 | 0 | 0 | 0 | 0 | 0 | 0 | 0 | 0 | 0 | 0 | 0
F1_Residential_Manufactured Home Moderate Income_New_Miscellaneous_Natural Gas_Miscellaneous_E5 | F1 | Residential | Manufactured Home Moderate Income | New | Miscellaneous | Natural Gas | Miscellaneous | E5 | RVT - Cost of Equipment | 0 | 0 | 0 | 0 | 0 | 0 | 0 | 0 | 0 | 0 | 0 | 0 | 0 | 0 | 0 | 0 | 0 | 0 | 0 | 0 | 0 | 0 | 0 | 0 | 0 | 0 | 0 | 0 | 0 | 0 | 0 | 0 | 0
F1_Residential_Manufactured Home Moderate Income_New_Miscellaneous_Natural Gas_Miscellaneous_E6 | F1 | Residential | Manufactured Home Moderate Income | New | Miscellaneous | Natural Gas | Miscellaneous | E6 | RVT - Cost of Equipment | 0 | 0 | 0 | 0 | 0 | 0 | 0 | 0 | 0 | 0 | 0 | 0 | 0 | 0 | 0 | 0 | 0 | 0 | 0 | 0 | 0 | 0 | 0 | 0 | 0 | 0 | 0 | 0 | 0 | 0 | 0 | 0 | 0
F1_Residential_Manufactured Home Moderate Income_New_Miscellaneous_Natural Gas_Miscellaneous_E7 | F1 | Residential | Manufactured Home Moderate Income | New | Miscellaneous | Natural Gas | Miscellaneous | E7 | RVT - Cost of Equipment | 0 | 0 | 0 | 0 | 0 | 0 | 0 | 0 | 0 | 0 | 0 | 0 | 0 | 0 | 0 | 0 | 0 | 0 | 0 | 0 | 0 | 0 | 0 | 0 | 0 | 0 | 0 | 0 | 0 | 0 | 0 | 0 | 0
F1_Residential_Manufactured Home Moderate Income_New_Miscellaneous_Natural Gas_Miscellaneous_E8 | F1 | Residential | Manufactured Home Moderate Income | New | Miscellaneous | Natural Gas | Miscellaneous | E8 | RVT - Cost of Equipment | 0 | 0 | 0 | 0 | 0 | 0 | 0 | 0 | 0 | 0 | 0 | 0 | 0 | 0 | 0 | 0 | 0 | 0 | 0 | 0 | 0 | 0 | 0 | 0 | 0 | 0 | 0 | 0 | 0 | 0 | 0 | 0 | 0
F1_Residential_Manufactured Home Moderate Income_New_Miscellaneous_Natural Gas_Miscellaneous_E9 | F1 | Residential | Manufactured Home Moderate Income | New | Miscellaneous | Natural Gas | Miscellaneous | E9 | RVT - Cost of Equipment | 0 | 0 | 0 | 0 | 0 | 0 | 0 | 0 | 0 | 0 | 0 | 0 | 0 | 0 | 0 | 0 | 0 | 0 | 0 | 0 | 0 | 0 | 0 | 0 | 0 | 0 | 0 | 0 | 0 | 0 | 0 | 0 | 0
F1_Residential_Manufactured Home Moderate Income_New_Miscellaneous_Natural Gas_Miscellaneous_E10 | F1 | Residential | Manufactured Home Moderate Income | New | Miscellaneous | Natural Gas | Miscellaneous | E10 | RVT - Cost of Equipment | 0 | 0 | 0 | 0 | 0 | 0 | 0 | 0 | 0 | 0 | 0 | 0 | 0 | 0 | 0 | 0 | 0 | 0 | 0 | 0 | 0 | 0 | 0 | 0 | 0 | 0 | 0 | 0 | 0 | 0 | 0 | 0 | 0
F2_Residential_Manufactured Home Moderate Income_New_Miscellaneous_Natural Gas_Miscellaneous_E1 | F2 | Residential | Manufactured Home Moderate Income | New | Miscellaneous | Natural Gas | Miscellaneous | E1 | RVT - Cost of Operation | 0 | 0 | 0 | 0 | 0 | 0 | 0 | 0 | 0 | 0 | 0 | 0 | 0 | 0 | 0 | 0 | 0 | 0 | 0 | 0 | 0 | 0 | 0 | 0 | 0 | 0 | 0 | 0 | 0 | 0 | 0 | 0 | 0
F2_Residential_Manufactured Home Moderate Income_New_Miscellaneous_Natural Gas_Miscellaneous_E2 | F2 | Residential | Manufactured Home Moderate Income | New | Miscellaneous | Natural Gas | Miscellaneous | E2 | RVT - Cost of Operation | 0 | 0 | 0 | 0 | 0 | 0 | 0 | 0 | 0 | 0 | 0 | 0 | 0 | 0 | 0 | 0 | 0 | 0 | 0 | 0 | 0 | 0 | 0 | 0 | 0 | 0 | 0 | 0 | 0 | 0 | 0 | 0 | 0
F2_Residential_Manufactured Home Moderate Income_New_Miscellaneous_Natural Gas_Miscellaneous_E3 | F2 | Residential | Manufactured Home Moderate Income | New | Miscellaneous | Natural Gas | Miscellaneous | E3 | RVT - Cost of Operation | 0 | 0 | 0 | 0 | 0 | 0 | 0 | 0 | 0 | 0 | 0 | 0 | 0 | 0 | 0 | 0 | 0 | 0 | 0 | 0 | 0 | 0 | 0 | 0 | 0 | 0 | 0 | 0 | 0 | 0 | 0 | 0 | 0
F2_Residential_Manufactured Home Moderate Income_New_Miscellaneous_Natural Gas_Miscellaneous_E4 | F2 | Residential | Manufactured Home Moderate Income | New | Miscellaneous | Natural Gas | Miscellaneous | E4 | RVT - Cost of Operation | 0 | 0 | 0 | 0 | 0 | 0 | 0 | 0 | 0 | 0 | 0 | 0 | 0 | 0 | 0 | 0 | 0 | 0 | 0 | 0 | 0 | 0 | 0 | 0 | 0 | 0 | 0 | 0 | 0 | 0 | 0 | 0 | 0
F2_Residential_Manufactured Home Moderate Income_New_Miscellaneous_Natural Gas_Miscellaneous_E5 | F2 | Residential | Manufactured Home Moderate Income | New | Miscellaneous | Natural Gas | Miscellaneous | E5 | RVT - Cost of Operation | 0 | 0 | 0 | 0 | 0 | 0 | 0 | 0 | 0 | 0 | 0 | 0 | 0 | 0 | 0 | 0 | 0 | 0 | 0 | 0 | 0 | 0 | 0 | 0 | 0 | 0 | 0 | 0 | 0 | 0 | 0 | 0 | 0
F2_Residential_Manufactured Home Moderate Income_New_Miscellaneous_Natural Gas_Miscellaneous_E6 | F2 | Residential | Manufactured Home Moderate Income | New | Miscellaneous | Natural Gas | Miscellaneous | E6 | RVT - Cost of Operation | 0 | 0 | 0 | 0 | 0 | 0 | 0 | 0 | 0 | 0 | 0 | 0 | 0 | 0 | 0 | 0 | 0 | 0 | 0 | 0 | 0 | 0 | 0 | 0 | 0 | 0 | 0 | 0 | 0 | 0 | 0 | 0 | 0
F2_Residential_Manufactured Home Moderate Income_New_Miscellaneous_Natural Gas_Miscellaneous_E7 | F2 | Residential | Manufactured Home Moderate Income | New | Miscellaneous | Natural Gas | Miscellaneous | E7 | RVT - Cost of Operation | 0 | 0 | 0 | 0 | 0 | 0 | 0 | 0 | 0 | 0 | 0 | 0 | 0 | 0 | 0 | 0 | 0 | 0 | 0 | 0 | 0 | 0 | 0 | 0 | 0 | 0 | 0 | 0 | 0 | 0 | 0 | 0 | 0
F2_Residential_Manufactured Home Moderate Income_New_Miscellaneous_Natural Gas_Miscellaneous_E8 | F2 | Residential | Manufactured Home Moderate Income | New | Miscellaneous | Natural Gas | Miscellaneous | E8 | RVT - Cost of Operation | 0 | 0 | 0 | 0 | 0 | 0 | 0 | 0 | 0 | 0 | 0 | 0 | 0 | 0 | 0 | 0 | 0 | 0 | 0 | 0 | 0 | 0 | 0 | 0 | 0 | 0 | 0 | 0 | 0 | 0 | 0 | 0 | 0
F2_Residential_Manufactured Home Moderate Income_New_Miscellaneous_Natural Gas_Miscellaneous_E9 | F2 | Residential | Manufactured Home Moderate Income | New | Miscellaneous | Natural Gas | Miscellaneous | E9 | RVT - Cost of Operation | 0 | 0 | 0 | 0 | 0 | 0 | 0 | 0 | 0 | 0 | 0 | 0 | 0 | 0 | 0 | 0 | 0 | 0 | 0 | 0 | 0 | 0 | 0 | 0 | 0 | 0 | 0 | 0 | 0 | 0 | 0 | 0 | 0
F2_Residential_Manufactured Home Moderate Income_New_Miscellaneous_Natural Gas_Miscellaneous_E10 | F2 | Residential | Manufactured Home Moderate Income | New | Miscellaneous | Natural Gas | Miscellaneous | E10 | RVT - Cost of Operation | 0 | 0 | 0 | 0 | 0 | 0 | 0 | 0 | 0 | 0 | 0 | 0 | 0 | 0 | 0 | 0 | 0 | 0 | 0 | 0 | 0 | 0 | 0 | 0 | 0 | 0 | 0 | 0 | 0 | 0 | 0 | 0 | 0
F3_Residential_Manufactured Home Moderate Income_New_Miscellaneous_Natural Gas_Miscellaneous_E1 | F3 | Residential | Manufactured Home Moderate Income | New | Miscellaneous | Natural Gas | Miscellaneous | E1 | System - kBTUs of Consumption | 16.4611 | 16.4611 | 16.4611 | 16.4611 | 16.4611 | 16.4611 | 16.4611 | 16.4611 | 16.4611 | 16.4611 | 16.4611 | 16.4611 | 16.4611 | 16.4611 | 16.4611 | 16.4611 | 16.4611 | 16.4611 | 16.4611 | 16.4611 | 16.4611 | 16.4611 | 16.4611 | 16.4611 | 16.4611 | 16.4611 | 16.4611 | 16.4611 | 16.4611 | 16.4611 | 16.4611 | 16.4611 | 16.4611
F3_Residential_Manufactured Home Moderate Income_New_Miscellaneous_Natural Gas_Miscellaneous_E2 | F3 | Residential | Manufactured Home Moderate Income | New | Miscellaneous | Natural Gas | Miscellaneous | E2 | System - kBTUs of Consumption | 0 | 0 | 0 | 0 | 0 | 0 | 0 | 0 | 0 | 0 | 0 | 0 | 0 | 0 | 0 | 0 | 0 | 0 | 0 | 0 | 0 | 0 | 0 | 0 | 0 | 0 | 0 | 0 | 0 | 0 | 0 | 0 | 0
F3_Residential_Manufactured Home Moderate Income_New_Miscellaneous_Natural Gas_Miscellaneous_E3 | F3 | Residential | Manufactured Home Moderate Income | New | Miscellaneous | Natural Gas | Miscellaneous | E3 | System - kBTUs of Consumption | 0 | 0 | 0 | 0 | 0 | 0 | 0 | 0 | 0 | 0 | 0 | 0 | 0 | 0 | 0 | 0 | 0 | 0 | 0 | 0 | 0 | 0 | 0 | 0 | 0 | 0 | 0 | 0 | 0 | 0 | 0 | 0 | 0
F3_Residential_Manufactured Home Moderate Income_New_Miscellaneous_Natural Gas_Miscellaneous_E4 | F3 | Residential | Manufactured Home Moderate Income | New | Miscellaneous | Natural Gas | Miscellaneous | E4 | System - kBTUs of Consumption | 0 | 0 | 0 | 0 | 0 | 0 | 0 | 0 | 0 | 0 | 0 | 0 | 0 | 0 | 0 | 0 | 0 | 0 | 0 | 0 | 0 | 0 | 0 | 0 | 0 | 0 | 0 | 0 | 0 | 0 | 0 | 0 | 0
F3_Residential_Manufactured Home Moderate Income_New_Miscellaneous_Natural Gas_Miscellaneous_E5 | F3 | Residential | Manufactured Home Moderate Income | New | Miscellaneous | Natural Gas | Miscellaneous | E5 | System - kBTUs of Consumption | 0 | 0 | 0 | 0 | 0 | 0 | 0 | 0 | 0 | 0 | 0 | 0 | 0 | 0 | 0 | 0 | 0 | 0 | 0 | 0 | 0 | 0 | 0 | 0 | 0 | 0 | 0 | 0 | 0 | 0 | 0 | 0 | 0
F3_Residential_Manufactured Home Moderate Income_New_Miscellaneous_Natural Gas_Miscellaneous_E6 | F3 | Residential | Manufactured Home Moderate Income | New | Miscellaneous | Natural Gas | Miscellaneous | E6 | System - kBTUs of Consumption | 0 | 0 | 0 | 0 | 0 | 0 | 0 | 0 | 0 | 0 | 0 | 0 | 0 | 0 | 0 | 0 | 0 | 0 | 0 | 0 | 0 | 0 | 0 | 0 | 0 | 0 | 0 | 0 | 0 | 0 | 0 | 0 | 0
F3_Residential_Manufactured Home Moderate Income_New_Miscellaneous_Natural Gas_Miscellaneous_E7 | F3 | Residential | Manufactured Home Moderate Income | New | Miscellaneous | Natural Gas | Miscellaneous | E7 | System - kBTUs of Consumption | 0 | 0 | 0 | 0 | 0 | 0 | 0 | 0 | 0 | 0 | 0 | 0 | 0 | 0 | 0 | 0 | 0 | 0 | 0 | 0 | 0 | 0 | 0 | 0 | 0 | 0 | 0 | 0 | 0 | 0 | 0 | 0 | 0
F3_Residential_Manufactured Home Moderate Income_New_Miscellaneous_Natural Gas_Miscellaneous_E8 | F3 | Residential | Manufactured Home Moderate Income | New | Miscellaneous | Natural Gas | Miscellaneous | E8 | System - kBTUs of Consumption | 0 | 0 | 0 | 0 | 0 | 0 | 0 | 0 | 0 | 0 | 0 | 0 | 0 | 0 | 0 | 0 | 0 | 0 | 0 | 0 | 0 | 0 | 0 | 0 | 0 | 0 | 0 | 0 | 0 | 0 | 0 | 0 | 0
F3_Residential_Manufactured Home Moderate Income_New_Miscellaneous_Natural Gas_Miscellaneous_E9 | F3 | Residential | Manufactured Home Moderate Income | New | Miscellaneous | Natural Gas | Miscellaneous | E9 | System - kBTUs of Consumption | 0 | 0 | 0 | 0 | 0 | 0 | 0 | 0 | 0 | 0 | 0 | 0 | 0 | 0 | 0 | 0 | 0 | 0 | 0 | 0 | 0 | 0 | 0 | 0 | 0 | 0 | 0 | 0 | 0 | 0 | 0 | 0 | 0
F3_Residential_Manufactured Home Moderate Income_New_Miscellaneous_Natural Gas_Miscellaneous_E10 | F3 | Residential | Manufactured Home Moderate Income | New | Miscellaneous | Natural Gas | Miscellaneous | E10 | System - kBTUs of Consumption | 0 | 0 | 0 | 0 | 0 | 0 | 0 | 0 | 0 | 0 | 0 | 0 | 0 | 0 | 0 | 0 | 0 | 0 | 0 | 0 | 0 | 0 | 0 | 0 | 0 | 0 | 0 | 0 | 0 | 0 | 0 | 0 | 0
F4_Residential_Manufactured Home Moderate Income_New_Miscellaneous_Natural Gas_Miscellaneous_E1 | F4 | Residential | Manufactured Home Moderate Income | New | Miscellaneous | Natural Gas | Miscellaneous | E1 | Utility - Cost of Equipment | 0 | 0 | 0 | 0 | 0 | 0 | 0 | 0 | 0 | 0 | 0 | 0 | 0 | 0 | 0 | 0 | 0 | 0 | 0 | 0 | 0 | 0 | 0 | 0 | 0 | 0 | 0 | 0 | 0 | 0 | 0 | 0 | 0
F4_Residential_Manufactured Home Moderate Income_New_Miscellaneous_Natural Gas_Miscellaneous_E2 | F4 | Residential | Manufactured Home Moderate Income | New | Miscellaneous | Natural Gas | Miscellaneous | E2 | Utility - Cost of Equipment | 0 | 0 | 0 | 0 | 0 | 0 | 0 | 0 | 0 | 0 | 0 | 0 | 0 | 0 | 0 | 0 | 0 | 0 | 0 | 0 | 0 | 0 | 0 | 0 | 0 | 0 | 0 | 0 | 0 | 0 | 0 | 0 | 0
F4_Residential_Manufactured Home Moderate Income_New_Miscellaneous_Natural Gas_Miscellaneous_E3 | F4 | Residential | Manufactured Home Moderate Income | New | Miscellaneous | Natural Gas | Miscellaneous | E3 | Utility - Cost of Equipment | 0 | 0 | 0 | 0 | 0 | 0 | 0 | 0 | 0 | 0 | 0 | 0 | 0 | 0 | 0 | 0 | 0 | 0 | 0 | 0 | 0 | 0 | 0 | 0 | 0 | 0 | 0 | 0 | 0 | 0 | 0 | 0 | 0
F4_Residential_Manufactured Home Moderate Income_New_Miscellaneous_Natural Gas_Miscellaneous_E4 | F4 | Residential | Manufactured Home Moderate Income | New | Miscellaneous | Natural Gas | Miscellaneous | E4 | Utility - Cost of Equipment | 0 | 0 | 0 | 0 | 0 | 0 | 0 | 0 | 0 | 0 | 0 | 0 | 0 | 0 | 0 | 0 | 0 | 0 | 0 | 0 | 0 | 0 | 0 | 0 | 0 | 0 | 0 | 0 | 0 | 0 | 0 | 0 | 0
F4_Residential_Manufactured Home Moderate Income_New_Miscellaneous_Natural Gas_Miscellaneous_E5 | F4 | Residential | Manufactured Home Moderate Income | New | Miscellaneous | Natural Gas | Miscellaneous | E5 | Utility - Cost of Equipment | 0 | 0 | 0 | 0 | 0 | 0 | 0 | 0 | 0 | 0 | 0 | 0 | 0 | 0 | 0 | 0 | 0 | 0 | 0 | 0 | 0 | 0 | 0 | 0 | 0 | 0 | 0 | 0 | 0 | 0 | 0 | 0 | 0
F4_Residential_Manufactured Home Moderate Income_New_Miscellaneous_Natural Gas_Miscellaneous_E6 | F4 | Residential | Manufactured Home Moderate Income | New | Miscellaneous | Natural Gas | Miscellaneous | E6 | Utility - Cost of Equipment | 0 | 0 | 0 | 0 | 0 | 0 | 0 | 0 | 0 | 0 | 0 | 0 | 0 | 0 | 0 | 0 | 0 | 0 | 0 | 0 | 0 | 0 | 0 | 0 | 0 | 0 | 0 | 0 | 0 | 0 | 0 | 0 | 0
F4_Residential_Manufactured Home Moderate Income_New_Miscellaneous_Natural Gas_Miscellaneous_E7 | F4 | Residential | Manufactured Home Moderate Income | New | Miscellaneous | Natural Gas | Miscellaneous | E7 | Utility - Cost of Equipment | 0 | 0 | 0 | 0 | 0 | 0 | 0 | 0 | 0 | 0 | 0 | 0 | 0 | 0 | 0 | 0 | 0 | 0 | 0 | 0 | 0 | 0 | 0 | 0 | 0 | 0 | 0 | 0 | 0 | 0 | 0 | 0 | 0
F4_Residential_Manufactured Home Moderate Income_New_Miscellaneous_Natural Gas_Miscellaneous_E8 | F4 | Residential | Manufactured Home Moderate Income | New | Miscellaneous | Natural Gas | Miscellaneous | E8 | Utility - Cost of Equipment | 0 | 0 | 0 | 0 | 0 | 0 | 0 | 0 | 0 | 0 | 0 | 0 | 0 | 0 | 0 | 0 | 0 | 0 | 0 | 0 | 0 | 0 | 0 | 0 | 0 | 0 | 0 | 0 | 0 | 0 | 0 | 0 | 0
F4_Residential_Manufactured Home Moderate Income_New_Miscellaneous_Natural Gas_Miscellaneous_E9 | F4 | Residential | Manufactured Home Moderate Income | New | Miscellaneous | Natural Gas | Miscellaneous | E9 | Utility - Cost of Equipment | 0 | 0 | 0 | 0 | 0 | 0 | 0 | 0 | 0 | 0 | 0 | 0 | 0 | 0 | 0 | 0 | 0 | 0 | 0 | 0 | 0 | 0 | 0 | 0 | 0 | 0 | 0 | 0 | 0 | 0 | 0 | 0 | 0
F4_Residential_Manufactured Home Moderate Income_New_Miscellaneous_Natural Gas_Miscellaneous_E10 | F4 | Residential | Manufactured Home Moderate Income | New | Miscellaneous | Natural Gas | Miscellaneous | E10 | Utility - Cost of Equipment | 0 | 0 | 0 | 0 | 0 | 0 | 0 | 0 | 0 | 0 | 0 | 0 | 0 | 0 | 0 | 0 | 0 | 0 | 0 | 0 | 0 | 0 | 0 | 0 | 0 | 0 | 0 | 0 | 0 | 0 | 0 | 0 | 0
F5_Residential_Manufactured Home Moderate Income_New_Miscellaneous_Natural Gas_Miscellaneous_E1 | F5 | Residential | Manufactured Home Moderate Income | New | Miscellaneous | Natural Gas | Miscellaneous | E1 | Utility - Cost of Operation | 16.4611 | 16.4611 | 16.4611 | 16.4611 | 16.4611 | 16.4611 | 16.4611 | 16.4611 | 16.4611 | 16.4611 | 16.4611 | 16.4611 | 16.4611 | 16.4611 | 16.4611 | 16.4611 | 16.4611 | 16.4611 | 16.4611 | 16.4611 | 16.4611 | 16.4611 | 16.4611 | 16.4611 | 16.4611 | 16.4611 | 16.4611 | 16.4611 | 16.4611 | 16.4611 | 16.4611 | 16.4611 | 16.4611
F5_Residential_Manufactured Home Moderate Income_New_Miscellaneous_Natural Gas_Miscellaneous_E2 | F5 | Residential | Manufactured Home Moderate Income | New | Miscellaneous | Natural Gas | Miscellaneous | E2 | Utility - Cost of Operation | 0 | 0 | 0 | 0 | 0 | 0 | 0 | 0 | 0 | 0 | 0 | 0 | 0 | 0 | 0 | 0 | 0 | 0 | 0 | 0 | 0 | 0 | 0 | 0 | 0 | 0 | 0 | 0 | 0 | 0 | 0 | 0 | 0
F5_Residential_Manufactured Home Moderate Income_New_Miscellaneous_Natural Gas_Miscellaneous_E3 | F5 | Residential | Manufactured Home Moderate Income | New | Miscellaneous | Natural Gas | Miscellaneous | E3 | Utility - Cost of Operation | 0 | 0 | 0 | 0 | 0 | 0 | 0 | 0 | 0 | 0 | 0 | 0 | 0 | 0 | 0 | 0 | 0 | 0 | 0 | 0 | 0 | 0 | 0 | 0 | 0 | 0 | 0 | 0 | 0 | 0 | 0 | 0 | 0
F5_Residential_Manufactured Home Moderate Income_New_Miscellaneous_Natural Gas_Miscellaneous_E4 | F5 | Residential | Manufactured Home Moderate Income | New | Miscellaneous | Natural Gas | Miscellaneous | E4 | Utility - Cost of Operation | 0 | 0 | 0 | 0 | 0 | 0 | 0 | 0 | 0 | 0 | 0 | 0 | 0 | 0 | 0 | 0 | 0 | 0 | 0 | 0 | 0 | 0 | 0 | 0 | 0 | 0 | 0 | 0 | 0 | 0 | 0 | 0 | 0
F5_Residential_Manufactured Home Moderate Income_New_Miscellaneous_Natural Gas_Miscellaneous_E5 | F5 | Residential | Manufactured Home Moderate Income | New | Miscellaneous | Natural Gas | Miscellaneous | E5 | Utility - Cost of Operation | 0 | 0 | 0 | 0 | 0 | 0 | 0 | 0 | 0 | 0 | 0 | 0 | 0 | 0 | 0 | 0 | 0 | 0 | 0 | 0 | 0 | 0 | 0 | 0 | 0 | 0 | 0 | 0 | 0 | 0 | 0 | 0 | 0
F5_Residential_Manufactured Home Moderate Income_New_Miscellaneous_Natural Gas_Miscellaneous_E6 | F5 | Residential | Manufactured Home Moderate Income | New | Miscellaneous | Natural Gas | Miscellaneous | E6 | Utility - Cost of Operation | 0 | 0 | 0 | 0 | 0 | 0 | 0 | 0 | 0 | 0 | 0 | 0 | 0 | 0 | 0 | 0 | 0 | 0 | 0 | 0 | 0 | 0 | 0 | 0 | 0 | 0 | 0 | 0 | 0 | 0 | 0 | 0 | 0
F5_Residential_Manufactured Home Moderate Income_New_Miscellaneous_Natural Gas_Miscellaneous_E7 | F5 | Residential | Manufactured Home Moderate Income | New | Miscellaneous | Natural Gas | Miscellaneous | E7 | Utility - Cost of Operation | 0 | 0 | 0 | 0 | 0 | 0 | 0 | 0 | 0 | 0 | 0 | 0 | 0 | 0 | 0 | 0 | 0 | 0 | 0 | 0 | 0 | 0 | 0 | 0 | 0 | 0 | 0 | 0 | 0 | 0 | 0 | 0 | 0
F5_Residential_Manufactured Home Moderate Income_New_Miscellaneous_Natural Gas_Miscellaneous_E8 | F5 | Residential | Manufactured Home Moderate Income | New | Miscellaneous | Natural Gas | Miscellaneous | E8 | Utility - Cost of Operation | 0 | 0 | 0 | 0 | 0 | 0 | 0 | 0 | 0 | 0 | 0 | 0 | 0 | 0 | 0 | 0 | 0 | 0 | 0 | 0 | 0 | 0 | 0 | 0 | 0 | 0 | 0 | 0 | 0 | 0 | 0 | 0 | 0
F5_Residential_Manufactured Home Moderate Income_New_Miscellaneous_Natural Gas_Miscellaneous_E9 | F5 | Residential | Manufactured Home Moderate Income | New | Miscellaneous | Natural Gas | Miscellaneous | E9 | Utility - Cost of Operation | 0 | 0 | 0 | 0 | 0 | 0 | 0 | 0 | 0 | 0 | 0 | 0 | 0 | 0 | 0 | 0 | 0 | 0 | 0 | 0 | 0 | 0 | 0 | 0 | 0 | 0 | 0 | 0 | 0 | 0 | 0 | 0 | 0
F5_Residential_Manufactured Home Moderate Income_New_Miscellaneous_Natural Gas_Miscellaneous_E10 | F5 | Residential | Manufactured Home Moderate Income | New | Miscellaneous | Natural Gas | Miscellaneous | E10 | Utility - Cost of Operation | 0 | 0 | 0 | 0 | 0 | 0 | 0 | 0 | 0 | 0 | 0 | 0 | 0 | 0 | 0 | 0 | 0 | 0 | 0 | 0 | 0 | 0 | 0 | 0 | 0 | 0 | 0 | 0 | 0 | 0 | 0 | 0 | 0
F6_Residential_Manufactured Home Moderate Income_New_Miscellaneous_Natural Gas_Miscellaneous_E1 | F6 | Residential | Manufactured Home Moderate Income | New | Miscellaneous | Natural Gas | Miscellaneous | E1 | Utility - Value of Sales | 5.5382 | 5.595 | 5.6729 | 5.7366 | 5.7366 | 5.7366 | 5.7366 | 5.7366 | 5.7366 | 5.7366 | 5.7366 | 5.7366 | 5.7366 | 5.7366 | 5.7366 | 5.7366 | 5.7366 | 5.7366 | 5.7366 | 5.7366 | 5.7366 | 5.7366 | 5.7366 | 5.7366 | 5.7366 | 5.7366 | 5.7366 | 5.7366 | 5.7366 | 5.7366 | 5.7366 | 5.7366 | 5.7366
F6_Residential_Manufactured Home Moderate Income_New_Miscellaneous_Natural Gas_Miscellaneous_E2 | F6 | Residential | Manufactured Home Moderate Income | New | Miscellaneous | Natural Gas | Miscellaneous | E2 | Utility - Value of Sales | 0 | 0 | 0 | 0 | 0 | 0 | 0 | 0 | 0 | 0 | 0 | 0 | 0 | 0 | 0 | 0 | 0 | 0 | 0 | 0 | 0 | 0 | 0 | 0 | 0 | 0 | 0 | 0 | 0 | 0 | 0 | 0 | 0
F6_Residential_Manufactured Home Moderate Income_New_Miscellaneous_Natural Gas_Miscellaneous_E3 | F6 | Residential | Manufactured Home Moderate Income | New | Miscellaneous | Natural Gas | Miscellaneous | E3 | Utility - Value of Sales | 0 | 0 | 0 | 0 | 0 | 0 | 0 | 0 | 0 | 0 | 0 | 0 | 0 | 0 | 0 | 0 | 0 | 0 | 0 | 0 | 0 | 0 | 0 | 0 | 0 | 0 | 0 | 0 | 0 | 0 | 0 | 0 | 0
F6_Residential_Manufactured Home Moderate Income_New_Miscellaneous_Natural Gas_Miscellaneous_E4 | F6 | Residential | Manufactured Home Moderate Income | New | Miscellaneous | Natural Gas | Miscellaneous | E4 | Utility - Value of Sales | 0 | 0 | 0 | 0 | 0 | 0 | 0 | 0 | 0 | 0 | 0 | 0 | 0 | 0 | 0 | 0 | 0 | 0 | 0 | 0 | 0 | 0 | 0 | 0 | 0 | 0 | 0 | 0 | 0 | 0 | 0 | 0 | 0
F6_Residential_Manufactured Home Moderate Income_New_Miscellaneous_Natural Gas_Miscellaneous_E5 | F6 | Residential | Manufactured Home Moderate Income | New | Miscellaneous | Natural Gas | Miscellaneous | E5 | Utility - Value of Sales | 0 | 0 | 0 | 0 | 0 | 0 | 0 | 0 | 0 | 0 | 0 | 0 | 0 | 0 | 0 | 0 | 0 | 0 | 0 | 0 | 0 | 0 | 0 | 0 | 0 | 0 | 0 | 0 | 0 | 0 | 0 | 0 | 0
F6_Residential_Manufactured Home Moderate Income_New_Miscellaneous_Natural Gas_Miscellaneous_E6 | F6 | Residential | Manufactured Home Moderate Income | New | Miscellaneous | Natural Gas | Miscellaneous | E6 | Utility - Value of Sales | 0 | 0 | 0 | 0 | 0 | 0 | 0 | 0 | 0 | 0 | 0 | 0 | 0 | 0 | 0 | 0 | 0 | 0 | 0 | 0 | 0 | 0 | 0 | 0 | 0 | 0 | 0 | 0 | 0 | 0 | 0 | 0 | 0
F6_Residential_Manufactured Home Moderate Income_New_Miscellaneous_Natural Gas_Miscellaneous_E7 | F6 | Residential | Manufactured Home Moderate Income | New | Miscellaneous | Natural Gas | Miscellaneous | E7 | Utility - Value of Sales | 0 | 0 | 0 | 0 | 0 | 0 | 0 | 0 | 0 | 0 | 0 | 0 | 0 | 0 | 0 | 0 | 0 | 0 | 0 | 0 | 0 | 0 | 0 | 0 | 0 | 0 | 0 | 0 | 0 | 0 | 0 | 0 | 0
F6_Residential_Manufactured Home Moderate Income_New_Miscellaneous_Natural Gas_Miscellaneous_E8 | F6 | Residential | Manufactured Home Moderate Income | New | Miscellaneous | Natural Gas | Miscellaneous | E8 | Utility - Value of Sales | 0 | 0 | 0 | 0 | 0 | 0 | 0 | 0 | 0 | 0 | 0 | 0 | 0 | 0 | 0 | 0 | 0 | 0 | 0 | 0 | 0 | 0 | 0 | 0 | 0 | 0 | 0 | 0 | 0 | 0 | 0 | 0 | 0
F6_Residential_Manufactured Home Moderate Income_New_Miscellaneous_Natural Gas_Miscellaneous_E9 | F6 | Residential | Manufactured Home Moderate Income | New | Miscellaneous | Natural Gas | Miscellaneous | E9 | Utility - Value of Sales | 0 | 0 | 0 | 0 | 0 | 0 | 0 | 0 | 0 | 0 | 0 | 0 | 0 | 0 | 0 | 0 | 0 | 0 | 0 | 0 | 0 | 0 | 0 | 0 | 0 | 0 | 0 | 0 | 0 | 0 | 0 | 0 | 0
F6_Residential_Manufactured Home Moderate Income_New_Miscellaneous_Natural Gas_Miscellaneous_E10 | F6 | Residential | Manufactured Home Moderate Income | New | Miscellaneous | Natural Gas | Miscellaneous | E10 | Utility - Value of Sales | 0 | 0 | 0 | 0 | 0 | 0 | 0 | 0 | 0 | 0 | 0 | 0 | 0 | 0 | 0 | 0 | 0 | 0 | 0 | 0 | 0 | 0 | 0 | 0 | 0 | 0 | 0 | 0 | 0 | 0 | 0 | 0 | 0
F1_Residential_Manufactured Home Low Income_Existing_Space Heating_Natural Gas_Furnace_E1 | F1 | Residential | Manufactured Home Low Income | Existing | Space Heating | Natural Gas | Furnace | E1 | RVT - Cost of Equipment | 976.1563 | 976.9838 | 979.813 | 981.8322 | 978.5777 | 977.8027 | 979.0462 | 979.475 | 980.3461 | 980.6678 | 980.5081 | 979.7617 | 978.852 | 977.6314 | 975.7561 | 973.4544 | 970.6688 | 967.5936 | 964.2932 | 961.0878 | 957.529 | 953.8688 | 949.8099 | 945.73 | 941.179 | 936.3466 | 931.2431 | 925.9803 | 920.1923 | 914.2156 | 907.7305 | 901.0899 | 893.7263
F1_Residential_Manufactured Home Low Income_Existing_Space Heating_Natural Gas_Furnace_E2 | F1 | Residential | Manufactured Home Low Income | Existing | Space Heating | Natural Gas | Furnace | E2 | RVT - Cost of Equipment | 826.7355 | 827.4363 | 829.8325 | 831.5426 | 828.7862 | 828.1299 | 829.1831 | 829.5462 | 830.284 | 830.5564 | 830.4212 | 829.789 | 829.0185 | 827.9848 | 826.3965 | 824.4472 | 822.0879 | 819.4835 | 816.6883 | 813.9735 | 810.9595 | 807.8596 | 804.4219 | 800.9666 | 797.1122 | 793.0195 | 788.6972 | 784.2399 | 779.338 | 774.2761 | 768.7837 | 763.1595 | 756.9231
F1_Residential_Manufactured Home Low Income_Existing_Space Heating_Natural Gas_Furnace_E3 | F1 | Residential | Manufactured Home Low Income | Existing | Space Heating | Natural Gas | Furnace | E3 | RVT - Cost of Equipment | 798.9987 | 799.676 | 801.9918 | 803.6445 | 800.9806 | 800.3463 | 801.3642 | 801.7151 | 802.4281 | 802.6914 | 802.5607 | 801.9497 | 801.2052 | 800.2061 | 798.6711 | 796.7872 | 794.5071 | 791.99 | 789.2886 | 786.6649 | 783.752 | 780.7561 | 777.4337 | 774.0943 | 770.3692 | 766.4138 | 762.2366 | 757.9289 | 753.1913 | 748.2993 | 742.9912 | 737.5557 | 731.5285
F1_Residential_Manufactured Home Low Income_Existing_Space Heating_Natural Gas_Furnace_E4 | F1 | Residential | Manufactured Home Low Income | Existing | Space Heating | Natural Gas | Furnace | E4 | RVT - Cost of Equipment | 651.5889 | 652.1264 | 654.384 | 655.8917 | 652.7854 | 651.7661 | 652.6905 | 653.1265 | 654.1986 | 655.057 | 655.8087 | 656.3634 | 657.1386 | 658.0117 | 658.73 | 659.0044 | 658.7753 | 658.1952 | 656.9773 | 655.341 | 652.8671 | 649.6941 | 646.1755 | 642.6388 | 638.6936 | 634.5045 | 630.0805 | 625.5183 | 620.5009 | 615.3198 | 609.698 | 603.9415 | 597.561
F1_Residential_Manufactured Home Low Income_Existing_Space Heating_Natural Gas_Furnace_E5 | F1 | Residential | Manufactured Home Low Income | Existing | Space Heating | Natural Gas | Furnace | E5 | RVT - Cost of Equipment | 521.0779 | 521.4954 | 523.1095 | 524.2174 | 522.1246 | 521.5113 | 522.2728 | 522.704 | 523.583 | 524.3183 | 524.9884 | 525.2873 | 525.4633 | 525.4305 | 524.979 | 524.2388 | 523.1706 | 521.8908 | 520.2049 | 518.2664 | 516.1141 | 513.9005 | 511.4457 | 508.9784 | 506.226 | 503.3035 | 500.217 | 497.0342 | 493.5338 | 489.9192 | 485.9972 | 481.9811 | 477.5297
F1_Residential_Manufactured Home Low Income_Existing_Space Heating_Natural Gas_Furnace_E6 | F1 | Residential | Manufactured Home Low Income | Existing | Space Heating | Natural Gas | Furnace | E6 | RVT - Cost of Equipment | 438.8024 | 439.154 | 440.5133 | 441.4462 | 439.6839 | 439.1674 | 439.8087 | 440.1718 | 440.912 | 441.5312 | 442.0955 | 442.3472 | 442.4954 | 442.4678 | 442.0875 | 441.4643 | 440.5648 | 439.487 | 438.0673 | 436.4348 | 434.6224 | 432.7583 | 430.6911 | 428.6134 | 426.2956 | 423.8345 | 421.2354 | 418.5551 | 415.6074 | 412.5635 | 409.2608 | 405.8788 | 402.1303
F1_Residential_Manufactured Home Low Income_Existing_Space Heating_Natural Gas_Furnace_E7 | F1 | Residential | Manufactured Home Low Income | Existing | Space Heating | Natural Gas | Furnace | E7 | RVT - Cost of Equipment | 0 | 0 | 0 | 0 | 0 | 0 | 0 | 0 | 0 | 0 | 0 | 0 | 0 | 0 | 0 | 0 | 0 | 0 | 0 | 0 | 0 | 0 | 0 | 0 | 0 | 0 | 0 | 0 | 0 | 0 | 0 | 0 | 0
F1_Residential_Manufactured Home Low Income_Existing_Space Heating_Natural Gas_Furnace_E8 | F1 | Residential | Manufactured Home Low Income | Existing | Space Heating | Natural Gas | Furnace | E8 | RVT - Cost of Equipment | 0 | 0 | 0 | 0 | 0 | 0 | 0 | 0 | 0 | 0 | 0 | 0 | 0 | 0 | 0 | 0 | 0 | 0 | 0 | 0 | 0 | 0 | 0 | 0 | 0 | 0 | 0 | 0 | 0 | 0 | 0 | 0 | 0
F1_Residential_Manufactured Home Low Income_Existing_Space Heating_Natural Gas_Furnace_E9 | F1 | Residential | Manufactured Home Low Income | Existing | Space Heating | Natural Gas | Furnace | E9 | RVT - Cost of Equipment | 0 | 0 | 0 | 0 | 0 | 0 | 0 | 0 | 0 | 0 | 0 | 0 | 0 | 0 | 0 | 0 | 0 | 0 | 0 | 0 | 0 | 0 | 0 | 0 | 0 | 0 | 0 | 0 | 0 | 0 | 0 | 0 | 0
F1_Residential_Manufactured Home Low Income_Existing_Space Heating_Natural Gas_Furnace_E10 | F1 | Residential | Manufactured Home Low Income | Existing | Space Heating | Natural Gas | Furnace | E10 | RVT - Cost of Equipment | 0 | 0 | 0 | 0 | 0 | 0 | 0 | 0 | 0 | 0 | 0 | 0 | 0 | 0 | 0 | 0 | 0 | 0 | 0 | 0 | 0 | 0 | 0 | 0 | 0 | 0 | 0 | 0 | 0 | 0 | 0 | 0 | 0
F2_Residential_Manufactured Home Low Income_Existing_Space Heating_Natural Gas_Furnace_E1 | F2 | Residential | Manufactured Home Low Income | Existing | Space Heating | Natural Gas | Furnace | E1 | RVT - Cost of Operation | 974.5823 | 975.4085 | 978.2332 | 980.2491 | 976.9998 | 976.2261 | 977.4676 | 977.8957 | 978.7654 | 979.0866 | 978.9271 | 978.1819 | 977.2737 | 976.0551 | 974.1828 | 971.8848 | 969.1037 | 966.0335 | 962.7384 | 959.5381 | 955.9851 | 952.3308 | 948.2784 | 944.2051 | 939.6614 | 934.8368 | 929.7416 | 924.4872 | 918.7086 | 912.7416 | 906.2669 | 899.637 | 890.2727
F2_Residential_Manufactured Home Low Income_Existing_Space Heating_Natural Gas_Furnace_E2 | F2 | Residential | Manufactured Home Low Income | Existing | Space Heating | Natural Gas | Furnace | E2 | RVT - Cost of Operation | 825.4024 | 826.1022 | 828.4945 | 830.2018 | 827.4499 | 826.7946 | 827.8461 | 828.2087 | 828.9452 | 829.2172 | 829.0822 | 828.451 | 827.6818 | 826.6498 | 825.064 | 823.1179 | 820.7624 | 818.1622 | 815.3714 | 812.6611 | 809.6519 | 806.557 | 803.1249 | 799.6751 | 795.8269 | 791.7408 | 787.4255 | 782.9754 | 778.0814 | 773.0277 | 767.5441 | 761.929 | 753.9981
F2_Residential_Manufactured Home Low Income_Existing_Space Heating_Natural Gas_Furnace_E3 | F2 | Residential | Manufactured Home Low Income | Existing | Space Heating | Natural Gas | Furnace | E3 | RVT - Cost of Operation | 797.7104 | 798.3866 | 800.6987 | 802.3487 | 799.6891 | 799.0559 | 800.072 | 800.4224 | 801.1343 | 801.3972 | 801.2667 | 800.6567 | 799.9133 | 798.9158 | 797.3833 | 795.5024 | 793.226 | 790.713 | 788.0159 | 785.3965 | 782.4883 | 779.4972 | 776.1802 | 772.8462 | 769.1271 | 765.1781 | 761.0076 | 756.7068 | 751.9769 | 747.0928 | 741.7932 | 736.3665 | 728.7017
F2_Residential_Manufactured Home Low Income_Existing_Space Heating_Natural Gas_Furnace_E4 | F2 | Residential | Manufactured Home Low Income | Existing | Space Heating | Natural Gas | Furnace | E4 | RVT - Cost of Operation | 650.5383 | 651.075 | 653.3289 | 654.8341 | 651.7329 | 650.7152 | 651.6381 | 652.0734 | 653.1438 | 654.0008 | 654.7512 | 655.3051 | 656.079 | 656.9507 | 657.6679 | 657.9418 | 657.7131 | 657.1339 | 655.918 | 654.2843 | 651.8144 | 648.6466 | 645.1336 | 641.6026 | 637.6638 | 633.4815 | 629.0646 | 624.5097 | 619.5004 | 614.3277 | 608.715 | 602.9677 | 596.5975
F2_Residential_Manufactured Home Low Income_Existing_Space Heating_Natural Gas_Furnace_E5 | F2 | Residential | Manufactured Home Low Income | Existing | Space Heating | Natural Gas | Furnace | E5 | RVT - Cost of Operation | 520.2377 | 520.6545 | 522.266 | 523.3721 | 521.2827 | 520.6704 | 521.4307 | 521.8612 | 522.7388 | 523.4729 | 524.1419 | 524.4404 | 524.6161 | 524.5833 | 524.1325 | 523.3935 | 522.3271 | 521.0493 | 519.3661 | 517.4307 | 515.2819 | 513.0719 | 510.6211 | 508.1577 | 505.4098 | 502.4919 | 499.4105 | 496.2327 | 492.738 | 489.1292 | 485.2135 | 481.2039 | 476.7597
F2_Residential_Manufactured Home Low Income_Existing_Space Heating_Natural Gas_Furnace_E6 | F2 | Residential | Manufactured Home Low Income | Existing | Space Heating | Natural Gas | Furnace | E6 | RVT - Cost of Operation | 438.0949 | 438.4459 | 439.803 | 440.7344 | 438.9749 | 438.4593 | 439.0996 | 439.462 | 440.2011 | 440.8193 | 441.3827 | 441.634 | 441.782 | 441.7543 | 441.3747 | 440.7525 | 439.8544 | 438.7783 | 437.361 | 435.7311 | 433.9216 | 432.0606 | 429.9967 | 427.9223 | 425.6082 | 423.1511 | 420.5562 | 417.8802 | 414.9373 | 411.8983 | 408.6009 | 405.2243 | 401.4819
F2_Residential_Manufactured Home Low Income_Existing_Space Heating_Natural Gas_Furnace_E7 | F2 | Residential | Manufactured Home Low Income | Existing | Space Heating | Natural Gas | Furnace | E7 | RVT - Cost of Operation | 0 | 0 | 0 | 0 | 0 | 0 | 0 | 0 | 0 | 0 | 0 | 0 | 0 | 0 | 0 | 0 | 0 | 0 | 0 | 0 | 0 | 0 | 0 | 0 | 0 | 0 | 0 | 0 | 0 | 0 | 0 | 0 | 0
F2_Residential_Manufactured Home Low Income_Existing_Space Heating_Natural Gas_Furnace_E8 | F2 | Residential | Manufactured Home Low Income | Existing | Space Heating | Natural Gas | Furnace | E8 | RVT - Cost of Operation | 0 | 0 | 0 | 0 | 0 | 0 | 0 | 0 | 0 | 0 | 0 | 0 | 0 | 0 | 0 | 0 | 0 | 0 | 0 | 0 | 0 | 0 | 0 | 0 | 0 | 0 | 0 | 0 | 0 | 0 | 0 | 0 | 0
F2_Residential_Manufactured Home Low Income_Existing_Space Heating_Natural Gas_Furnace_E9 | F2 | Residential | Manufactured Home Low Income | Existing | Space Heating | Natural Gas | Furnace | E9 | RVT - Cost of Operation | 0 | 0 | 0 | 0 | 0 | 0 | 0 | 0 | 0 | 0 | 0 | 0 | 0 | 0 | 0 | 0 | 0 | 0 | 0 | 0 | 0 | 0 | 0 | 0 | 0 | 0 | 0 | 0 | 0 | 0 | 0 | 0 | 0
F2_Residential_Manufactured Home Low Income_Existing_Space Heating_Natural Gas_Furnace_E10 | F2 | Residential | Manufactured Home Low Income | Existing | Space Heating | Natural Gas | Furnace | E10 | RVT - Cost of Operation | 0 | 0 | 0 | 0 | 0 | 0 | 0 | 0 | 0 | 0 | 0 | 0 | 0 | 0 | 0 | 0 | 0 | 0 | 0 | 0 | 0 | 0 | 0 | 0 | 0 | 0 | 0 | 0 | 0 | 0 | 0 | 0 | 0
F3_Residential_Manufactured Home Low Income_Existing_Space Heating_Natural Gas_Furnace_E1 | F3 | Residential | Manufactured Home Low Income | Existing | Space Heating | Natural Gas | Furnace | E1 | System - kBTUs of Consumption | 279.9505 | 279.9505 | 279.9505 | 279.9505 | 279.9505 | 279.9505 | 279.9505 | 279.9505 | 279.9505 | 279.9505 | 279.9505 | 279.9505 | 279.9505 | 279.9505 | 279.9505 | 279.9505 | 279.9505 | 279.9505 | 279.9505 | 279.9505 | 279.9505 | 279.9505 | 279.9505 | 279.9505 | 279.9505 | 279.9505 | 279.9505 | 279.9505 | 279.9505 | 279.9505 | 279.9505 | 279.9505 | 279.9505
F3_Residential_Manufactured Home Low Income_Existing_Space Heating_Natural Gas_Furnace_E2 | F3 | Residential | Manufactured Home Low Income | Existing | Space Heating | Natural Gas | Furnace | E2 | System - kBTUs of Consumption | 338.3398 | 338.3398 | 338.3398 | 338.3398 | 338.3398 | 338.3398 | 338.3398 | 338.3398 | 338.3398 | 338.3398 | 338.3398 | 338.3398 | 338.3398 | 338.3398 | 338.3398 | 338.3398 | 338.3398 | 338.3398 | 338.3398 | 338.3398 | 338.3398 | 338.3398 | 338.3398 | 338.3398 | 338.3398 | 338.3398 | 338.3398 | 338.3398 | 338.3398 | 338.3398 | 338.3398 | 338.3398 | 338.3398
F3_Residential_Manufactured Home Low Income_Existing_Space Heating_Natural Gas_Furnace_E3 | F3 | Residential | Manufactured Home Low Income | Existing | Space Heating | Natural Gas | Furnace | E3 | System - kBTUs of Consumption | 353.523 | 353.523 | 353.523 | 353.523 | 353.523 | 353.523 | 353.523 | 353.523 | 353.523 | 353.523 | 353.523 | 353.523 | 353.523 | 353.523 | 353.523 | 353.523 | 353.523 | 353.523 | 353.523 | 353.523 | 353.523 | 353.523 | 353.523 | 353.523 | 353.523 | 353.523 | 353.523 | 353.523 | 353.523 | 353.523 | 353.523 | 353.523 | 353.523
F3_Residential_Manufactured Home Low Income_Existing_Space Heating_Natural Gas_Furnace_E4 | F3 | Residential | Manufactured Home Low Income | Existing | Space Heating | Natural Gas | Furnace | E4 | System - kBTUs of Consumption | 1317.6459 | 1317.6459 | 1317.6459 | 1317.6459 | 1317.6459 | 1317.6459 | 1317.6459 | 1317.6459 | 1317.6459 | 1317.6459 | 1317.6459 | 1317.6459 | 1317.6459 | 1317.6459 | 1317.6459 | 1317.6459 | 1317.6459 | 1317.6459 | 1317.6459 | 1317.6459 | 1317.6459 | 1317.6459 | 1317.6459 | 1317.6459 | 1317.6459 | 1317.6459 | 1317.6459 | 1317.6459 | 1317.6459 | 1317.6459 | 1317.6459 | 1317.6459 | 1317.6459
F3_Residential_Manufactured Home Low Income_Existing_Space Heating_Natural Gas_Furnace_E5 | F3 | Residential | Manufactured Home Low Income | Existing | Space Heating | Natural Gas | Furnace | E5 | System - kBTUs of Consumption | 628.795 | 628.795 | 628.795 | 628.795 | 628.795 | 628.795 | 628.795 | 628.795 | 628.795 | 628.795 | 628.795 | 628.795 | 628.795 | 628.795 | 628.795 | 628.795 | 628.795 | 628.795 | 628.795 | 628.795 | 628.795 | 628.795 | 628.795 | 628.795 | 628.795 | 628.795 | 628.795 | 628.795 | 628.795 | 628.795 | 628.795 | 628.795 | 628.795
F3_Residential_Manufactured Home Low Income_Existing_Space Heating_Natural Gas_Furnace_E6 | F3 | Residential | Manufactured Home Low Income | Existing | Space Heating | Natural Gas | Furnace | E6 | System - kBTUs of Consumption | 666.0585 | 666.0585 | 666.0585 | 666.0585 | 666.0585 | 666.0585 | 666.0585 | 666.0585 | 666.0585 | 666.0585 | 666.0585 | 666.0585 | 666.0585 | 666.0585 | 666.0585 | 666.0585 | 666.0585 | 666.0585 | 666.0585 | 666.0585 | 666.0585 | 666.0585 | 666.0585 | 666.0585 | 666.0585 | 666.0585 | 666.0585 | 666.0585 | 666.0585 | 666.0585 | 666.0585 | 666.0585 | 666.0585
F3_Residential_Manufactured Home Low Income_Existing_Space Heating_Natural Gas_Furnace_E7 | F3 | Residential | Manufactured Home Low Income | Existing | Space Heating | Natural Gas | Furnace | E7 | System - kBTUs of Consumption | 0 | 0 | 0 | 0 | 0 | 0 | 0 | 0 | 0 | 0 | 0 | 0 | 0 | 0 | 0 | 0 | 0 | 0 | 0 | 0 | 0 | 0 | 0 | 0 | 0 | 0 | 0 | 0 | 0 | 0 | 0 | 0 | 0
F3_Residential_Manufactured Home Low Income_Existing_Space Heating_Natural Gas_Furnace_E8 | F3 | Residential | Manufactured Home Low Income | Existing | Space Heating | Natural Gas | Furnace | E8 | System - kBTUs of Consumption | 0 | 0 | 0 | 0 | 0 | 0 | 0 | 0 | 0 | 0 | 0 | 0 | 0 | 0 | 0 | 0 | 0 | 0 | 0 | 0 | 0 | 0 | 0 | 0 | 0 | 0 | 0 | 0 | 0 | 0 | 0 | 0 | 0
F3_Residential_Manufactured Home Low Income_Existing_Space Heating_Natural Gas_Furnace_E9 | F3 | Residential | Manufactured Home Low Income | Existing | Space Heating | Natural Gas | Furnace | E9 | System - kBTUs of Consumption | 0 | 0 | 0 | 0 | 0 | 0 | 0 | 0 | 0 | 0 | 0 | 0 | 0 | 0 | 0 | 0 | 0 | 0 | 0 | 0 | 0 | 0 | 0 | 0 | 0 | 0 | 0 | 0 | 0 | 0 | 0 | 0 | 0
F3_Residential_Manufactured Home Low Income_Existing_Space Heating_Natural Gas_Furnace_E10 | F3 | Residential | Manufactured Home Low Income | Existing | Space Heating | Natural Gas | Furnace | E10 | System - kBTUs of Consumption | 0 | 0 | 0 | 0 | 0 | 0 | 0 | 0 | 0 | 0 | 0 | 0 | 0 | 0 | 0 | 0 | 0 | 0 | 0 | 0 | 0 | 0 | 0 | 0 | 0 | 0 | 0 | 0 | 0 | 0 | 0 | 0 | 0
F4_Residential_Manufactured Home Low Income_Existing_Space Heating_Natural Gas_Furnace_E1 | F4 | Residential | Manufactured Home Low Income | Existing | Space Heating | Natural Gas | Furnace | E1 | Utility - Cost of Equipment | 974.5823 | 975.4085 | 978.2332 | 980.2491 | 976.9998 | 976.2261 | 977.4676 | 977.8957 | 978.7654 | 979.0866 | 978.9271 | 978.1819 | 977.2737 | 976.0551 | 974.1828 | 971.8848 | 969.1037 | 966.0335 | 962.7384 | 959.5381 | 955.9851 | 952.3308 | 948.2784 | 944.2051 | 939.6614 | 934.8368 | 929.7416 | 924.4872 | 918.7086 | 912.7416 | 906.2669 | 899.637 | 890.2727
F4_Residential_Manufactured Home Low Income_Existing_Space Heating_Natural Gas_Furnace_E2 | F4 | Residential | Manufactured Home Low Income | Existing | Space Heating | Natural Gas | Furnace | E2 | Utility - Cost of Equipment | 825.4024 | 826.1022 | 828.4945 | 830.2018 | 827.4499 | 826.7946 | 827.8461 | 828.2087 | 828.9452 | 829.2172 | 829.0822 | 828.451 | 827.6818 | 826.6498 | 825.064 | 823.1179 | 820.7624 | 818.1622 | 815.3714 | 812.6611 | 809.6519 | 806.557 | 803.1249 | 799.6751 | 795.8269 | 791.7408 | 787.4255 | 782.9754 | 778.0814 | 773.0277 | 767.5441 | 761.929 | 753.9981
F4_Residential_Manufactured Home Low Income_Existing_Space Heating_Natural Gas_Furnace_E3 | F4 | Residential | Manufactured Home Low Income | Existing | Space Heating | Natural Gas | Furnace | E3 | Utility - Cost of Equipment | 797.7104 | 798.3866 | 800.6987 | 802.3487 | 799.6891 | 799.0559 | 800.072 | 800.4224 | 801.1343 | 801.3972 | 801.2667 | 800.6567 | 799.9133 | 798.9158 | 797.3833 | 795.5024 | 793.226 | 790.713 | 788.0159 | 785.3965 | 782.4883 | 779.4972 | 776.1802 | 772.8462 | 769.1271 | 765.1781 | 761.0076 | 756.7068 | 751.9769 | 747.0928 | 741.7932 | 736.3665 | 728.7017
F4_Residential_Manufactured Home Low Income_Existing_Space Heating_Natural Gas_Furnace_E4 | F4 | Residential | Manufactured Home Low Income | Existing | Space Heating | Natural Gas | Furnace | E4 | Utility - Cost of Equipment | 650.5383 | 651.075 | 653.3289 | 654.8341 | 651.7329 | 650.7152 | 651.6381 | 652.0734 | 653.1438 | 654.0008 | 654.7512 | 655.3051 | 656.079 | 656.9507 | 657.6679 | 657.9418 | 657.7131 | 657.1339 | 655.918 | 654.2843 | 651.8144 | 648.6466 | 645.1336 | 641.6026 | 637.6638 | 633.4815 | 629.0646 | 624.5097 | 619.5004 | 614.3277 | 608.715 | 602.9677 | 596.5975
F4_Residential_Manufactured Home Low Income_Existing_Space Heating_Natural Gas_Furnace_E5 | F4 | Residential | Manufactured Home Low Income | Existing | Space Heating | Natural Gas | Furnace | E5 | Utility - Cost of Equipment | 520.2377 | 520.6545 | 522.266 | 523.3721 | 521.2827 | 520.6704 | 521.4307 | 521.8612 | 522.7388 | 523.4729 | 524.1419 | 524.4404 | 524.6161 | 524.5833 | 524.1325 | 523.3935 | 522.3271 | 521.0493 | 519.3661 | 517.4307 | 515.2819 | 513.0719 | 510.6211 | 508.1577 | 505.4098 | 502.4919 | 499.4105 | 496.2327 | 492.738 | 489.1292 | 485.2135 | 481.2039 | 476.7597
F4_Residential_Manufactured Home Low Income_Existing_Space Heating_Natural Gas_Furnace_E6 | F4 | Residential | Manufactured Home Low Income | Existing | Space Heating | Natural Gas | Furnace | E6 | Utility - Cost of Equipment | 438.0949 | 438.4459 | 439.803 | 440.7344 | 438.9749 | 438.4593 | 439.0996 | 439.462 | 440.2011 | 440.8193 | 441.3827 | 441.634 | 441.782 | 441.7543 | 441.3747 | 440.7525 | 439.8544 | 438.7783 | 437.361 | 435.7311 | 433.9216 | 432.0606 | 429.9967 | 427.9223 | 425.6082 | 423.1511 | 420.5562 | 417.8802 | 414.9373 | 411.8983 | 408.6009 | 405.2243 | 401.4819
F4_Residential_Manufactured Home Low Income_Existing_Space Heating_Natural Gas_Furnace_E7 | F4 | Residential | Manufactured Home Low Income | Existing | Space Heating | Natural Gas | Furnace | E7 | Utility - Cost of Equipment | 0 | 0 | 0 | 0 | 0 | 0 | 0 | 0 | 0 | 0 | 0 | 0 | 0 | 0 | 0 | 0 | 0 | 0 | 0 | 0 | 0 | 0 | 0 | 0 | 0 | 0 | 0 | 0 | 0 | 0 | 0 | 0 | 0
F4_Residential_Manufactured Home Low Income_Existing_Space Heating_Natural Gas_Furnace_E8 | F4 | Residential | Manufactured Home Low Income | Existing | Space Heating | Natural Gas | Furnace | E8 | Utility - Cost of Equipment | 0 | 0 | 0 | 0 | 0 | 0 | 0 | 0 | 0 | 0 | 0 | 0 | 0 | 0 | 0 | 0 | 0 | 0 | 0 | 0 | 0 | 0 | 0 | 0 | 0 | 0 | 0 | 0 | 0 | 0 | 0 | 0 | 0
F4_Residential_Manufactured Home Low Income_Existing_Space Heating_Natural Gas_Furnace_E9 | F4 | Residential | Manufactured Home Low Income | Existing | Space Heating | Natural Gas | Furnace | E9 | Utility - Cost of Equipment | 0 | 0 | 0 | 0 | 0 | 0 | 0 | 0 | 0 | 0 | 0 | 0 | 0 | 0 | 0 | 0 | 0 | 0 | 0 | 0 | 0 | 0 | 0 | 0 | 0 | 0 | 0 | 0 | 0 | 0 | 0 | 0 | 0
F4_Residential_Manufactured Home Low Income_Existing_Space Heating_Natural Gas_Furnace_E10 | F4 | Residential | Manufactured Home Low Income | Existing | Space Heating | Natural Gas | Furnace | E10 | Utility - Cost of Equipment | 0 | 0 | 0 | 0 | 0 | 0 | 0 | 0 | 0 | 0 | 0 | 0 | 0 | 0 | 0 | 0 | 0 | 0 | 0 | 0 | 0 | 0 | 0 | 0 | 0 | 0 | 0 | 0 | 0 | 0 | 0 | 0 | 0
F5_Residential_Manufactured Home Low Income_Existing_Space Heating_Natural Gas_Furnace_E1 | F5 | Residential | Manufactured Home Low Income | Existing | Space Heating | Natural Gas | Furnace | E1 | Utility - Cost of Operation | 279.9505 | 279.9505 | 279.9505 | 279.9505 | 279.9505 | 279.9505 | 279.9505 | 279.9505 | 279.9505 | 279.9505 | 279.9505 | 279.9505 | 279.9505 | 279.9505 | 279.9505 | 279.9505 | 279.9505 | 279.9505 | 279.9505 | 279.9505 | 279.9505 | 279.9505 | 279.9505 | 279.9505 | 279.9505 | 279.9505 | 279.9505 | 279.9505 | 279.9505 | 279.9505 | 279.9505 | 279.9505 | 279.9505
F5_Residential_Manufactured Home Low Income_Existing_Space Heating_Natural Gas_Furnace_E2 | F5 | Residential | Manufactured Home Low Income | Existing | Space Heating | Natural Gas | Furnace | E2 | Utility - Cost of Operation | 338.3398 | 338.3398 | 338.3398 | 338.3398 | 338.3398 | 338.3398 | 338.3398 | 338.3398 | 338.3398 | 338.3398 | 338.3398 | 338.3398 | 338.3398 | 338.3398 | 338.3398 | 338.3398 | 338.3398 | 338.3398 | 338.3398 | 338.3398 | 338.3398 | 338.3398 | 338.3398 | 338.3398 | 338.3398 | 338.3398 | 338.3398 | 338.3398 | 338.3398 | 338.3398 | 338.3398 | 338.3398 | 338.3398
F5_Residential_Manufactured Home Low Income_Existing_Space Heating_Natural Gas_Furnace_E3 | F5 | Residential | Manufactured Home Low Income | Existing | Space Heating | Natural Gas | Furnace | E3 | Utility - Cost of Operation | 353.523 | 353.523 | 353.523 | 353.523 | 353.523 | 353.523 | 353.523 | 353.523 | 353.523 | 353.523 | 353.523 | 353.523 | 353.523 | 353.523 | 353.523 | 353.523 | 353.523 | 353.523 | 353.523 | 353.523 | 353.523 | 353.523 | 353.523 | 353.523 | 353.523 | 353.523 | 353.523 | 353.523 | 353.523 | 353.523 | 353.523 | 353.523 | 353.523
F5_Residential_Manufactured Home Low Income_Existing_Space Heating_Natural Gas_Furnace_E4 | F5 | Residential | Manufactured Home Low Income | Existing | Space Heating | Natural Gas | Furnace | E4 | Utility - Cost of Operation | 1317.6459 | 1317.6459 | 1317.6459 | 1317.6459 | 1317.6459 | 1317.6459 | 1317.6459 | 1317.6459 | 1317.6459 | 1317.6459 | 1317.6459 | 1317.6459 | 1317.6459 | 1317.6459 | 1317.6459 | 1317.6459 | 1317.6459 | 1317.6459 | 1317.6459 | 1317.6459 | 1317.6459 | 1317.6459 | 1317.6459 | 1317.6459 | 1317.6459 | 1317.6459 | 1317.6459 | 1317.6459 | 1317.6459 | 1317.6459 | 1317.6459 | 1317.6459 | 1317.6459
F5_Residential_Manufactured Home Low Income_Existing_Space Heating_Natural Gas_Furnace_E5 | F5 | Residential | Manufactured Home Low Income | Existing | Space Heating | Natural Gas | Furnace | E5 | Utility - Cost of Operation | 628.795 | 628.795 | 628.795 | 628.795 | 628.795 | 628.795 | 628.795 | 628.795 | 628.795 | 628.795 | 628.795 | 628.795 | 628.795 | 628.795 | 628.795 | 628.795 | 628.795 | 628.795 | 628.795 | 628.795 | 628.795 | 628.795 | 628.795 | 628.795 | 628.795 | 628.795 | 628.795 | 628.795 | 628.795 | 628.795 | 628.795 | 628.795 | 628.795
F5_Residential_Manufactured Home Low Income_Existing_Space Heating_Natural Gas_Furnace_E6 | F5 | Residential | Manufactured Home Low Income | Existing | Space Heating | Natural Gas | Furnace | E6 | Utility - Cost of Operation | 666.0585 | 666.0585 | 666.0585 | 666.0585 | 666.0585 | 666.0585 | 666.0585 | 666.0585 | 666.0585 | 666.0585 | 666.0585 | 666.0585 | 666.0585 | 666.0585 | 666.0585 | 666.0585 | 666.0585 | 666.0585 | 666.0585 | 666.0585 | 666.0585 | 666.0585 | 666.0585 | 666.0585 | 666.0585 | 666.0585 | 666.0585 | 666.0585 | 666.0585 | 666.0585 | 666.0585 | 666.0585 | 666.0585
F5_Residential_Manufactured Home Low Income_Existing_Space Heating_Natural Gas_Furnace_E7 | F5 | Residential | Manufactured Home Low Income | Existing | Space Heating | Natural Gas | Furnace | E7 | Utility - Cost of Operation | 0 | 0 | 0 | 0 | 0 | 0 | 0 | 0 | 0 | 0 | 0 | 0 | 0 | 0 | 0 | 0 | 0 | 0 | 0 | 0 | 0 | 0 | 0 | 0 | 0 | 0 | 0 | 0 | 0 | 0 | 0 | 0 | 0
F5_Residential_Manufactured Home Low Income_Existing_Space Heating_Natural Gas_Furnace_E8 | F5 | Residential | Manufactured Home Low Income | Existing | Space Heating | Natural Gas | Furnace | E8 | Utility - Cost of Operation | 0 | 0 | 0 | 0 | 0 | 0 | 0 | 0 | 0 | 0 | 0 | 0 | 0 | 0 | 0 | 0 | 0 | 0 | 0 | 0 | 0 | 0 | 0 | 0 | 0 | 0 | 0 | 0 | 0 | 0 | 0 | 0 | 0
F5_Residential_Manufactured Home Low Income_Existing_Space Heating_Natural Gas_Furnace_E9 | F5 | Residential | Manufactured Home Low Income | Existing | Space Heating | Natural Gas | Furnace | E9 | Utility - Cost of Operation | 0 | 0 | 0 | 0 | 0 | 0 | 0 | 0 | 0 | 0 | 0 | 0 | 0 | 0 | 0 | 0 | 0 | 0 | 0 | 0 | 0 | 0 | 0 | 0 | 0 | 0 | 0 | 0 | 0 | 0 | 0 | 0 | 0
F5_Residential_Manufactured Home Low Income_Existing_Space Heating_Natural Gas_Furnace_E10 | F5 | Residential | Manufactured Home Low Income | Existing | Space Heating | Natural Gas | Furnace | E10 | Utility - Cost of Operation | 0 | 0 | 0 | 0 | 0 | 0 | 0 | 0 | 0 | 0 | 0 | 0 | 0 | 0 | 0 | 0 | 0 | 0 | 0 | 0 | 0 | 0 | 0 | 0 | 0 | 0 | 0 | 0 | 0 | 0 | 0 | 0 | 0
F6_Residential_Manufactured Home Low Income_Existing_Space Heating_Natural Gas_Furnace_E1 | F6 | Residential | Manufactured Home Low Income | Existing | Space Heating | Natural Gas | Furnace | E1 | Utility - Value of Sales | 485.3241 | 484.4993 | 484.2128 | 483.4676 | 480.7278 | 477.9882 | 475.2591 | 472.5515 | 469.8758 | 467.2427 | 464.6626 | 462.1465 | 459.7047 | 457.3479 | 455.0866 | 452.9316 | 450.8934 | 448.9827 | 447.1993 | 445.5434 | 444.015 | 442.614 | 441.3402 | 440.1939 | 439.175 | 438.2834 | 437.519 | 436.8821 | 436.3726 | 435.9904 | 435.7355 | 435.6081 | 435.6081
F6_Residential_Manufactured Home Low Income_Existing_Space Heating_Natural Gas_Furnace_E2 | F6 | Residential | Manufactured Home Low Income | Existing | Space Heating | Natural Gas | Furnace | E2 | Utility - Value of Sales | 411.0352 | 410.3367 | 410.094 | 409.4629 | 407.1425 | 404.8222 | 402.5109 | 400.2178 | 397.9516 | 395.7216 | 393.5365 | 391.4054 | 389.3374 | 387.3414 | 385.4262 | 383.6011 | 381.8749 | 380.2567 | 378.7462 | 377.3438 | 376.0494 | 374.8629 | 373.784 | 372.8131 | 371.9502 | 371.1951 | 370.5477 | 370.0083 | 369.5768 | 369.2531 | 369.0372 | 368.9293 | 368.9293
F6_Residential_Manufactured Home Low Income_Existing_Space Heating_Natural Gas_Furnace_E3 | F6 | Residential | Manufactured Home Low Income | Existing | Space Heating | Natural Gas | Furnace | E3 | Utility - Value of Sales | 397.2451 | 396.57 | 396.3355 | 395.7255 | 393.483 | 391.2405 | 389.0068 | 386.7905 | 384.6005 | 382.4452 | 380.3334 | 378.2739 | 376.2752 | 374.3462 | 372.4952 | 370.7314 | 369.0631 | 367.4991 | 366.0394 | 364.684 | 363.433 | 362.2863 | 361.2436 | 360.3053 | 359.4713 | 358.7416 | 358.1159 | 357.5946 | 357.1776 | 356.8648 | 356.6561 | 356.5518 | 356.5518
F6_Residential_Manufactured Home Low Income_Existing_Space Heating_Natural Gas_Furnace_E4 | F6 | Residential | Manufactured Home Low Income | Existing | Space Heating | Natural Gas | Furnace | E4 | Utility - Value of Sales | 327.9106 | 327.9138 | 328.4313 | 328.5104 | 326.6836 | 324.8568 | 323.03 | 321.2034 | 319.3768 | 317.5504 | 315.724 | 313.8978 | 312.0717 | 310.2456 | 308.4196 | 306.6111 | 304.8374 | 303.116 | 301.464 | 299.8991 | 298.4387 | 297.1 | 295.8827 | 294.7874 | 293.8137 | 292.9618 | 292.2314 | 291.6228 | 291.1359 | 290.7708 | 290.5271 | 290.4054 | 290.4054
F6_Residential_Manufactured Home Low Income_Existing_Space Heating_Natural Gas_Furnace_E5 | F6 | Residential | Manufactured Home Low Income | Existing | Space Heating | Natural Gas | Furnace | E5 | Utility - Value of Sales | 260.8712 | 260.6299 | 260.7313 | 260.5406 | 259.0793 | 257.618 | 256.1567 | 254.6955 | 253.2344 | 251.7734 | 250.3124 | 248.8605 | 247.4267 | 246.02 | 244.6494 | 243.3239 | 242.0526 | 240.8444 | 239.7083 | 238.6535 | 237.6798 | 236.7874 | 235.9759 | 235.2456 | 234.5965 | 234.0286 | 233.5416 | 233.1359 | 232.8113 | 232.5679 | 232.4055 | 232.3243 | 232.3243
F6_Residential_Manufactured Home Low Income_Existing_Space Heating_Natural Gas_Furnace_E6 | F6 | Residential | Manufactured Home Low Income | Existing | Space Heating | Natural Gas | Furnace | E6 | Utility - Value of Sales | 219.681 | 219.4778 | 219.5632 | 219.4026 | 218.172 | 216.9414 | 215.7109 | 214.4804 | 213.2501 | 212.0197 | 210.7894 | 209.5668 | 208.3594 | 207.1748 | 206.0205 | 204.9044 | 203.8338 | 202.8164 | 201.8596 | 200.9714 | 200.1514 | 199.3999 | 198.7165 | 198.1016 | 197.555 | 197.0767 | 196.6666 | 196.325 | 196.0517 | 195.8466 | 195.7099 | 195.6415 | 195.6415
F6_Residential_Manufactured Home Low Income_Existing_Space Heating_Natural Gas_Furnace_E7 | F6 | Residential | Manufactured Home Low Income | Existing | Space Heating | Natural Gas | Furnace | E7 | Utility - Value of Sales | 0 | 0 | 0 | 0 | 0 | 0 | 0 | 0 | 0 | 0 | 0 | 0 | 0 | 0 | 0 | 0 | 0 | 0 | 0 | 0 | 0 | 0 | 0 | 0 | 0 | 0 | 0 | 0 | 0 | 0 | 0 | 0 | 0
F6_Residential_Manufactured Home Low Income_Existing_Space Heating_Natural Gas_Furnace_E8 | F6 | Residential | Manufactured Home Low Income | Existing | Space Heating | Natural Gas | Furnace | E8 | Utility - Value of Sales | 0 | 0 | 0 | 0 | 0 | 0 | 0 | 0 | 0 | 0 | 0 | 0 | 0 | 0 | 0 | 0 | 0 | 0 | 0 | 0 | 0 | 0 | 0 | 0 | 0 | 0 | 0 | 0 | 0 | 0 | 0 | 0 | 0
F6_Residential_Manufactured Home Low Income_Existing_Space Heating_Natural Gas_Furnace_E9 | F6 | Residential | Manufactured Home Low Income | Existing | Space Heating | Natural Gas | Furnace | E9 | Utility - Value of Sales | 0 | 0 | 0 | 0 | 0 | 0 | 0 | 0 | 0 | 0 | 0 | 0 | 0 | 0 | 0 | 0 | 0 | 0 | 0 | 0 | 0 | 0 | 0 | 0 | 0 | 0 | 0 | 0 | 0 | 0 | 0 | 0 | 0
F6_Residential_Manufactured Home Low Income_Existing_Space Heating_Natural Gas_Furnace_E10 | F6 | Residential | Manufactured Home Low Income | Existing | Space Heating | Natural Gas | Furnace | E10 | Utility - Value of Sales | 0 | 0 | 0 | 0 | 0 | 0 | 0 | 0 | 0 | 0 | 0 | 0 | 0 | 0 | 0 | 0 | 0 | 0 | 0 | 0 | 0 | 0 | 0 | 0 | 0 | 0 | 0 | 0 | 0 | 0 | 0 | 0 | 0
F1_Residential_Manufactured Home Low Income_Existing_Space Heating_Natural Gas_Boiler_E1 | F1 | Residential | Manufactured Home Low Income | Existing | Space Heating | Natural Gas | Boiler | E1 | RVT - Cost of Equipment | 822.2507 | 823.0146 | 0 | 0 | 0 | 0 | 0 | 0 | 0 | 0 | 0 | 0 | 0 | 0 | 0 | 0 | 0 | 0 | 0 | 0 | 0 | 0 | 0 | 0 | 0 | 0 | 0 | 0 | 0 | 0 | 0 | 0 | 0
F1_Residential_Manufactured Home Low Income_Existing_Space Heating_Natural Gas_Boiler_E2 | F1 | Residential | Manufactured Home Low Income | Existing | Space Heating | Natural Gas | Boiler | E2 | RVT - Cost of Equipment | 804.0459 | 804.7929 | 807.0485 | 808.5224 | 805.8838 | 804.8653 | 805.2958 | 805.0735 | 805.1262 | 804.7138 | 803.8888 | 802.5631 | 801.0495 | 799.2299 | 797.1173 | 794.9072 | 792.57 | 790.2851 | 787.8327 | 785.451 | 782.8067 | 780.0871 | 777.0711 | 774.0396 | 770.6581 | 767.0674 | 763.2753 | 759.3649 | 755.0642 | 750.6209 | 745.7973 | 740.8554 | 735.3759
F1_Residential_Manufactured Home Low Income_Existing_Space Heating_Natural Gas_Boiler_E3 | F1 | Residential | Manufactured Home Low Income | Existing | Space Heating | Natural Gas | Boiler | E3 | RVT - Cost of Equipment | 793.4264 | 794.1636 | 796.3893 | 797.8438 | 795.2401 | 794.235 | 794.6598 | 794.4405 | 794.4924 | 794.0855 | 793.2714 | 791.9632 | 790.4696 | 788.674 | 786.5894 | 784.4085 | 782.1021 | 779.8474 | 777.4274 | 775.0771 | 772.4678 | 769.784 | 766.8079 | 763.8165 | 760.4795 | 756.9363 | 753.1944 | 749.3355 | 745.0917 | 740.7071 | 735.9472 | 731.0706 | 725.6634
F1_Residential_Manufactured Home Low Income_Existing_Space Heating_Natural Gas_Boiler_E4 | F1 | Residential | Manufactured Home Low Income | Existing | Space Heating | Natural Gas | Boiler | E4 | RVT - Cost of Equipment | 744.1217 | 744.8131 | 746.9005 | 748.2646 | 745.8227 | 744.8801 | 745.2784 | 745.0728 | 745.1215 | 744.7399 | 743.9764 | 742.7494 | 741.3486 | 739.6646 | 737.7095 | 735.6642 | 733.5011 | 731.3865 | 729.1169 | 726.9127 | 724.4655 | 721.9485 | 719.1573 | 716.3518 | 713.2222 | 709.8992 | 706.3897 | 702.7707 | 698.7906 | 694.6784 | 690.2143 | 685.6407 | 680.5696
F1_Residential_Manufactured Home Low Income_Existing_Space Heating_Natural Gas_Boiler_E5 | F1 | Residential | Manufactured Home Low Income | Existing | Space Heating | Natural Gas | Boiler | E5 | RVT - Cost of Equipment | 693.2999 | 693.9441 | 695.889 | 697.1599 | 694.8847 | 694.0065 | 694.3777 | 694.1861 | 694.2314 | 693.8759 | 693.1645 | 692.0214 | 690.7162 | 689.1473 | 687.3257 | 685.42 | 683.4047 | 681.4345 | 679.3199 | 677.2662 | 674.9862 | 672.6411 | 670.0405 | 667.4266 | 664.5108 | 661.4147 | 658.145 | 654.7731 | 651.0648 | 647.2335 | 643.0743 | 638.8131 | 634.0883
F1_Residential_Manufactured Home Low Income_Existing_Space Heating_Natural Gas_Boiler_E6 | F1 | Residential | Manufactured Home Low Income | Existing | Space Heating | Natural Gas | Boiler | E6 | RVT - Cost of Equipment | 550.6986 | 551.1529 | 553.0609 | 554.3351 | 551.7098 | 550.8483 | 551.6296 | 551.9981 | 552.9042 | 553.6297 | 554.265 | 554.7338 | 555.389 | 556.1269 | 556.734 | 556.9659 | 556.7723 | 556.282 | 555.2527 | 553.8697 | 551.7788 | 549.0972 | 546.1234 | 543.1343 | 539.8 | 536.2595 | 532.5205 | 528.6647 | 524.4241 | 520.0453 | 515.294 | 510.4287 | 505.0362
F1_Residential_Manufactured Home Low Income_Existing_Space Heating_Natural Gas_Boiler_E7 | F1 | Residential | Manufactured Home Low Income | Existing | Space Heating | Natural Gas | Boiler | E7 | RVT - Cost of Equipment | 440.3955 | 440.7484 | 442.1126 | 443.0489 | 441.2802 | 440.7619 | 441.4055 | 441.7698 | 442.5128 | 443.1342 | 443.7006 | 443.9532 | 444.102 | 444.0742 | 443.6926 | 443.0671 | 442.1643 | 441.0826 | 439.6577 | 438.0194 | 436.2004 | 434.3295 | 432.2548 | 430.1695 | 427.8433 | 425.3733 | 422.7647 | 420.0747 | 417.1163 | 414.0614 | 410.7466 | 407.3524 | 403.5903
F1_Residential_Manufactured Home Low Income_Existing_Space Heating_Natural Gas_Boiler_E8 | F1 | Residential | Manufactured Home Low Income | Existing | Space Heating | Natural Gas | Boiler | E8 | RVT - Cost of Equipment | 370.8594 | 371.1565 | 372.3053 | 373.0938 | 371.6044 | 371.1679 | 371.7099 | 372.0167 | 372.6423 | 373.1657 | 373.6426 | 373.8554 | 373.9806 | 373.9572 | 373.6359 | 373.1091 | 372.3489 | 371.438 | 370.2381 | 368.8584 | 367.3266 | 365.7512 | 364.0041 | 362.248 | 360.2891 | 358.2091 | 356.0124 | 353.7471 | 351.2558 | 348.6833 | 345.8919 | 343.0336 | 339.8655
F1_Residential_Manufactured Home Low Income_Existing_Space Heating_Natural Gas_Boiler_E9 | F1 | Residential | Manufactured Home Low Income | Existing | Space Heating | Natural Gas | Boiler | E9 | RVT - Cost of Equipment | 0 | 0 | 0 | 0 | 0 | 0 | 0 | 0 | 0 | 0 | 0 | 0 | 0 | 0 | 0 | 0 | 0 | 0 | 0 | 0 | 0 | 0 | 0 | 0 | 0 | 0 | 0 | 0 | 0 | 0 | 0 | 0 | 0
F1_Residential_Manufactured Home Low Income_Existing_Space Heating_Natural Gas_Boiler_E10 | F1 | Residential | Manufactured Home Low Income | Existing | Space Heating | Natural Gas | Boiler | E10 | RVT - Cost of Equipment | 0 | 0 | 0 | 0 | 0 | 0 | 0 | 0 | 0 | 0 | 0 | 0 | 0 | 0 | 0 | 0 | 0 | 0 | 0 | 0 | 0 | 0 | 0 | 0 | 0 | 0 | 0 | 0 | 0 | 0 | 0 | 0 | 0
F2_Residential_Manufactured Home Low Income_Existing_Space Heating_Natural Gas_Boiler_E1 | F2 | Residential | Manufactured Home Low Income | Existing | Space Heating | Natural Gas | Boiler | E1 | RVT - Cost of Operation | 820.9249 | 821.6876 | 0 | 0 | 0 | 0 | 0 | 0 | 0 | 0 | 0 | 0 | 0 | 0 | 0 | 0 | 0 | 0 | 0 | 0 | 0 | 0 | 0 | 0 | 0 | 0 | 0 | 0 | 0 | 0 | 0 | 0 | 0
F2_Residential_Manufactured Home Low Income_Existing_Space Heating_Natural Gas_Boiler_E2 | F2 | Residential | Manufactured Home Low Income | Existing | Space Heating | Natural Gas | Boiler | E2 | RVT - Cost of Operation | 802.7494 | 803.4953 | 805.7472 | 807.2188 | 804.5844 | 803.5676 | 803.9973 | 803.7754 | 803.828 | 803.4163 | 802.5926 | 801.269 | 799.7578 | 797.9412 | 795.8321 | 793.6255 | 791.2921 | 789.0108 | 786.5624 | 784.1845 | 781.5445 | 778.8293 | 775.8181 | 772.7916 | 769.4154 | 765.8306 | 762.0446 | 758.1405 | 753.8468 | 747.9345 | 740.0662 | 730.3986 | 718.4024
F2_Residential_Manufactured Home Low Income_Existing_Space Heating_Natural Gas_Boiler_E3 | F2 | Residential | Manufactured Home Low Income | Existing | Space Heating | Natural Gas | Boiler | E3 | RVT - Cost of Operation | 792.1471 | 792.8831 | 795.1053 | 796.5574 | 793.9578 | 792.9544 | 793.3785 | 793.1595 | 793.2114 | 792.8051 | 791.9924 | 790.6862 | 789.195 | 787.4023 | 785.3211 | 783.1437 | 780.841 | 778.5899 | 776.1739 | 773.8274 | 771.2222 | 768.5428 | 765.5715 | 762.5849 | 759.2534 | 755.7158 | 751.9799 | 748.1273 | 743.8903 | 738.0561 | 730.2918 | 720.7518 | 708.914
F2_Residential_Manufactured Home Low Income_Existing_Space Heating_Natural Gas_Boiler_E4 | F2 | Residential | Manufactured Home Low Income | Existing | Space Heating | Natural Gas | Boiler | E4 | RVT - Cost of Operation | 742.9219 | 743.6121 | 745.6962 | 747.0581 | 744.6201 | 743.679 | 744.0767 | 743.8714 | 743.92 | 743.539 | 742.7768 | 741.5518 | 740.1532 | 738.472 | 736.52 | 734.478 | 732.3184 | 730.2072 | 727.9413 | 725.7406 | 723.2973 | 720.7844 | 717.9977 | 715.1967 | 712.0722 | 708.7545 | 705.2508 | 701.6375 | 697.6638 | 692.1922 | 684.9104 | 675.9632 | 664.861
F2_Residential_Manufactured Home Low Income_Existing_Space Heating_Natural Gas_Boiler_E5 | F2 | Residential | Manufactured Home Low Income | Existing | Space Heating | Natural Gas | Boiler | E5 | RVT - Cost of Operation | 692.1821 | 692.8252 | 694.7669 | 696.0358 | 693.7643 | 692.8875 | 693.2581 | 693.0668 | 693.1121 | 692.7571 | 692.0469 | 690.9056 | 689.6025 | 688.0361 | 686.2175 | 684.3149 | 682.3028 | 680.3358 | 678.2246 | 676.1742 | 673.8978 | 671.5565 | 668.9602 | 666.3505 | 663.4394 | 660.3483 | 657.0838 | 653.7173 | 650.015 | 644.9171 | 638.1326 | 629.7965 | 619.4526
F2_Residential_Manufactured Home Low Income_Existing_Space Heating_Natural Gas_Boiler_E6 | F2 | Residential | Manufactured Home Low Income | Existing | Space Heating | Natural Gas | Boiler | E6 | RVT - Cost of Operation | 549.8106 | 550.2642 | 552.1692 | 553.4413 | 550.8203 | 549.9602 | 550.7402 | 551.1081 | 552.0127 | 552.737 | 553.3713 | 553.8394 | 554.4935 | 555.2302 | 555.8363 | 556.0678 | 555.8745 | 555.385 | 554.3574 | 552.9767 | 550.8891 | 548.2118 | 545.2428 | 542.2586 | 538.9296 | 535.3949 | 531.6618 | 527.8122 | 523.5785 | 519.2068 | 514.4631 | 509.6057 | 504.2219
F2_Residential_Manufactured Home Low Income_Existing_Space Heating_Natural Gas_Boiler_E7 | F2 | Residential | Manufactured Home Low Income | Existing | Space Heating | Natural Gas | Boiler | E7 | RVT - Cost of Operation | 439.6854 | 440.0377 | 441.3997 | 442.3345 | 440.5687 | 440.0512 | 440.6938 | 441.0575 | 441.7993 | 442.4197 | 442.9851 | 443.2374 | 443.3859 | 443.3582 | 442.9772 | 442.3527 | 441.4513 | 440.3714 | 438.9488 | 437.3131 | 435.497 | 433.6292 | 431.5579 | 429.4759 | 427.1534 | 424.6874 | 422.0831 | 419.3974 | 416.4437 | 413.3938 | 410.0843 | 406.6956 | 402.9395
F2_Residential_Manufactured Home Low Income_Existing_Space Heating_Natural Gas_Boiler_E8 | F2 | Residential | Manufactured Home Low Income | Existing | Space Heating | Natural Gas | Boiler | E8 | RVT - Cost of Operation | 370.2614 | 370.5581 | 371.705 | 372.4922 | 371.0052 | 370.5694 | 371.1105 | 371.4169 | 372.0415 | 372.564 | 373.0401 | 373.2525 | 373.3776 | 373.3543 | 373.0334 | 372.5075 | 371.7485 | 370.839 | 369.6411 | 368.2637 | 366.7343 | 365.1614 | 363.4171 | 361.6639 | 359.7082 | 357.6315 | 355.4384 | 353.1767 | 350.6895 | 348.1211 | 345.3342 | 342.4805 | 339.3175
F2_Residential_Manufactured Home Low Income_Existing_Space Heating_Natural Gas_Boiler_E9 | F2 | Residential | Manufactured Home Low Income | Existing | Space Heating | Natural Gas | Boiler | E9 | RVT - Cost of Operation | 0 | 0 | 0 | 0 | 0 | 0 | 0 | 0 | 0 | 0 | 0 | 0 | 0 | 0 | 0 | 0 | 0 | 0 | 0 | 0 | 0 | 0 | 0 | 0 | 0 | 0 | 0 | 0 | 0 | 0 | 0 | 0 | 0
F2_Residential_Manufactured Home Low Income_Existing_Space Heating_Natural Gas_Boiler_E10 | F2 | Residential | Manufactured Home Low Income | Existing | Space Heating | Natural Gas | Boiler | E10 | RVT - Cost of Operation | 0 | 0 | 0 | 0 | 0 | 0 | 0 | 0 | 0 | 0 | 0 | 0 | 0 | 0 | 0 | 0 | 0 | 0 | 0 | 0 | 0 | 0 | 0 | 0 | 0 | 0 | 0 | 0 | 0 | 0 | 0 | 0 | 0
F3_Residential_Manufactured Home Low Income_Existing_Space Heating_Natural Gas_Boiler_E1 | F3 | Residential | Manufactured Home Low Income | Existing | Space Heating | Natural Gas | Boiler | E1 | System - kBTUs of Consumption | 171.371 | 171.371 | 0 | 0 | 0 | 0 | 0 | 0 | 0 | 0 | 0 | 0 | 0 | 0 | 0 | 0 | 0 | 0 | 0 | 0 | 0 | 0 | 0 | 0 | 0 | 0 | 0 | 0 | 0 | 0 | 0 | 0 | 0
F3_Residential_Manufactured Home Low Income_Existing_Space Heating_Natural Gas_Boiler_E2 | F3 | Residential | Manufactured Home Low Income | Existing | Space Heating | Natural Gas | Boiler | E2 | System - kBTUs of Consumption | 211.8434 | 211.8434 | 211.8434 | 211.8434 | 211.8434 | 211.8434 | 211.8434 | 211.8434 | 211.8434 | 211.8434 | 211.8434 | 211.8434 | 211.8434 | 211.8434 | 211.8434 | 211.8434 | 211.8434 | 211.8434 | 211.8434 | 211.8434 | 211.8434 | 211.8434 | 211.8434 | 211.8434 | 211.8434 | 211.8434 | 211.8434 | 211.8434 | 211.8434 | 211.8434 | 211.8434 | 211.8434 | 211.8434
F3_Residential_Manufactured Home Low Income_Existing_Space Heating_Natural Gas_Boiler_E3 | F3 | Residential | Manufactured Home Low Income | Existing | Space Heating | Natural Gas | Boiler | E3 | System - kBTUs of Consumption | 240.711 | 240.711 | 240.711 | 240.711 | 240.711 | 240.711 | 240.711 | 240.711 | 240.711 | 240.711 | 240.711 | 240.711 | 240.711 | 240.711 | 240.711 | 240.711 | 240.711 | 240.711 | 240.711 | 240.711 | 240.711 | 240.711 | 240.711 | 240.711 | 240.711 | 240.711 | 240.711 | 240.711 | 240.711 | 240.711 | 240.711 | 240.711 | 240.711
F3_Residential_Manufactured Home Low Income_Existing_Space Heating_Natural Gas_Boiler_E4 | F3 | Residential | Manufactured Home Low Income | Existing | Space Heating | Natural Gas | Boiler | E4 | System - kBTUs of Consumption | 251.814 | 251.814 | 251.814 | 251.814 | 251.814 | 251.814 | 251.814 | 251.814 | 251.814 | 251.814 | 251.814 | 251.814 | 251.814 | 251.814 | 251.814 | 251.814 | 251.814 | 251.814 | 251.814 | 251.814 | 251.814 | 251.814 | 251.814 | 251.814 | 251.814 | 251.814 | 251.814 | 251.814 | 251.814 | 251.814 | 251.814 | 251.814 | 251.814
F3_Residential_Manufactured Home Low Income_Existing_Space Heating_Natural Gas_Boiler_E5 | F3 | Residential | Manufactured Home Low Income | Existing | Space Heating | Natural Gas | Boiler | E5 | System - kBTUs of Consumption | 283.4357 | 283.4357 | 283.4357 | 283.4357 | 283.4357 | 283.4357 | 283.4357 | 283.4357 | 283.4357 | 283.4357 | 283.4357 | 283.4357 | 283.4357 | 283.4357 | 283.4357 | 283.4357 | 283.4357 | 283.4357 | 283.4357 | 283.4357 | 283.4357 | 283.4357 | 283.4357 | 283.4357 | 283.4357 | 283.4357 | 283.4357 | 283.4357 | 283.4357 | 283.4357 | 283.4357 | 283.4357 | 283.4357
F3_Residential_Manufactured Home Low Income_Existing_Space Heating_Natural Gas_Boiler_E6 | F3 | Residential | Manufactured Home Low Income | Existing | Space Heating | Natural Gas | Boiler | E6 | System - kBTUs of Consumption | 1317.6459 | 1317.6459 | 1317.6459 | 1317.6459 | 1317.6459 | 1317.6459 | 1317.6459 | 1317.6459 | 1317.6459 | 1317.6459 | 1317.6459 | 1317.6459 | 1317.6459 | 1317.6459 | 1317.6459 | 1317.6459 | 1317.6459 | 1317.6459 | 1317.6459 | 1317.6459 | 1317.6459 | 1317.6459 | 1317.6459 | 1317.6459 | 1317.6459 | 1317.6459 | 1317.6459 | 1317.6459 | 1317.6459 | 1317.6459 | 1317.6459 | 1317.6459 | 1317.6459
F3_Residential_Manufactured Home Low Income_Existing_Space Heating_Natural Gas_Boiler_E7 | F3 | Residential | Manufactured Home Low Income | Existing | Space Heating | Natural Gas | Boiler | E7 | System - kBTUs of Consumption | 628.795 | 628.795 | 628.795 | 628.795 | 628.795 | 628.795 | 628.795 | 628.795 | 628.795 | 628.795 | 628.795 | 628.795 | 628.795 | 628.795 | 628.795 | 628.795 | 628.795 | 628.795 | 628.795 | 628.795 | 628.795 | 628.795 | 628.795 | 628.795 | 628.795 | 628.795 | 628.795 | 628.795 | 628.795 | 628.795 | 628.795 | 628.795 | 628.795
F3_Residential_Manufactured Home Low Income_Existing_Space Heating_Natural Gas_Boiler_E8 | F3 | Residential | Manufactured Home Low Income | Existing | Space Heating | Natural Gas | Boiler | E8 | System - kBTUs of Consumption | 666.0585 | 666.0585 | 666.0585 | 666.0585 | 666.0585 | 666.0585 | 666.0585 | 666.0585 | 666.0585 | 666.0585 | 666.0585 | 666.0585 | 666.0585 | 666.0585 | 666.0585 | 666.0585 | 666.0585 | 666.0585 | 666.0585 | 666.0585 | 666.0585 | 666.0585 | 666.0585 | 666.0585 | 666.0585 | 666.0585 | 666.0585 | 666.0585 | 666.0585 | 666.0585 | 666.0585 | 666.0585 | 666.0585
F3_Residential_Manufactured Home Low Income_Existing_Space Heating_Natural Gas_Boiler_E9 | F3 | Residential | Manufactured Home Low Income | Existing | Space Heating | Natural Gas | Boiler | E9 | System - kBTUs of Consumption | 0 | 0 | 0 | 0 | 0 | 0 | 0 | 0 | 0 | 0 | 0 | 0 | 0 | 0 | 0 | 0 | 0 | 0 | 0 | 0 | 0 | 0 | 0 | 0 | 0 | 0 | 0 | 0 | 0 | 0 | 0 | 0 | 0
F3_Residential_Manufactured Home Low Income_Existing_Space Heating_Natural Gas_Boiler_E10 | F3 | Residential | Manufactured Home Low Income | Existing | Space Heating | Natural Gas | Boiler | E10 | System - kBTUs of Consumption | 0 | 0 | 0 | 0 | 0 | 0 | 0 | 0 | 0 | 0 | 0 | 0 | 0 | 0 | 0 | 0 | 0 | 0 | 0 | 0 | 0 | 0 | 0 | 0 | 0 | 0 | 0 | 0 | 0 | 0 | 0 | 0 | 0
F4_Residential_Manufactured Home Low Income_Existing_Space Heating_Natural Gas_Boiler_E1 | F4 | Residential | Manufactured Home Low Income | Existing | Space Heating | Natural Gas | Boiler | E1 | Utility - Cost of Equipment | 820.9249 | 821.6876 | 0 | 0 | 0 | 0 | 0 | 0 | 0 | 0 | 0 | 0 | 0 | 0 | 0 | 0 | 0 | 0 | 0 | 0 | 0 | 0 | 0 | 0 | 0 | 0 | 0 | 0 | 0 | 0 | 0 | 0 | 0
F4_Residential_Manufactured Home Low Income_Existing_Space Heating_Natural Gas_Boiler_E2 | F4 | Residential | Manufactured Home Low Income | Existing | Space Heating | Natural Gas | Boiler | E2 | Utility - Cost of Equipment | 802.7494 | 803.4953 | 805.7472 | 807.2188 | 804.5844 | 803.5676 | 803.9973 | 803.7754 | 803.828 | 803.4163 | 802.5926 | 801.269 | 799.7578 | 797.9412 | 795.8321 | 793.6255 | 791.2921 | 789.0108 | 786.5624 | 784.1845 | 781.5445 | 778.8293 | 775.8181 | 772.7916 | 769.4154 | 765.8306 | 762.0446 | 758.1405 | 753.8468 | 747.9345 | 740.0662 | 730.3986 | 718.4024
F4_Residential_Manufactured Home Low Income_Existing_Space Heating_Natural Gas_Boiler_E3 | F4 | Residential | Manufactured Home Low Income | Existing | Space Heating | Natural Gas | Boiler | E3 | Utility - Cost of Equipment | 792.1471 | 792.8831 | 795.1053 | 796.5574 | 793.9578 | 792.9544 | 793.3785 | 793.1595 | 793.2114 | 792.8051 | 791.9924 | 790.6862 | 789.195 | 787.4023 | 785.3211 | 783.1437 | 780.841 | 778.5899 | 776.1739 | 773.8274 | 771.2222 | 768.5428 | 765.5715 | 762.5849 | 759.2534 | 755.7158 | 751.9799 | 748.1273 | 743.8903 | 738.0561 | 730.2918 | 720.7518 | 708.914
F4_Residential_Manufactured Home Low Income_Existing_Space Heating_Natural Gas_Boiler_E4 | F4 | Residential | Manufactured Home Low Income | Existing | Space Heating | Natural Gas | Boiler | E4 | Utility - Cost of Equipment | 742.9219 | 743.6121 | 745.6962 | 747.0581 | 744.6201 | 743.679 | 744.0767 | 743.8714 | 743.92 | 743.539 | 742.7768 | 741.5518 | 740.1532 | 738.472 | 736.52 | 734.478 | 732.3184 | 730.2072 | 727.9413 | 725.7406 | 723.2973 | 720.7844 | 717.9977 | 715.1967 | 712.0722 | 708.7545 | 705.2508 | 701.6375 | 697.6638 | 692.1922 | 684.9104 | 675.9632 | 664.861
F4_Residential_Manufactured Home Low Income_Existing_Space Heating_Natural Gas_Boiler_E5 | F4 | Residential | Manufactured Home Low Income | Existing | Space Heating | Natural Gas | Boiler | E5 | Utility - Cost of Equipment | 692.1821 | 692.8252 | 694.7669 | 696.0358 | 693.7643 | 692.8875 | 693.2581 | 693.0668 | 693.1121 | 692.7571 | 692.0469 | 690.9056 | 689.6025 | 688.0361 | 686.2175 | 684.3149 | 682.3028 | 680.3358 | 678.2246 | 676.1742 | 673.8978 | 671.5565 | 668.9602 | 666.3505 | 663.4394 | 660.3483 | 657.0838 | 653.7173 | 650.015 | 644.9171 | 638.1326 | 629.7965 | 619.4526
F4_Residential_Manufactured Home Low Income_Existing_Space Heating_Natural Gas_Boiler_E6 | F4 | Residential | Manufactured Home Low Income | Existing | Space Heating | Natural Gas | Boiler | E6 | Utility - Cost of Equipment | 549.8106 | 550.2642 | 552.1692 | 553.4413 | 550.8203 | 549.9602 | 550.7402 | 551.1081 | 552.0127 | 552.737 | 553.3713 | 553.8394 | 554.4935 | 555.2302 | 555.8363 | 556.0678 | 555.8745 | 555.385 | 554.3574 | 552.9767 | 550.8891 | 548.2118 | 545.2428 | 542.2586 | 538.9296 | 535.3949 | 531.6618 | 527.8122 | 523.5785 | 519.2068 | 514.4631 | 509.6057 | 504.2219
F4_Residential_Manufactured Home Low Income_Existing_Space Heating_Natural Gas_Boiler_E7 | F4 | Residential | Manufactured Home Low Income | Existing | Space Heating | Natural Gas | Boiler | E7 | Utility - Cost of Equipment | 439.6854 | 440.0377 | 441.3997 | 442.3345 | 440.5687 | 440.0512 | 440.6938 | 441.0575 | 441.7993 | 442.4197 | 442.9851 | 443.2374 | 443.3859 | 443.3582 | 442.9772 | 442.3527 | 441.4513 | 440.3714 | 438.9488 | 437.3131 | 435.497 | 433.6292 | 431.5579 | 429.4759 | 427.1534 | 424.6874 | 422.0831 | 419.3974 | 416.4437 | 413.3938 | 410.0843 | 406.6956 | 402.9395
F4_Residential_Manufactured Home Low Income_Existing_Space Heating_Natural Gas_Boiler_E8 | F4 | Residential | Manufactured Home Low Income | Existing | Space Heating | Natural Gas | Boiler | E8 | Utility - Cost of Equipment | 370.2614 | 370.5581 | 371.705 | 372.4922 | 371.0052 | 370.5694 | 371.1105 | 371.4169 | 372.0415 | 372.564 | 373.0401 | 373.2525 | 373.3776 | 373.3543 | 373.0334 | 372.5075 | 371.7485 | 370.839 | 369.6411 | 368.2637 | 366.7343 | 365.1614 | 363.4171 | 361.6639 | 359.7082 | 357.6315 | 355.4384 | 353.1767 | 350.6895 | 348.1211 | 345.3342 | 342.4805 | 339.3175
F4_Residential_Manufactured Home Low Income_Existing_Space Heating_Natural Gas_Boiler_E9 | F4 | Residential | Manufactured Home Low Income | Existing | Space Heating | Natural Gas | Boiler | E9 | Utility - Cost of Equipment | 0 | 0 | 0 | 0 | 0 | 0 | 0 | 0 | 0 | 0 | 0 | 0 | 0 | 0 | 0 | 0 | 0 | 0 | 0 | 0 | 0 | 0 | 0 | 0 | 0 | 0 | 0 | 0 | 0 | 0 | 0 | 0 | 0
F4_Residential_Manufactured Home Low Income_Existing_Space Heating_Natural Gas_Boiler_E10 | F4 | Residential | Manufactured Home Low Income | Existing | Space Heating | Natural Gas | Boiler | E10 | Utility - Cost of Equipment | 0 | 0 | 0 | 0 | 0 | 0 | 0 | 0 | 0 | 0 | 0 | 0 | 0 | 0 | 0 | 0 | 0 | 0 | 0 | 0 | 0 | 0 | 0 | 0 | 0 | 0 | 0 | 0 | 0 | 0 | 0 | 0 | 0
F5_Residential_Manufactured Home Low Income_Existing_Space Heating_Natural Gas_Boiler_E1 | F5 | Residential | Manufactured Home Low Income | Existing | Space Heating | Natural Gas | Boiler | E1 | Utility - Cost of Operation | 171.371 | 171.371 | 0 | 0 | 0 | 0 | 0 | 0 | 0 | 0 | 0 | 0 | 0 | 0 | 0 | 0 | 0 | 0 | 0 | 0 | 0 | 0 | 0 | 0 | 0 | 0 | 0 | 0 | 0 | 0 | 0 | 0 | 0
F5_Residential_Manufactured Home Low Income_Existing_Space Heating_Natural Gas_Boiler_E2 | F5 | Residential | Manufactured Home Low Income | Existing | Space Heating | Natural Gas | Boiler | E2 | Utility - Cost of Operation | 211.8434 | 211.8434 | 211.8434 | 211.8434 | 211.8434 | 211.8434 | 211.8434 | 211.8434 | 211.8434 | 211.8434 | 211.8434 | 211.8434 | 211.8434 | 211.8434 | 211.8434 | 211.8434 | 211.8434 | 211.8434 | 211.8434 | 211.8434 | 211.8434 | 211.8434 | 211.8434 | 211.8434 | 211.8434 | 211.8434 | 211.8434 | 211.8434 | 211.8434 | 211.8434 | 211.8434 | 211.8434 | 211.8434
F5_Residential_Manufactured Home Low Income_Existing_Space Heating_Natural Gas_Boiler_E3 | F5 | Residential | Manufactured Home Low Income | Existing | Space Heating | Natural Gas | Boiler | E3 | Utility - Cost of Operation | 240.711 | 240.711 | 240.711 | 240.711 | 240.711 | 240.711 | 240.711 | 240.711 | 240.711 | 240.711 | 240.711 | 240.711 | 240.711 | 240.711 | 240.711 | 240.711 | 240.711 | 240.711 | 240.711 | 240.711 | 240.711 | 240.711 | 240.711 | 240.711 | 240.711 | 240.711 | 240.711 | 240.711 | 240.711 | 240.711 | 240.711 | 240.711 | 240.711
F5_Residential_Manufactured Home Low Income_Existing_Space Heating_Natural Gas_Boiler_E4 | F5 | Residential | Manufactured Home Low Income | Existing | Space Heating | Natural Gas | Boiler | E4 | Utility - Cost of Operation | 251.814 | 251.814 | 251.814 | 251.814 | 251.814 | 251.814 | 251.814 | 251.814 | 251.814 | 251.814 | 251.814 | 251.814 | 251.814 | 251.814 | 251.814 | 251.814 | 251.814 | 251.814 | 251.814 | 251.814 | 251.814 | 251.814 | 251.814 | 251.814 | 251.814 | 251.814 | 251.814 | 251.814 | 251.814 | 251.814 | 251.814 | 251.814 | 251.814
F5_Residential_Manufactured Home Low Income_Existing_Space Heating_Natural Gas_Boiler_E5 | F5 | Residential | Manufactured Home Low Income | Existing | Space Heating | Natural Gas | Boiler | E5 | Utility - Cost of Operation | 283.4357 | 283.4357 | 283.4357 | 283.4357 | 283.4357 | 283.4357 | 283.4357 | 283.4357 | 283.4357 | 283.4357 | 283.4357 | 283.4357 | 283.4357 | 283.4357 | 283.4357 | 283.4357 | 283.4357 | 283.4357 | 283.4357 | 283.4357 | 283.4357 | 283.4357 | 283.4357 | 283.4357 | 283.4357 | 283.4357 | 283.4357 | 283.4357 | 283.4357 | 283.4357 | 283.4357 | 283.4357 | 283.4357
F5_Residential_Manufactured Home Low Income_Existing_Space Heating_Natural Gas_Boiler_E6 | F5 | Residential | Manufactured Home Low Income | Existing | Space Heating | Natural Gas | Boiler | E6 | Utility - Cost of Operation | 1317.6459 | 1317.6459 | 1317.6459 | 1317.6459 | 1317.6459 | 1317.6459 | 1317.6459 | 1317.6459 | 1317.6459 | 1317.6459 | 1317.6459 | 1317.6459 | 1317.6459 | 1317.6459 | 1317.6459 | 1317.6459 | 1317.6459 | 1317.6459 | 1317.6459 | 1317.6459 | 1317.6459 | 1317.6459 | 1317.6459 | 1317.6459 | 1317.6459 | 1317.6459 | 1317.6459 | 1317.6459 | 1317.6459 | 1317.6459 | 1317.6459 | 1317.6459 | 1317.6459
F5_Residential_Manufactured Home Low Income_Existing_Space Heating_Natural Gas_Boiler_E7 | F5 | Residential | Manufactured Home Low Income | Existing | Space Heating | Natural Gas | Boiler | E7 | Utility - Cost of Operation | 628.795 | 628.795 | 628.795 | 628.795 | 628.795 | 628.795 | 628.795 | 628.795 | 628.795 | 628.795 | 628.795 | 628.795 | 628.795 | 628.795 | 628.795 | 628.795 | 628.795 | 628.795 | 628.795 | 628.795 | 628.795 | 628.795 | 628.795 | 628.795 | 628.795 | 628.795 | 628.795 | 628.795 | 628.795 | 628.795 | 628.795 | 628.795 | 628.795
F5_Residential_Manufactured Home Low Income_Existing_Space Heating_Natural Gas_Boiler_E8 | F5 | Residential | Manufactured Home Low Income | Existing | Space Heating | Natural Gas | Boiler | E8 | Utility - Cost of Operation | 666.0585 | 666.0585 | 666.0585 | 666.0585 | 666.0585 | 666.0585 | 666.0585 | 666.0585 | 666.0585 | 666.0585 | 666.0585 | 666.0585 | 666.0585 | 666.0585 | 666.0585 | 666.0585 | 666.0585 | 666.0585 | 666.0585 | 666.0585 | 666.0585 | 666.0585 | 666.0585 | 666.0585 | 666.0585 | 666.0585 | 666.0585 | 666.0585 | 666.0585 | 666.0585 | 666.0585 | 666.0585 | 666.0585
F5_Residential_Manufactured Home Low Income_Existing_Space Heating_Natural Gas_Boiler_E9 | F5 | Residential | Manufactured Home Low Income | Existing | Space Heating | Natural Gas | Boiler | E9 | Utility - Cost of Operation | 0 | 0 | 0 | 0 | 0 | 0 | 0 | 0 | 0 | 0 | 0 | 0 | 0 | 0 | 0 | 0 | 0 | 0 | 0 | 0 | 0 | 0 | 0 | 0 | 0 | 0 | 0 | 0 | 0 | 0 | 0 | 0 | 0
F5_Residential_Manufactured Home Low Income_Existing_Space Heating_Natural Gas_Boiler_E10 | F5 | Residential | Manufactured Home Low Income | Existing | Space Heating | Natural Gas | Boiler | E10 | Utility - Cost of Operation | 0 | 0 | 0 | 0 | 0 | 0 | 0 | 0 | 0 | 0 | 0 | 0 | 0 | 0 | 0 | 0 | 0 | 0 | 0 | 0 | 0 | 0 | 0 | 0 | 0 | 0 | 0 | 0 | 0 | 0 | 0 | 0 | 0
F6_Residential_Manufactured Home Low Income_Existing_Space Heating_Natural Gas_Boiler_E1 | F6 | Residential | Manufactured Home Low Income | Existing | Space Heating | Natural Gas | Boiler | E1 | Utility - Value of Sales | 404.4455 | 403.528 | 0 | 0 | 0 | 0 | 0 | 0 | 0 | 0 | 0 | 0 | 0 | 0 | 0 | 0 | 0 | 0 | 0 | 0 | 0 | 0 | 0 | 0 | 0 | 0 | 0 | 0 | 0 | 0 | 0 | 0 | 0
F6_Residential_Manufactured Home Low Income_Existing_Space Heating_Natural Gas_Boiler_E2 | F6 | Residential | Manufactured Home Low Income | Existing | Space Heating | Natural Gas | Boiler | E2 | Utility - Value of Sales | 395.491 | 394.5938 | 394.0766 | 393.2437 | 391.0186 | 388.8182 | 386.6504 | 384.5237 | 382.4461 | 380.4258 | 378.4709 | 376.5897 | 374.7904 | 373.081 | 371.4616 | 369.9323 | 368.493 | 367.1437 | 365.8842 | 364.7149 | 363.6355 | 362.6462 | 361.7466 | 360.9371 | 360.2176 | 359.588 | 359.0481 | 358.5984 | 358.2386 | 357.9687 | 357.7887 | 357.6987 | 357.6987
F6_Residential_Manufactured Home Low Income_Existing_Space Heating_Natural Gas_Boiler_E3 | F6 | Residential | Manufactured Home Low Income | Existing | Space Heating | Natural Gas | Boiler | E3 | Utility - Value of Sales | 390.2675 | 389.3821 | 388.8718 | 388.0499 | 385.8542 | 383.6828 | 381.5437 | 379.4451 | 377.3949 | 375.4013 | 373.4722 | 371.6159 | 369.8403 | 368.1535 | 366.5555 | 365.0464 | 363.6261 | 362.2946 | 361.0518 | 359.8979 | 358.8328 | 357.8565 | 356.9688 | 356.17 | 355.46 | 354.8387 | 354.306 | 353.8622 | 353.5071 | 353.2408 | 353.0631 | 352.9744 | 352.9744
F6_Residential_Manufactured Home Low Income_Existing_Space Heating_Natural Gas_Boiler_E4 | F6 | Residential | Manufactured Home Low Income | Existing | Space Heating | Natural Gas | Boiler | E4 | Utility - Value of Sales | 366.0157 | 365.1853 | 364.7067 | 363.9359 | 361.8767 | 359.8402 | 357.834 | 355.8658 | 353.943 | 352.0733 | 350.2641 | 348.5231 | 346.8579 | 345.2759 | 343.7772 | 342.3619 | 341.0298 | 339.7811 | 338.6155 | 337.5333 | 336.5344 | 335.6188 | 334.7862 | 334.0371 | 333.3711 | 332.7885 | 332.2889 | 331.8727 | 331.5397 | 331.2899 | 331.1233 | 331.04 | 331.04
F6_Residential_Manufactured Home Low Income_Existing_Space Heating_Natural Gas_Boiler_E5 | F6 | Residential | Manufactured Home Low Income | Existing | Space Heating | Natural Gas | Boiler | E5 | Utility - Value of Sales | 341.0177 | 340.244 | 339.7981 | 339.0799 | 337.1613 | 335.264 | 333.3948 | 331.561 | 329.7695 | 328.0275 | 326.3419 | 324.7198 | 323.1683 | 321.6944 | 320.298 | 318.9794 | 317.7383 | 316.5748 | 315.4889 | 314.4806 | 313.5499 | 312.6968 | 311.9211 | 311.2231 | 310.6027 | 310.0598 | 309.5943 | 309.2065 | 308.8963 | 308.6636 | 308.5083 | 308.4308 | 308.4308
F6_Residential_Manufactured Home Low Income_Existing_Space Heating_Natural Gas_Boiler_E6 | F6 | Residential | Manufactured Home Low Income | Existing | Space Heating | Natural Gas | Boiler | E6 | Utility - Value of Sales | 277.1378 | 277.1405 | 277.5778 | 277.6447 | 276.1007 | 274.5568 | 273.0129 | 271.4691 | 269.9254 | 268.3817 | 266.8381 | 265.2947 | 263.7513 | 262.208 | 260.6647 | 259.1362 | 257.6372 | 256.1823 | 254.7861 | 253.4635 | 252.2292 | 251.0978 | 250.069 | 249.1433 | 248.3204 | 247.6004 | 246.983 | 246.4687 | 246.0572 | 245.7486 | 245.5427 | 245.4398 | 245.4398
F6_Residential_Manufactured Home Low Income_Existing_Space Heating_Natural Gas_Boiler_E7 | F6 | Residential | Manufactured Home Low Income | Existing | Space Heating | Natural Gas | Boiler | E7 | Utility - Value of Sales | 220.4786 | 220.2746 | 220.3604 | 220.1992 | 218.9641 | 217.7291 | 216.494 | 215.2591 | 214.0243 | 212.7895 | 211.5547 | 210.3276 | 209.1158 | 207.927 | 206.7685 | 205.6483 | 204.5738 | 203.5527 | 202.5925 | 201.701 | 200.8781 | 200.1238 | 199.438 | 198.8208 | 198.2722 | 197.7922 | 197.3807 | 197.0378 | 196.7634 | 196.5577 | 196.4204 | 196.3518 | 196.3518
F6_Residential_Manufactured Home Low Income_Existing_Space Heating_Natural Gas_Boiler_E8 | F6 | Residential | Manufactured Home Low Income | Existing | Space Heating | Natural Gas | Boiler | E8 | Utility - Value of Sales | 185.6662 | 185.4944 | 185.5666 | 185.4309 | 184.3908 | 183.3508 | 182.3108 | 181.2708 | 180.231 | 179.1911 | 178.1513 | 177.118 | 176.0975 | 175.0964 | 174.1209 | 173.1775 | 172.2727 | 171.4128 | 170.6042 | 169.8535 | 169.1605 | 168.5253 | 167.9478 | 167.4281 | 166.9661 | 166.5619 | 166.2153 | 165.9265 | 165.6955 | 165.5223 | 165.4067 | 165.3489 | 165.3489
F6_Residential_Manufactured Home Low Income_Existing_Space Heating_Natural Gas_Boiler_E9 | F6 | Residential | Manufactured Home Low Income | Existing | Space Heating | Natural Gas | Boiler | E9 | Utility - Value of Sales | 0 | 0 | 0 | 0 | 0 | 0 | 0 | 0 | 0 | 0 | 0 | 0 | 0 | 0 | 0 | 0 | 0 | 0 | 0 | 0 | 0 | 0 | 0 | 0 | 0 | 0 | 0 | 0 | 0 | 0 | 0 | 0 | 0
F6_Residential_Manufactured Home Low Income_Existing_Space Heating_Natural Gas_Boiler_E10 | F6 | Residential | Manufactured Home Low Income | Existing | Space Heating | Natural Gas | Boiler | E10 | Utility - Value of Sales | 0 | 0 | 0 | 0 | 0 | 0 | 0 | 0 | 0 | 0 | 0 | 0 | 0 | 0 | 0 | 0 | 0 | 0 | 0 | 0 | 0 | 0 | 0 | 0 | 0 | 0 | 0 | 0 | 0 | 0 | 0 | 0 | 0
F1_Residential_Manufactured Home Low Income_Existing_Secondary Heating_Natural Gas_Fireplace_E1 | F1 | Residential | Manufactured Home Low Income | Existing | Secondary Heating | Natural Gas | Fireplace | E1 | RVT - Cost of Equipment | 144.2835 | 144.7767 | 145.6772 | 146.4397 | 146.2543 | 146.6339 | 147.5385 | 148.3175 | 149.2743 | 150.1824 | 151.0683 | 151.908 | 152.8155 | 153.6755 | 154.4015 | 155.0459 | 155.5914 | 156.0803 | 156.4326 | 156.7087 | 156.791 | 156.7185 | 156.5211 | 156.2886 | 155.9101 | 155.4299 | 154.849 | 154.1927 | 153.3694 | 152.4599 | 151.3832 | 150.2246 | 148.8414
F1_Residential_Manufactured Home Low Income_Existing_Secondary Heating_Natural Gas_Fireplace_E2 | F1 | Residential | Manufactured Home Low Income | Existing | Secondary Heating | Natural Gas | Fireplace | E2 | RVT - Cost of Equipment | 119.9841 | 120.3942 | 121.143 | 121.7772 | 121.623 | 121.9387 | 122.6909 | 123.3387 | 124.1344 | 124.8895 | 125.6262 | 126.3245 | 127.0792 | 127.7943 | 128.3981 | 128.934 | 129.3876 | 129.7942 | 130.0871 | 130.3167 | 130.3851 | 130.3249 | 130.1607 | 129.9674 | 129.6526 | 129.2533 | 128.7702 | 128.2244 | 127.5398 | 126.7835 | 125.8881 | 124.9246 | 123.7744
F1_Residential_Manufactured Home Low Income_Existing_Secondary Heating_Natural Gas_Fireplace_E3 | F1 | Residential | Manufactured Home Low Income | Existing | Secondary Heating | Natural Gas | Fireplace | E3 | RVT - Cost of Equipment | 114.4727 | 114.8639 | 115.5784 | 116.1834 | 116.0363 | 116.3375 | 117.0551 | 117.6732 | 118.4323 | 119.1528 | 119.8556 | 120.5218 | 121.2418 | 121.9241 | 122.5001 | 123.0115 | 123.4443 | 123.8321 | 124.1116 | 124.3307 | 124.3959 | 124.3384 | 124.1818 | 123.9974 | 123.6971 | 123.3161 | 122.8552 | 122.3345 | 121.6813 | 120.9597 | 120.1055 | 119.1863 | 118.0889
F1_Residential_Manufactured Home Low Income_Existing_Secondary Heating_Natural Gas_Fireplace_E4 | F1 | Residential | Manufactured Home Low Income | Existing | Secondary Heating | Natural Gas | Fireplace | E4 | RVT - Cost of Equipment | 0 | 0 | 0 | 0 | 0 | 0 | 0 | 0 | 0 | 0 | 0 | 0 | 0 | 0 | 0 | 0 | 0 | 0 | 0 | 0 | 0 | 0 | 0 | 0 | 0 | 0 | 0 | 0 | 0 | 0 | 0 | 0 | 0
F1_Residential_Manufactured Home Low Income_Existing_Secondary Heating_Natural Gas_Fireplace_E5 | F1 | Residential | Manufactured Home Low Income | Existing | Secondary Heating | Natural Gas | Fireplace | E5 | RVT - Cost of Equipment | 0 | 0 | 0 | 0 | 0 | 0 | 0 | 0 | 0 | 0 | 0 | 0 | 0 | 0 | 0 | 0 | 0 | 0 | 0 | 0 | 0 | 0 | 0 | 0 | 0 | 0 | 0 | 0 | 0 | 0 | 0 | 0 | 0
F1_Residential_Manufactured Home Low Income_Existing_Secondary Heating_Natural Gas_Fireplace_E6 | F1 | Residential | Manufactured Home Low Income | Existing | Secondary Heating | Natural Gas | Fireplace | E6 | RVT - Cost of Equipment | 0 | 0 | 0 | 0 | 0 | 0 | 0 | 0 | 0 | 0 | 0 | 0 | 0 | 0 | 0 | 0 | 0 | 0 | 0 | 0 | 0 | 0 | 0 | 0 | 0 | 0 | 0 | 0 | 0 | 0 | 0 | 0 | 0
F1_Residential_Manufactured Home Low Income_Existing_Secondary Heating_Natural Gas_Fireplace_E7 | F1 | Residential | Manufactured Home Low Income | Existing | Secondary Heating | Natural Gas | Fireplace | E7 | RVT - Cost of Equipment | 0 | 0 | 0 | 0 | 0 | 0 | 0 | 0 | 0 | 0 | 0 | 0 | 0 | 0 | 0 | 0 | 0 | 0 | 0 | 0 | 0 | 0 | 0 | 0 | 0 | 0 | 0 | 0 | 0 | 0 | 0 | 0 | 0
F1_Residential_Manufactured Home Low Income_Existing_Secondary Heating_Natural Gas_Fireplace_E8 | F1 | Residential | Manufactured Home Low Income | Existing | Secondary Heating | Natural Gas | Fireplace | E8 | RVT - Cost of Equipment | 0 | 0 | 0 | 0 | 0 | 0 | 0 | 0 | 0 | 0 | 0 | 0 | 0 | 0 | 0 | 0 | 0 | 0 | 0 | 0 | 0 | 0 | 0 | 0 | 0 | 0 | 0 | 0 | 0 | 0 | 0 | 0 | 0
F1_Residential_Manufactured Home Low Income_Existing_Secondary Heating_Natural Gas_Fireplace_E9 | F1 | Residential | Manufactured Home Low Income | Existing | Secondary Heating | Natural Gas | Fireplace | E9 | RVT - Cost of Equipment | 0 | 0 | 0 | 0 | 0 | 0 | 0 | 0 | 0 | 0 | 0 | 0 | 0 | 0 | 0 | 0 | 0 | 0 | 0 | 0 | 0 | 0 | 0 | 0 | 0 | 0 | 0 | 0 | 0 | 0 | 0 | 0 | 0
F1_Residential_Manufactured Home Low Income_Existing_Secondary Heating_Natural Gas_Fireplace_E10 | F1 | Residential | Manufactured Home Low Income | Existing | Secondary Heating | Natural Gas | Fireplace | E10 | RVT - Cost of Equipment | 0 | 0 | 0 | 0 | 0 | 0 | 0 | 0 | 0 | 0 | 0 | 0 | 0 | 0 | 0 | 0 | 0 | 0 | 0 | 0 | 0 | 0 | 0 | 0 | 0 | 0 | 0 | 0 | 0 | 0 | 0 | 0 | 0
F2_Residential_Manufactured Home Low Income_Existing_Secondary Heating_Natural Gas_Fireplace_E1 | F2 | Residential | Manufactured Home Low Income | Existing | Secondary Heating | Natural Gas | Fireplace | E1 | RVT - Cost of Operation | 144.0509 | 144.5432 | 145.4423 | 146.2036 | 146.0185 | 146.3975 | 147.3006 | 148.0784 | 149.0337 | 149.9402 | 150.8247 | 151.6631 | 152.5691 | 153.4277 | 154.1525 | 154.7959 | 155.3406 | 155.8287 | 156.1803 | 156.456 | 156.5382 | 156.4658 | 156.2687 | 156.0366 | 155.6587 | 155.1793 | 154.5993 | 153.9441 | 153.1221 | 152.2141 | 151.1391 | 149.9824 | 148.6014
F2_Residential_Manufactured Home Low Income_Existing_Secondary Heating_Natural Gas_Fireplace_E2 | F2 | Residential | Manufactured Home Low Income | Existing | Secondary Heating | Natural Gas | Fireplace | E2 | RVT - Cost of Operation | 119.7907 | 120.2001 | 120.9477 | 121.5808 | 121.4269 | 121.7421 | 122.4931 | 123.1399 | 123.9343 | 124.6881 | 125.4237 | 126.1208 | 126.8743 | 127.5883 | 128.191 | 128.7261 | 129.179 | 129.5849 | 129.8773 | 130.1066 | 130.1749 | 130.1147 | 129.9508 | 129.7578 | 129.4435 | 129.0449 | 128.5625 | 128.0177 | 127.3341 | 126.579 | 125.6851 | 124.7232 | 123.5748
F2_Residential_Manufactured Home Low Income_Existing_Secondary Heating_Natural Gas_Fireplace_E3 | F2 | Residential | Manufactured Home Low Income | Existing | Secondary Heating | Natural Gas | Fireplace | E3 | RVT - Cost of Operation | 114.2881 | 114.6787 | 115.392 | 115.9961 | 115.8492 | 116.1499 | 116.8664 | 117.4835 | 118.2414 | 118.9606 | 119.6624 | 120.3275 | 121.0464 | 121.7275 | 122.3026 | 122.8131 | 123.2452 | 123.6325 | 123.9115 | 124.1302 | 124.1954 | 124.138 | 123.9816 | 123.7975 | 123.4976 | 123.1172 | 122.6571 | 122.1373 | 121.4851 | 120.7647 | 119.9118 | 118.9941 | 117.8985
F2_Residential_Manufactured Home Low Income_Existing_Secondary Heating_Natural Gas_Fireplace_E4 | F2 | Residential | Manufactured Home Low Income | Existing | Secondary Heating | Natural Gas | Fireplace | E4 | RVT - Cost of Operation | 0 | 0 | 0 | 0 | 0 | 0 | 0 | 0 | 0 | 0 | 0 | 0 | 0 | 0 | 0 | 0 | 0 | 0 | 0 | 0 | 0 | 0 | 0 | 0 | 0 | 0 | 0 | 0 | 0 | 0 | 0 | 0 | 0
F2_Residential_Manufactured Home Low Income_Existing_Secondary Heating_Natural Gas_Fireplace_E5 | F2 | Residential | Manufactured Home Low Income | Existing | Secondary Heating | Natural Gas | Fireplace | E5 | RVT - Cost of Operation | 0 | 0 | 0 | 0 | 0 | 0 | 0 | 0 | 0 | 0 | 0 | 0 | 0 | 0 | 0 | 0 | 0 | 0 | 0 | 0 | 0 | 0 | 0 | 0 | 0 | 0 | 0 | 0 | 0 | 0 | 0 | 0 | 0
F2_Residential_Manufactured Home Low Income_Existing_Secondary Heating_Natural Gas_Fireplace_E6 | F2 | Residential | Manufactured Home Low Income | Existing | Secondary Heating | Natural Gas | Fireplace | E6 | RVT - Cost of Operation | 0 | 0 | 0 | 0 | 0 | 0 | 0 | 0 | 0 | 0 | 0 | 0 | 0 | 0 | 0 | 0 | 0 | 0 | 0 | 0 | 0 | 0 | 0 | 0 | 0 | 0 | 0 | 0 | 0 | 0 | 0 | 0 | 0
F2_Residential_Manufactured Home Low Income_Existing_Secondary Heating_Natural Gas_Fireplace_E7 | F2 | Residential | Manufactured Home Low Income | Existing | Secondary Heating | Natural Gas | Fireplace | E7 | RVT - Cost of Operation | 0 | 0 | 0 | 0 | 0 | 0 | 0 | 0 | 0 | 0 | 0 | 0 | 0 | 0 | 0 | 0 | 0 | 0 | 0 | 0 | 0 | 0 | 0 | 0 | 0 | 0 | 0 | 0 | 0 | 0 | 0 | 0 | 0
F2_Residential_Manufactured Home Low Income_Existing_Secondary Heating_Natural Gas_Fireplace_E8 | F2 | Residential | Manufactured Home Low Income | Existing | Secondary Heating | Natural Gas | Fireplace | E8 | RVT - Cost of Operation | 0 | 0 | 0 | 0 | 0 | 0 | 0 | 0 | 0 | 0 | 0 | 0 | 0 | 0 | 0 | 0 | 0 | 0 | 0 | 0 | 0 | 0 | 0 | 0 | 0 | 0 | 0 | 0 | 0 | 0 | 0 | 0 | 0
F2_Residential_Manufactured Home Low Income_Existing_Secondary Heating_Natural Gas_Fireplace_E9 | F2 | Residential | Manufactured Home Low Income | Existing | Secondary Heating | Natural Gas | Fireplace | E9 | RVT - Cost of Operation | 0 | 0 | 0 | 0 | 0 | 0 | 0 | 0 | 0 | 0 | 0 | 0 | 0 | 0 | 0 | 0 | 0 | 0 | 0 | 0 | 0 | 0 | 0 | 0 | 0 | 0 | 0 | 0 | 0 | 0 | 0 | 0 | 0
F2_Residential_Manufactured Home Low Income_Existing_Secondary Heating_Natural Gas_Fireplace_E10 | F2 | Residential | Manufactured Home Low Income | Existing | Secondary Heating | Natural Gas | Fireplace | E10 | RVT - Cost of Operation | 0 | 0 | 0 | 0 | 0 | 0 | 0 | 0 | 0 | 0 | 0 | 0 | 0 | 0 | 0 | 0 | 0 | 0 | 0 | 0 | 0 | 0 | 0 | 0 | 0 | 0 | 0 | 0 | 0 | 0 | 0 | 0 | 0
F3_Residential_Manufactured Home Low Income_Existing_Secondary Heating_Natural Gas_Fireplace_E1 | F3 | Residential | Manufactured Home Low Income | Existing | Secondary Heating | Natural Gas | Fireplace | E1 | System - kBTUs of Consumption | 296.7502 | 296.7502 | 296.7502 | 296.7502 | 296.7502 | 296.7502 | 296.7502 | 296.7502 | 296.7502 | 296.7502 | 296.7502 | 296.7502 | 296.7502 | 296.7502 | 296.7502 | 296.7502 | 296.7502 | 296.7502 | 296.7502 | 296.7502 | 296.7502 | 296.7502 | 296.7502 | 296.7502 | 296.7502 | 296.7502 | 296.7502 | 296.7502 | 296.7502 | 296.7502 | 296.7502 | 296.7502 | 296.7502
F3_Residential_Manufactured Home Low Income_Existing_Secondary Heating_Natural Gas_Fireplace_E2 | F3 | Residential | Manufactured Home Low Income | Existing | Secondary Heating | Natural Gas | Fireplace | E2 | System - kBTUs of Consumption | 323.3302 | 323.3302 | 323.3302 | 323.3302 | 323.3302 | 323.3302 | 323.3302 | 323.3302 | 323.3302 | 323.3302 | 323.3302 | 323.3302 | 323.3302 | 323.3302 | 323.3302 | 323.3302 | 323.3302 | 323.3302 | 323.3302 | 323.3302 | 323.3302 | 323.3302 | 323.3302 | 323.3302 | 323.3302 | 323.3302 | 323.3302 | 323.3302 | 323.3302 | 323.3302 | 323.3302 | 323.3302 | 323.3302
F3_Residential_Manufactured Home Low Income_Existing_Secondary Heating_Natural Gas_Fireplace_E3 | F3 | Residential | Manufactured Home Low Income | Existing | Secondary Heating | Natural Gas | Fireplace | E3 | System - kBTUs of Consumption | 329.5651 | 329.5651 | 329.5651 | 329.5651 | 329.5651 | 329.5651 | 329.5651 | 329.5651 | 329.5651 | 329.5651 | 329.5651 | 329.5651 | 329.5651 | 329.5651 | 329.5651 | 329.5651 | 329.5651 | 329.5651 | 329.5651 | 329.5651 | 329.5651 | 329.5651 | 329.5651 | 329.5651 | 329.5651 | 329.5651 | 329.5651 | 329.5651 | 329.5651 | 329.5651 | 329.5651 | 329.5651 | 329.5651
F3_Residential_Manufactured Home Low Income_Existing_Secondary Heating_Natural Gas_Fireplace_E4 | F3 | Residential | Manufactured Home Low Income | Existing | Secondary Heating | Natural Gas | Fireplace | E4 | System - kBTUs of Consumption | 0 | 0 | 0 | 0 | 0 | 0 | 0 | 0 | 0 | 0 | 0 | 0 | 0 | 0 | 0 | 0 | 0 | 0 | 0 | 0 | 0 | 0 | 0 | 0 | 0 | 0 | 0 | 0 | 0 | 0 | 0 | 0 | 0
F3_Residential_Manufactured Home Low Income_Existing_Secondary Heating_Natural Gas_Fireplace_E5 | F3 | Residential | Manufactured Home Low Income | Existing | Secondary Heating | Natural Gas | Fireplace | E5 | System - kBTUs of Consumption | 0 | 0 | 0 | 0 | 0 | 0 | 0 | 0 | 0 | 0 | 0 | 0 | 0 | 0 | 0 | 0 | 0 | 0 | 0 | 0 | 0 | 0 | 0 | 0 | 0 | 0 | 0 | 0 | 0 | 0 | 0 | 0 | 0
F3_Residential_Manufactured Home Low Income_Existing_Secondary Heating_Natural Gas_Fireplace_E6 | F3 | Residential | Manufactured Home Low Income | Existing | Secondary Heating | Natural Gas | Fireplace | E6 | System - kBTUs of Consumption | 0 | 0 | 0 | 0 | 0 | 0 | 0 | 0 | 0 | 0 | 0 | 0 | 0 | 0 | 0 | 0 | 0 | 0 | 0 | 0 | 0 | 0 | 0 | 0 | 0 | 0 | 0 | 0 | 0 | 0 | 0 | 0 | 0
F3_Residential_Manufactured Home Low Income_Existing_Secondary Heating_Natural Gas_Fireplace_E7 | F3 | Residential | Manufactured Home Low Income | Existing | Secondary Heating | Natural Gas | Fireplace | E7 | System - kBTUs of Consumption | 0 | 0 | 0 | 0 | 0 | 0 | 0 | 0 | 0 | 0 | 0 | 0 | 0 | 0 | 0 | 0 | 0 | 0 | 0 | 0 | 0 | 0 | 0 | 0 | 0 | 0 | 0 | 0 | 0 | 0 | 0 | 0 | 0
F3_Residential_Manufactured Home Low Income_Existing_Secondary Heating_Natural Gas_Fireplace_E8 | F3 | Residential | Manufactured Home Low Income | Existing | Secondary Heating | Natural Gas | Fireplace | E8 | System - kBTUs of Consumption | 0 | 0 | 0 | 0 | 0 | 0 | 0 | 0 | 0 | 0 | 0 | 0 | 0 | 0 | 0 | 0 | 0 | 0 | 0 | 0 | 0 | 0 | 0 | 0 | 0 | 0 | 0 | 0 | 0 | 0 | 0 | 0 | 0
F3_Residential_Manufactured Home Low Income_Existing_Secondary Heating_Natural Gas_Fireplace_E9 | F3 | Residential | Manufactured Home Low Income | Existing | Secondary Heating | Natural Gas | Fireplace | E9 | System - kBTUs of Consumption | 0 | 0 | 0 | 0 | 0 | 0 | 0 | 0 | 0 | 0 | 0 | 0 | 0 | 0 | 0 | 0 | 0 | 0 | 0 | 0 | 0 | 0 | 0 | 0 | 0 | 0 | 0 | 0 | 0 | 0 | 0 | 0 | 0
F3_Residential_Manufactured Home Low Income_Existing_Secondary Heating_Natural Gas_Fireplace_E10 | F3 | Residential | Manufactured Home Low Income | Existing | Secondary Heating | Natural Gas | Fireplace | E10 | System - kBTUs of Consumption | 0 | 0 | 0 | 0 | 0 | 0 | 0 | 0 | 0 | 0 | 0 | 0 | 0 | 0 | 0 | 0 | 0 | 0 | 0 | 0 | 0 | 0 | 0 | 0 | 0 | 0 | 0 | 0 | 0 | 0 | 0 | 0 | 0
F4_Residential_Manufactured Home Low Income_Existing_Secondary Heating_Natural Gas_Fireplace_E1 | F4 | Residential | Manufactured Home Low Income | Existing | Secondary Heating | Natural Gas | Fireplace | E1 | Utility - Cost of Equipment | 144.0509 | 144.5432 | 145.4423 | 146.2036 | 146.0185 | 146.3975 | 147.3006 | 148.0784 | 149.0337 | 149.9402 | 150.8247 | 151.6631 | 152.5691 | 153.4277 | 154.1525 | 154.7959 | 155.3406 | 155.8287 | 156.1803 | 156.456 | 156.5382 | 156.4658 | 156.2687 | 156.0366 | 155.6587 | 155.1793 | 154.5993 | 153.9441 | 153.1221 | 152.2141 | 151.1391 | 149.9824 | 148.6014
F4_Residential_Manufactured Home Low Income_Existing_Secondary Heating_Natural Gas_Fireplace_E2 | F4 | Residential | Manufactured Home Low Income | Existing | Secondary Heating | Natural Gas | Fireplace | E2 | Utility - Cost of Equipment | 119.7907 | 120.2001 | 120.9477 | 121.5808 | 121.4269 | 121.7421 | 122.4931 | 123.1399 | 123.9343 | 124.6881 | 125.4237 | 126.1208 | 126.8743 | 127.5883 | 128.191 | 128.7261 | 129.179 | 129.5849 | 129.8773 | 130.1066 | 130.1749 | 130.1147 | 129.9508 | 129.7578 | 129.4435 | 129.0449 | 128.5625 | 128.0177 | 127.3341 | 126.579 | 125.6851 | 124.7232 | 123.5748
F4_Residential_Manufactured Home Low Income_Existing_Secondary Heating_Natural Gas_Fireplace_E3 | F4 | Residential | Manufactured Home Low Income | Existing | Secondary Heating | Natural Gas | Fireplace | E3 | Utility - Cost of Equipment | 114.2881 | 114.6787 | 115.392 | 115.9961 | 115.8492 | 116.1499 | 116.8664 | 117.4835 | 118.2414 | 118.9606 | 119.6624 | 120.3275 | 121.0464 | 121.7275 | 122.3026 | 122.8131 | 123.2452 | 123.6325 | 123.9115 | 124.1302 | 124.1954 | 124.138 | 123.9816 | 123.7975 | 123.4976 | 123.1172 | 122.6571 | 122.1373 | 121.4851 | 120.7647 | 119.9118 | 118.9941 | 117.8985
F4_Residential_Manufactured Home Low Income_Existing_Secondary Heating_Natural Gas_Fireplace_E4 | F4 | Residential | Manufactured Home Low Income | Existing | Secondary Heating | Natural Gas | Fireplace | E4 | Utility - Cost of Equipment | 0 | 0 | 0 | 0 | 0 | 0 | 0 | 0 | 0 | 0 | 0 | 0 | 0 | 0 | 0 | 0 | 0 | 0 | 0 | 0 | 0 | 0 | 0 | 0 | 0 | 0 | 0 | 0 | 0 | 0 | 0 | 0 | 0
F4_Residential_Manufactured Home Low Income_Existing_Secondary Heating_Natural Gas_Fireplace_E5 | F4 | Residential | Manufactured Home Low Income | Existing | Secondary Heating | Natural Gas | Fireplace | E5 | Utility - Cost of Equipment | 0 | 0 | 0 | 0 | 0 | 0 | 0 | 0 | 0 | 0 | 0 | 0 | 0 | 0 | 0 | 0 | 0 | 0 | 0 | 0 | 0 | 0 | 0 | 0 | 0 | 0 | 0 | 0 | 0 | 0 | 0 | 0 | 0
F4_Residential_Manufactured Home Low Income_Existing_Secondary Heating_Natural Gas_Fireplace_E6 | F4 | Residential | Manufactured Home Low Income | Existing | Secondary Heating | Natural Gas | Fireplace | E6 | Utility - Cost of Equipment | 0 | 0 | 0 | 0 | 0 | 0 | 0 | 0 | 0 | 0 | 0 | 0 | 0 | 0 | 0 | 0 | 0 | 0 | 0 | 0 | 0 | 0 | 0 | 0 | 0 | 0 | 0 | 0 | 0 | 0 | 0 | 0 | 0
F4_Residential_Manufactured Home Low Income_Existing_Secondary Heating_Natural Gas_Fireplace_E7 | F4 | Residential | Manufactured Home Low Income | Existing | Secondary Heating | Natural Gas | Fireplace | E7 | Utility - Cost of Equipment | 0 | 0 | 0 | 0 | 0 | 0 | 0 | 0 | 0 | 0 | 0 | 0 | 0 | 0 | 0 | 0 | 0 | 0 | 0 | 0 | 0 | 0 | 0 | 0 | 0 | 0 | 0 | 0 | 0 | 0 | 0 | 0 | 0
F4_Residential_Manufactured Home Low Income_Existing_Secondary Heating_Natural Gas_Fireplace_E8 | F4 | Residential | Manufactured Home Low Income | Existing | Secondary Heating | Natural Gas | Fireplace | E8 | Utility - Cost of Equipment | 0 | 0 | 0 | 0 | 0 | 0 | 0 | 0 | 0 | 0 | 0 | 0 | 0 | 0 | 0 | 0 | 0 | 0 | 0 | 0 | 0 | 0 | 0 | 0 | 0 | 0 | 0 | 0 | 0 | 0 | 0 | 0 | 0
F4_Residential_Manufactured Home Low Income_Existing_Secondary Heating_Natural Gas_Fireplace_E9 | F4 | Residential | Manufactured Home Low Income | Existing | Secondary Heating | Natural Gas | Fireplace | E9 | Utility - Cost of Equipment | 0 | 0 | 0 | 0 | 0 | 0 | 0 | 0 | 0 | 0 | 0 | 0 | 0 | 0 | 0 | 0 | 0 | 0 | 0 | 0 | 0 | 0 | 0 | 0 | 0 | 0 | 0 | 0 | 0 | 0 | 0 | 0 | 0
F4_Residential_Manufactured Home Low Income_Existing_Secondary Heating_Natural Gas_Fireplace_E10 | F4 | Residential | Manufactured Home Low Income | Existing | Secondary Heating | Natural Gas | Fireplace | E10 | Utility - Cost of Equipment | 0 | 0 | 0 | 0 | 0 | 0 | 0 | 0 | 0 | 0 | 0 | 0 | 0 | 0 | 0 | 0 | 0 | 0 | 0 | 0 | 0 | 0 | 0 | 0 | 0 | 0 | 0 | 0 | 0 | 0 | 0 | 0 | 0
F5_Residential_Manufactured Home Low Income_Existing_Secondary Heating_Natural Gas_Fireplace_E1 | F5 | Residential | Manufactured Home Low Income | Existing | Secondary Heating | Natural Gas | Fireplace | E1 | Utility - Cost of Operation | 296.7502 | 296.7502 | 296.7502 | 296.7502 | 296.7502 | 296.7502 | 296.7502 | 296.7502 | 296.7502 | 296.7502 | 296.7502 | 296.7502 | 296.7502 | 296.7502 | 296.7502 | 296.7502 | 296.7502 | 296.7502 | 296.7502 | 296.7502 | 296.7502 | 296.7502 | 296.7502 | 296.7502 | 296.7502 | 296.7502 | 296.7502 | 296.7502 | 296.7502 | 296.7502 | 296.7502 | 296.7502 | 296.7502
F5_Residential_Manufactured Home Low Income_Existing_Secondary Heating_Natural Gas_Fireplace_E2 | F5 | Residential | Manufactured Home Low Income | Existing | Secondary Heating | Natural Gas | Fireplace | E2 | Utility - Cost of Operation | 323.3302 | 323.3302 | 323.3302 | 323.3302 | 323.3302 | 323.3302 | 323.3302 | 323.3302 | 323.3302 | 323.3302 | 323.3302 | 323.3302 | 323.3302 | 323.3302 | 323.3302 | 323.3302 | 323.3302 | 323.3302 | 323.3302 | 323.3302 | 323.3302 | 323.3302 | 323.3302 | 323.3302 | 323.3302 | 323.3302 | 323.3302 | 323.3302 | 323.3302 | 323.3302 | 323.3302 | 323.3302 | 323.3302
F5_Residential_Manufactured Home Low Income_Existing_Secondary Heating_Natural Gas_Fireplace_E3 | F5 | Residential | Manufactured Home Low Income | Existing | Secondary Heating | Natural Gas | Fireplace | E3 | Utility - Cost of Operation | 329.5651 | 329.5651 | 329.5651 | 329.5651 | 329.5651 | 329.5651 | 329.5651 | 329.5651 | 329.5651 | 329.5651 | 329.5651 | 329.5651 | 329.5651 | 329.5651 | 329.5651 | 329.5651 | 329.5651 | 329.5651 | 329.5651 | 329.5651 | 329.5651 | 329.5651 | 329.5651 | 329.5651 | 329.5651 | 329.5651 | 329.5651 | 329.5651 | 329.5651 | 329.5651 | 329.5651 | 329.5651 | 329.5651
F5_Residential_Manufactured Home Low Income_Existing_Secondary Heating_Natural Gas_Fireplace_E4 | F5 | Residential | Manufactured Home Low Income | Existing | Secondary Heating | Natural Gas | Fireplace | E4 | Utility - Cost of Operation | 0 | 0 | 0 | 0 | 0 | 0 | 0 | 0 | 0 | 0 | 0 | 0 | 0 | 0 | 0 | 0 | 0 | 0 | 0 | 0 | 0 | 0 | 0 | 0 | 0 | 0 | 0 | 0 | 0 | 0 | 0 | 0 | 0
F5_Residential_Manufactured Home Low Income_Existing_Secondary Heating_Natural Gas_Fireplace_E5 | F5 | Residential | Manufactured Home Low Income | Existing | Secondary Heating | Natural Gas | Fireplace | E5 | Utility - Cost of Operation | 0 | 0 | 0 | 0 | 0 | 0 | 0 | 0 | 0 | 0 | 0 | 0 | 0 | 0 | 0 | 0 | 0 | 0 | 0 | 0 | 0 | 0 | 0 | 0 | 0 | 0 | 0 | 0 | 0 | 0 | 0 | 0 | 0
F5_Residential_Manufactured Home Low Income_Existing_Secondary Heating_Natural Gas_Fireplace_E6 | F5 | Residential | Manufactured Home Low Income | Existing | Secondary Heating | Natural Gas | Fireplace | E6 | Utility - Cost of Operation | 0 | 0 | 0 | 0 | 0 | 0 | 0 | 0 | 0 | 0 | 0 | 0 | 0 | 0 | 0 | 0 | 0 | 0 | 0 | 0 | 0 | 0 | 0 | 0 | 0 | 0 | 0 | 0 | 0 | 0 | 0 | 0 | 0
F5_Residential_Manufactured Home Low Income_Existing_Secondary Heating_Natural Gas_Fireplace_E7 | F5 | Residential | Manufactured Home Low Income | Existing | Secondary Heating | Natural Gas | Fireplace | E7 | Utility - Cost of Operation | 0 | 0 | 0 | 0 | 0 | 0 | 0 | 0 | 0 | 0 | 0 | 0 | 0 | 0 | 0 | 0 | 0 | 0 | 0 | 0 | 0 | 0 | 0 | 0 | 0 | 0 | 0 | 0 | 0 | 0 | 0 | 0 | 0
F5_Residential_Manufactured Home Low Income_Existing_Secondary Heating_Natural Gas_Fireplace_E8 | F5 | Residential | Manufactured Home Low Income | Existing | Secondary Heating | Natural Gas | Fireplace | E8 | Utility - Cost of Operation | 0 | 0 | 0 | 0 | 0 | 0 | 0 | 0 | 0 | 0 | 0 | 0 | 0 | 0 | 0 | 0 | 0 | 0 | 0 | 0 | 0 | 0 | 0 | 0 | 0 | 0 | 0 | 0 | 0 | 0 | 0 | 0 | 0
F5_Residential_Manufactured Home Low Income_Existing_Secondary Heating_Natural Gas_Fireplace_E9 | F5 | Residential | Manufactured Home Low Income | Existing | Secondary Heating | Natural Gas | Fireplace | E9 | Utility - Cost of Operation | 0 | 0 | 0 | 0 | 0 | 0 | 0 | 0 | 0 | 0 | 0 | 0 | 0 | 0 | 0 | 0 | 0 | 0 | 0 | 0 | 0 | 0 | 0 | 0 | 0 | 0 | 0 | 0 | 0 | 0 | 0 | 0 | 0
F5_Residential_Manufactured Home Low Income_Existing_Secondary Heating_Natural Gas_Fireplace_E10 | F5 | Residential | Manufactured Home Low Income | Existing | Secondary Heating | Natural Gas | Fireplace | E10 | Utility - Cost of Operation | 0 | 0 | 0 | 0 | 0 | 0 | 0 | 0 | 0 | 0 | 0 | 0 | 0 | 0 | 0 | 0 | 0 | 0 | 0 | 0 | 0 | 0 | 0 | 0 | 0 | 0 | 0 | 0 | 0 | 0 | 0 | 0 | 0
F6_Residential_Manufactured Home Low Income_Existing_Secondary Heating_Natural Gas_Fireplace_E1 | F6 | Residential | Manufactured Home Low Income | Existing | Secondary Heating | Natural Gas | Fireplace | E1 | Utility - Value of Sales | 92.5318 | 92.7336 | 93.0844 | 93.3217 | 93.061 | 92.7995 | 92.5372 | 92.2743 | 92.0106 | 91.7462 | 91.481 | 91.215 | 90.9483 | 90.6827 | 90.4202 | 90.1627 | 89.9122 | 89.6704 | 89.4395 | 89.2214 | 89.0179 | 88.8312 | 88.6611 | 88.5079 | 88.3714 | 88.2519 | 88.1492 | 88.0635 | 87.9949 | 87.9433 | 87.9089 | 87.8916 | 87.8916
F6_Residential_Manufactured Home Low Income_Existing_Secondary Heating_Natural Gas_Fireplace_E2 | F6 | Residential | Manufactured Home Low Income | Existing | Secondary Heating | Natural Gas | Fireplace | E2 | Utility - Value of Sales | 76.9481 | 77.116 | 77.4077 | 77.605 | 77.3882 | 77.1707 | 76.9526 | 76.734 | 76.5147 | 76.2948 | 76.0743 | 75.8531 | 75.6313 | 75.4105 | 75.1922 | 74.978 | 74.7697 | 74.5686 | 74.3766 | 74.1952 | 74.026 | 73.8707 | 73.7293 | 73.6019 | 73.4884 | 73.389 | 73.3036 | 73.2324 | 73.1753 | 73.1324 | 73.1038 | 73.0894 | 73.0894
F6_Residential_Manufactured Home Low Income_Existing_Secondary Heating_Natural Gas_Fireplace_E3 | F6 | Residential | Manufactured Home Low Income | Existing | Secondary Heating | Natural Gas | Fireplace | E3 | Utility - Value of Sales | 73.4136 | 73.5737 | 73.852 | 74.0403 | 73.8334 | 73.6259 | 73.4179 | 73.2092 | 73 | 72.7902 | 72.5798 | 72.3688 | 72.1572 | 71.9465 | 71.7382 | 71.5339 | 71.3351 | 71.1434 | 70.9602 | 70.7871 | 70.6257 | 70.4775 | 70.3426 | 70.221 | 70.1128 | 70.0179 | 69.9365 | 69.8685 | 69.814 | 69.7731 | 69.7458 | 69.7321 | 69.7321
F6_Residential_Manufactured Home Low Income_Existing_Secondary Heating_Natural Gas_Fireplace_E4 | F6 | Residential | Manufactured Home Low Income | Existing | Secondary Heating | Natural Gas | Fireplace | E4 | Utility - Value of Sales | 0 | 0 | 0 | 0 | 0 | 0 | 0 | 0 | 0 | 0 | 0 | 0 | 0 | 0 | 0 | 0 | 0 | 0 | 0 | 0 | 0 | 0 | 0 | 0 | 0 | 0 | 0 | 0 | 0 | 0 | 0 | 0 | 0
F6_Residential_Manufactured Home Low Income_Existing_Secondary Heating_Natural Gas_Fireplace_E5 | F6 | Residential | Manufactured Home Low Income | Existing | Secondary Heating | Natural Gas | Fireplace | E5 | Utility - Value of Sales | 0 | 0 | 0 | 0 | 0 | 0 | 0 | 0 | 0 | 0 | 0 | 0 | 0 | 0 | 0 | 0 | 0 | 0 | 0 | 0 | 0 | 0 | 0 | 0 | 0 | 0 | 0 | 0 | 0 | 0 | 0 | 0 | 0
F6_Residential_Manufactured Home Low Income_Existing_Secondary Heating_Natural Gas_Fireplace_E6 | F6 | Residential | Manufactured Home Low Income | Existing | Secondary Heating | Natural Gas | Fireplace | E6 | Utility - Value of Sales | 0 | 0 | 0 | 0 | 0 | 0 | 0 | 0 | 0 | 0 | 0 | 0 | 0 | 0 | 0 | 0 | 0 | 0 | 0 | 0 | 0 | 0 | 0 | 0 | 0 | 0 | 0 | 0 | 0 | 0 | 0 | 0 | 0
F6_Residential_Manufactured Home Low Income_Existing_Secondary Heating_Natural Gas_Fireplace_E7 | F6 | Residential | Manufactured Home Low Income | Existing | Secondary Heating | Natural Gas | Fireplace | E7 | Utility - Value of Sales | 0 | 0 | 0 | 0 | 0 | 0 | 0 | 0 | 0 | 0 | 0 | 0 | 0 | 0 | 0 | 0 | 0 | 0 | 0 | 0 | 0 | 0 | 0 | 0 | 0 | 0 | 0 | 0 | 0 | 0 | 0 | 0 | 0
F6_Residential_Manufactured Home Low Income_Existing_Secondary Heating_Natural Gas_Fireplace_E8 | F6 | Residential | Manufactured Home Low Income | Existing | Secondary Heating | Natural Gas | Fireplace | E8 | Utility - Value of Sales | 0 | 0 | 0 | 0 | 0 | 0 | 0 | 0 | 0 | 0 | 0 | 0 | 0 | 0 | 0 | 0 | 0 | 0 | 0 | 0 | 0 | 0 | 0 | 0 | 0 | 0 | 0 | 0 | 0 | 0 | 0 | 0 | 0
F6_Residential_Manufactured Home Low Income_Existing_Secondary Heating_Natural Gas_Fireplace_E9 | F6 | Residential | Manufactured Home Low Income | Existing | Secondary Heating | Natural Gas | Fireplace | E9 | Utility - Value of Sales | 0 | 0 | 0 | 0 | 0 | 0 | 0 | 0 | 0 | 0 | 0 | 0 | 0 | 0 | 0 | 0 | 0 | 0 | 0 | 0 | 0 | 0 | 0 | 0 | 0 | 0 | 0 | 0 | 0 | 0 | 0 | 0 | 0
F6_Residential_Manufactured Home Low Income_Existing_Secondary Heating_Natural Gas_Fireplace_E10 | F6 | Residential | Manufactured Home Low Income | Existing | Secondary Heating | Natural Gas | Fireplace | E10 | Utility - Value of Sales | 0 | 0 | 0 | 0 | 0 | 0 | 0 | 0 | 0 | 0 | 0 | 0 | 0 | 0 | 0 | 0 | 0 | 0 | 0 | 0 | 0 | 0 | 0 | 0 | 0 | 0 | 0 | 0 | 0 | 0 | 0 | 0 | 0
F1_Residential_Manufactured Home Low Income_Existing_Water Heating_Natural Gas_Water Heater (<= 55 gal)_E1 | F1 | Residential | Manufactured Home Low Income | Existing | Water Heating | Natural Gas | Water Heater (<= 55 gal) | E1 | RVT - Cost of Equipment | 202.2581 | 202.8505 | 204.1789 | 205.2959 | 204.8416 | 205.9372 | 208.4049 | 210.453 | 212.9153 | 215.3171 | 217.7382 | 220.0304 | 222.4692 | 224.989 | 227.4449 | 229.9567 | 232.4787 | 235.0382 | 237.4992 | 239.8655 | 241.9372 | 243.8355 | 245.2913 | 246.56 | 247.4791 | 248.0948 | 248.5076 | 248.6676 | 248.4812 | 248.062 | 247.2029 | 246.133 | 244.6813
F1_Residential_Manufactured Home Low Income_Existing_Water Heating_Natural Gas_Water Heater (<= 55 gal)_E2 | F1 | Residential | Manufactured Home Low Income | Existing | Water Heating | Natural Gas | Water Heater (<= 55 gal) | E2 | RVT - Cost of Equipment | 183.2964 | 183.8332 | 185.0371 | 186.0494 | 185.6377 | 186.6306 | 188.8669 | 190.723 | 192.9545 | 195.1311 | 197.3253 | 199.4025 | 201.6127 | 203.8963 | 206.1219 | 208.3982 | 210.6838 | 213.0033 | 215.2336 | 217.3781 | 219.2556 | 220.9759 | 222.2952 | 223.445 | 224.2779 | 224.8359 | 225.21 | 225.355 | 225.1861 | 224.8061 | 224.0276 | 223.058 | 221.7424
F1_Residential_Manufactured Home Low Income_Existing_Water Heating_Natural Gas_Water Heater (<= 55 gal)_E3 | F1 | Residential | Manufactured Home Low Income | Existing | Water Heating | Natural Gas | Water Heater (<= 55 gal) | E3 | RVT - Cost of Equipment | 144.8268 | 145.251 | 146.2022 | 147.002 | 146.6767 | 147.4612 | 149.2282 | 150.6947 | 152.4579 | 154.1777 | 155.9113 | 157.5526 | 159.2989 | 161.1032 | 162.8618 | 164.6603 | 166.4662 | 168.2989 | 170.0612 | 171.7555 | 173.239 | 174.5982 | 175.6407 | 176.5492 | 177.2073 | 177.6481 | 177.9437 | 178.0583 | 177.9248 | 177.6246 | 177.0095 | 176.2434 | 175.2039
F1_Residential_Manufactured Home Low Income_Existing_Water Heating_Natural Gas_Water Heater (<= 55 gal)_E4 | F1 | Residential | Manufactured Home Low Income | Existing | Water Heating | Natural Gas | Water Heater (<= 55 gal) | E4 | RVT - Cost of Equipment | 137.6162 | 138.3239 | 139.3952 | 140.3777 | 140.611 | 141.6145 | 143.2932 | 144.7965 | 146.477 | 148.0982 | 149.6843 | 151.1573 | 152.6332 | 154.0793 | 155.3979 | 156.6464 | 157.7875 | 158.8937 | 159.9002 | 160.8645 | 161.7022 | 162.4948 | 163.1245 | 163.7358 | 164.1786 | 164.4753 | 164.6741 | 164.7512 | 164.6614 | 164.4594 | 164.0456 | 163.5301 | 162.8307
F1_Residential_Manufactured Home Low Income_Existing_Water Heating_Natural Gas_Water Heater (<= 55 gal)_E5 | F1 | Residential | Manufactured Home Low Income | Existing | Water Heating | Natural Gas | Water Heater (<= 55 gal) | E5 | RVT - Cost of Equipment | 131.5672 | 132.2437 | 133.2679 | 134.2072 | 134.4303 | 135.3897 | 136.9946 | 138.4319 | 140.0384 | 141.5884 | 143.1048 | 144.513 | 145.9241 | 147.3066 | 148.5672 | 149.7608 | 150.8518 | 151.9094 | 152.8716 | 153.7935 | 154.5944 | 155.3521 | 155.9542 | 156.5386 | 156.962 | 157.2456 | 157.4357 | 157.5094 | 157.4236 | 157.2305 | 156.8348 | 156.3419 | 155.6733
F1_Residential_Manufactured Home Low Income_Existing_Water Heating_Natural Gas_Water Heater (<= 55 gal)_E6 | F1 | Residential | Manufactured Home Low Income | Existing | Water Heating | Natural Gas | Water Heater (<= 55 gal) | E6 | RVT - Cost of Equipment | 110.6695 | 110.9937 | 111.7205 | 112.3317 | 112.0831 | 112.6826 | 114.0329 | 115.1535 | 116.5008 | 117.815 | 119.1398 | 120.394 | 121.7284 | 123.1072 | 124.451 | 125.8253 | 127.2053 | 128.6058 | 129.9524 | 131.2472 | 132.3808 | 133.4194 | 134.216 | 134.9102 | 135.4131 | 135.75 | 135.9758 | 136.0634 | 135.9614 | 135.732 | 135.262 | 134.6765 | 133.8822
F1_Residential_Manufactured Home Low Income_Existing_Water Heating_Natural Gas_Water Heater (<= 55 gal)_E7 | F1 | Residential | Manufactured Home Low Income | Existing | Water Heating | Natural Gas | Water Heater (<= 55 gal) | E7 | RVT - Cost of Equipment | 0 | 0 | 0 | 0 | 90.3628 | 90.8459 | 91.9426 | 92.8641 | 93.9738 | 95.0516 | 96.133 | 97.1534 | 98.2324 | 99.3224 | 100.3411 | 101.3425 | 102.3025 | 103.287 | 104.2467 | 105.1913 | 106.0361 | 106.8517 | 107.5234 | 108.1763 | 108.6655 | 109.0005 | 109.22 | 109.2914 | 109.2082 | 109.0212 | 108.6379 | 108.1605 | 107.5129
F1_Residential_Manufactured Home Low Income_Existing_Water Heating_Natural Gas_Water Heater (<= 55 gal)_E8 | F1 | Residential | Manufactured Home Low Income | Existing | Water Heating | Natural Gas | Water Heater (<= 55 gal) | E8 | RVT - Cost of Equipment | 0 | 0 | 0 | 0 | 0 | 0 | 0 | 0 | 0 | 0 | 0 | 0 | 0 | 0 | 0 | 0 | 0 | 0 | 0 | 0 | 0 | 0 | 0 | 0 | 0 | 0 | 0 | 0 | 0 | 0 | 0 | 0 | 0
F1_Residential_Manufactured Home Low Income_Existing_Water Heating_Natural Gas_Water Heater (<= 55 gal)_E9 | F1 | Residential | Manufactured Home Low Income | Existing | Water Heating | Natural Gas | Water Heater (<= 55 gal) | E9 | RVT - Cost of Equipment | 0 | 0 | 0 | 0 | 0 | 0 | 0 | 0 | 0 | 0 | 0 | 0 | 0 | 0 | 0 | 0 | 0 | 0 | 0 | 0 | 0 | 0 | 0 | 0 | 0 | 0 | 0 | 0 | 0 | 0 | 0 | 0 | 0
F1_Residential_Manufactured Home Low Income_Existing_Water Heating_Natural Gas_Water Heater (<= 55 gal)_E10 | F1 | Residential | Manufactured Home Low Income | Existing | Water Heating | Natural Gas | Water Heater (<= 55 gal) | E10 | RVT - Cost of Equipment | 0 | 0 | 0 | 0 | 0 | 0 | 0 | 0 | 0 | 0 | 0 | 0 | 0 | 0 | 0 | 0 | 0 | 0 | 0 | 0 | 0 | 0 | 0 | 0 | 0 | 0 | 0 | 0 | 0 | 0 | 0 | 0 | 0
F2_Residential_Manufactured Home Low Income_Existing_Water Heating_Natural Gas_Water Heater (<= 55 gal)_E1 | F2 | Residential | Manufactured Home Low Income | Existing | Water Heating | Natural Gas | Water Heater (<= 55 gal) | E1 | RVT - Cost of Operation | 201.932 | 202.5234 | 203.8497 | 204.9649 | 204.5113 | 205.6052 | 208.0689 | 210.1136 | 212.572 | 214.9699 | 217.3872 | 219.6756 | 222.1105 | 224.6262 | 227.0782 | 229.5859 | 232.1039 | 234.6592 | 237.1163 | 239.4787 | 241.5471 | 243.4423 | 244.8958 | 246.1625 | 247.0801 | 247.6948 | 248.1069 | 248.2667 | 248.0805 | 247.662 | 246.8043 | 245.7361 | 244.2868
F2_Residential_Manufactured Home Low Income_Existing_Water Heating_Natural Gas_Water Heater (<= 55 gal)_E2 | F2 | Residential | Manufactured Home Low Income | Existing | Water Heating | Natural Gas | Water Heater (<= 55 gal) | E2 | RVT - Cost of Operation | 183.0009 | 183.5368 | 184.7388 | 185.7494 | 185.3384 | 186.3297 | 188.5624 | 190.4155 | 192.6433 | 194.8165 | 197.0071 | 199.081 | 201.2876 | 203.5675 | 205.7896 | 208.0622 | 210.3441 | 212.6599 | 214.8866 | 217.0276 | 218.9021 | 220.6196 | 221.9368 | 223.0847 | 223.9163 | 224.4734 | 224.8469 | 224.9917 | 224.823 | 224.4437 | 223.6664 | 222.6983 | 221.3849
F2_Residential_Manufactured Home Low Income_Existing_Water Heating_Natural Gas_Water Heater (<= 55 gal)_E3 | F2 | Residential | Manufactured Home Low Income | Existing | Water Heating | Natural Gas | Water Heater (<= 55 gal) | E3 | RVT - Cost of Operation | 144.5933 | 145.0168 | 145.9665 | 146.765 | 146.4402 | 147.2235 | 148.9876 | 150.4517 | 152.212 | 153.9291 | 155.6599 | 157.2986 | 159.0421 | 160.8435 | 162.5992 | 164.3948 | 166.1978 | 168.0276 | 169.7869 | 171.4786 | 172.9597 | 174.3167 | 175.3575 | 176.2645 | 176.9215 | 177.3617 | 177.6568 | 177.7712 | 177.6379 | 177.3382 | 176.7241 | 175.9592 | 174.9214
F2_Residential_Manufactured Home Low Income_Existing_Water Heating_Natural Gas_Water Heater (<= 55 gal)_E4 | F2 | Residential | Manufactured Home Low Income | Existing | Water Heating | Natural Gas | Water Heater (<= 55 gal) | E4 | RVT - Cost of Operation | 137.3943 | 138.1008 | 139.1704 | 140.1513 | 140.3842 | 141.3862 | 143.0621 | 144.5631 | 146.2408 | 147.8594 | 149.443 | 150.9135 | 152.3871 | 153.8308 | 155.1473 | 156.3938 | 157.5331 | 158.6375 | 159.6424 | 160.6051 | 161.4415 | 162.2328 | 162.8615 | 163.4718 | 163.9139 | 164.2101 | 164.4086 | 164.4856 | 164.3959 | 164.1943 | 163.7811 | 163.2664 | 162.5681
F2_Residential_Manufactured Home Low Income_Existing_Water Heating_Natural Gas_Water Heater (<= 55 gal)_E5 | F2 | Residential | Manufactured Home Low Income | Existing | Water Heating | Natural Gas | Water Heater (<= 55 gal) | E5 | RVT - Cost of Operation | 131.355 | 132.0305 | 133.053 | 133.9908 | 134.2135 | 135.1714 | 136.7737 | 138.2087 | 139.8126 | 141.3601 | 142.8741 | 144.28 | 145.6888 | 147.069 | 148.3276 | 149.5193 | 150.6086 | 151.6645 | 152.6251 | 153.5455 | 154.3452 | 155.1016 | 155.7028 | 156.2862 | 156.7089 | 156.9921 | 157.1819 | 157.2555 | 157.1697 | 156.9769 | 156.5819 | 156.0899 | 155.4223
F2_Residential_Manufactured Home Low Income_Existing_Water Heating_Natural Gas_Water Heater (<= 55 gal)_E6 | F2 | Residential | Manufactured Home Low Income | Existing | Water Heating | Natural Gas | Water Heater (<= 55 gal) | E6 | RVT - Cost of Operation | 110.4911 | 110.8147 | 111.5404 | 112.1506 | 111.9024 | 112.5009 | 113.849 | 114.9678 | 116.313 | 117.625 | 118.9477 | 120.1999 | 121.5321 | 122.9087 | 124.2503 | 125.6225 | 127.0002 | 128.3984 | 129.7429 | 131.0355 | 132.1673 | 133.2043 | 133.9996 | 134.6927 | 135.1948 | 135.5311 | 135.7566 | 135.844 | 135.7422 | 135.5132 | 135.0439 | 134.4594 | 133.6663
F2_Residential_Manufactured Home Low Income_Existing_Water Heating_Natural Gas_Water Heater (<= 55 gal)_E7 | F2 | Residential | Manufactured Home Low Income | Existing | Water Heating | Natural Gas | Water Heater (<= 55 gal) | E7 | RVT - Cost of Operation | 0 | 0 | 0 | 0 | 90.2171 | 90.6994 | 91.7944 | 92.7144 | 93.8223 | 94.8983 | 95.978 | 96.9967 | 98.074 | 99.1622 | 100.1793 | 101.1791 | 102.1375 | 103.1205 | 104.0786 | 105.0217 | 105.8651 | 106.6794 | 107.35 | 108.0019 | 108.4903 | 108.8247 | 109.0439 | 109.1152 | 109.0321 | 108.8454 | 108.4627 | 107.9861 | 107.3395
F2_Residential_Manufactured Home Low Income_Existing_Water Heating_Natural Gas_Water Heater (<= 55 gal)_E8 | F2 | Residential | Manufactured Home Low Income | Existing | Water Heating | Natural Gas | Water Heater (<= 55 gal) | E8 | RVT - Cost of Operation | 0 | 0 | 0 | 0 | 0 | 0 | 0 | 0 | 0 | 0 | 0 | 0 | 0 | 0 | 0 | 0 | 0 | 0 | 0 | 0 | 0 | 0 | 0 | 0 | 0 | 0 | 0 | 0 | 0 | 0 | 0 | 0 | 0
F2_Residential_Manufactured Home Low Income_Existing_Water Heating_Natural Gas_Water Heater (<= 55 gal)_E9 | F2 | Residential | Manufactured Home Low Income | Existing | Water Heating | Natural Gas | Water Heater (<= 55 gal) | E9 | RVT - Cost of Operation | 0 | 0 | 0 | 0 | 0 | 0 | 0 | 0 | 0 | 0 | 0 | 0 | 0 | 0 | 0 | 0 | 0 | 0 | 0 | 0 | 0 | 0 | 0 | 0 | 0 | 0 | 0 | 0 | 0 | 0 | 0 | 0 | 0
F2_Residential_Manufactured Home Low Income_Existing_Water Heating_Natural Gas_Water Heater (<= 55 gal)_E10 | F2 | Residential | Manufactured Home Low Income | Existing | Water Heating | Natural Gas | Water Heater (<= 55 gal) | E10 | RVT - Cost of Operation | 0 | 0 | 0 | 0 | 0 | 0 | 0 | 0 | 0 | 0 | 0 | 0 | 0 | 0 | 0 | 0 | 0 | 0 | 0 | 0 | 0 | 0 | 0 | 0 | 0 | 0 | 0 | 0 | 0 | 0 | 0 | 0 | 0
F3_Residential_Manufactured Home Low Income_Existing_Water Heating_Natural Gas_Water Heater (<= 55 gal)_E1 | F3 | Residential | Manufactured Home Low Income | Existing | Water Heating | Natural Gas | Water Heater (<= 55 gal) | E1 | System - kBTUs of Consumption | 108.75 | 108.75 | 108.75 | 108.75 | 108.75 | 108.75 | 108.75 | 108.75 | 108.75 | 108.75 | 108.75 | 108.75 | 108.75 | 108.75 | 108.75 | 108.75 | 108.75 | 108.75 | 108.75 | 108.75 | 108.75 | 108.75 | 108.75 | 108.75 | 108.75 | 108.75 | 108.75 | 108.75 | 108.75 | 108.75 | 108.75 | 108.75 | 108.75
F3_Residential_Manufactured Home Low Income_Existing_Water Heating_Natural Gas_Water Heater (<= 55 gal)_E2 | F3 | Residential | Manufactured Home Low Income | Existing | Water Heating | Natural Gas | Water Heater (<= 55 gal) | E2 | System - kBTUs of Consumption | 122.6873 | 122.6873 | 122.6873 | 122.6873 | 122.6873 | 122.6873 | 122.6873 | 122.6873 | 122.6873 | 122.6873 | 122.6873 | 122.6873 | 122.6873 | 122.6873 | 122.6873 | 122.6873 | 122.6873 | 122.6873 | 122.6873 | 122.6873 | 122.6873 | 122.6873 | 122.6873 | 122.6873 | 122.6873 | 122.6873 | 122.6873 | 122.6873 | 122.6873 | 122.6873 | 122.6873 | 122.6873 | 122.6873
F3_Residential_Manufactured Home Low Income_Existing_Water Heating_Natural Gas_Water Heater (<= 55 gal)_E3 | F3 | Residential | Manufactured Home Low Income | Existing | Water Heating | Natural Gas | Water Heater (<= 55 gal) | E3 | System - kBTUs of Consumption | 346.2727 | 346.2727 | 346.2727 | 346.2727 | 346.2727 | 346.2727 | 346.2727 | 346.2727 | 346.2727 | 346.2727 | 346.2727 | 346.2727 | 346.2727 | 346.2727 | 346.2727 | 346.2727 | 346.2727 | 346.2727 | 346.2727 | 346.2727 | 346.2727 | 346.2727 | 346.2727 | 346.2727 | 346.2727 | 346.2727 | 346.2727 | 346.2727 | 346.2727 | 346.2727 | 346.2727 | 346.2727 | 346.2727
F3_Residential_Manufactured Home Low Income_Existing_Water Heating_Natural Gas_Water Heater (<= 55 gal)_E4 | F3 | Residential | Manufactured Home Low Income | Existing | Water Heating | Natural Gas | Water Heater (<= 55 gal) | E4 | System - kBTUs of Consumption | 160.3908 | 160.3908 | 160.3908 | 160.3908 | 160.3908 | 160.3908 | 160.3908 | 160.3908 | 160.3908 | 160.3908 | 160.3908 | 160.3908 | 160.3908 | 160.3908 | 160.3908 | 160.3908 | 160.3908 | 160.3908 | 160.3908 | 160.3908 | 160.3908 | 160.3908 | 160.3908 | 160.3908 | 160.3908 | 160.3908 | 160.3908 | 160.3908 | 160.3908 | 160.3908 | 160.3908 | 160.3908 | 160.3908
F3_Residential_Manufactured Home Low Income_Existing_Water Heating_Natural Gas_Water Heater (<= 55 gal)_E5 | F3 | Residential | Manufactured Home Low Income | Existing | Water Heating | Natural Gas | Water Heater (<= 55 gal) | E5 | System - kBTUs of Consumption | 181.9005 | 181.9005 | 181.9005 | 181.9005 | 181.9005 | 181.9005 | 181.9005 | 181.9005 | 181.9005 | 181.9005 | 181.9005 | 181.9005 | 181.9005 | 181.9005 | 181.9005 | 181.9005 | 181.9005 | 181.9005 | 181.9005 | 181.9005 | 181.9005 | 181.9005 | 181.9005 | 181.9005 | 181.9005 | 181.9005 | 181.9005 | 181.9005 | 181.9005 | 181.9005 | 181.9005 | 181.9005 | 181.9005
F3_Residential_Manufactured Home Low Income_Existing_Water Heating_Natural Gas_Water Heater (<= 55 gal)_E6 | F3 | Residential | Manufactured Home Low Income | Existing | Water Heating | Natural Gas | Water Heater (<= 55 gal) | E6 | System - kBTUs of Consumption | 501.237 | 501.237 | 501.237 | 501.237 | 501.237 | 501.237 | 501.237 | 501.237 | 501.237 | 501.237 | 501.237 | 501.237 | 501.237 | 501.237 | 501.237 | 501.237 | 501.237 | 501.237 | 501.237 | 501.237 | 501.237 | 501.237 | 501.237 | 501.237 | 501.237 | 501.237 | 501.237 | 501.237 | 501.237 | 501.237 | 501.237 | 501.237 | 501.237
F3_Residential_Manufactured Home Low Income_Existing_Water Heating_Natural Gas_Water Heater (<= 55 gal)_E7 | F3 | Residential | Manufactured Home Low Income | Existing | Water Heating | Natural Gas | Water Heater (<= 55 gal) | E7 | System - kBTUs of Consumption | 0 | 0 | 0 | 0 | 593.764 | 593.764 | 593.764 | 593.764 | 593.764 | 593.764 | 593.764 | 593.764 | 593.764 | 593.764 | 593.764 | 593.764 | 593.764 | 593.764 | 593.764 | 593.764 | 593.764 | 593.764 | 593.764 | 593.764 | 593.764 | 593.764 | 593.764 | 593.764 | 593.764 | 593.764 | 593.764 | 593.764 | 593.764
F3_Residential_Manufactured Home Low Income_Existing_Water Heating_Natural Gas_Water Heater (<= 55 gal)_E8 | F3 | Residential | Manufactured Home Low Income | Existing | Water Heating | Natural Gas | Water Heater (<= 55 gal) | E8 | System - kBTUs of Consumption | 0 | 0 | 0 | 0 | 0 | 0 | 0 | 0 | 0 | 0 | 0 | 0 | 0 | 0 | 0 | 0 | 0 | 0 | 0 | 0 | 0 | 0 | 0 | 0 | 0 | 0 | 0 | 0 | 0 | 0 | 0 | 0 | 0
F3_Residential_Manufactured Home Low Income_Existing_Water Heating_Natural Gas_Water Heater (<= 55 gal)_E9 | F3 | Residential | Manufactured Home Low Income | Existing | Water Heating | Natural Gas | Water Heater (<= 55 gal) | E9 | System - kBTUs of Consumption | 0 | 0 | 0 | 0 | 0 | 0 | 0 | 0 | 0 | 0 | 0 | 0 | 0 | 0 | 0 | 0 | 0 | 0 | 0 | 0 | 0 | 0 | 0 | 0 | 0 | 0 | 0 | 0 | 0 | 0 | 0 | 0 | 0
F3_Residential_Manufactured Home Low Income_Existing_Water Heating_Natural Gas_Water Heater (<= 55 gal)_E10 | F3 | Residential | Manufactured Home Low Income | Existing | Water Heating | Natural Gas | Water Heater (<= 55 gal) | E10 | System - kBTUs of Consumption | 0 | 0 | 0 | 0 | 0 | 0 | 0 | 0 | 0 | 0 | 0 | 0 | 0 | 0 | 0 | 0 | 0 | 0 | 0 | 0 | 0 | 0 | 0 | 0 | 0 | 0 | 0 | 0 | 0 | 0 | 0 | 0 | 0
F4_Residential_Manufactured Home Low Income_Existing_Water Heating_Natural Gas_Water Heater (<= 55 gal)_E1 | F4 | Residential | Manufactured Home Low Income | Existing | Water Heating | Natural Gas | Water Heater (<= 55 gal) | E1 | Utility - Cost of Equipment | 201.932 | 202.5234 | 203.8497 | 204.9649 | 204.5113 | 205.6052 | 208.0689 | 210.1136 | 212.572 | 214.9699 | 217.3872 | 219.6756 | 222.1105 | 224.6262 | 227.0782 | 229.5859 | 232.1039 | 234.6592 | 237.1163 | 239.4787 | 241.5471 | 243.4423 | 244.8958 | 246.1625 | 247.0801 | 247.6948 | 248.1069 | 248.2667 | 248.0805 | 247.662 | 246.8043 | 245.7361 | 244.2868
F4_Residential_Manufactured Home Low Income_Existing_Water Heating_Natural Gas_Water Heater (<= 55 gal)_E2 | F4 | Residential | Manufactured Home Low Income | Existing | Water Heating | Natural Gas | Water Heater (<= 55 gal) | E2 | Utility - Cost of Equipment | 183.0009 | 183.5368 | 184.7388 | 185.7494 | 185.3384 | 186.3297 | 188.5624 | 190.4155 | 192.6433 | 194.8165 | 197.0071 | 199.081 | 201.2876 | 203.5675 | 205.7896 | 208.0622 | 210.3441 | 212.6599 | 214.8866 | 217.0276 | 218.9021 | 220.6196 | 221.9368 | 223.0847 | 223.9163 | 224.4734 | 224.8469 | 224.9917 | 224.823 | 224.4437 | 223.6664 | 222.6983 | 221.3849
F4_Residential_Manufactured Home Low Income_Existing_Water Heating_Natural Gas_Water Heater (<= 55 gal)_E3 | F4 | Residential | Manufactured Home Low Income | Existing | Water Heating | Natural Gas | Water Heater (<= 55 gal) | E3 | Utility - Cost of Equipment | 144.5933 | 145.0168 | 145.9665 | 146.765 | 146.4402 | 147.2235 | 148.9876 | 150.4517 | 152.212 | 153.9291 | 155.6599 | 157.2986 | 159.0421 | 160.8435 | 162.5992 | 164.3948 | 166.1978 | 168.0276 | 169.7869 | 171.4786 | 172.9597 | 174.3167 | 175.3575 | 176.2645 | 176.9215 | 177.3617 | 177.6568 | 177.7712 | 177.6379 | 177.3382 | 176.7241 | 175.9592 | 174.9214
F4_Residential_Manufactured Home Low Income_Existing_Water Heating_Natural Gas_Water Heater (<= 55 gal)_E4 | F4 | Residential | Manufactured Home Low Income | Existing | Water Heating | Natural Gas | Water Heater (<= 55 gal) | E4 | Utility - Cost of Equipment | 137.3943 | 138.1008 | 139.1704 | 140.1513 | 140.3842 | 141.3862 | 143.0621 | 144.5631 | 146.2408 | 147.8594 | 149.443 | 150.9135 | 152.3871 | 153.8308 | 155.1473 | 156.3938 | 157.5331 | 158.6375 | 159.6424 | 160.6051 | 161.4415 | 162.2328 | 162.8615 | 163.4718 | 163.9139 | 164.2101 | 164.4086 | 164.4856 | 164.3959 | 164.1943 | 163.7811 | 163.2664 | 162.5681
F4_Residential_Manufactured Home Low Income_Existing_Water Heating_Natural Gas_Water Heater (<= 55 gal)_E5 | F4 | Residential | Manufactured Home Low Income | Existing | Water Heating | Natural Gas | Water Heater (<= 55 gal) | E5 | Utility - Cost of Equipment | 131.355 | 132.0305 | 133.053 | 133.9908 | 134.2135 | 135.1714 | 136.7737 | 138.2087 | 139.8126 | 141.3601 | 142.8741 | 144.28 | 145.6888 | 147.069 | 148.3276 | 149.5193 | 150.6086 | 151.6645 | 152.6251 | 153.5455 | 154.3452 | 155.1016 | 155.7028 | 156.2862 | 156.7089 | 156.9921 | 157.1819 | 157.2555 | 157.1697 | 156.9769 | 156.5819 | 156.0899 | 155.4223
F4_Residential_Manufactured Home Low Income_Existing_Water Heating_Natural Gas_Water Heater (<= 55 gal)_E6 | F4 | Residential | Manufactured Home Low Income | Existing | Water Heating | Natural Gas | Water Heater (<= 55 gal) | E6 | Utility - Cost of Equipment | 110.4911 | 110.8147 | 111.5404 | 112.1506 | 111.9024 | 112.5009 | 113.849 | 114.9678 | 116.313 | 117.625 | 118.9477 | 120.1999 | 121.5321 | 122.9087 | 124.2503 | 125.6225 | 127.0002 | 128.3984 | 129.7429 | 131.0355 | 132.1673 | 133.2043 | 133.9996 | 134.6927 | 135.1948 | 135.5311 | 135.7566 | 135.844 | 135.7422 | 135.5132 | 135.0439 | 134.4594 | 133.6663
F4_Residential_Manufactured Home Low Income_Existing_Water Heating_Natural Gas_Water Heater (<= 55 gal)_E7 | F4 | Residential | Manufactured Home Low Income | Existing | Water Heating | Natural Gas | Water Heater (<= 55 gal) | E7 | Utility - Cost of Equipment | 0 | 0 | 0 | 0 | 90.2171 | 90.6994 | 91.7944 | 92.7144 | 93.8223 | 94.8983 | 95.978 | 96.9967 | 98.074 | 99.1622 | 100.1793 | 101.1791 | 102.1375 | 103.1205 | 104.0786 | 105.0217 | 105.8651 | 106.6794 | 107.35 | 108.0019 | 108.4903 | 108.8247 | 109.0439 | 109.1152 | 109.0321 | 108.8454 | 108.4627 | 107.9861 | 107.3395
F4_Residential_Manufactured Home Low Income_Existing_Water Heating_Natural Gas_Water Heater (<= 55 gal)_E8 | F4 | Residential | Manufactured Home Low Income | Existing | Water Heating | Natural Gas | Water Heater (<= 55 gal) | E8 | Utility - Cost of Equipment | 0 | 0 | 0 | 0 | 0 | 0 | 0 | 0 | 0 | 0 | 0 | 0 | 0 | 0 | 0 | 0 | 0 | 0 | 0 | 0 | 0 | 0 | 0 | 0 | 0 | 0 | 0 | 0 | 0 | 0 | 0 | 0 | 0
F4_Residential_Manufactured Home Low Income_Existing_Water Heating_Natural Gas_Water Heater (<= 55 gal)_E9 | F4 | Residential | Manufactured Home Low Income | Existing | Water Heating | Natural Gas | Water Heater (<= 55 gal) | E9 | Utility - Cost of Equipment | 0 | 0 | 0 | 0 | 0 | 0 | 0 | 0 | 0 | 0 | 0 | 0 | 0 | 0 | 0 | 0 | 0 | 0 | 0 | 0 | 0 | 0 | 0 | 0 | 0 | 0 | 0 | 0 | 0 | 0 | 0 | 0 | 0
F4_Residential_Manufactured Home Low Income_Existing_Water Heating_Natural Gas_Water Heater (<= 55 gal)_E10 | F4 | Residential | Manufactured Home Low Income | Existing | Water Heating | Natural Gas | Water Heater (<= 55 gal) | E10 | Utility - Cost of Equipment | 0 | 0 | 0 | 0 | 0 | 0 | 0 | 0 | 0 | 0 | 0 | 0 | 0 | 0 | 0 | 0 | 0 | 0 | 0 | 0 | 0 | 0 | 0 | 0 | 0 | 0 | 0 | 0 | 0 | 0 | 0 | 0 | 0
F5_Residential_Manufactured Home Low Income_Existing_Water Heating_Natural Gas_Water Heater (<= 55 gal)_E1 | F5 | Residential | Manufactured Home Low Income | Existing | Water Heating | Natural Gas | Water Heater (<= 55 gal) | E1 | Utility - Cost of Operation | 108.75 | 108.75 | 108.75 | 108.75 | 108.75 | 108.75 | 108.75 | 108.75 | 108.75 | 108.75 | 108.75 | 108.75 | 108.75 | 108.75 | 108.75 | 108.75 | 108.75 | 108.75 | 108.75 | 108.75 | 108.75 | 108.75 | 108.75 | 108.75 | 108.75 | 108.75 | 108.75 | 108.75 | 108.75 | 108.75 | 108.75 | 108.75 | 108.75
F5_Residential_Manufactured Home Low Income_Existing_Water Heating_Natural Gas_Water Heater (<= 55 gal)_E2 | F5 | Residential | Manufactured Home Low Income | Existing | Water Heating | Natural Gas | Water Heater (<= 55 gal) | E2 | Utility - Cost of Operation | 122.6873 | 122.6873 | 122.6873 | 122.6873 | 122.6873 | 122.6873 | 122.6873 | 122.6873 | 122.6873 | 122.6873 | 122.6873 | 122.6873 | 122.6873 | 122.6873 | 122.6873 | 122.6873 | 122.6873 | 122.6873 | 122.6873 | 122.6873 | 122.6873 | 122.6873 | 122.6873 | 122.6873 | 122.6873 | 122.6873 | 122.6873 | 122.6873 | 122.6873 | 122.6873 | 122.6873 | 122.6873 | 122.6873
F5_Residential_Manufactured Home Low Income_Existing_Water Heating_Natural Gas_Water Heater (<= 55 gal)_E3 | F5 | Residential | Manufactured Home Low Income | Existing | Water Heating | Natural Gas | Water Heater (<= 55 gal) | E3 | Utility - Cost of Operation | 346.2727 | 346.2727 | 346.2727 | 346.2727 | 346.2727 | 346.2727 | 346.2727 | 346.2727 | 346.2727 | 346.2727 | 346.2727 | 346.2727 | 346.2727 | 346.2727 | 346.2727 | 346.2727 | 346.2727 | 346.2727 | 346.2727 | 346.2727 | 346.2727 | 346.2727 | 346.2727 | 346.2727 | 346.2727 | 346.2727 | 346.2727 | 346.2727 | 346.2727 | 346.2727 | 346.2727 | 346.2727 | 346.2727
F5_Residential_Manufactured Home Low Income_Existing_Water Heating_Natural Gas_Water Heater (<= 55 gal)_E4 | F5 | Residential | Manufactured Home Low Income | Existing | Water Heating | Natural Gas | Water Heater (<= 55 gal) | E4 | Utility - Cost of Operation | 160.3908 | 160.3908 | 160.3908 | 160.3908 | 160.3908 | 160.3908 | 160.3908 | 160.3908 | 160.3908 | 160.3908 | 160.3908 | 160.3908 | 160.3908 | 160.3908 | 160.3908 | 160.3908 | 160.3908 | 160.3908 | 160.3908 | 160.3908 | 160.3908 | 160.3908 | 160.3908 | 160.3908 | 160.3908 | 160.3908 | 160.3908 | 160.3908 | 160.3908 | 160.3908 | 160.3908 | 160.3908 | 160.3908
F5_Residential_Manufactured Home Low Income_Existing_Water Heating_Natural Gas_Water Heater (<= 55 gal)_E5 | F5 | Residential | Manufactured Home Low Income | Existing | Water Heating | Natural Gas | Water Heater (<= 55 gal) | E5 | Utility - Cost of Operation | 181.9005 | 181.9005 | 181.9005 | 181.9005 | 181.9005 | 181.9005 | 181.9005 | 181.9005 | 181.9005 | 181.9005 | 181.9005 | 181.9005 | 181.9005 | 181.9005 | 181.9005 | 181.9005 | 181.9005 | 181.9005 | 181.9005 | 181.9005 | 181.9005 | 181.9005 | 181.9005 | 181.9005 | 181.9005 | 181.9005 | 181.9005 | 181.9005 | 181.9005 | 181.9005 | 181.9005 | 181.9005 | 181.9005
F5_Residential_Manufactured Home Low Income_Existing_Water Heating_Natural Gas_Water Heater (<= 55 gal)_E6 | F5 | Residential | Manufactured Home Low Income | Existing | Water Heating | Natural Gas | Water Heater (<= 55 gal) | E6 | Utility - Cost of Operation | 501.237 | 501.237 | 501.237 | 501.237 | 501.237 | 501.237 | 501.237 | 501.237 | 501.237 | 501.237 | 501.237 | 501.237 | 501.237 | 501.237 | 501.237 | 501.237 | 501.237 | 501.237 | 501.237 | 501.237 | 501.237 | 501.237 | 501.237 | 501.237 | 501.237 | 501.237 | 501.237 | 501.237 | 501.237 | 501.237 | 501.237 | 501.237 | 501.237
F5_Residential_Manufactured Home Low Income_Existing_Water Heating_Natural Gas_Water Heater (<= 55 gal)_E7 | F5 | Residential | Manufactured Home Low Income | Existing | Water Heating | Natural Gas | Water Heater (<= 55 gal) | E7 | Utility - Cost of Operation | 0 | 0 | 0 | 0 | 593.764 | 593.764 | 593.764 | 593.764 | 593.764 | 593.764 | 593.764 | 593.764 | 593.764 | 593.764 | 593.764 | 593.764 | 593.764 | 593.764 | 593.764 | 593.764 | 593.764 | 593.764 | 593.764 | 593.764 | 593.764 | 593.764 | 593.764 | 593.764 | 593.764 | 593.764 | 593.764 | 593.764 | 593.764
F5_Residential_Manufactured Home Low Income_Existing_Water Heating_Natural Gas_Water Heater (<= 55 gal)_E8 | F5 | Residential | Manufactured Home Low Income | Existing | Water Heating | Natural Gas | Water Heater (<= 55 gal) | E8 | Utility - Cost of Operation | 0 | 0 | 0 | 0 | 0 | 0 | 0 | 0 | 0 | 0 | 0 | 0 | 0 | 0 | 0 | 0 | 0 | 0 | 0 | 0 | 0 | 0 | 0 | 0 | 0 | 0 | 0 | 0 | 0 | 0 | 0 | 0 | 0
F5_Residential_Manufactured Home Low Income_Existing_Water Heating_Natural Gas_Water Heater (<= 55 gal)_E9 | F5 | Residential | Manufactured Home Low Income | Existing | Water Heating | Natural Gas | Water Heater (<= 55 gal) | E9 | Utility - Cost of Operation | 0 | 0 | 0 | 0 | 0 | 0 | 0 | 0 | 0 | 0 | 0 | 0 | 0 | 0 | 0 | 0 | 0 | 0 | 0 | 0 | 0 | 0 | 0 | 0 | 0 | 0 | 0 | 0 | 0 | 0 | 0 | 0 | 0
F5_Residential_Manufactured Home Low Income_Existing_Water Heating_Natural Gas_Water Heater (<= 55 gal)_E10 | F5 | Residential | Manufactured Home Low Income | Existing | Water Heating | Natural Gas | Water Heater (<= 55 gal) | E10 | Utility - Cost of Operation | 0 | 0 | 0 | 0 | 0 | 0 | 0 | 0 | 0 | 0 | 0 | 0 | 0 | 0 | 0 | 0 | 0 | 0 | 0 | 0 | 0 | 0 | 0 | 0 | 0 | 0 | 0 | 0 | 0 | 0 | 0 | 0 | 0
F6_Residential_Manufactured Home Low Income_Existing_Water Heating_Natural Gas_Water Heater (<= 55 gal)_E1 | F6 | Residential | Manufactured Home Low Income | Existing | Water Heating | Natural Gas | Water Heater (<= 55 gal) | E1 | Utility - Value of Sales | 163.5373 | 164.4902 | 165.7979 | 166.8666 | 166.8666 | 166.8666 | 166.8666 | 166.8666 | 166.8666 | 166.8666 | 166.8666 | 166.8666 | 166.8666 | 166.8666 | 166.8666 | 166.8666 | 166.8666 | 166.8666 | 166.8666 | 166.8666 | 166.8666 | 166.8666 | 166.8666 | 166.8666 | 166.8666 | 166.8666 | 166.8666 | 166.8666 | 166.8666 | 166.8666 | 166.8666 | 166.8666 | 166.8666
F6_Residential_Manufactured Home Low Income_Existing_Water Heating_Natural Gas_Water Heater (<= 55 gal)_E2 | F6 | Residential | Manufactured Home Low Income | Existing | Water Heating | Natural Gas | Water Heater (<= 55 gal) | E2 | Utility - Value of Sales | 148.2056 | 149.0692 | 150.2543 | 151.2229 | 151.2229 | 151.2229 | 151.2229 | 151.2229 | 151.2229 | 151.2229 | 151.2229 | 151.2229 | 151.2229 | 151.2229 | 151.2229 | 151.2229 | 151.2229 | 151.2229 | 151.2229 | 151.2229 | 151.2229 | 151.2229 | 151.2229 | 151.2229 | 151.2229 | 151.2229 | 151.2229 | 151.2229 | 151.2229 | 151.2229 | 151.2229 | 151.2229 | 151.2229
F6_Residential_Manufactured Home Low Income_Existing_Water Heating_Natural Gas_Water Heater (<= 55 gal)_E3 | F6 | Residential | Manufactured Home Low Income | Existing | Water Heating | Natural Gas | Water Heater (<= 55 gal) | E3 | Utility - Value of Sales | 117.1008 | 117.7831 | 118.7195 | 119.4847 | 119.4847 | 119.4847 | 119.4847 | 119.4847 | 119.4847 | 119.4847 | 119.4847 | 119.4847 | 119.4847 | 119.4847 | 119.4847 | 119.4847 | 119.4847 | 119.4847 | 119.4847 | 119.4847 | 119.4847 | 119.4847 | 119.4847 | 119.4847 | 119.4847 | 119.4847 | 119.4847 | 119.4847 | 119.4847 | 119.4847 | 119.4847 | 119.4847 | 119.4847
F6_Residential_Manufactured Home Low Income_Existing_Water Heating_Natural Gas_Water Heater (<= 55 gal)_E4 | F6 | Residential | Manufactured Home Low Income | Existing | Water Heating | Natural Gas | Water Heater (<= 55 gal) | E4 | Utility - Value of Sales | 109.8017 | 110.2146 | 110.7813 | 111.2444 | 111.2444 | 111.2444 | 111.2444 | 111.2444 | 111.2444 | 111.2444 | 111.2444 | 111.2444 | 111.2444 | 111.2444 | 111.2444 | 111.2444 | 111.2444 | 111.2444 | 111.2444 | 111.2444 | 111.2444 | 111.2444 | 111.2444 | 111.2444 | 111.2444 | 111.2444 | 111.2444 | 111.2444 | 111.2444 | 111.2444 | 111.2444 | 111.2444 | 111.2444
F6_Residential_Manufactured Home Low Income_Existing_Water Heating_Natural Gas_Water Heater (<= 55 gal)_E5 | F6 | Residential | Manufactured Home Low Income | Existing | Water Heating | Natural Gas | Water Heater (<= 55 gal) | E5 | Utility - Value of Sales | 104.9752 | 105.37 | 105.9118 | 106.3545 | 106.3545 | 106.3545 | 106.3545 | 106.3545 | 106.3545 | 106.3545 | 106.3545 | 106.3545 | 106.3545 | 106.3545 | 106.3545 | 106.3545 | 106.3545 | 106.3545 | 106.3545 | 106.3545 | 106.3545 | 106.3545 | 106.3545 | 106.3545 | 106.3545 | 106.3545 | 106.3545 | 106.3545 | 106.3545 | 106.3545 | 106.3545 | 106.3545 | 106.3545
F6_Residential_Manufactured Home Low Income_Existing_Water Heating_Natural Gas_Water Heater (<= 55 gal)_E6 | F6 | Residential | Manufactured Home Low Income | Existing | Water Heating | Natural Gas | Water Heater (<= 55 gal) | E6 | Utility - Value of Sales | 89.4827 | 90.0041 | 90.7196 | 91.3044 | 91.3044 | 91.3044 | 91.3044 | 91.3044 | 91.3044 | 91.3044 | 91.3044 | 91.3044 | 91.3044 | 91.3044 | 91.3044 | 91.3044 | 91.3044 | 91.3044 | 91.3044 | 91.3044 | 91.3044 | 91.3044 | 91.3044 | 91.3044 | 91.3044 | 91.3044 | 91.3044 | 91.3044 | 91.3044 | 91.3044 | 91.3044 | 91.3044 | 91.3044
F6_Residential_Manufactured Home Low Income_Existing_Water Heating_Natural Gas_Water Heater (<= 55 gal)_E7 | F6 | Residential | Manufactured Home Low Income | Existing | Water Heating | Natural Gas | Water Heater (<= 55 gal) | E7 | Utility - Value of Sales | 0 | 0 | 0 | 0 | 74.4482 | 74.4482 | 74.4482 | 74.4482 | 74.4482 | 74.4482 | 74.4482 | 74.4482 | 74.4482 | 74.4482 | 74.4482 | 74.4482 | 74.4482 | 74.4482 | 74.4482 | 74.4482 | 74.4482 | 74.4482 | 74.4482 | 74.4482 | 74.4482 | 74.4482 | 74.4482 | 74.4482 | 74.4482 | 74.4482 | 74.4482 | 74.4482 | 74.4482
F6_Residential_Manufactured Home Low Income_Existing_Water Heating_Natural Gas_Water Heater (<= 55 gal)_E8 | F6 | Residential | Manufactured Home Low Income | Existing | Water Heating | Natural Gas | Water Heater (<= 55 gal) | E8 | Utility - Value of Sales | 0 | 0 | 0 | 0 | 0 | 0 | 0 | 0 | 0 | 0 | 0 | 0 | 0 | 0 | 0 | 0 | 0 | 0 | 0 | 0 | 0 | 0 | 0 | 0 | 0 | 0 | 0 | 0 | 0 | 0 | 0 | 0 | 0
F6_Residential_Manufactured Home Low Income_Existing_Water Heating_Natural Gas_Water Heater (<= 55 gal)_E9 | F6 | Residential | Manufactured Home Low Income | Existing | Water Heating | Natural Gas | Water Heater (<= 55 gal) | E9 | Utility - Value of Sales | 0 | 0 | 0 | 0 | 0 | 0 | 0 | 0 | 0 | 0 | 0 | 0 | 0 | 0 | 0 | 0 | 0 | 0 | 0 | 0 | 0 | 0 | 0 | 0 | 0 | 0 | 0 | 0 | 0 | 0 | 0 | 0 | 0
F6_Residential_Manufactured Home Low Income_Existing_Water Heating_Natural Gas_Water Heater (<= 55 gal)_E10 | F6 | Residential | Manufactured Home Low Income | Existing | Water Heating | Natural Gas | Water Heater (<= 55 gal) | E10 | Utility - Value of Sales | 0 | 0 | 0 | 0 | 0 | 0 | 0 | 0 | 0 | 0 | 0 | 0 | 0 | 0 | 0 | 0 | 0 | 0 | 0 | 0 | 0 | 0 | 0 | 0 | 0 | 0 | 0 | 0 | 0 | 0 | 0 | 0 | 0
F1_Residential_Manufactured Home Low Income_Existing_Water Heating_Natural Gas_Water Heater (> 55 gal)_E1 | F1 | Residential | Manufactured Home Low Income | Existing | Water Heating | Natural Gas | Water Heater (> 55 gal) | E1 | RVT - Cost of Equipment | 202.2581 | 202.8505 | 204.1789 | 205.2959 | 204.8416 | 205.9372 | 208.4049 | 210.453 | 212.9153 | 215.3171 | 217.7382 | 220.0304 | 222.4692 | 224.989 | 227.4449 | 229.9567 | 232.4787 | 235.0382 | 237.4992 | 239.8655 | 241.9372 | 243.8355 | 245.2913 | 246.56 | 247.4791 | 248.0948 | 248.5076 | 248.6676 | 248.4812 | 248.062 | 247.2029 | 246.133 | 244.6813
F1_Residential_Manufactured Home Low Income_Existing_Water Heating_Natural Gas_Water Heater (> 55 gal)_E2 | F1 | Residential | Manufactured Home Low Income | Existing | Water Heating | Natural Gas | Water Heater (> 55 gal) | E2 | RVT - Cost of Equipment | 197.072 | 197.6492 | 198.9436 | 200.0319 | 199.5892 | 200.6568 | 203.0612 | 205.0568 | 207.4559 | 209.7961 | 212.1552 | 214.3886 | 216.7648 | 219.22 | 221.613 | 224.0603 | 226.5177 | 229.0116 | 231.4095 | 233.7151 | 235.7337 | 237.5833 | 239.0017 | 240.238 | 241.1335 | 241.7334 | 242.1356 | 242.2915 | 242.1099 | 241.7014 | 240.8644 | 239.8219 | 238.4074
F1_Residential_Manufactured Home Low Income_Existing_Water Heating_Natural Gas_Water Heater (> 55 gal)_E3 | F1 | Residential | Manufactured Home Low Income | Existing | Water Heating | Natural Gas | Water Heater (> 55 gal) | E3 | RVT - Cost of Equipment | 189.7731 | 190.3288 | 191.5753 | 192.6233 | 192.197 | 193.2251 | 195.5404 | 197.4621 | 199.7724 | 202.0259 | 204.2976 | 206.4483 | 208.7365 | 211.1008 | 213.4051 | 215.7618 | 218.1282 | 220.5296 | 222.8388 | 225.059 | 227.0028 | 228.7839 | 230.1498 | 231.3403 | 232.2026 | 232.7803 | 233.1676 | 233.3178 | 233.1429 | 232.7495 | 231.9435 | 230.9396 | 229.5775
F1_Residential_Manufactured Home Low Income_Existing_Water Heating_Natural Gas_Water Heater (> 55 gal)_E4 | F1 | Residential | Manufactured Home Low Income | Existing | Water Heating | Natural Gas | Water Heater (> 55 gal) | E4 | RVT - Cost of Equipment | 180.3247 | 181.252 | 182.6558 | 183.9432 | 184.2488 | 185.5639 | 187.7635 | 189.7334 | 191.9353 | 194.0597 | 196.1381 | 198.0681 | 200.0022 | 201.897 | 203.6248 | 205.2608 | 206.7561 | 208.2056 | 209.5244 | 210.7879 | 211.8857 | 212.9242 | 213.7494 | 214.5504 | 215.1306 | 215.5193 | 215.7799 | 215.8809 | 215.7633 | 215.4986 | 214.9562 | 214.2808 | 213.3643
F1_Residential_Manufactured Home Low Income_Existing_Water Heating_Natural Gas_Water Heater (> 55 gal)_E5 | F1 | Residential | Manufactured Home Low Income | Existing | Water Heating | Natural Gas | Water Heater (> 55 gal) | E5 | RVT - Cost of Equipment | 172.3983 | 173.2849 | 174.6269 | 175.8578 | 176.15 | 177.4072 | 179.5102 | 181.3935 | 183.4986 | 185.5296 | 187.5166 | 189.3618 | 191.2109 | 193.0224 | 194.6742 | 196.2383 | 197.6679 | 199.0537 | 200.3145 | 201.5225 | 202.572 | 203.5649 | 204.3538 | 205.1196 | 205.6743 | 206.0459 | 206.2951 | 206.3917 | 206.2792 | 206.0261 | 205.5076 | 204.8619 | 203.9857
F1_Residential_Manufactured Home Low Income_Existing_Water Heating_Natural Gas_Water Heater (> 55 gal)_E6 | F1 | Residential | Manufactured Home Low Income | Existing | Water Heating | Natural Gas | Water Heater (> 55 gal) | E6 | RVT - Cost of Equipment | 145.0153 | 145.44 | 146.3924 | 147.1933 | 146.8675 | 147.6531 | 149.4224 | 150.8908 | 152.6562 | 154.3783 | 156.1142 | 157.7576 | 159.5062 | 161.3129 | 163.0737 | 164.8746 | 166.6829 | 168.5179 | 170.2824 | 171.979 | 173.4644 | 174.8254 | 175.8692 | 176.7789 | 177.4378 | 177.8793 | 178.1752 | 178.29 | 178.1563 | 177.8557 | 177.2398 | 176.4727 | 175.4319
F1_Residential_Manufactured Home Low Income_Existing_Water Heating_Natural Gas_Water Heater (> 55 gal)_E7 | F1 | Residential | Manufactured Home Low Income | Existing | Water Heating | Natural Gas | Water Heater (> 55 gal) | E7 | RVT - Cost of Equipment | 0 | 0 | 0 | 0 | 0 | 119.0394 | 120.4766 | 121.684 | 123.1381 | 124.5504 | 125.9674 | 127.3044 | 128.7183 | 130.1466 | 131.4814 | 132.7936 | 134.0516 | 135.3416 | 136.5991 | 137.8369 | 138.9438 | 140.0126 | 140.8927 | 141.7482 | 142.3893 | 142.8282 | 143.1158 | 143.2094 | 143.1004 | 142.8553 | 142.3531 | 141.7276 | 140.8789
F1_Residential_Manufactured Home Low Income_Existing_Water Heating_Natural Gas_Water Heater (> 55 gal)_E8 | F1 | Residential | Manufactured Home Low Income | Existing | Water Heating | Natural Gas | Water Heater (> 55 gal) | E8 | RVT - Cost of Equipment | 0 | 0 | 0 | 0 | 0 | 0 | 0 | 0 | 0 | 0 | 0 | 0 | 0 | 0 | 0 | 0 | 0 | 0 | 0 | 0 | 0 | 0 | 0 | 0 | 0 | 0 | 0 | 0 | 0 | 0 | 0 | 0 | 0
F1_Residential_Manufactured Home Low Income_Existing_Water Heating_Natural Gas_Water Heater (> 55 gal)_E9 | F1 | Residential | Manufactured Home Low Income | Existing | Water Heating | Natural Gas | Water Heater (> 55 gal) | E9 | RVT - Cost of Equipment | 0 | 0 | 0 | 0 | 0 | 0 | 0 | 0 | 0 | 0 | 0 | 0 | 0 | 0 | 0 | 0 | 0 | 0 | 0 | 0 | 0 | 0 | 0 | 0 | 0 | 0 | 0 | 0 | 0 | 0 | 0 | 0 | 0
F1_Residential_Manufactured Home Low Income_Existing_Water Heating_Natural Gas_Water Heater (> 55 gal)_E10 | F1 | Residential | Manufactured Home Low Income | Existing | Water Heating | Natural Gas | Water Heater (> 55 gal) | E10 | RVT - Cost of Equipment | 0 | 0 | 0 | 0 | 0 | 0 | 0 | 0 | 0 | 0 | 0 | 0 | 0 | 0 | 0 | 0 | 0 | 0 | 0 | 0 | 0 | 0 | 0 | 0 | 0 | 0 | 0 | 0 | 0 | 0 | 0 | 0 | 0
F2_Residential_Manufactured Home Low Income_Existing_Water Heating_Natural Gas_Water Heater (> 55 gal)_E1 | F2 | Residential | Manufactured Home Low Income | Existing | Water Heating | Natural Gas | Water Heater (> 55 gal) | E1 | RVT - Cost of Operation | 201.932 | 202.5234 | 203.8497 | 204.9649 | 204.5113 | 205.6052 | 208.0689 | 210.1136 | 212.572 | 214.9699 | 217.3872 | 219.6756 | 222.1105 | 224.6262 | 227.0782 | 229.5859 | 232.1039 | 234.6592 | 237.1163 | 239.4787 | 241.5471 | 243.4423 | 244.8958 | 246.1625 | 247.0801 | 247.6948 | 248.1069 | 248.2667 | 248.0805 | 247.662 | 246.8043 | 245.7361 | 244.2868
F2_Residential_Manufactured Home Low Income_Existing_Water Heating_Natural Gas_Water Heater (> 55 gal)_E2 | F2 | Residential | Manufactured Home Low Income | Existing | Water Heating | Natural Gas | Water Heater (> 55 gal) | E2 | RVT - Cost of Operation | 196.7543 | 197.3305 | 198.6228 | 199.7094 | 199.2674 | 200.3332 | 202.7338 | 204.7261 | 207.1214 | 209.4578 | 211.8131 | 214.0429 | 216.4153 | 218.8666 | 221.2557 | 223.6991 | 226.1525 | 228.6423 | 231.0364 | 233.3383 | 235.3536 | 237.2002 | 238.6164 | 239.8506 | 240.7447 | 241.3436 | 241.7452 | 241.9009 | 241.7195 | 241.3117 | 240.476 | 239.4352 | 238.023
F2_Residential_Manufactured Home Low Income_Existing_Water Heating_Natural Gas_Water Heater (> 55 gal)_E3 | F2 | Residential | Manufactured Home Low Income | Existing | Water Heating | Natural Gas | Water Heater (> 55 gal) | E3 | RVT - Cost of Operation | 189.4671 | 190.022 | 191.2664 | 192.3127 | 191.8871 | 192.9135 | 195.2251 | 197.1437 | 199.4502 | 201.7001 | 203.9682 | 206.1154 | 208.4 | 210.7604 | 213.061 | 215.4139 | 217.7765 | 220.1741 | 222.4795 | 224.6961 | 226.6368 | 228.415 | 229.7787 | 230.9673 | 231.8282 | 232.405 | 232.7916 | 232.9416 | 232.7669 | 232.3742 | 231.5695 | 230.5672 | 229.2073
F2_Residential_Manufactured Home Low Income_Existing_Water Heating_Natural Gas_Water Heater (> 55 gal)_E4 | F2 | Residential | Manufactured Home Low Income | Existing | Water Heating | Natural Gas | Water Heater (> 55 gal) | E4 | RVT - Cost of Operation | 180.034 | 180.9597 | 182.3612 | 183.6466 | 183.9518 | 185.2647 | 187.4607 | 189.4275 | 191.6259 | 193.7468 | 195.8219 | 197.7488 | 199.6797 | 201.5714 | 203.2965 | 204.9298 | 206.4227 | 207.8699 | 209.1866 | 210.448 | 211.544 | 212.5808 | 213.4048 | 214.2045 | 214.7837 | 215.1718 | 215.432 | 215.5329 | 215.4154 | 215.1511 | 214.6097 | 213.9353 | 213.0203
F2_Residential_Manufactured Home Low Income_Existing_Water Heating_Natural Gas_Water Heater (> 55 gal)_E5 | F2 | Residential | Manufactured Home Low Income | Existing | Water Heating | Natural Gas | Water Heater (> 55 gal) | E5 | RVT - Cost of Operation | 172.1204 | 173.0054 | 174.3454 | 175.5742 | 175.866 | 177.1212 | 179.2207 | 181.101 | 183.2028 | 185.2305 | 187.2143 | 189.0565 | 190.9026 | 192.7111 | 194.3604 | 195.9219 | 197.3492 | 198.7327 | 199.9916 | 201.1976 | 202.2454 | 203.2366 | 204.0243 | 204.7889 | 205.3427 | 205.7137 | 205.9624 | 206.0589 | 205.9466 | 205.6939 | 205.1763 | 204.5315 | 203.6568
F2_Residential_Manufactured Home Low Income_Existing_Water Heating_Natural Gas_Water Heater (> 55 gal)_E6 | F2 | Residential | Manufactured Home Low Income | Existing | Water Heating | Natural Gas | Water Heater (> 55 gal) | E6 | RVT - Cost of Operation | 144.7814 | 145.2055 | 146.1564 | 146.956 | 146.6307 | 147.415 | 149.1814 | 150.6475 | 152.4101 | 154.1294 | 155.8625 | 157.5033 | 159.249 | 161.0528 | 162.8108 | 164.6087 | 166.4141 | 168.2462 | 170.0079 | 171.7017 | 173.1847 | 174.5436 | 175.5856 | 176.4939 | 177.1517 | 177.5925 | 177.8879 | 178.0025 | 177.8691 | 177.569 | 176.954 | 176.1882 | 175.149
F2_Residential_Manufactured Home Low Income_Existing_Water Heating_Natural Gas_Water Heater (> 55 gal)_E7 | F2 | Residential | Manufactured Home Low Income | Existing | Water Heating | Natural Gas | Water Heater (> 55 gal) | E7 | RVT - Cost of Operation | 0 | 0 | 0 | 0 | 0 | 118.8475 | 120.2823 | 121.4878 | 122.9395 | 124.3495 | 125.7643 | 127.0991 | 128.5107 | 129.9367 | 131.2694 | 132.5795 | 133.8354 | 135.1234 | 136.3788 | 137.6146 | 138.7198 | 139.7868 | 140.6656 | 141.5197 | 142.1597 | 142.5979 | 142.8851 | 142.9785 | 142.8697 | 142.625 | 142.1236 | 141.4991 | 140.6518
F2_Residential_Manufactured Home Low Income_Existing_Water Heating_Natural Gas_Water Heater (> 55 gal)_E8 | F2 | Residential | Manufactured Home Low Income | Existing | Water Heating | Natural Gas | Water Heater (> 55 gal) | E8 | RVT - Cost of Operation | 0 | 0 | 0 | 0 | 0 | 0 | 0 | 0 | 0 | 0 | 0 | 0 | 0 | 0 | 0 | 0 | 0 | 0 | 0 | 0 | 0 | 0 | 0 | 0 | 0 | 0 | 0 | 0 | 0 | 0 | 0 | 0 | 0
F2_Residential_Manufactured Home Low Income_Existing_Water Heating_Natural Gas_Water Heater (> 55 gal)_E9 | F2 | Residential | Manufactured Home Low Income | Existing | Water Heating | Natural Gas | Water Heater (> 55 gal) | E9 | RVT - Cost of Operation | 0 | 0 | 0 | 0 | 0 | 0 | 0 | 0 | 0 | 0 | 0 | 0 | 0 | 0 | 0 | 0 | 0 | 0 | 0 | 0 | 0 | 0 | 0 | 0 | 0 | 0 | 0 | 0 | 0 | 0 | 0 | 0 | 0
F2_Residential_Manufactured Home Low Income_Existing_Water Heating_Natural Gas_Water Heater (> 55 gal)_E10 | F2 | Residential | Manufactured Home Low Income | Existing | Water Heating | Natural Gas | Water Heater (> 55 gal) | E10 | RVT - Cost of Operation | 0 | 0 | 0 | 0 | 0 | 0 | 0 | 0 | 0 | 0 | 0 | 0 | 0 | 0 | 0 | 0 | 0 | 0 | 0 | 0 | 0 | 0 | 0 | 0 | 0 | 0 | 0 | 0 | 0 | 0 | 0 | 0 | 0
F3_Residential_Manufactured Home Low Income_Existing_Water Heating_Natural Gas_Water Heater (> 55 gal)_E1 | F3 | Residential | Manufactured Home Low Income | Existing | Water Heating | Natural Gas | Water Heater (> 55 gal) | E1 | System - kBTUs of Consumption | 125.0625 | 125.0625 | 125.0625 | 125.0625 | 125.0625 | 125.0625 | 125.0625 | 125.0625 | 125.0625 | 125.0625 | 125.0625 | 125.0625 | 125.0625 | 125.0625 | 125.0625 | 125.0625 | 125.0625 | 125.0625 | 125.0625 | 125.0625 | 125.0625 | 125.0625 | 125.0625 | 125.0625 | 125.0625 | 125.0625 | 125.0625 | 125.0625 | 125.0625 | 125.0625 | 125.0625 | 125.0625 | 125.0625
F3_Residential_Manufactured Home Low Income_Existing_Water Heating_Natural Gas_Water Heater (> 55 gal)_E2 | F3 | Residential | Manufactured Home Low Income | Existing | Water Heating | Natural Gas | Water Heater (> 55 gal) | E2 | System - kBTUs of Consumption | 141.0904 | 141.0904 | 141.0904 | 141.0904 | 141.0904 | 141.0904 | 141.0904 | 141.0904 | 141.0904 | 141.0904 | 141.0904 | 141.0904 | 141.0904 | 141.0904 | 141.0904 | 141.0904 | 141.0904 | 141.0904 | 141.0904 | 141.0904 | 141.0904 | 141.0904 | 141.0904 | 141.0904 | 141.0904 | 141.0904 | 141.0904 | 141.0904 | 141.0904 | 141.0904 | 141.0904 | 141.0904 | 141.0904
F3_Residential_Manufactured Home Low Income_Existing_Water Heating_Natural Gas_Water Heater (> 55 gal)_E3 | F3 | Residential | Manufactured Home Low Income | Existing | Water Heating | Natural Gas | Water Heater (> 55 gal) | E3 | System - kBTUs of Consumption | 398.2136 | 398.2136 | 398.2136 | 398.2136 | 398.2136 | 398.2136 | 398.2136 | 398.2136 | 398.2136 | 398.2136 | 398.2136 | 398.2136 | 398.2136 | 398.2136 | 398.2136 | 398.2136 | 398.2136 | 398.2136 | 398.2136 | 398.2136 | 398.2136 | 398.2136 | 398.2136 | 398.2136 | 398.2136 | 398.2136 | 398.2136 | 398.2136 | 398.2136 | 398.2136 | 398.2136 | 398.2136 | 398.2136
F3_Residential_Manufactured Home Low Income_Existing_Water Heating_Natural Gas_Water Heater (> 55 gal)_E4 | F3 | Residential | Manufactured Home Low Income | Existing | Water Heating | Natural Gas | Water Heater (> 55 gal) | E4 | System - kBTUs of Consumption | 184.4494 | 184.4494 | 184.4494 | 184.4494 | 184.4494 | 184.4494 | 184.4494 | 184.4494 | 184.4494 | 184.4494 | 184.4494 | 184.4494 | 184.4494 | 184.4494 | 184.4494 | 184.4494 | 184.4494 | 184.4494 | 184.4494 | 184.4494 | 184.4494 | 184.4494 | 184.4494 | 184.4494 | 184.4494 | 184.4494 | 184.4494 | 184.4494 | 184.4494 | 184.4494 | 184.4494 | 184.4494 | 184.4494
F3_Residential_Manufactured Home Low Income_Existing_Water Heating_Natural Gas_Water Heater (> 55 gal)_E5 | F3 | Residential | Manufactured Home Low Income | Existing | Water Heating | Natural Gas | Water Heater (> 55 gal) | E5 | System - kBTUs of Consumption | 209.1856 | 209.1856 | 209.1856 | 209.1856 | 209.1856 | 209.1856 | 209.1856 | 209.1856 | 209.1856 | 209.1856 | 209.1856 | 209.1856 | 209.1856 | 209.1856 | 209.1856 | 209.1856 | 209.1856 | 209.1856 | 209.1856 | 209.1856 | 209.1856 | 209.1856 | 209.1856 | 209.1856 | 209.1856 | 209.1856 | 209.1856 | 209.1856 | 209.1856 | 209.1856 | 209.1856 | 209.1856 | 209.1856
F3_Residential_Manufactured Home Low Income_Existing_Water Heating_Natural Gas_Water Heater (> 55 gal)_E6 | F3 | Residential | Manufactured Home Low Income | Existing | Water Heating | Natural Gas | Water Heater (> 55 gal) | E6 | System - kBTUs of Consumption | 576.4226 | 576.4226 | 576.4226 | 576.4226 | 576.4226 | 576.4226 | 576.4226 | 576.4226 | 576.4226 | 576.4226 | 576.4226 | 576.4226 | 576.4226 | 576.4226 | 576.4226 | 576.4226 | 576.4226 | 576.4226 | 576.4226 | 576.4226 | 576.4226 | 576.4226 | 576.4226 | 576.4226 | 576.4226 | 576.4226 | 576.4226 | 576.4226 | 576.4226 | 576.4226 | 576.4226 | 576.4226 | 576.4226
F3_Residential_Manufactured Home Low Income_Existing_Water Heating_Natural Gas_Water Heater (> 55 gal)_E7 | F3 | Residential | Manufactured Home Low Income | Existing | Water Heating | Natural Gas | Water Heater (> 55 gal) | E7 | System - kBTUs of Consumption | 0 | 0 | 0 | 0 | 0 | 682.8286 | 682.8286 | 682.8286 | 682.8286 | 682.8286 | 682.8286 | 682.8286 | 682.8286 | 682.8286 | 682.8286 | 682.8286 | 682.8286 | 682.8286 | 682.8286 | 682.8286 | 682.8286 | 682.8286 | 682.8286 | 682.8286 | 682.8286 | 682.8286 | 682.8286 | 682.8286 | 682.8286 | 682.8286 | 682.8286 | 682.8286 | 682.8286
F3_Residential_Manufactured Home Low Income_Existing_Water Heating_Natural Gas_Water Heater (> 55 gal)_E8 | F3 | Residential | Manufactured Home Low Income | Existing | Water Heating | Natural Gas | Water Heater (> 55 gal) | E8 | System - kBTUs of Consumption | 0 | 0 | 0 | 0 | 0 | 0 | 0 | 0 | 0 | 0 | 0 | 0 | 0 | 0 | 0 | 0 | 0 | 0 | 0 | 0 | 0 | 0 | 0 | 0 | 0 | 0 | 0 | 0 | 0 | 0 | 0 | 0 | 0
F3_Residential_Manufactured Home Low Income_Existing_Water Heating_Natural Gas_Water Heater (> 55 gal)_E9 | F3 | Residential | Manufactured Home Low Income | Existing | Water Heating | Natural Gas | Water Heater (> 55 gal) | E9 | System - kBTUs of Consumption | 0 | 0 | 0 | 0 | 0 | 0 | 0 | 0 | 0 | 0 | 0 | 0 | 0 | 0 | 0 | 0 | 0 | 0 | 0 | 0 | 0 | 0 | 0 | 0 | 0 | 0 | 0 | 0 | 0 | 0 | 0 | 0 | 0
F3_Residential_Manufactured Home Low Income_Existing_Water Heating_Natural Gas_Water Heater (> 55 gal)_E10 | F3 | Residential | Manufactured Home Low Income | Existing | Water Heating | Natural Gas | Water Heater (> 55 gal) | E10 | System - kBTUs of Consumption | 0 | 0 | 0 | 0 | 0 | 0 | 0 | 0 | 0 | 0 | 0 | 0 | 0 | 0 | 0 | 0 | 0 | 0 | 0 | 0 | 0 | 0 | 0 | 0 | 0 | 0 | 0 | 0 | 0 | 0 | 0 | 0 | 0
F4_Residential_Manufactured Home Low Income_Existing_Water Heating_Natural Gas_Water Heater (> 55 gal)_E1 | F4 | Residential | Manufactured Home Low Income | Existing | Water Heating | Natural Gas | Water Heater (> 55 gal) | E1 | Utility - Cost of Equipment | 201.932 | 202.5234 | 203.8497 | 204.9649 | 204.5113 | 205.6052 | 208.0689 | 210.1136 | 212.572 | 214.9699 | 217.3872 | 219.6756 | 222.1105 | 224.6262 | 227.0782 | 229.5859 | 232.1039 | 234.6592 | 237.1163 | 239.4787 | 241.5471 | 243.4423 | 244.8958 | 246.1625 | 247.0801 | 247.6948 | 248.1069 | 248.2667 | 248.0805 | 247.662 | 246.8043 | 245.7361 | 244.2868
F4_Residential_Manufactured Home Low Income_Existing_Water Heating_Natural Gas_Water Heater (> 55 gal)_E2 | F4 | Residential | Manufactured Home Low Income | Existing | Water Heating | Natural Gas | Water Heater (> 55 gal) | E2 | Utility - Cost of Equipment | 196.7543 | 197.3305 | 198.6228 | 199.7094 | 199.2674 | 200.3332 | 202.7338 | 204.7261 | 207.1214 | 209.4578 | 211.8131 | 214.0429 | 216.4153 | 218.8666 | 221.2557 | 223.6991 | 226.1525 | 228.6423 | 231.0364 | 233.3383 | 235.3536 | 237.2002 | 238.6164 | 239.8506 | 240.7447 | 241.3436 | 241.7452 | 241.9009 | 241.7195 | 241.3117 | 240.476 | 239.4352 | 238.023
F4_Residential_Manufactured Home Low Income_Existing_Water Heating_Natural Gas_Water Heater (> 55 gal)_E3 | F4 | Residential | Manufactured Home Low Income | Existing | Water Heating | Natural Gas | Water Heater (> 55 gal) | E3 | Utility - Cost of Equipment | 189.4671 | 190.022 | 191.2664 | 192.3127 | 191.8871 | 192.9135 | 195.2251 | 197.1437 | 199.4502 | 201.7001 | 203.9682 | 206.1154 | 208.4 | 210.7604 | 213.061 | 215.4139 | 217.7765 | 220.1741 | 222.4795 | 224.6961 | 226.6368 | 228.415 | 229.7787 | 230.9673 | 231.8282 | 232.405 | 232.7916 | 232.9416 | 232.7669 | 232.3742 | 231.5695 | 230.5672 | 229.2073
F4_Residential_Manufactured Home Low Income_Existing_Water Heating_Natural Gas_Water Heater (> 55 gal)_E4 | F4 | Residential | Manufactured Home Low Income | Existing | Water Heating | Natural Gas | Water Heater (> 55 gal) | E4 | Utility - Cost of Equipment | 180.034 | 180.9597 | 182.3612 | 183.6466 | 183.9518 | 185.2647 | 187.4607 | 189.4275 | 191.6259 | 193.7468 | 195.8219 | 197.7488 | 199.6797 | 201.5714 | 203.2965 | 204.9298 | 206.4227 | 207.8699 | 209.1866 | 210.448 | 211.544 | 212.5808 | 213.4048 | 214.2045 | 214.7837 | 215.1718 | 215.432 | 215.5329 | 215.4154 | 215.1511 | 214.6097 | 213.9353 | 213.0203
F4_Residential_Manufactured Home Low Income_Existing_Water Heating_Natural Gas_Water Heater (> 55 gal)_E5 | F4 | Residential | Manufactured Home Low Income | Existing | Water Heating | Natural Gas | Water Heater (> 55 gal) | E5 | Utility - Cost of Equipment | 172.1204 | 173.0054 | 174.3454 | 175.5742 | 175.866 | 177.1212 | 179.2207 | 181.101 | 183.2028 | 185.2305 | 187.2143 | 189.0565 | 190.9026 | 192.7111 | 194.3604 | 195.9219 | 197.3492 | 198.7327 | 199.9916 | 201.1976 | 202.2454 | 203.2366 | 204.0243 | 204.7889 | 205.3427 | 205.7137 | 205.9624 | 206.0589 | 205.9466 | 205.6939 | 205.1763 | 204.5315 | 203.6568
F4_Residential_Manufactured Home Low Income_Existing_Water Heating_Natural Gas_Water Heater (> 55 gal)_E6 | F4 | Residential | Manufactured Home Low Income | Existing | Water Heating | Natural Gas | Water Heater (> 55 gal) | E6 | Utility - Cost of Equipment | 144.7814 | 145.2055 | 146.1564 | 146.956 | 146.6307 | 147.415 | 149.1814 | 150.6475 | 152.4101 | 154.1294 | 155.8625 | 157.5033 | 159.249 | 161.0528 | 162.8108 | 164.6087 | 166.4141 | 168.2462 | 170.0079 | 171.7017 | 173.1847 | 174.5436 | 175.5856 | 176.4939 | 177.1517 | 177.5925 | 177.8879 | 178.0025 | 177.8691 | 177.569 | 176.954 | 176.1882 | 175.149
F4_Residential_Manufactured Home Low Income_Existing_Water Heating_Natural Gas_Water Heater (> 55 gal)_E7 | F4 | Residential | Manufactured Home Low Income | Existing | Water Heating | Natural Gas | Water Heater (> 55 gal) | E7 | Utility - Cost of Equipment | 0 | 0 | 0 | 0 | 0 | 118.8475 | 120.2823 | 121.4878 | 122.9395 | 124.3495 | 125.7643 | 127.0991 | 128.5107 | 129.9367 | 131.2694 | 132.5795 | 133.8354 | 135.1234 | 136.3788 | 137.6146 | 138.7198 | 139.7868 | 140.6656 | 141.5197 | 142.1597 | 142.5979 | 142.8851 | 142.9785 | 142.8697 | 142.625 | 142.1236 | 141.4991 | 140.6518
F4_Residential_Manufactured Home Low Income_Existing_Water Heating_Natural Gas_Water Heater (> 55 gal)_E8 | F4 | Residential | Manufactured Home Low Income | Existing | Water Heating | Natural Gas | Water Heater (> 55 gal) | E8 | Utility - Cost of Equipment | 0 | 0 | 0 | 0 | 0 | 0 | 0 | 0 | 0 | 0 | 0 | 0 | 0 | 0 | 0 | 0 | 0 | 0 | 0 | 0 | 0 | 0 | 0 | 0 | 0 | 0 | 0 | 0 | 0 | 0 | 0 | 0 | 0
F4_Residential_Manufactured Home Low Income_Existing_Water Heating_Natural Gas_Water Heater (> 55 gal)_E9 | F4 | Residential | Manufactured Home Low Income | Existing | Water Heating | Natural Gas | Water Heater (> 55 gal) | E9 | Utility - Cost of Equipment | 0 | 0 | 0 | 0 | 0 | 0 | 0 | 0 | 0 | 0 | 0 | 0 | 0 | 0 | 0 | 0 | 0 | 0 | 0 | 0 | 0 | 0 | 0 | 0 | 0 | 0 | 0 | 0 | 0 | 0 | 0 | 0 | 0
F4_Residential_Manufactured Home Low Income_Existing_Water Heating_Natural Gas_Water Heater (> 55 gal)_E10 | F4 | Residential | Manufactured Home Low Income | Existing | Water Heating | Natural Gas | Water Heater (> 55 gal) | E10 | Utility - Cost of Equipment | 0 | 0 | 0 | 0 | 0 | 0 | 0 | 0 | 0 | 0 | 0 | 0 | 0 | 0 | 0 | 0 | 0 | 0 | 0 | 0 | 0 | 0 | 0 | 0 | 0 | 0 | 0 | 0 | 0 | 0 | 0 | 0 | 0
F5_Residential_Manufactured Home Low Income_Existing_Water Heating_Natural Gas_Water Heater (> 55 gal)_E1 | F5 | Residential | Manufactured Home Low Income | Existing | Water Heating | Natural Gas | Water Heater (> 55 gal) | E1 | Utility - Cost of Operation | 125.0625 | 125.0625 | 125.0625 | 125.0625 | 125.0625 | 125.0625 | 125.0625 | 125.0625 | 125.0625 | 125.0625 | 125.0625 | 125.0625 | 125.0625 | 125.0625 | 125.0625 | 125.0625 | 125.0625 | 125.0625 | 125.0625 | 125.0625 | 125.0625 | 125.0625 | 125.0625 | 125.0625 | 125.0625 | 125.0625 | 125.0625 | 125.0625 | 125.0625 | 125.0625 | 125.0625 | 125.0625 | 125.0625
F5_Residential_Manufactured Home Low Income_Existing_Water Heating_Natural Gas_Water Heater (> 55 gal)_E2 | F5 | Residential | Manufactured Home Low Income | Existing | Water Heating | Natural Gas | Water Heater (> 55 gal) | E2 | Utility - Cost of Operation | 141.0904 | 141.0904 | 141.0904 | 141.0904 | 141.0904 | 141.0904 | 141.0904 | 141.0904 | 141.0904 | 141.0904 | 141.0904 | 141.0904 | 141.0904 | 141.0904 | 141.0904 | 141.0904 | 141.0904 | 141.0904 | 141.0904 | 141.0904 | 141.0904 | 141.0904 | 141.0904 | 141.0904 | 141.0904 | 141.0904 | 141.0904 | 141.0904 | 141.0904 | 141.0904 | 141.0904 | 141.0904 | 141.0904
F5_Residential_Manufactured Home Low Income_Existing_Water Heating_Natural Gas_Water Heater (> 55 gal)_E3 | F5 | Residential | Manufactured Home Low Income | Existing | Water Heating | Natural Gas | Water Heater (> 55 gal) | E3 | Utility - Cost of Operation | 398.2136 | 398.2136 | 398.2136 | 398.2136 | 398.2136 | 398.2136 | 398.2136 | 398.2136 | 398.2136 | 398.2136 | 398.2136 | 398.2136 | 398.2136 | 398.2136 | 398.2136 | 398.2136 | 398.2136 | 398.2136 | 398.2136 | 398.2136 | 398.2136 | 398.2136 | 398.2136 | 398.2136 | 398.2136 | 398.2136 | 398.2136 | 398.2136 | 398.2136 | 398.2136 | 398.2136 | 398.2136 | 398.2136
F5_Residential_Manufactured Home Low Income_Existing_Water Heating_Natural Gas_Water Heater (> 55 gal)_E4 | F5 | Residential | Manufactured Home Low Income | Existing | Water Heating | Natural Gas | Water Heater (> 55 gal) | E4 | Utility - Cost of Operation | 184.4494 | 184.4494 | 184.4494 | 184.4494 | 184.4494 | 184.4494 | 184.4494 | 184.4494 | 184.4494 | 184.4494 | 184.4494 | 184.4494 | 184.4494 | 184.4494 | 184.4494 | 184.4494 | 184.4494 | 184.4494 | 184.4494 | 184.4494 | 184.4494 | 184.4494 | 184.4494 | 184.4494 | 184.4494 | 184.4494 | 184.4494 | 184.4494 | 184.4494 | 184.4494 | 184.4494 | 184.4494 | 184.4494
F5_Residential_Manufactured Home Low Income_Existing_Water Heating_Natural Gas_Water Heater (> 55 gal)_E5 | F5 | Residential | Manufactured Home Low Income | Existing | Water Heating | Natural Gas | Water Heater (> 55 gal) | E5 | Utility - Cost of Operation | 209.1856 | 209.1856 | 209.1856 | 209.1856 | 209.1856 | 209.1856 | 209.1856 | 209.1856 | 209.1856 | 209.1856 | 209.1856 | 209.1856 | 209.1856 | 209.1856 | 209.1856 | 209.1856 | 209.1856 | 209.1856 | 209.1856 | 209.1856 | 209.1856 | 209.1856 | 209.1856 | 209.1856 | 209.1856 | 209.1856 | 209.1856 | 209.1856 | 209.1856 | 209.1856 | 209.1856 | 209.1856 | 209.1856
F5_Residential_Manufactured Home Low Income_Existing_Water Heating_Natural Gas_Water Heater (> 55 gal)_E6 | F5 | Residential | Manufactured Home Low Income | Existing | Water Heating | Natural Gas | Water Heater (> 55 gal) | E6 | Utility - Cost of Operation | 576.4226 | 576.4226 | 576.4226 | 576.4226 | 576.4226 | 576.4226 | 576.4226 | 576.4226 | 576.4226 | 576.4226 | 576.4226 | 576.4226 | 576.4226 | 576.4226 | 576.4226 | 576.4226 | 576.4226 | 576.4226 | 576.4226 | 576.4226 | 576.4226 | 576.4226 | 576.4226 | 576.4226 | 576.4226 | 576.4226 | 576.4226 | 576.4226 | 576.4226 | 576.4226 | 576.4226 | 576.4226 | 576.4226
F5_Residential_Manufactured Home Low Income_Existing_Water Heating_Natural Gas_Water Heater (> 55 gal)_E7 | F5 | Residential | Manufactured Home Low Income | Existing | Water Heating | Natural Gas | Water Heater (> 55 gal) | E7 | Utility - Cost of Operation | 0 | 0 | 0 | 0 | 0 | 682.8286 | 682.8286 | 682.8286 | 682.8286 | 682.8286 | 682.8286 | 682.8286 | 682.8286 | 682.8286 | 682.8286 | 682.8286 | 682.8286 | 682.8286 | 682.8286 | 682.8286 | 682.8286 | 682.8286 | 682.8286 | 682.8286 | 682.8286 | 682.8286 | 682.8286 | 682.8286 | 682.8286 | 682.8286 | 682.8286 | 682.8286 | 682.8286
F5_Residential_Manufactured Home Low Income_Existing_Water Heating_Natural Gas_Water Heater (> 55 gal)_E8 | F5 | Residential | Manufactured Home Low Income | Existing | Water Heating | Natural Gas | Water Heater (> 55 gal) | E8 | Utility - Cost of Operation | 0 | 0 | 0 | 0 | 0 | 0 | 0 | 0 | 0 | 0 | 0 | 0 | 0 | 0 | 0 | 0 | 0 | 0 | 0 | 0 | 0 | 0 | 0 | 0 | 0 | 0 | 0 | 0 | 0 | 0 | 0 | 0 | 0
F5_Residential_Manufactured Home Low Income_Existing_Water Heating_Natural Gas_Water Heater (> 55 gal)_E9 | F5 | Residential | Manufactured Home Low Income | Existing | Water Heating | Natural Gas | Water Heater (> 55 gal) | E9 | Utility - Cost of Operation | 0 | 0 | 0 | 0 | 0 | 0 | 0 | 0 | 0 | 0 | 0 | 0 | 0 | 0 | 0 | 0 | 0 | 0 | 0 | 0 | 0 | 0 | 0 | 0 | 0 | 0 | 0 | 0 | 0 | 0 | 0 | 0 | 0
F5_Residential_Manufactured Home Low Income_Existing_Water Heating_Natural Gas_Water Heater (> 55 gal)_E10 | F5 | Residential | Manufactured Home Low Income | Existing | Water Heating | Natural Gas | Water Heater (> 55 gal) | E10 | Utility - Cost of Operation | 0 | 0 | 0 | 0 | 0 | 0 | 0 | 0 | 0 | 0 | 0 | 0 | 0 | 0 | 0 | 0 | 0 | 0 | 0 | 0 | 0 | 0 | 0 | 0 | 0 | 0 | 0 | 0 | 0 | 0 | 0 | 0 | 0
F6_Residential_Manufactured Home Low Income_Existing_Water Heating_Natural Gas_Water Heater (> 55 gal)_E1 | F6 | Residential | Manufactured Home Low Income | Existing | Water Heating | Natural Gas | Water Heater (> 55 gal) | E1 | Utility - Value of Sales | 163.5373 | 164.4902 | 165.7979 | 166.8666 | 166.8666 | 166.8666 | 166.8666 | 166.8666 | 166.8666 | 166.8666 | 166.8666 | 166.8666 | 166.8666 | 166.8666 | 166.8666 | 166.8666 | 166.8666 | 166.8666 | 166.8666 | 166.8666 | 166.8666 | 166.8666 | 166.8666 | 166.8666 | 166.8666 | 166.8666 | 166.8666 | 166.8666 | 166.8666 | 166.8666 | 166.8666 | 166.8666 | 166.8666
F6_Residential_Manufactured Home Low Income_Existing_Water Heating_Natural Gas_Water Heater (> 55 gal)_E2 | F6 | Residential | Manufactured Home Low Income | Existing | Water Heating | Natural Gas | Water Heater (> 55 gal) | E2 | Utility - Value of Sales | 159.344 | 160.2725 | 161.5466 | 162.588 | 162.588 | 162.588 | 162.588 | 162.588 | 162.588 | 162.588 | 162.588 | 162.588 | 162.588 | 162.588 | 162.588 | 162.588 | 162.588 | 162.588 | 162.588 | 162.588 | 162.588 | 162.588 | 162.588 | 162.588 | 162.588 | 162.588 | 162.588 | 162.588 | 162.588 | 162.588 | 162.588 | 162.588 | 162.588
F6_Residential_Manufactured Home Low Income_Existing_Water Heating_Natural Gas_Water Heater (> 55 gal)_E3 | F6 | Residential | Manufactured Home Low Income | Existing | Water Heating | Natural Gas | Water Heater (> 55 gal) | E3 | Utility - Value of Sales | 153.4424 | 154.3365 | 155.5634 | 156.5662 | 156.5662 | 156.5662 | 156.5662 | 156.5662 | 156.5662 | 156.5662 | 156.5662 | 156.5662 | 156.5662 | 156.5662 | 156.5662 | 156.5662 | 156.5662 | 156.5662 | 156.5662 | 156.5662 | 156.5662 | 156.5662 | 156.5662 | 156.5662 | 156.5662 | 156.5662 | 156.5662 | 156.5662 | 156.5662 | 156.5662 | 156.5662 | 156.5662 | 156.5662
F6_Residential_Manufactured Home Low Income_Existing_Water Heating_Natural Gas_Water Heater (> 55 gal)_E4 | F6 | Residential | Manufactured Home Low Income | Existing | Water Heating | Natural Gas | Water Heater (> 55 gal) | E4 | Utility - Value of Sales | 143.8781 | 144.4192 | 145.1617 | 145.7685 | 145.7685 | 145.7685 | 145.7685 | 145.7685 | 145.7685 | 145.7685 | 145.7685 | 145.7685 | 145.7685 | 145.7685 | 145.7685 | 145.7685 | 145.7685 | 145.7685 | 145.7685 | 145.7685 | 145.7685 | 145.7685 | 145.7685 | 145.7685 | 145.7685 | 145.7685 | 145.7685 | 145.7685 | 145.7685 | 145.7685 | 145.7685 | 145.7685 | 145.7685
F6_Residential_Manufactured Home Low Income_Existing_Water Heating_Natural Gas_Water Heater (> 55 gal)_E5 | F6 | Residential | Manufactured Home Low Income | Existing | Water Heating | Natural Gas | Water Heater (> 55 gal) | E5 | Utility - Value of Sales | 137.5538 | 138.0711 | 138.7809 | 139.3611 | 139.3611 | 139.3611 | 139.3611 | 139.3611 | 139.3611 | 139.3611 | 139.3611 | 139.3611 | 139.3611 | 139.3611 | 139.3611 | 139.3611 | 139.3611 | 139.3611 | 139.3611 | 139.3611 | 139.3611 | 139.3611 | 139.3611 | 139.3611 | 139.3611 | 139.3611 | 139.3611 | 139.3611 | 139.3611 | 139.3611 | 139.3611 | 139.3611 | 139.3611
F6_Residential_Manufactured Home Low Income_Existing_Water Heating_Natural Gas_Water Heater (> 55 gal)_E6 | F6 | Residential | Manufactured Home Low Income | Existing | Water Heating | Natural Gas | Water Heater (> 55 gal) | E6 | Utility - Value of Sales | 117.2531 | 117.9364 | 118.8739 | 119.6402 | 119.6402 | 119.6402 | 119.6402 | 119.6402 | 119.6402 | 119.6402 | 119.6402 | 119.6402 | 119.6402 | 119.6402 | 119.6402 | 119.6402 | 119.6402 | 119.6402 | 119.6402 | 119.6402 | 119.6402 | 119.6402 | 119.6402 | 119.6402 | 119.6402 | 119.6402 | 119.6402 | 119.6402 | 119.6402 | 119.6402 | 119.6402 | 119.6402 | 119.6402
F6_Residential_Manufactured Home Low Income_Existing_Water Heating_Natural Gas_Water Heater (> 55 gal)_E7 | F6 | Residential | Manufactured Home Low Income | Existing | Water Heating | Natural Gas | Water Heater (> 55 gal) | E7 | Utility - Value of Sales | 0 | 0 | 0 | 0 | 0 | 97.5528 | 97.5528 | 97.5528 | 97.5528 | 97.5528 | 97.5528 | 97.5528 | 97.5528 | 97.5528 | 97.5528 | 97.5528 | 97.5528 | 97.5528 | 97.5528 | 97.5528 | 97.5528 | 97.5528 | 97.5528 | 97.5528 | 97.5528 | 97.5528 | 97.5528 | 97.5528 | 97.5528 | 97.5528 | 97.5528 | 97.5528 | 97.5528
F6_Residential_Manufactured Home Low Income_Existing_Water Heating_Natural Gas_Water Heater (> 55 gal)_E8 | F6 | Residential | Manufactured Home Low Income | Existing | Water Heating | Natural Gas | Water Heater (> 55 gal) | E8 | Utility - Value of Sales | 0 | 0 | 0 | 0 | 0 | 0 | 0 | 0 | 0 | 0 | 0 | 0 | 0 | 0 | 0 | 0 | 0 | 0 | 0 | 0 | 0 | 0 | 0 | 0 | 0 | 0 | 0 | 0 | 0 | 0 | 0 | 0 | 0
F6_Residential_Manufactured Home Low Income_Existing_Water Heating_Natural Gas_Water Heater (> 55 gal)_E9 | F6 | Residential | Manufactured Home Low Income | Existing | Water Heating | Natural Gas | Water Heater (> 55 gal) | E9 | Utility - Value of Sales | 0 | 0 | 0 | 0 | 0 | 0 | 0 | 0 | 0 | 0 | 0 | 0 | 0 | 0 | 0 | 0 | 0 | 0 | 0 | 0 | 0 | 0 | 0 | 0 | 0 | 0 | 0 | 0 | 0 | 0 | 0 | 0 | 0
F6_Residential_Manufactured Home Low Income_Existing_Water Heating_Natural Gas_Water Heater (> 55 gal)_E10 | F6 | Residential | Manufactured Home Low Income | Existing | Water Heating | Natural Gas | Water Heater (> 55 gal) | E10 | Utility - Value of Sales | 0 | 0 | 0 | 0 | 0 | 0 | 0 | 0 | 0 | 0 | 0 | 0 | 0 | 0 | 0 | 0 | 0 | 0 | 0 | 0 | 0 | 0 | 0 | 0 | 0 | 0 | 0 | 0 | 0 | 0 | 0 | 0 | 0
F1_Residential_Manufactured Home Low Income_Existing_Appliances_Natural Gas_Clothes Dryer_E1 | F1 | Residential | Manufactured Home Low Income | Existing | Appliances | Natural Gas | Clothes Dryer | E1 | RVT - Cost of Equipment | 24.5115 | 24.5879 | 24.7578 | 24.897 | 24.8295 | 24.9286 | 25.1663 | 25.3624 | 25.598 | 25.8261 | 26.0564 | 26.2741 | 26.5042 | 26.7447 | 26.9748 | 27.2125 | 27.4515 | 27.708 | 27.9561 | 28.1951 | 28.4039 | 28.5979 | 28.7448 | 28.8747 | 28.9503 | 28.9933 | 29.0157 | 29.0111 | 28.9711 | 28.9063 | 28.7953 | 28.6626 | 28.4915
F1_Residential_Manufactured Home Low Income_Existing_Appliances_Natural Gas_Clothes Dryer_E2 | F1 | Residential | Manufactured Home Low Income | Existing | Appliances | Natural Gas | Clothes Dryer | E2 | RVT - Cost of Equipment | 23.1457 | 23.2178 | 23.3783 | 23.5097 | 23.4459 | 23.5396 | 23.764 | 23.9491 | 24.1717 | 24.387 | 24.6045 | 24.81 | 25.0274 | 25.2545 | 25.4717 | 25.6962 | 25.9219 | 26.1641 | 26.3984 | 26.624 | 26.8212 | 27.0044 | 27.1431 | 27.2657 | 27.3371 | 27.3777 | 27.3989 | 27.3945 | 27.3568 | 27.2956 | 27.1907 | 27.0655 | 26.9039
F1_Residential_Manufactured Home Low Income_Existing_Appliances_Natural Gas_Clothes Dryer_E3 | F1 | Residential | Manufactured Home Low Income | Existing | Appliances | Natural Gas | Clothes Dryer | E3 | RVT - Cost of Equipment | 0 | 0 | 0 | 0 | 0 | 0 | 0 | 0 | 0 | 0 | 0 | 0 | 0 | 0 | 0 | 0 | 0 | 0 | 0 | 0 | 0 | 0 | 0 | 0 | 0 | 0 | 0 | 0 | 0 | 0 | 0 | 0 | 0
F1_Residential_Manufactured Home Low Income_Existing_Appliances_Natural Gas_Clothes Dryer_E4 | F1 | Residential | Manufactured Home Low Income | Existing | Appliances | Natural Gas | Clothes Dryer | E4 | RVT - Cost of Equipment | 0 | 0 | 0 | 0 | 0 | 0 | 0 | 0 | 0 | 0 | 0 | 0 | 0 | 0 | 0 | 0 | 0 | 0 | 0 | 0 | 0 | 0 | 0 | 0 | 0 | 0 | 0 | 0 | 0 | 0 | 0 | 0 | 0
F1_Residential_Manufactured Home Low Income_Existing_Appliances_Natural Gas_Clothes Dryer_E5 | F1 | Residential | Manufactured Home Low Income | Existing | Appliances | Natural Gas | Clothes Dryer | E5 | RVT - Cost of Equipment | 0 | 0 | 0 | 0 | 0 | 0 | 0 | 0 | 0 | 0 | 0 | 0 | 0 | 0 | 0 | 0 | 0 | 0 | 0 | 0 | 0 | 0 | 0 | 0 | 0 | 0 | 0 | 0 | 0 | 0 | 0 | 0 | 0
F1_Residential_Manufactured Home Low Income_Existing_Appliances_Natural Gas_Clothes Dryer_E6 | F1 | Residential | Manufactured Home Low Income | Existing | Appliances | Natural Gas | Clothes Dryer | E6 | RVT - Cost of Equipment | 0 | 0 | 0 | 0 | 0 | 0 | 0 | 0 | 0 | 0 | 0 | 0 | 0 | 0 | 0 | 0 | 0 | 0 | 0 | 0 | 0 | 0 | 0 | 0 | 0 | 0 | 0 | 0 | 0 | 0 | 0 | 0 | 0
F1_Residential_Manufactured Home Low Income_Existing_Appliances_Natural Gas_Clothes Dryer_E7 | F1 | Residential | Manufactured Home Low Income | Existing | Appliances | Natural Gas | Clothes Dryer | E7 | RVT - Cost of Equipment | 0 | 0 | 0 | 0 | 0 | 0 | 0 | 0 | 0 | 0 | 0 | 0 | 0 | 0 | 0 | 0 | 0 | 0 | 0 | 0 | 0 | 0 | 0 | 0 | 0 | 0 | 0 | 0 | 0 | 0 | 0 | 0 | 0
F1_Residential_Manufactured Home Low Income_Existing_Appliances_Natural Gas_Clothes Dryer_E8 | F1 | Residential | Manufactured Home Low Income | Existing | Appliances | Natural Gas | Clothes Dryer | E8 | RVT - Cost of Equipment | 0 | 0 | 0 | 0 | 0 | 0 | 0 | 0 | 0 | 0 | 0 | 0 | 0 | 0 | 0 | 0 | 0 | 0 | 0 | 0 | 0 | 0 | 0 | 0 | 0 | 0 | 0 | 0 | 0 | 0 | 0 | 0 | 0
F1_Residential_Manufactured Home Low Income_Existing_Appliances_Natural Gas_Clothes Dryer_E9 | F1 | Residential | Manufactured Home Low Income | Existing | Appliances | Natural Gas | Clothes Dryer | E9 | RVT - Cost of Equipment | 0 | 0 | 0 | 0 | 0 | 0 | 0 | 0 | 0 | 0 | 0 | 0 | 0 | 0 | 0 | 0 | 0 | 0 | 0 | 0 | 0 | 0 | 0 | 0 | 0 | 0 | 0 | 0 | 0 | 0 | 0 | 0 | 0
F1_Residential_Manufactured Home Low Income_Existing_Appliances_Natural Gas_Clothes Dryer_E10 | F1 | Residential | Manufactured Home Low Income | Existing | Appliances | Natural Gas | Clothes Dryer | E10 | RVT - Cost of Equipment | 0 | 0 | 0 | 0 | 0 | 0 | 0 | 0 | 0 | 0 | 0 | 0 | 0 | 0 | 0 | 0 | 0 | 0 | 0 | 0 | 0 | 0 | 0 | 0 | 0 | 0 | 0 | 0 | 0 | 0 | 0 | 0 | 0
F2_Residential_Manufactured Home Low Income_Existing_Appliances_Natural Gas_Clothes Dryer_E1 | F2 | Residential | Manufactured Home Low Income | Existing | Appliances | Natural Gas | Clothes Dryer | E1 | RVT - Cost of Operation | 17.5026 | 17.5301 | 17.6289 | 17.7084 | 17.641 | 17.74 | 17.9774 | 18.1731 | 18.4084 | 18.6361 | 18.866 | 19.0833 | 19.3131 | 19.5532 | 19.7829 | 20.0202 | 20.2589 | 20.515 | 20.7657 | 21.0105 | 21.2287 | 21.4357 | 21.5996 | 21.7507 | 21.852 | 21.9216 | 21.9716 | 21.9955 | 21.9851 | 21.9509 | 21.8716 | 21.7718 | 21.6347
F2_Residential_Manufactured Home Low Income_Existing_Appliances_Natural Gas_Clothes Dryer_E2 | F2 | Residential | Manufactured Home Low Income | Existing | Appliances | Natural Gas | Clothes Dryer | E2 | RVT - Cost of Operation | 16.5273 | 16.5533 | 16.6466 | 16.7217 | 16.658 | 16.7515 | 16.9756 | 17.1604 | 17.3826 | 17.5976 | 17.8147 | 18.0199 | 18.237 | 18.4637 | 18.6805 | 18.9047 | 19.13 | 19.3718 | 19.6086 | 19.8398 | 20.0458 | 20.2413 | 20.3961 | 20.5387 | 20.6343 | 20.7001 | 20.7473 | 20.7699 | 20.7601 | 20.7278 | 20.6529 | 20.5586 | 20.4291
F2_Residential_Manufactured Home Low Income_Existing_Appliances_Natural Gas_Clothes Dryer_E3 | F2 | Residential | Manufactured Home Low Income | Existing | Appliances | Natural Gas | Clothes Dryer | E3 | RVT - Cost of Operation | 0 | 0 | 0 | 0 | 0 | 0 | 0 | 0 | 0 | 0 | 0 | 0 | 0 | 0 | 0 | 0 | 0 | 0 | 0 | 0 | 0 | 0 | 0 | 0 | 0 | 0 | 0 | 0 | 0 | 0 | 0 | 0 | 0
F2_Residential_Manufactured Home Low Income_Existing_Appliances_Natural Gas_Clothes Dryer_E4 | F2 | Residential | Manufactured Home Low Income | Existing | Appliances | Natural Gas | Clothes Dryer | E4 | RVT - Cost of Operation | 0 | 0 | 0 | 0 | 0 | 0 | 0 | 0 | 0 | 0 | 0 | 0 | 0 | 0 | 0 | 0 | 0 | 0 | 0 | 0 | 0 | 0 | 0 | 0 | 0 | 0 | 0 | 0 | 0 | 0 | 0 | 0 | 0
F2_Residential_Manufactured Home Low Income_Existing_Appliances_Natural Gas_Clothes Dryer_E5 | F2 | Residential | Manufactured Home Low Income | Existing | Appliances | Natural Gas | Clothes Dryer | E5 | RVT - Cost of Operation | 0 | 0 | 0 | 0 | 0 | 0 | 0 | 0 | 0 | 0 | 0 | 0 | 0 | 0 | 0 | 0 | 0 | 0 | 0 | 0 | 0 | 0 | 0 | 0 | 0 | 0 | 0 | 0 | 0 | 0 | 0 | 0 | 0
F2_Residential_Manufactured Home Low Income_Existing_Appliances_Natural Gas_Clothes Dryer_E6 | F2 | Residential | Manufactured Home Low Income | Existing | Appliances | Natural Gas | Clothes Dryer | E6 | RVT - Cost of Operation | 0 | 0 | 0 | 0 | 0 | 0 | 0 | 0 | 0 | 0 | 0 | 0 | 0 | 0 | 0 | 0 | 0 | 0 | 0 | 0 | 0 | 0 | 0 | 0 | 0 | 0 | 0 | 0 | 0 | 0 | 0 | 0 | 0
F2_Residential_Manufactured Home Low Income_Existing_Appliances_Natural Gas_Clothes Dryer_E7 | F2 | Residential | Manufactured Home Low Income | Existing | Appliances | Natural Gas | Clothes Dryer | E7 | RVT - Cost of Operation | 0 | 0 | 0 | 0 | 0 | 0 | 0 | 0 | 0 | 0 | 0 | 0 | 0 | 0 | 0 | 0 | 0 | 0 | 0 | 0 | 0 | 0 | 0 | 0 | 0 | 0 | 0 | 0 | 0 | 0 | 0 | 0 | 0
F2_Residential_Manufactured Home Low Income_Existing_Appliances_Natural Gas_Clothes Dryer_E8 | F2 | Residential | Manufactured Home Low Income | Existing | Appliances | Natural Gas | Clothes Dryer | E8 | RVT - Cost of Operation | 0 | 0 | 0 | 0 | 0 | 0 | 0 | 0 | 0 | 0 | 0 | 0 | 0 | 0 | 0 | 0 | 0 | 0 | 0 | 0 | 0 | 0 | 0 | 0 | 0 | 0 | 0 | 0 | 0 | 0 | 0 | 0 | 0
F2_Residential_Manufactured Home Low Income_Existing_Appliances_Natural Gas_Clothes Dryer_E9 | F2 | Residential | Manufactured Home Low Income | Existing | Appliances | Natural Gas | Clothes Dryer | E9 | RVT - Cost of Operation | 0 | 0 | 0 | 0 | 0 | 0 | 0 | 0 | 0 | 0 | 0 | 0 | 0 | 0 | 0 | 0 | 0 | 0 | 0 | 0 | 0 | 0 | 0 | 0 | 0 | 0 | 0 | 0 | 0 | 0 | 0 | 0 | 0
F2_Residential_Manufactured Home Low Income_Existing_Appliances_Natural Gas_Clothes Dryer_E10 | F2 | Residential | Manufactured Home Low Income | Existing | Appliances | Natural Gas | Clothes Dryer | E10 | RVT - Cost of Operation | 0 | 0 | 0 | 0 | 0 | 0 | 0 | 0 | 0 | 0 | 0 | 0 | 0 | 0 | 0 | 0 | 0 | 0 | 0 | 0 | 0 | 0 | 0 | 0 | 0 | 0 | 0 | 0 | 0 | 0 | 0 | 0 | 0
F3_Residential_Manufactured Home Low Income_Existing_Appliances_Natural Gas_Clothes Dryer_E1 | F3 | Residential | Manufactured Home Low Income | Existing | Appliances | Natural Gas | Clothes Dryer | E1 | System - kBTUs of Consumption | 71.2482 | 71.2482 | 71.2482 | 71.2482 | 71.2482 | 71.2482 | 71.2482 | 71.2482 | 71.2482 | 71.2482 | 71.2482 | 71.2482 | 71.2482 | 71.2482 | 71.2482 | 71.2482 | 71.2482 | 71.2482 | 71.2482 | 71.2482 | 71.2482 | 71.2482 | 71.2482 | 71.2482 | 71.2482 | 71.2482 | 71.2482 | 71.2482 | 71.2482 | 71.2482 | 71.2482 | 71.2482 | 71.2482
F3_Residential_Manufactured Home Low Income_Existing_Appliances_Natural Gas_Clothes Dryer_E2 | F3 | Residential | Manufactured Home Low Income | Existing | Appliances | Natural Gas | Clothes Dryer | E2 | System - kBTUs of Consumption | 76.5063 | 76.5063 | 76.5063 | 76.5063 | 76.5063 | 76.5063 | 76.5063 | 76.5063 | 76.5063 | 76.5063 | 76.5063 | 76.5063 | 76.5063 | 76.5063 | 76.5063 | 76.5063 | 76.5063 | 76.5063 | 76.5063 | 76.5063 | 76.5063 | 76.5063 | 76.5063 | 76.5063 | 76.5063 | 76.5063 | 76.5063 | 76.5063 | 76.5063 | 76.5063 | 76.5063 | 76.5063 | 76.5063
F3_Residential_Manufactured Home Low Income_Existing_Appliances_Natural Gas_Clothes Dryer_E3 | F3 | Residential | Manufactured Home Low Income | Existing | Appliances | Natural Gas | Clothes Dryer | E3 | System - kBTUs of Consumption | 0 | 0 | 0 | 0 | 0 | 0 | 0 | 0 | 0 | 0 | 0 | 0 | 0 | 0 | 0 | 0 | 0 | 0 | 0 | 0 | 0 | 0 | 0 | 0 | 0 | 0 | 0 | 0 | 0 | 0 | 0 | 0 | 0
F3_Residential_Manufactured Home Low Income_Existing_Appliances_Natural Gas_Clothes Dryer_E4 | F3 | Residential | Manufactured Home Low Income | Existing | Appliances | Natural Gas | Clothes Dryer | E4 | System - kBTUs of Consumption | 0 | 0 | 0 | 0 | 0 | 0 | 0 | 0 | 0 | 0 | 0 | 0 | 0 | 0 | 0 | 0 | 0 | 0 | 0 | 0 | 0 | 0 | 0 | 0 | 0 | 0 | 0 | 0 | 0 | 0 | 0 | 0 | 0
F3_Residential_Manufactured Home Low Income_Existing_Appliances_Natural Gas_Clothes Dryer_E5 | F3 | Residential | Manufactured Home Low Income | Existing | Appliances | Natural Gas | Clothes Dryer | E5 | System - kBTUs of Consumption | 0 | 0 | 0 | 0 | 0 | 0 | 0 | 0 | 0 | 0 | 0 | 0 | 0 | 0 | 0 | 0 | 0 | 0 | 0 | 0 | 0 | 0 | 0 | 0 | 0 | 0 | 0 | 0 | 0 | 0 | 0 | 0 | 0
F3_Residential_Manufactured Home Low Income_Existing_Appliances_Natural Gas_Clothes Dryer_E6 | F3 | Residential | Manufactured Home Low Income | Existing | Appliances | Natural Gas | Clothes Dryer | E6 | System - kBTUs of Consumption | 0 | 0 | 0 | 0 | 0 | 0 | 0 | 0 | 0 | 0 | 0 | 0 | 0 | 0 | 0 | 0 | 0 | 0 | 0 | 0 | 0 | 0 | 0 | 0 | 0 | 0 | 0 | 0 | 0 | 0 | 0 | 0 | 0
F3_Residential_Manufactured Home Low Income_Existing_Appliances_Natural Gas_Clothes Dryer_E7 | F3 | Residential | Manufactured Home Low Income | Existing | Appliances | Natural Gas | Clothes Dryer | E7 | System - kBTUs of Consumption | 0 | 0 | 0 | 0 | 0 | 0 | 0 | 0 | 0 | 0 | 0 | 0 | 0 | 0 | 0 | 0 | 0 | 0 | 0 | 0 | 0 | 0 | 0 | 0 | 0 | 0 | 0 | 0 | 0 | 0 | 0 | 0 | 0
F3_Residential_Manufactured Home Low Income_Existing_Appliances_Natural Gas_Clothes Dryer_E8 | F3 | Residential | Manufactured Home Low Income | Existing | Appliances | Natural Gas | Clothes Dryer | E8 | System - kBTUs of Consumption | 0 | 0 | 0 | 0 | 0 | 0 | 0 | 0 | 0 | 0 | 0 | 0 | 0 | 0 | 0 | 0 | 0 | 0 | 0 | 0 | 0 | 0 | 0 | 0 | 0 | 0 | 0 | 0 | 0 | 0 | 0 | 0 | 0
F3_Residential_Manufactured Home Low Income_Existing_Appliances_Natural Gas_Clothes Dryer_E9 | F3 | Residential | Manufactured Home Low Income | Existing | Appliances | Natural Gas | Clothes Dryer | E9 | System - kBTUs of Consumption | 0 | 0 | 0 | 0 | 0 | 0 | 0 | 0 | 0 | 0 | 0 | 0 | 0 | 0 | 0 | 0 | 0 | 0 | 0 | 0 | 0 | 0 | 0 | 0 | 0 | 0 | 0 | 0 | 0 | 0 | 0 | 0 | 0
F3_Residential_Manufactured Home Low Income_Existing_Appliances_Natural Gas_Clothes Dryer_E10 | F3 | Residential | Manufactured Home Low Income | Existing | Appliances | Natural Gas | Clothes Dryer | E10 | System - kBTUs of Consumption | 0 | 0 | 0 | 0 | 0 | 0 | 0 | 0 | 0 | 0 | 0 | 0 | 0 | 0 | 0 | 0 | 0 | 0 | 0 | 0 | 0 | 0 | 0 | 0 | 0 | 0 | 0 | 0 | 0 | 0 | 0 | 0 | 0
F4_Residential_Manufactured Home Low Income_Existing_Appliances_Natural Gas_Clothes Dryer_E1 | F4 | Residential | Manufactured Home Low Income | Existing | Appliances | Natural Gas | Clothes Dryer | E1 | Utility - Cost of Equipment | 17.5026 | 17.5301 | 17.6289 | 17.7084 | 17.641 | 17.74 | 17.9774 | 18.1731 | 18.4084 | 18.6361 | 18.866 | 19.0833 | 19.3131 | 19.5532 | 19.7829 | 20.0202 | 20.2589 | 20.515 | 20.7657 | 21.0105 | 21.2287 | 21.4357 | 21.5996 | 21.7507 | 21.852 | 21.9216 | 21.9716 | 21.9955 | 21.9851 | 21.9509 | 21.8716 | 21.7718 | 21.6347
F4_Residential_Manufactured Home Low Income_Existing_Appliances_Natural Gas_Clothes Dryer_E2 | F4 | Residential | Manufactured Home Low Income | Existing | Appliances | Natural Gas | Clothes Dryer | E2 | Utility - Cost of Equipment | 16.5273 | 16.5533 | 16.6466 | 16.7217 | 16.658 | 16.7515 | 16.9756 | 17.1604 | 17.3826 | 17.5976 | 17.8147 | 18.0199 | 18.237 | 18.4637 | 18.6805 | 18.9047 | 19.13 | 19.3718 | 19.6086 | 19.8398 | 20.0458 | 20.2413 | 20.3961 | 20.5387 | 20.6343 | 20.7001 | 20.7473 | 20.7699 | 20.7601 | 20.7278 | 20.6529 | 20.5586 | 20.4291
F4_Residential_Manufactured Home Low Income_Existing_Appliances_Natural Gas_Clothes Dryer_E3 | F4 | Residential | Manufactured Home Low Income | Existing | Appliances | Natural Gas | Clothes Dryer | E3 | Utility - Cost of Equipment | 0 | 0 | 0 | 0 | 0 | 0 | 0 | 0 | 0 | 0 | 0 | 0 | 0 | 0 | 0 | 0 | 0 | 0 | 0 | 0 | 0 | 0 | 0 | 0 | 0 | 0 | 0 | 0 | 0 | 0 | 0 | 0 | 0
F4_Residential_Manufactured Home Low Income_Existing_Appliances_Natural Gas_Clothes Dryer_E4 | F4 | Residential | Manufactured Home Low Income | Existing | Appliances | Natural Gas | Clothes Dryer | E4 | Utility - Cost of Equipment | 0 | 0 | 0 | 0 | 0 | 0 | 0 | 0 | 0 | 0 | 0 | 0 | 0 | 0 | 0 | 0 | 0 | 0 | 0 | 0 | 0 | 0 | 0 | 0 | 0 | 0 | 0 | 0 | 0 | 0 | 0 | 0 | 0
F4_Residential_Manufactured Home Low Income_Existing_Appliances_Natural Gas_Clothes Dryer_E5 | F4 | Residential | Manufactured Home Low Income | Existing | Appliances | Natural Gas | Clothes Dryer | E5 | Utility - Cost of Equipment | 0 | 0 | 0 | 0 | 0 | 0 | 0 | 0 | 0 | 0 | 0 | 0 | 0 | 0 | 0 | 0 | 0 | 0 | 0 | 0 | 0 | 0 | 0 | 0 | 0 | 0 | 0 | 0 | 0 | 0 | 0 | 0 | 0
F4_Residential_Manufactured Home Low Income_Existing_Appliances_Natural Gas_Clothes Dryer_E6 | F4 | Residential | Manufactured Home Low Income | Existing | Appliances | Natural Gas | Clothes Dryer | E6 | Utility - Cost of Equipment | 0 | 0 | 0 | 0 | 0 | 0 | 0 | 0 | 0 | 0 | 0 | 0 | 0 | 0 | 0 | 0 | 0 | 0 | 0 | 0 | 0 | 0 | 0 | 0 | 0 | 0 | 0 | 0 | 0 | 0 | 0 | 0 | 0
F4_Residential_Manufactured Home Low Income_Existing_Appliances_Natural Gas_Clothes Dryer_E7 | F4 | Residential | Manufactured Home Low Income | Existing | Appliances | Natural Gas | Clothes Dryer | E7 | Utility - Cost of Equipment | 0 | 0 | 0 | 0 | 0 | 0 | 0 | 0 | 0 | 0 | 0 | 0 | 0 | 0 | 0 | 0 | 0 | 0 | 0 | 0 | 0 | 0 | 0 | 0 | 0 | 0 | 0 | 0 | 0 | 0 | 0 | 0 | 0
F4_Residential_Manufactured Home Low Income_Existing_Appliances_Natural Gas_Clothes Dryer_E8 | F4 | Residential | Manufactured Home Low Income | Existing | Appliances | Natural Gas | Clothes Dryer | E8 | Utility - Cost of Equipment | 0 | 0 | 0 | 0 | 0 | 0 | 0 | 0 | 0 | 0 | 0 | 0 | 0 | 0 | 0 | 0 | 0 | 0 | 0 | 0 | 0 | 0 | 0 | 0 | 0 | 0 | 0 | 0 | 0 | 0 | 0 | 0 | 0
F4_Residential_Manufactured Home Low Income_Existing_Appliances_Natural Gas_Clothes Dryer_E9 | F4 | Residential | Manufactured Home Low Income | Existing | Appliances | Natural Gas | Clothes Dryer | E9 | Utility - Cost of Equipment | 0 | 0 | 0 | 0 | 0 | 0 | 0 | 0 | 0 | 0 | 0 | 0 | 0 | 0 | 0 | 0 | 0 | 0 | 0 | 0 | 0 | 0 | 0 | 0 | 0 | 0 | 0 | 0 | 0 | 0 | 0 | 0 | 0
F4_Residential_Manufactured Home Low Income_Existing_Appliances_Natural Gas_Clothes Dryer_E10 | F4 | Residential | Manufactured Home Low Income | Existing | Appliances | Natural Gas | Clothes Dryer | E10 | Utility - Cost of Equipment | 0 | 0 | 0 | 0 | 0 | 0 | 0 | 0 | 0 | 0 | 0 | 0 | 0 | 0 | 0 | 0 | 0 | 0 | 0 | 0 | 0 | 0 | 0 | 0 | 0 | 0 | 0 | 0 | 0 | 0 | 0 | 0 | 0
F5_Residential_Manufactured Home Low Income_Existing_Appliances_Natural Gas_Clothes Dryer_E1 | F5 | Residential | Manufactured Home Low Income | Existing | Appliances | Natural Gas | Clothes Dryer | E1 | Utility - Cost of Operation | 71.2482 | 71.2482 | 71.2482 | 71.2482 | 71.2482 | 71.2482 | 71.2482 | 71.2482 | 71.2482 | 71.2482 | 71.2482 | 71.2482 | 71.2482 | 71.2482 | 71.2482 | 71.2482 | 71.2482 | 71.2482 | 71.2482 | 71.2482 | 71.2482 | 71.2482 | 71.2482 | 71.2482 | 71.2482 | 71.2482 | 71.2482 | 71.2482 | 71.2482 | 71.2482 | 71.2482 | 71.2482 | 71.2482
F5_Residential_Manufactured Home Low Income_Existing_Appliances_Natural Gas_Clothes Dryer_E2 | F5 | Residential | Manufactured Home Low Income | Existing | Appliances | Natural Gas | Clothes Dryer | E2 | Utility - Cost of Operation | 76.5063 | 76.5063 | 76.5063 | 76.5063 | 76.5063 | 76.5063 | 76.5063 | 76.5063 | 76.5063 | 76.5063 | 76.5063 | 76.5063 | 76.5063 | 76.5063 | 76.5063 | 76.5063 | 76.5063 | 76.5063 | 76.5063 | 76.5063 | 76.5063 | 76.5063 | 76.5063 | 76.5063 | 76.5063 | 76.5063 | 76.5063 | 76.5063 | 76.5063 | 76.5063 | 76.5063 | 76.5063 | 76.5063
F5_Residential_Manufactured Home Low Income_Existing_Appliances_Natural Gas_Clothes Dryer_E3 | F5 | Residential | Manufactured Home Low Income | Existing | Appliances | Natural Gas | Clothes Dryer | E3 | Utility - Cost of Operation | 0 | 0 | 0 | 0 | 0 | 0 | 0 | 0 | 0 | 0 | 0 | 0 | 0 | 0 | 0 | 0 | 0 | 0 | 0 | 0 | 0 | 0 | 0 | 0 | 0 | 0 | 0 | 0 | 0 | 0 | 0 | 0 | 0
F5_Residential_Manufactured Home Low Income_Existing_Appliances_Natural Gas_Clothes Dryer_E4 | F5 | Residential | Manufactured Home Low Income | Existing | Appliances | Natural Gas | Clothes Dryer | E4 | Utility - Cost of Operation | 0 | 0 | 0 | 0 | 0 | 0 | 0 | 0 | 0 | 0 | 0 | 0 | 0 | 0 | 0 | 0 | 0 | 0 | 0 | 0 | 0 | 0 | 0 | 0 | 0 | 0 | 0 | 0 | 0 | 0 | 0 | 0 | 0
F5_Residential_Manufactured Home Low Income_Existing_Appliances_Natural Gas_Clothes Dryer_E5 | F5 | Residential | Manufactured Home Low Income | Existing | Appliances | Natural Gas | Clothes Dryer | E5 | Utility - Cost of Operation | 0 | 0 | 0 | 0 | 0 | 0 | 0 | 0 | 0 | 0 | 0 | 0 | 0 | 0 | 0 | 0 | 0 | 0 | 0 | 0 | 0 | 0 | 0 | 0 | 0 | 0 | 0 | 0 | 0 | 0 | 0 | 0 | 0
F5_Residential_Manufactured Home Low Income_Existing_Appliances_Natural Gas_Clothes Dryer_E6 | F5 | Residential | Manufactured Home Low Income | Existing | Appliances | Natural Gas | Clothes Dryer | E6 | Utility - Cost of Operation | 0 | 0 | 0 | 0 | 0 | 0 | 0 | 0 | 0 | 0 | 0 | 0 | 0 | 0 | 0 | 0 | 0 | 0 | 0 | 0 | 0 | 0 | 0 | 0 | 0 | 0 | 0 | 0 | 0 | 0 | 0 | 0 | 0
F5_Residential_Manufactured Home Low Income_Existing_Appliances_Natural Gas_Clothes Dryer_E7 | F5 | Residential | Manufactured Home Low Income | Existing | Appliances | Natural Gas | Clothes Dryer | E7 | Utility - Cost of Operation | 0 | 0 | 0 | 0 | 0 | 0 | 0 | 0 | 0 | 0 | 0 | 0 | 0 | 0 | 0 | 0 | 0 | 0 | 0 | 0 | 0 | 0 | 0 | 0 | 0 | 0 | 0 | 0 | 0 | 0 | 0 | 0 | 0
F5_Residential_Manufactured Home Low Income_Existing_Appliances_Natural Gas_Clothes Dryer_E8 | F5 | Residential | Manufactured Home Low Income | Existing | Appliances | Natural Gas | Clothes Dryer | E8 | Utility - Cost of Operation | 0 | 0 | 0 | 0 | 0 | 0 | 0 | 0 | 0 | 0 | 0 | 0 | 0 | 0 | 0 | 0 | 0 | 0 | 0 | 0 | 0 | 0 | 0 | 0 | 0 | 0 | 0 | 0 | 0 | 0 | 0 | 0 | 0
F5_Residential_Manufactured Home Low Income_Existing_Appliances_Natural Gas_Clothes Dryer_E9 | F5 | Residential | Manufactured Home Low Income | Existing | Appliances | Natural Gas | Clothes Dryer | E9 | Utility - Cost of Operation | 0 | 0 | 0 | 0 | 0 | 0 | 0 | 0 | 0 | 0 | 0 | 0 | 0 | 0 | 0 | 0 | 0 | 0 | 0 | 0 | 0 | 0 | 0 | 0 | 0 | 0 | 0 | 0 | 0 | 0 | 0 | 0 | 0
F5_Residential_Manufactured Home Low Income_Existing_Appliances_Natural Gas_Clothes Dryer_E10 | F5 | Residential | Manufactured Home Low Income | Existing | Appliances | Natural Gas | Clothes Dryer | E10 | Utility - Cost of Operation | 0 | 0 | 0 | 0 | 0 | 0 | 0 | 0 | 0 | 0 | 0 | 0 | 0 | 0 | 0 | 0 | 0 | 0 | 0 | 0 | 0 | 0 | 0 | 0 | 0 | 0 | 0 | 0 | 0 | 0 | 0 | 0 | 0
F6_Residential_Manufactured Home Low Income_Existing_Appliances_Natural Gas_Clothes Dryer_E1 | F6 | Residential | Manufactured Home Low Income | Existing | Appliances | Natural Gas | Clothes Dryer | E1 | Utility - Value of Sales | 15.6054 | 15.704 | 15.8395 | 15.9501 | 15.9501 | 15.9501 | 15.9501 | 15.9501 | 15.9501 | 15.9501 | 15.9501 | 15.9501 | 15.9501 | 15.9501 | 15.9501 | 15.9501 | 15.9501 | 15.9501 | 15.9501 | 15.9501 | 15.9501 | 15.9501 | 15.9501 | 15.9501 | 15.9501 | 15.9501 | 15.9501 | 15.9501 | 15.9501 | 15.9501 | 15.9501 | 15.9501 | 15.9501
F6_Residential_Manufactured Home Low Income_Existing_Appliances_Natural Gas_Clothes Dryer_E2 | F6 | Residential | Manufactured Home Low Income | Existing | Appliances | Natural Gas | Clothes Dryer | E2 | Utility - Value of Sales | 14.7358 | 14.829 | 14.9568 | 15.0614 | 15.0614 | 15.0614 | 15.0614 | 15.0614 | 15.0614 | 15.0614 | 15.0614 | 15.0614 | 15.0614 | 15.0614 | 15.0614 | 15.0614 | 15.0614 | 15.0614 | 15.0614 | 15.0614 | 15.0614 | 15.0614 | 15.0614 | 15.0614 | 15.0614 | 15.0614 | 15.0614 | 15.0614 | 15.0614 | 15.0614 | 15.0614 | 15.0614 | 15.0614
F6_Residential_Manufactured Home Low Income_Existing_Appliances_Natural Gas_Clothes Dryer_E3 | F6 | Residential | Manufactured Home Low Income | Existing | Appliances | Natural Gas | Clothes Dryer | E3 | Utility - Value of Sales | 0 | 0 | 0 | 0 | 0 | 0 | 0 | 0 | 0 | 0 | 0 | 0 | 0 | 0 | 0 | 0 | 0 | 0 | 0 | 0 | 0 | 0 | 0 | 0 | 0 | 0 | 0 | 0 | 0 | 0 | 0 | 0 | 0
F6_Residential_Manufactured Home Low Income_Existing_Appliances_Natural Gas_Clothes Dryer_E4 | F6 | Residential | Manufactured Home Low Income | Existing | Appliances | Natural Gas | Clothes Dryer | E4 | Utility - Value of Sales | 0 | 0 | 0 | 0 | 0 | 0 | 0 | 0 | 0 | 0 | 0 | 0 | 0 | 0 | 0 | 0 | 0 | 0 | 0 | 0 | 0 | 0 | 0 | 0 | 0 | 0 | 0 | 0 | 0 | 0 | 0 | 0 | 0
F6_Residential_Manufactured Home Low Income_Existing_Appliances_Natural Gas_Clothes Dryer_E5 | F6 | Residential | Manufactured Home Low Income | Existing | Appliances | Natural Gas | Clothes Dryer | E5 | Utility - Value of Sales | 0 | 0 | 0 | 0 | 0 | 0 | 0 | 0 | 0 | 0 | 0 | 0 | 0 | 0 | 0 | 0 | 0 | 0 | 0 | 0 | 0 | 0 | 0 | 0 | 0 | 0 | 0 | 0 | 0 | 0 | 0 | 0 | 0
F6_Residential_Manufactured Home Low Income_Existing_Appliances_Natural Gas_Clothes Dryer_E6 | F6 | Residential | Manufactured Home Low Income | Existing | Appliances | Natural Gas | Clothes Dryer | E6 | Utility - Value of Sales | 0 | 0 | 0 | 0 | 0 | 0 | 0 | 0 | 0 | 0 | 0 | 0 | 0 | 0 | 0 | 0 | 0 | 0 | 0 | 0 | 0 | 0 | 0 | 0 | 0 | 0 | 0 | 0 | 0 | 0 | 0 | 0 | 0
F6_Residential_Manufactured Home Low Income_Existing_Appliances_Natural Gas_Clothes Dryer_E7 | F6 | Residential | Manufactured Home Low Income | Existing | Appliances | Natural Gas | Clothes Dryer | E7 | Utility - Value of Sales | 0 | 0 | 0 | 0 | 0 | 0 | 0 | 0 | 0 | 0 | 0 | 0 | 0 | 0 | 0 | 0 | 0 | 0 | 0 | 0 | 0 | 0 | 0 | 0 | 0 | 0 | 0 | 0 | 0 | 0 | 0 | 0 | 0
F6_Residential_Manufactured Home Low Income_Existing_Appliances_Natural Gas_Clothes Dryer_E8 | F6 | Residential | Manufactured Home Low Income | Existing | Appliances | Natural Gas | Clothes Dryer | E8 | Utility - Value of Sales | 0 | 0 | 0 | 0 | 0 | 0 | 0 | 0 | 0 | 0 | 0 | 0 | 0 | 0 | 0 | 0 | 0 | 0 | 0 | 0 | 0 | 0 | 0 | 0 | 0 | 0 | 0 | 0 | 0 | 0 | 0 | 0 | 0
F6_Residential_Manufactured Home Low Income_Existing_Appliances_Natural Gas_Clothes Dryer_E9 | F6 | Residential | Manufactured Home Low Income | Existing | Appliances | Natural Gas | Clothes Dryer | E9 | Utility - Value of Sales | 0 | 0 | 0 | 0 | 0 | 0 | 0 | 0 | 0 | 0 | 0 | 0 | 0 | 0 | 0 | 0 | 0 | 0 | 0 | 0 | 0 | 0 | 0 | 0 | 0 | 0 | 0 | 0 | 0 | 0 | 0 | 0 | 0
F6_Residential_Manufactured Home Low Income_Existing_Appliances_Natural Gas_Clothes Dryer_E10 | F6 | Residential | Manufactured Home Low Income | Existing | Appliances | Natural Gas | Clothes Dryer | E10 | Utility - Value of Sales | 0 | 0 | 0 | 0 | 0 | 0 | 0 | 0 | 0 | 0 | 0 | 0 | 0 | 0 | 0 | 0 | 0 | 0 | 0 | 0 | 0 | 0 | 0 | 0 | 0 | 0 | 0 | 0 | 0 | 0 | 0 | 0 | 0
F1_Residential_Manufactured Home Low Income_Existing_Appliances_Natural Gas_Stove/Oven_E1 | F1 | Residential | Manufactured Home Low Income | Existing | Appliances | Natural Gas | Stove/Oven | E1 | RVT - Cost of Equipment | 23.5208 | 23.594 | 23.7571 | 23.8906 | 23.8259 | 23.921 | 24.1491 | 24.3372 | 24.5634 | 24.7822 | 25.0032 | 25.212 | 25.4329 | 25.6637 | 25.8844 | 26.1126 | 26.3419 | 26.5881 | 26.8261 | 27.0554 | 27.2558 | 27.442 | 27.583 | 27.7076 | 27.7801 | 27.8214 | 27.8429 | 27.8384 | 27.8001 | 27.7379 | 27.6314 | 27.5041 | 27.3399
F1_Residential_Manufactured Home Low Income_Existing_Appliances_Natural Gas_Stove/Oven_E2 | F1 | Residential | Manufactured Home Low Income | Existing | Appliances | Natural Gas | Stove/Oven | E2 | RVT - Cost of Equipment | 17.6664 | 17.7215 | 17.844 | 17.9443 | 17.8956 | 17.9671 | 18.1384 | 18.2797 | 18.4495 | 18.6139 | 18.7799 | 18.9368 | 19.1027 | 19.276 | 19.4418 | 19.6131 | 19.7854 | 19.9703 | 20.1491 | 20.3213 | 20.4719 | 20.6117 | 20.7176 | 20.8111 | 20.8656 | 20.8966 | 20.9128 | 20.9094 | 20.8807 | 20.8339 | 20.7539 | 20.6583 | 20.535
F1_Residential_Manufactured Home Low Income_Existing_Appliances_Natural Gas_Stove/Oven_E3 | F1 | Residential | Manufactured Home Low Income | Existing | Appliances | Natural Gas | Stove/Oven | E3 | RVT - Cost of Equipment | 0 | 0 | 0 | 0 | 0 | 0 | 0 | 0 | 0 | 0 | 0 | 0 | 0 | 0 | 0 | 0 | 0 | 0 | 0 | 0 | 0 | 0 | 0 | 0 | 0 | 0 | 0 | 0 | 0 | 0 | 0 | 0 | 0
F1_Residential_Manufactured Home Low Income_Existing_Appliances_Natural Gas_Stove/Oven_E4 | F1 | Residential | Manufactured Home Low Income | Existing | Appliances | Natural Gas | Stove/Oven | E4 | RVT - Cost of Equipment | 0 | 0 | 0 | 0 | 0 | 0 | 0 | 0 | 0 | 0 | 0 | 0 | 0 | 0 | 0 | 0 | 0 | 0 | 0 | 0 | 0 | 0 | 0 | 0 | 0 | 0 | 0 | 0 | 0 | 0 | 0 | 0 | 0
F1_Residential_Manufactured Home Low Income_Existing_Appliances_Natural Gas_Stove/Oven_E5 | F1 | Residential | Manufactured Home Low Income | Existing | Appliances | Natural Gas | Stove/Oven | E5 | RVT - Cost of Equipment | 0 | 0 | 0 | 0 | 0 | 0 | 0 | 0 | 0 | 0 | 0 | 0 | 0 | 0 | 0 | 0 | 0 | 0 | 0 | 0 | 0 | 0 | 0 | 0 | 0 | 0 | 0 | 0 | 0 | 0 | 0 | 0 | 0
F1_Residential_Manufactured Home Low Income_Existing_Appliances_Natural Gas_Stove/Oven_E6 | F1 | Residential | Manufactured Home Low Income | Existing | Appliances | Natural Gas | Stove/Oven | E6 | RVT - Cost of Equipment | 0 | 0 | 0 | 0 | 0 | 0 | 0 | 0 | 0 | 0 | 0 | 0 | 0 | 0 | 0 | 0 | 0 | 0 | 0 | 0 | 0 | 0 | 0 | 0 | 0 | 0 | 0 | 0 | 0 | 0 | 0 | 0 | 0
F1_Residential_Manufactured Home Low Income_Existing_Appliances_Natural Gas_Stove/Oven_E7 | F1 | Residential | Manufactured Home Low Income | Existing | Appliances | Natural Gas | Stove/Oven | E7 | RVT - Cost of Equipment | 0 | 0 | 0 | 0 | 0 | 0 | 0 | 0 | 0 | 0 | 0 | 0 | 0 | 0 | 0 | 0 | 0 | 0 | 0 | 0 | 0 | 0 | 0 | 0 | 0 | 0 | 0 | 0 | 0 | 0 | 0 | 0 | 0
F1_Residential_Manufactured Home Low Income_Existing_Appliances_Natural Gas_Stove/Oven_E8 | F1 | Residential | Manufactured Home Low Income | Existing | Appliances | Natural Gas | Stove/Oven | E8 | RVT - Cost of Equipment | 0 | 0 | 0 | 0 | 0 | 0 | 0 | 0 | 0 | 0 | 0 | 0 | 0 | 0 | 0 | 0 | 0 | 0 | 0 | 0 | 0 | 0 | 0 | 0 | 0 | 0 | 0 | 0 | 0 | 0 | 0 | 0 | 0
F1_Residential_Manufactured Home Low Income_Existing_Appliances_Natural Gas_Stove/Oven_E9 | F1 | Residential | Manufactured Home Low Income | Existing | Appliances | Natural Gas | Stove/Oven | E9 | RVT - Cost of Equipment | 0 | 0 | 0 | 0 | 0 | 0 | 0 | 0 | 0 | 0 | 0 | 0 | 0 | 0 | 0 | 0 | 0 | 0 | 0 | 0 | 0 | 0 | 0 | 0 | 0 | 0 | 0 | 0 | 0 | 0 | 0 | 0 | 0
F1_Residential_Manufactured Home Low Income_Existing_Appliances_Natural Gas_Stove/Oven_E10 | F1 | Residential | Manufactured Home Low Income | Existing | Appliances | Natural Gas | Stove/Oven | E10 | RVT - Cost of Equipment | 0 | 0 | 0 | 0 | 0 | 0 | 0 | 0 | 0 | 0 | 0 | 0 | 0 | 0 | 0 | 0 | 0 | 0 | 0 | 0 | 0 | 0 | 0 | 0 | 0 | 0 | 0 | 0 | 0 | 0 | 0 | 0 | 0
F2_Residential_Manufactured Home Low Income_Existing_Appliances_Natural Gas_Stove/Oven_E1 | F2 | Residential | Manufactured Home Low Income | Existing | Appliances | Natural Gas | Stove/Oven | E1 | RVT - Cost of Operation | 16.7951 | 16.8215 | 16.9164 | 16.9927 | 16.928 | 17.023 | 17.2507 | 17.4385 | 17.6643 | 17.8828 | 18.1034 | 18.3119 | 18.5325 | 18.7629 | 18.9832 | 19.211 | 19.44 | 19.6857 | 19.9263 | 20.1612 | 20.3706 | 20.5693 | 20.7266 | 20.8715 | 20.9687 | 21.0355 | 21.0835 | 21.1064 | 21.0965 | 21.0637 | 20.9875 | 20.8918 | 20.7602
F2_Residential_Manufactured Home Low Income_Existing_Appliances_Natural Gas_Stove/Oven_E2 | F2 | Residential | Manufactured Home Low Income | Existing | Appliances | Natural Gas | Stove/Oven | E2 | RVT - Cost of Operation | 12.6148 | 12.6346 | 12.7059 | 12.7632 | 12.7146 | 12.786 | 12.957 | 13.0981 | 13.2676 | 13.4318 | 13.5975 | 13.7541 | 13.9197 | 14.0928 | 14.2583 | 14.4294 | 14.6014 | 14.786 | 14.9666 | 15.1431 | 15.3004 | 15.4496 | 15.5677 | 15.6766 | 15.7496 | 15.7998 | 15.8358 | 15.853 | 15.8456 | 15.8209 | 15.7637 | 15.6918 | 15.593
F2_Residential_Manufactured Home Low Income_Existing_Appliances_Natural Gas_Stove/Oven_E3 | F2 | Residential | Manufactured Home Low Income | Existing | Appliances | Natural Gas | Stove/Oven | E3 | RVT - Cost of Operation | 0 | 0 | 0 | 0 | 0 | 0 | 0 | 0 | 0 | 0 | 0 | 0 | 0 | 0 | 0 | 0 | 0 | 0 | 0 | 0 | 0 | 0 | 0 | 0 | 0 | 0 | 0 | 0 | 0 | 0 | 0 | 0 | 0
F2_Residential_Manufactured Home Low Income_Existing_Appliances_Natural Gas_Stove/Oven_E4 | F2 | Residential | Manufactured Home Low Income | Existing | Appliances | Natural Gas | Stove/Oven | E4 | RVT - Cost of Operation | 0 | 0 | 0 | 0 | 0 | 0 | 0 | 0 | 0 | 0 | 0 | 0 | 0 | 0 | 0 | 0 | 0 | 0 | 0 | 0 | 0 | 0 | 0 | 0 | 0 | 0 | 0 | 0 | 0 | 0 | 0 | 0 | 0
F2_Residential_Manufactured Home Low Income_Existing_Appliances_Natural Gas_Stove/Oven_E5 | F2 | Residential | Manufactured Home Low Income | Existing | Appliances | Natural Gas | Stove/Oven | E5 | RVT - Cost of Operation | 0 | 0 | 0 | 0 | 0 | 0 | 0 | 0 | 0 | 0 | 0 | 0 | 0 | 0 | 0 | 0 | 0 | 0 | 0 | 0 | 0 | 0 | 0 | 0 | 0 | 0 | 0 | 0 | 0 | 0 | 0 | 0 | 0
F2_Residential_Manufactured Home Low Income_Existing_Appliances_Natural Gas_Stove/Oven_E6 | F2 | Residential | Manufactured Home Low Income | Existing | Appliances | Natural Gas | Stove/Oven | E6 | RVT - Cost of Operation | 0 | 0 | 0 | 0 | 0 | 0 | 0 | 0 | 0 | 0 | 0 | 0 | 0 | 0 | 0 | 0 | 0 | 0 | 0 | 0 | 0 | 0 | 0 | 0 | 0 | 0 | 0 | 0 | 0 | 0 | 0 | 0 | 0
F2_Residential_Manufactured Home Low Income_Existing_Appliances_Natural Gas_Stove/Oven_E7 | F2 | Residential | Manufactured Home Low Income | Existing | Appliances | Natural Gas | Stove/Oven | E7 | RVT - Cost of Operation | 0 | 0 | 0 | 0 | 0 | 0 | 0 | 0 | 0 | 0 | 0 | 0 | 0 | 0 | 0 | 0 | 0 | 0 | 0 | 0 | 0 | 0 | 0 | 0 | 0 | 0 | 0 | 0 | 0 | 0 | 0 | 0 | 0
F2_Residential_Manufactured Home Low Income_Existing_Appliances_Natural Gas_Stove/Oven_E8 | F2 | Residential | Manufactured Home Low Income | Existing | Appliances | Natural Gas | Stove/Oven | E8 | RVT - Cost of Operation | 0 | 0 | 0 | 0 | 0 | 0 | 0 | 0 | 0 | 0 | 0 | 0 | 0 | 0 | 0 | 0 | 0 | 0 | 0 | 0 | 0 | 0 | 0 | 0 | 0 | 0 | 0 | 0 | 0 | 0 | 0 | 0 | 0
F2_Residential_Manufactured Home Low Income_Existing_Appliances_Natural Gas_Stove/Oven_E9 | F2 | Residential | Manufactured Home Low Income | Existing | Appliances | Natural Gas | Stove/Oven | E9 | RVT - Cost of Operation | 0 | 0 | 0 | 0 | 0 | 0 | 0 | 0 | 0 | 0 | 0 | 0 | 0 | 0 | 0 | 0 | 0 | 0 | 0 | 0 | 0 | 0 | 0 | 0 | 0 | 0 | 0 | 0 | 0 | 0 | 0 | 0 | 0
F2_Residential_Manufactured Home Low Income_Existing_Appliances_Natural Gas_Stove/Oven_E10 | F2 | Residential | Manufactured Home Low Income | Existing | Appliances | Natural Gas | Stove/Oven | E10 | RVT - Cost of Operation | 0 | 0 | 0 | 0 | 0 | 0 | 0 | 0 | 0 | 0 | 0 | 0 | 0 | 0 | 0 | 0 | 0 | 0 | 0 | 0 | 0 | 0 | 0 | 0 | 0 | 0 | 0 | 0 | 0 | 0 | 0 | 0 | 0
F3_Residential_Manufactured Home Low Income_Existing_Appliances_Natural Gas_Stove/Oven_E1 | F3 | Residential | Manufactured Home Low Income | Existing | Appliances | Natural Gas | Stove/Oven | E1 | System - kBTUs of Consumption | 100.3952 | 100.3952 | 100.3952 | 100.3952 | 100.3952 | 100.3952 | 100.3952 | 100.3952 | 100.3952 | 100.3952 | 100.3952 | 100.3952 | 100.3952 | 100.3952 | 100.3952 | 100.3952 | 100.3952 | 100.3952 | 100.3952 | 100.3952 | 100.3952 | 100.3952 | 100.3952 | 100.3952 | 100.3952 | 100.3952 | 100.3952 | 100.3952 | 100.3952 | 100.3952 | 100.3952 | 100.3952 | 100.3952
F3_Residential_Manufactured Home Low Income_Existing_Appliances_Natural Gas_Stove/Oven_E2 | F3 | Residential | Manufactured Home Low Income | Existing | Appliances | Natural Gas | Stove/Oven | E2 | System - kBTUs of Consumption | 105.7927 | 105.7927 | 105.7927 | 105.7927 | 105.7927 | 105.7927 | 105.7927 | 105.7927 | 105.7927 | 105.7927 | 105.7927 | 105.7927 | 105.7927 | 105.7927 | 105.7927 | 105.7927 | 105.7927 | 105.7927 | 105.7927 | 105.7927 | 105.7927 | 105.7927 | 105.7927 | 105.7927 | 105.7927 | 105.7927 | 105.7927 | 105.7927 | 105.7927 | 105.7927 | 105.7927 | 105.7927 | 105.7927
F3_Residential_Manufactured Home Low Income_Existing_Appliances_Natural Gas_Stove/Oven_E3 | F3 | Residential | Manufactured Home Low Income | Existing | Appliances | Natural Gas | Stove/Oven | E3 | System - kBTUs of Consumption | 0 | 0 | 0 | 0 | 0 | 0 | 0 | 0 | 0 | 0 | 0 | 0 | 0 | 0 | 0 | 0 | 0 | 0 | 0 | 0 | 0 | 0 | 0 | 0 | 0 | 0 | 0 | 0 | 0 | 0 | 0 | 0 | 0
F3_Residential_Manufactured Home Low Income_Existing_Appliances_Natural Gas_Stove/Oven_E4 | F3 | Residential | Manufactured Home Low Income | Existing | Appliances | Natural Gas | Stove/Oven | E4 | System - kBTUs of Consumption | 0 | 0 | 0 | 0 | 0 | 0 | 0 | 0 | 0 | 0 | 0 | 0 | 0 | 0 | 0 | 0 | 0 | 0 | 0 | 0 | 0 | 0 | 0 | 0 | 0 | 0 | 0 | 0 | 0 | 0 | 0 | 0 | 0
F3_Residential_Manufactured Home Low Income_Existing_Appliances_Natural Gas_Stove/Oven_E5 | F3 | Residential | Manufactured Home Low Income | Existing | Appliances | Natural Gas | Stove/Oven | E5 | System - kBTUs of Consumption | 0 | 0 | 0 | 0 | 0 | 0 | 0 | 0 | 0 | 0 | 0 | 0 | 0 | 0 | 0 | 0 | 0 | 0 | 0 | 0 | 0 | 0 | 0 | 0 | 0 | 0 | 0 | 0 | 0 | 0 | 0 | 0 | 0
F3_Residential_Manufactured Home Low Income_Existing_Appliances_Natural Gas_Stove/Oven_E6 | F3 | Residential | Manufactured Home Low Income | Existing | Appliances | Natural Gas | Stove/Oven | E6 | System - kBTUs of Consumption | 0 | 0 | 0 | 0 | 0 | 0 | 0 | 0 | 0 | 0 | 0 | 0 | 0 | 0 | 0 | 0 | 0 | 0 | 0 | 0 | 0 | 0 | 0 | 0 | 0 | 0 | 0 | 0 | 0 | 0 | 0 | 0 | 0
F3_Residential_Manufactured Home Low Income_Existing_Appliances_Natural Gas_Stove/Oven_E7 | F3 | Residential | Manufactured Home Low Income | Existing | Appliances | Natural Gas | Stove/Oven | E7 | System - kBTUs of Consumption | 0 | 0 | 0 | 0 | 0 | 0 | 0 | 0 | 0 | 0 | 0 | 0 | 0 | 0 | 0 | 0 | 0 | 0 | 0 | 0 | 0 | 0 | 0 | 0 | 0 | 0 | 0 | 0 | 0 | 0 | 0 | 0 | 0
F3_Residential_Manufactured Home Low Income_Existing_Appliances_Natural Gas_Stove/Oven_E8 | F3 | Residential | Manufactured Home Low Income | Existing | Appliances | Natural Gas | Stove/Oven | E8 | System - kBTUs of Consumption | 0 | 0 | 0 | 0 | 0 | 0 | 0 | 0 | 0 | 0 | 0 | 0 | 0 | 0 | 0 | 0 | 0 | 0 | 0 | 0 | 0 | 0 | 0 | 0 | 0 | 0 | 0 | 0 | 0 | 0 | 0 | 0 | 0
F3_Residential_Manufactured Home Low Income_Existing_Appliances_Natural Gas_Stove/Oven_E9 | F3 | Residential | Manufactured Home Low Income | Existing | Appliances | Natural Gas | Stove/Oven | E9 | System - kBTUs of Consumption | 0 | 0 | 0 | 0 | 0 | 0 | 0 | 0 | 0 | 0 | 0 | 0 | 0 | 0 | 0 | 0 | 0 | 0 | 0 | 0 | 0 | 0 | 0 | 0 | 0 | 0 | 0 | 0 | 0 | 0 | 0 | 0 | 0
F3_Residential_Manufactured Home Low Income_Existing_Appliances_Natural Gas_Stove/Oven_E10 | F3 | Residential | Manufactured Home Low Income | Existing | Appliances | Natural Gas | Stove/Oven | E10 | System - kBTUs of Consumption | 0 | 0 | 0 | 0 | 0 | 0 | 0 | 0 | 0 | 0 | 0 | 0 | 0 | 0 | 0 | 0 | 0 | 0 | 0 | 0 | 0 | 0 | 0 | 0 | 0 | 0 | 0 | 0 | 0 | 0 | 0 | 0 | 0
F4_Residential_Manufactured Home Low Income_Existing_Appliances_Natural Gas_Stove/Oven_E1 | F4 | Residential | Manufactured Home Low Income | Existing | Appliances | Natural Gas | Stove/Oven | E1 | Utility - Cost of Equipment | 16.7951 | 16.8215 | 16.9164 | 16.9927 | 16.928 | 17.023 | 17.2507 | 17.4385 | 17.6643 | 17.8828 | 18.1034 | 18.3119 | 18.5325 | 18.7629 | 18.9832 | 19.211 | 19.44 | 19.6857 | 19.9263 | 20.1612 | 20.3706 | 20.5693 | 20.7266 | 20.8715 | 20.9687 | 21.0355 | 21.0835 | 21.1064 | 21.0965 | 21.0637 | 20.9875 | 20.8918 | 20.7602
F4_Residential_Manufactured Home Low Income_Existing_Appliances_Natural Gas_Stove/Oven_E2 | F4 | Residential | Manufactured Home Low Income | Existing | Appliances | Natural Gas | Stove/Oven | E2 | Utility - Cost of Equipment | 12.6148 | 12.6346 | 12.7059 | 12.7632 | 12.7146 | 12.786 | 12.957 | 13.0981 | 13.2676 | 13.4318 | 13.5975 | 13.7541 | 13.9197 | 14.0928 | 14.2583 | 14.4294 | 14.6014 | 14.786 | 14.9666 | 15.1431 | 15.3004 | 15.4496 | 15.5677 | 15.6766 | 15.7496 | 15.7998 | 15.8358 | 15.853 | 15.8456 | 15.8209 | 15.7637 | 15.6918 | 15.593
F4_Residential_Manufactured Home Low Income_Existing_Appliances_Natural Gas_Stove/Oven_E3 | F4 | Residential | Manufactured Home Low Income | Existing | Appliances | Natural Gas | Stove/Oven | E3 | Utility - Cost of Equipment | 0 | 0 | 0 | 0 | 0 | 0 | 0 | 0 | 0 | 0 | 0 | 0 | 0 | 0 | 0 | 0 | 0 | 0 | 0 | 0 | 0 | 0 | 0 | 0 | 0 | 0 | 0 | 0 | 0 | 0 | 0 | 0 | 0
F4_Residential_Manufactured Home Low Income_Existing_Appliances_Natural Gas_Stove/Oven_E4 | F4 | Residential | Manufactured Home Low Income | Existing | Appliances | Natural Gas | Stove/Oven | E4 | Utility - Cost of Equipment | 0 | 0 | 0 | 0 | 0 | 0 | 0 | 0 | 0 | 0 | 0 | 0 | 0 | 0 | 0 | 0 | 0 | 0 | 0 | 0 | 0 | 0 | 0 | 0 | 0 | 0 | 0 | 0 | 0 | 0 | 0 | 0 | 0
F4_Residential_Manufactured Home Low Income_Existing_Appliances_Natural Gas_Stove/Oven_E5 | F4 | Residential | Manufactured Home Low Income | Existing | Appliances | Natural Gas | Stove/Oven | E5 | Utility - Cost of Equipment | 0 | 0 | 0 | 0 | 0 | 0 | 0 | 0 | 0 | 0 | 0 | 0 | 0 | 0 | 0 | 0 | 0 | 0 | 0 | 0 | 0 | 0 | 0 | 0 | 0 | 0 | 0 | 0 | 0 | 0 | 0 | 0 | 0
F4_Residential_Manufactured Home Low Income_Existing_Appliances_Natural Gas_Stove/Oven_E6 | F4 | Residential | Manufactured Home Low Income | Existing | Appliances | Natural Gas | Stove/Oven | E6 | Utility - Cost of Equipment | 0 | 0 | 0 | 0 | 0 | 0 | 0 | 0 | 0 | 0 | 0 | 0 | 0 | 0 | 0 | 0 | 0 | 0 | 0 | 0 | 0 | 0 | 0 | 0 | 0 | 0 | 0 | 0 | 0 | 0 | 0 | 0 | 0
F4_Residential_Manufactured Home Low Income_Existing_Appliances_Natural Gas_Stove/Oven_E7 | F4 | Residential | Manufactured Home Low Income | Existing | Appliances | Natural Gas | Stove/Oven | E7 | Utility - Cost of Equipment | 0 | 0 | 0 | 0 | 0 | 0 | 0 | 0 | 0 | 0 | 0 | 0 | 0 | 0 | 0 | 0 | 0 | 0 | 0 | 0 | 0 | 0 | 0 | 0 | 0 | 0 | 0 | 0 | 0 | 0 | 0 | 0 | 0
F4_Residential_Manufactured Home Low Income_Existing_Appliances_Natural Gas_Stove/Oven_E8 | F4 | Residential | Manufactured Home Low Income | Existing | Appliances | Natural Gas | Stove/Oven | E8 | Utility - Cost of Equipment | 0 | 0 | 0 | 0 | 0 | 0 | 0 | 0 | 0 | 0 | 0 | 0 | 0 | 0 | 0 | 0 | 0 | 0 | 0 | 0 | 0 | 0 | 0 | 0 | 0 | 0 | 0 | 0 | 0 | 0 | 0 | 0 | 0
F4_Residential_Manufactured Home Low Income_Existing_Appliances_Natural Gas_Stove/Oven_E9 | F4 | Residential | Manufactured Home Low Income | Existing | Appliances | Natural Gas | Stove/Oven | E9 | Utility - Cost of Equipment | 0 | 0 | 0 | 0 | 0 | 0 | 0 | 0 | 0 | 0 | 0 | 0 | 0 | 0 | 0 | 0 | 0 | 0 | 0 | 0 | 0 | 0 | 0 | 0 | 0 | 0 | 0 | 0 | 0 | 0 | 0 | 0 | 0
F4_Residential_Manufactured Home Low Income_Existing_Appliances_Natural Gas_Stove/Oven_E10 | F4 | Residential | Manufactured Home Low Income | Existing | Appliances | Natural Gas | Stove/Oven | E10 | Utility - Cost of Equipment | 0 | 0 | 0 | 0 | 0 | 0 | 0 | 0 | 0 | 0 | 0 | 0 | 0 | 0 | 0 | 0 | 0 | 0 | 0 | 0 | 0 | 0 | 0 | 0 | 0 | 0 | 0 | 0 | 0 | 0 | 0 | 0 | 0
F5_Residential_Manufactured Home Low Income_Existing_Appliances_Natural Gas_Stove/Oven_E1 | F5 | Residential | Manufactured Home Low Income | Existing | Appliances | Natural Gas | Stove/Oven | E1 | Utility - Cost of Operation | 100.3952 | 100.3952 | 100.3952 | 100.3952 | 100.3952 | 100.3952 | 100.3952 | 100.3952 | 100.3952 | 100.3952 | 100.3952 | 100.3952 | 100.3952 | 100.3952 | 100.3952 | 100.3952 | 100.3952 | 100.3952 | 100.3952 | 100.3952 | 100.3952 | 100.3952 | 100.3952 | 100.3952 | 100.3952 | 100.3952 | 100.3952 | 100.3952 | 100.3952 | 100.3952 | 100.3952 | 100.3952 | 100.3952
F5_Residential_Manufactured Home Low Income_Existing_Appliances_Natural Gas_Stove/Oven_E2 | F5 | Residential | Manufactured Home Low Income | Existing | Appliances | Natural Gas | Stove/Oven | E2 | Utility - Cost of Operation | 105.7927 | 105.7927 | 105.7927 | 105.7927 | 105.7927 | 105.7927 | 105.7927 | 105.7927 | 105.7927 | 105.7927 | 105.7927 | 105.7927 | 105.7927 | 105.7927 | 105.7927 | 105.7927 | 105.7927 | 105.7927 | 105.7927 | 105.7927 | 105.7927 | 105.7927 | 105.7927 | 105.7927 | 105.7927 | 105.7927 | 105.7927 | 105.7927 | 105.7927 | 105.7927 | 105.7927 | 105.7927 | 105.7927
F5_Residential_Manufactured Home Low Income_Existing_Appliances_Natural Gas_Stove/Oven_E3 | F5 | Residential | Manufactured Home Low Income | Existing | Appliances | Natural Gas | Stove/Oven | E3 | Utility - Cost of Operation | 0 | 0 | 0 | 0 | 0 | 0 | 0 | 0 | 0 | 0 | 0 | 0 | 0 | 0 | 0 | 0 | 0 | 0 | 0 | 0 | 0 | 0 | 0 | 0 | 0 | 0 | 0 | 0 | 0 | 0 | 0 | 0 | 0
F5_Residential_Manufactured Home Low Income_Existing_Appliances_Natural Gas_Stove/Oven_E4 | F5 | Residential | Manufactured Home Low Income | Existing | Appliances | Natural Gas | Stove/Oven | E4 | Utility - Cost of Operation | 0 | 0 | 0 | 0 | 0 | 0 | 0 | 0 | 0 | 0 | 0 | 0 | 0 | 0 | 0 | 0 | 0 | 0 | 0 | 0 | 0 | 0 | 0 | 0 | 0 | 0 | 0 | 0 | 0 | 0 | 0 | 0 | 0
F5_Residential_Manufactured Home Low Income_Existing_Appliances_Natural Gas_Stove/Oven_E5 | F5 | Residential | Manufactured Home Low Income | Existing | Appliances | Natural Gas | Stove/Oven | E5 | Utility - Cost of Operation | 0 | 0 | 0 | 0 | 0 | 0 | 0 | 0 | 0 | 0 | 0 | 0 | 0 | 0 | 0 | 0 | 0 | 0 | 0 | 0 | 0 | 0 | 0 | 0 | 0 | 0 | 0 | 0 | 0 | 0 | 0 | 0 | 0
F5_Residential_Manufactured Home Low Income_Existing_Appliances_Natural Gas_Stove/Oven_E6 | F5 | Residential | Manufactured Home Low Income | Existing | Appliances | Natural Gas | Stove/Oven | E6 | Utility - Cost of Operation | 0 | 0 | 0 | 0 | 0 | 0 | 0 | 0 | 0 | 0 | 0 | 0 | 0 | 0 | 0 | 0 | 0 | 0 | 0 | 0 | 0 | 0 | 0 | 0 | 0 | 0 | 0 | 0 | 0 | 0 | 0 | 0 | 0
F5_Residential_Manufactured Home Low Income_Existing_Appliances_Natural Gas_Stove/Oven_E7 | F5 | Residential | Manufactured Home Low Income | Existing | Appliances | Natural Gas | Stove/Oven | E7 | Utility - Cost of Operation | 0 | 0 | 0 | 0 | 0 | 0 | 0 | 0 | 0 | 0 | 0 | 0 | 0 | 0 | 0 | 0 | 0 | 0 | 0 | 0 | 0 | 0 | 0 | 0 | 0 | 0 | 0 | 0 | 0 | 0 | 0 | 0 | 0
F5_Residential_Manufactured Home Low Income_Existing_Appliances_Natural Gas_Stove/Oven_E8 | F5 | Residential | Manufactured Home Low Income | Existing | Appliances | Natural Gas | Stove/Oven | E8 | Utility - Cost of Operation | 0 | 0 | 0 | 0 | 0 | 0 | 0 | 0 | 0 | 0 | 0 | 0 | 0 | 0 | 0 | 0 | 0 | 0 | 0 | 0 | 0 | 0 | 0 | 0 | 0 | 0 | 0 | 0 | 0 | 0 | 0 | 0 | 0
F5_Residential_Manufactured Home Low Income_Existing_Appliances_Natural Gas_Stove/Oven_E9 | F5 | Residential | Manufactured Home Low Income | Existing | Appliances | Natural Gas | Stove/Oven | E9 | Utility - Cost of Operation | 0 | 0 | 0 | 0 | 0 | 0 | 0 | 0 | 0 | 0 | 0 | 0 | 0 | 0 | 0 | 0 | 0 | 0 | 0 | 0 | 0 | 0 | 0 | 0 | 0 | 0 | 0 | 0 | 0 | 0 | 0 | 0 | 0
F5_Residential_Manufactured Home Low Income_Existing_Appliances_Natural Gas_Stove/Oven_E10 | F5 | Residential | Manufactured Home Low Income | Existing | Appliances | Natural Gas | Stove/Oven | E10 | Utility - Cost of Operation | 0 | 0 | 0 | 0 | 0 | 0 | 0 | 0 | 0 | 0 | 0 | 0 | 0 | 0 | 0 | 0 | 0 | 0 | 0 | 0 | 0 | 0 | 0 | 0 | 0 | 0 | 0 | 0 | 0 | 0 | 0 | 0 | 0
F6_Residential_Manufactured Home Low Income_Existing_Appliances_Natural Gas_Stove/Oven_E1 | F6 | Residential | Manufactured Home Low Income | Existing | Appliances | Natural Gas | Stove/Oven | E1 | Utility - Value of Sales | 14.9746 | 15.0693 | 15.1992 | 15.3054 | 15.3054 | 15.3054 | 15.3054 | 15.3054 | 15.3054 | 15.3054 | 15.3054 | 15.3054 | 15.3054 | 15.3054 | 15.3054 | 15.3054 | 15.3054 | 15.3054 | 15.3054 | 15.3054 | 15.3054 | 15.3054 | 15.3054 | 15.3054 | 15.3054 | 15.3054 | 15.3054 | 15.3054 | 15.3054 | 15.3054 | 15.3054 | 15.3054 | 15.3054
F6_Residential_Manufactured Home Low Income_Existing_Appliances_Natural Gas_Stove/Oven_E2 | F6 | Residential | Manufactured Home Low Income | Existing | Appliances | Natural Gas | Stove/Oven | E2 | Utility - Value of Sales | 11.2474 | 11.3185 | 11.4161 | 11.4959 | 11.4959 | 11.4959 | 11.4959 | 11.4959 | 11.4959 | 11.4959 | 11.4959 | 11.4959 | 11.4959 | 11.4959 | 11.4959 | 11.4959 | 11.4959 | 11.4959 | 11.4959 | 11.4959 | 11.4959 | 11.4959 | 11.4959 | 11.4959 | 11.4959 | 11.4959 | 11.4959 | 11.4959 | 11.4959 | 11.4959 | 11.4959 | 11.4959 | 11.4959
F6_Residential_Manufactured Home Low Income_Existing_Appliances_Natural Gas_Stove/Oven_E3 | F6 | Residential | Manufactured Home Low Income | Existing | Appliances | Natural Gas | Stove/Oven | E3 | Utility - Value of Sales | 0 | 0 | 0 | 0 | 0 | 0 | 0 | 0 | 0 | 0 | 0 | 0 | 0 | 0 | 0 | 0 | 0 | 0 | 0 | 0 | 0 | 0 | 0 | 0 | 0 | 0 | 0 | 0 | 0 | 0 | 0 | 0 | 0
F6_Residential_Manufactured Home Low Income_Existing_Appliances_Natural Gas_Stove/Oven_E4 | F6 | Residential | Manufactured Home Low Income | Existing | Appliances | Natural Gas | Stove/Oven | E4 | Utility - Value of Sales | 0 | 0 | 0 | 0 | 0 | 0 | 0 | 0 | 0 | 0 | 0 | 0 | 0 | 0 | 0 | 0 | 0 | 0 | 0 | 0 | 0 | 0 | 0 | 0 | 0 | 0 | 0 | 0 | 0 | 0 | 0 | 0 | 0
F6_Residential_Manufactured Home Low Income_Existing_Appliances_Natural Gas_Stove/Oven_E5 | F6 | Residential | Manufactured Home Low Income | Existing | Appliances | Natural Gas | Stove/Oven | E5 | Utility - Value of Sales | 0 | 0 | 0 | 0 | 0 | 0 | 0 | 0 | 0 | 0 | 0 | 0 | 0 | 0 | 0 | 0 | 0 | 0 | 0 | 0 | 0 | 0 | 0 | 0 | 0 | 0 | 0 | 0 | 0 | 0 | 0 | 0 | 0
F6_Residential_Manufactured Home Low Income_Existing_Appliances_Natural Gas_Stove/Oven_E6 | F6 | Residential | Manufactured Home Low Income | Existing | Appliances | Natural Gas | Stove/Oven | E6 | Utility - Value of Sales | 0 | 0 | 0 | 0 | 0 | 0 | 0 | 0 | 0 | 0 | 0 | 0 | 0 | 0 | 0 | 0 | 0 | 0 | 0 | 0 | 0 | 0 | 0 | 0 | 0 | 0 | 0 | 0 | 0 | 0 | 0 | 0 | 0
F6_Residential_Manufactured Home Low Income_Existing_Appliances_Natural Gas_Stove/Oven_E7 | F6 | Residential | Manufactured Home Low Income | Existing | Appliances | Natural Gas | Stove/Oven | E7 | Utility - Value of Sales | 0 | 0 | 0 | 0 | 0 | 0 | 0 | 0 | 0 | 0 | 0 | 0 | 0 | 0 | 0 | 0 | 0 | 0 | 0 | 0 | 0 | 0 | 0 | 0 | 0 | 0 | 0 | 0 | 0 | 0 | 0 | 0 | 0
F6_Residential_Manufactured Home Low Income_Existing_Appliances_Natural Gas_Stove/Oven_E8 | F6 | Residential | Manufactured Home Low Income | Existing | Appliances | Natural Gas | Stove/Oven | E8 | Utility - Value of Sales | 0 | 0 | 0 | 0 | 0 | 0 | 0 | 0 | 0 | 0 | 0 | 0 | 0 | 0 | 0 | 0 | 0 | 0 | 0 | 0 | 0 | 0 | 0 | 0 | 0 | 0 | 0 | 0 | 0 | 0 | 0 | 0 | 0
F6_Residential_Manufactured Home Low Income_Existing_Appliances_Natural Gas_Stove/Oven_E9 | F6 | Residential | Manufactured Home Low Income | Existing | Appliances | Natural Gas | Stove/Oven | E9 | Utility - Value of Sales | 0 | 0 | 0 | 0 | 0 | 0 | 0 | 0 | 0 | 0 | 0 | 0 | 0 | 0 | 0 | 0 | 0 | 0 | 0 | 0 | 0 | 0 | 0 | 0 | 0 | 0 | 0 | 0 | 0 | 0 | 0 | 0 | 0
F6_Residential_Manufactured Home Low Income_Existing_Appliances_Natural Gas_Stove/Oven_E10 | F6 | Residential | Manufactured Home Low Income | Existing | Appliances | Natural Gas | Stove/Oven | E10 | Utility - Value of Sales | 0 | 0 | 0 | 0 | 0 | 0 | 0 | 0 | 0 | 0 | 0 | 0 | 0 | 0 | 0 | 0 | 0 | 0 | 0 | 0 | 0 | 0 | 0 | 0 | 0 | 0 | 0 | 0 | 0 | 0 | 0 | 0 | 0
F1_Residential_Manufactured Home Low Income_Existing_Miscellaneous_Natural Gas_Pool Heater_E1 | F1 | Residential | Manufactured Home Low Income | Existing | Miscellaneous | Natural Gas | Pool Heater | E1 | RVT - Cost of Equipment | 0 | 0 | 0 | 0 | 0 | 0 | 0 | 0 | 0 | 0 | 0 | 0 | 0 | 0 | 0 | 0 | 0 | 0 | 0 | 0 | 0 | 0 | 0 | 0 | 0 | 0 | 0 | 0 | 0 | 0 | 0 | 0 | 0
F1_Residential_Manufactured Home Low Income_Existing_Miscellaneous_Natural Gas_Pool Heater_E2 | F1 | Residential | Manufactured Home Low Income | Existing | Miscellaneous | Natural Gas | Pool Heater | E2 | RVT - Cost of Equipment | 0 | 0 | 0 | 0 | 0 | 0 | 0 | 0 | 0 | 0 | 0 | 0 | 0 | 0 | 0 | 0 | 0 | 0 | 0 | 0 | 0 | 0 | 0 | 0 | 0 | 0 | 0 | 0 | 0 | 0 | 0 | 0 | 0
F1_Residential_Manufactured Home Low Income_Existing_Miscellaneous_Natural Gas_Pool Heater_E3 | F1 | Residential | Manufactured Home Low Income | Existing | Miscellaneous | Natural Gas | Pool Heater | E3 | RVT - Cost of Equipment | 0 | 0 | 0 | 0 | 0 | 0 | 0 | 0 | 0 | 0 | 0 | 0 | 0 | 0 | 0 | 0 | 0 | 0 | 0 | 0 | 0 | 0 | 0 | 0 | 0 | 0 | 0 | 0 | 0 | 0 | 0 | 0 | 0
F1_Residential_Manufactured Home Low Income_Existing_Miscellaneous_Natural Gas_Pool Heater_E4 | F1 | Residential | Manufactured Home Low Income | Existing | Miscellaneous | Natural Gas | Pool Heater | E4 | RVT - Cost of Equipment | 0 | 0 | 0 | 0 | 0 | 0 | 0 | 0 | 0 | 0 | 0 | 0 | 0 | 0 | 0 | 0 | 0 | 0 | 0 | 0 | 0 | 0 | 0 | 0 | 0 | 0 | 0 | 0 | 0 | 0 | 0 | 0 | 0
F1_Residential_Manufactured Home Low Income_Existing_Miscellaneous_Natural Gas_Pool Heater_E5 | F1 | Residential | Manufactured Home Low Income | Existing | Miscellaneous | Natural Gas | Pool Heater | E5 | RVT - Cost of Equipment | 0 | 0 | 0 | 0 | 0 | 0 | 0 | 0 | 0 | 0 | 0 | 0 | 0 | 0 | 0 | 0 | 0 | 0 | 0 | 0 | 0 | 0 | 0 | 0 | 0 | 0 | 0 | 0 | 0 | 0 | 0 | 0 | 0
F1_Residential_Manufactured Home Low Income_Existing_Miscellaneous_Natural Gas_Pool Heater_E6 | F1 | Residential | Manufactured Home Low Income | Existing | Miscellaneous | Natural Gas | Pool Heater | E6 | RVT - Cost of Equipment | 0 | 0 | 0 | 0 | 0 | 0 | 0 | 0 | 0 | 0 | 0 | 0 | 0 | 0 | 0 | 0 | 0 | 0 | 0 | 0 | 0 | 0 | 0 | 0 | 0 | 0 | 0 | 0 | 0 | 0 | 0 | 0 | 0
F1_Residential_Manufactured Home Low Income_Existing_Miscellaneous_Natural Gas_Pool Heater_E7 | F1 | Residential | Manufactured Home Low Income | Existing | Miscellaneous | Natural Gas | Pool Heater | E7 | RVT - Cost of Equipment | 0 | 0 | 0 | 0 | 0 | 0 | 0 | 0 | 0 | 0 | 0 | 0 | 0 | 0 | 0 | 0 | 0 | 0 | 0 | 0 | 0 | 0 | 0 | 0 | 0 | 0 | 0 | 0 | 0 | 0 | 0 | 0 | 0
F1_Residential_Manufactured Home Low Income_Existing_Miscellaneous_Natural Gas_Pool Heater_E8 | F1 | Residential | Manufactured Home Low Income | Existing | Miscellaneous | Natural Gas | Pool Heater | E8 | RVT - Cost of Equipment | 0 | 0 | 0 | 0 | 0 | 0 | 0 | 0 | 0 | 0 | 0 | 0 | 0 | 0 | 0 | 0 | 0 | 0 | 0 | 0 | 0 | 0 | 0 | 0 | 0 | 0 | 0 | 0 | 0 | 0 | 0 | 0 | 0
F1_Residential_Manufactured Home Low Income_Existing_Miscellaneous_Natural Gas_Pool Heater_E9 | F1 | Residential | Manufactured Home Low Income | Existing | Miscellaneous | Natural Gas | Pool Heater | E9 | RVT - Cost of Equipment | 0 | 0 | 0 | 0 | 0 | 0 | 0 | 0 | 0 | 0 | 0 | 0 | 0 | 0 | 0 | 0 | 0 | 0 | 0 | 0 | 0 | 0 | 0 | 0 | 0 | 0 | 0 | 0 | 0 | 0 | 0 | 0 | 0
F1_Residential_Manufactured Home Low Income_Existing_Miscellaneous_Natural Gas_Pool Heater_E10 | F1 | Residential | Manufactured Home Low Income | Existing | Miscellaneous | Natural Gas | Pool Heater | E10 | RVT - Cost of Equipment | 0 | 0 | 0 | 0 | 0 | 0 | 0 | 0 | 0 | 0 | 0 | 0 | 0 | 0 | 0 | 0 | 0 | 0 | 0 | 0 | 0 | 0 | 0 | 0 | 0 | 0 | 0 | 0 | 0 | 0 | 0 | 0 | 0
F2_Residential_Manufactured Home Low Income_Existing_Miscellaneous_Natural Gas_Pool Heater_E1 | F2 | Residential | Manufactured Home Low Income | Existing | Miscellaneous | Natural Gas | Pool Heater | E1 | RVT - Cost of Operation | 0 | 0 | 0 | 0 | 0 | 0 | 0 | 0 | 0 | 0 | 0 | 0 | 0 | 0 | 0 | 0 | 0 | 0 | 0 | 0 | 0 | 0 | 0 | 0 | 0 | 0 | 0 | 0 | 0 | 0 | 0 | 0 | 0
F2_Residential_Manufactured Home Low Income_Existing_Miscellaneous_Natural Gas_Pool Heater_E2 | F2 | Residential | Manufactured Home Low Income | Existing | Miscellaneous | Natural Gas | Pool Heater | E2 | RVT - Cost of Operation | 0 | 0 | 0 | 0 | 0 | 0 | 0 | 0 | 0 | 0 | 0 | 0 | 0 | 0 | 0 | 0 | 0 | 0 | 0 | 0 | 0 | 0 | 0 | 0 | 0 | 0 | 0 | 0 | 0 | 0 | 0 | 0 | 0
F2_Residential_Manufactured Home Low Income_Existing_Miscellaneous_Natural Gas_Pool Heater_E3 | F2 | Residential | Manufactured Home Low Income | Existing | Miscellaneous | Natural Gas | Pool Heater | E3 | RVT - Cost of Operation | 0 | 0 | 0 | 0 | 0 | 0 | 0 | 0 | 0 | 0 | 0 | 0 | 0 | 0 | 0 | 0 | 0 | 0 | 0 | 0 | 0 | 0 | 0 | 0 | 0 | 0 | 0 | 0 | 0 | 0 | 0 | 0 | 0
F2_Residential_Manufactured Home Low Income_Existing_Miscellaneous_Natural Gas_Pool Heater_E4 | F2 | Residential | Manufactured Home Low Income | Existing | Miscellaneous | Natural Gas | Pool Heater | E4 | RVT - Cost of Operation | 0 | 0 | 0 | 0 | 0 | 0 | 0 | 0 | 0 | 0 | 0 | 0 | 0 | 0 | 0 | 0 | 0 | 0 | 0 | 0 | 0 | 0 | 0 | 0 | 0 | 0 | 0 | 0 | 0 | 0 | 0 | 0 | 0
F2_Residential_Manufactured Home Low Income_Existing_Miscellaneous_Natural Gas_Pool Heater_E5 | F2 | Residential | Manufactured Home Low Income | Existing | Miscellaneous | Natural Gas | Pool Heater | E5 | RVT - Cost of Operation | 0 | 0 | 0 | 0 | 0 | 0 | 0 | 0 | 0 | 0 | 0 | 0 | 0 | 0 | 0 | 0 | 0 | 0 | 0 | 0 | 0 | 0 | 0 | 0 | 0 | 0 | 0 | 0 | 0 | 0 | 0 | 0 | 0
F2_Residential_Manufactured Home Low Income_Existing_Miscellaneous_Natural Gas_Pool Heater_E6 | F2 | Residential | Manufactured Home Low Income | Existing | Miscellaneous | Natural Gas | Pool Heater | E6 | RVT - Cost of Operation | 0 | 0 | 0 | 0 | 0 | 0 | 0 | 0 | 0 | 0 | 0 | 0 | 0 | 0 | 0 | 0 | 0 | 0 | 0 | 0 | 0 | 0 | 0 | 0 | 0 | 0 | 0 | 0 | 0 | 0 | 0 | 0 | 0
F2_Residential_Manufactured Home Low Income_Existing_Miscellaneous_Natural Gas_Pool Heater_E7 | F2 | Residential | Manufactured Home Low Income | Existing | Miscellaneous | Natural Gas | Pool Heater | E7 | RVT - Cost of Operation | 0 | 0 | 0 | 0 | 0 | 0 | 0 | 0 | 0 | 0 | 0 | 0 | 0 | 0 | 0 | 0 | 0 | 0 | 0 | 0 | 0 | 0 | 0 | 0 | 0 | 0 | 0 | 0 | 0 | 0 | 0 | 0 | 0
F2_Residential_Manufactured Home Low Income_Existing_Miscellaneous_Natural Gas_Pool Heater_E8 | F2 | Residential | Manufactured Home Low Income | Existing | Miscellaneous | Natural Gas | Pool Heater | E8 | RVT - Cost of Operation | 0 | 0 | 0 | 0 | 0 | 0 | 0 | 0 | 0 | 0 | 0 | 0 | 0 | 0 | 0 | 0 | 0 | 0 | 0 | 0 | 0 | 0 | 0 | 0 | 0 | 0 | 0 | 0 | 0 | 0 | 0 | 0 | 0
F2_Residential_Manufactured Home Low Income_Existing_Miscellaneous_Natural Gas_Pool Heater_E9 | F2 | Residential | Manufactured Home Low Income | Existing | Miscellaneous | Natural Gas | Pool Heater | E9 | RVT - Cost of Operation | 0 | 0 | 0 | 0 | 0 | 0 | 0 | 0 | 0 | 0 | 0 | 0 | 0 | 0 | 0 | 0 | 0 | 0 | 0 | 0 | 0 | 0 | 0 | 0 | 0 | 0 | 0 | 0 | 0 | 0 | 0 | 0 | 0
F2_Residential_Manufactured Home Low Income_Existing_Miscellaneous_Natural Gas_Pool Heater_E10 | F2 | Residential | Manufactured Home Low Income | Existing | Miscellaneous | Natural Gas | Pool Heater | E10 | RVT - Cost of Operation | 0 | 0 | 0 | 0 | 0 | 0 | 0 | 0 | 0 | 0 | 0 | 0 | 0 | 0 | 0 | 0 | 0 | 0 | 0 | 0 | 0 | 0 | 0 | 0 | 0 | 0 | 0 | 0 | 0 | 0 | 0 | 0 | 0
F3_Residential_Manufactured Home Low Income_Existing_Miscellaneous_Natural Gas_Pool Heater_E1 | F3 | Residential | Manufactured Home Low Income | Existing | Miscellaneous | Natural Gas | Pool Heater | E1 | System - kBTUs of Consumption | 351.766 | 351.766 | 351.766 | 351.766 | 351.766 | 351.766 | 351.766 | 351.766 | 351.766 | 351.766 | 351.766 | 351.766 | 351.766 | 351.766 | 351.766 | 351.766 | 351.766 | 351.766 | 351.766 | 351.766 | 351.766 | 351.766 | 351.766 | 351.766 | 351.766 | 351.766 | 351.766 | 351.766 | 351.766 | 351.766 | 351.766 | 351.766 | 351.766
F3_Residential_Manufactured Home Low Income_Existing_Miscellaneous_Natural Gas_Pool Heater_E2 | F3 | Residential | Manufactured Home Low Income | Existing | Miscellaneous | Natural Gas | Pool Heater | E2 | System - kBTUs of Consumption | 427.2575 | 427.2575 | 427.2575 | 427.2575 | 427.2575 | 427.2575 | 427.2575 | 427.2575 | 427.2575 | 427.2575 | 427.2575 | 427.2575 | 427.2575 | 427.2575 | 427.2575 | 427.2575 | 427.2575 | 427.2575 | 427.2575 | 427.2575 | 427.2575 | 427.2575 | 427.2575 | 427.2575 | 427.2575 | 427.2575 | 427.2575 | 427.2575 | 427.2575 | 427.2575 | 427.2575 | 427.2575 | 427.2575
F3_Residential_Manufactured Home Low Income_Existing_Miscellaneous_Natural Gas_Pool Heater_E3 | F3 | Residential | Manufactured Home Low Income | Existing | Miscellaneous | Natural Gas | Pool Heater | E3 | System - kBTUs of Consumption | 710.8377 | 710.8377 | 710.8377 | 710.8377 | 710.8377 | 710.8377 | 710.8377 | 710.8377 | 710.8377 | 710.8377 | 710.8377 | 710.8377 | 710.8377 | 710.8377 | 710.8377 | 710.8377 | 710.8377 | 710.8377 | 710.8377 | 710.8377 | 710.8377 | 710.8377 | 710.8377 | 710.8377 | 710.8377 | 710.8377 | 710.8377 | 710.8377 | 710.8377 | 710.8377 | 710.8377 | 710.8377 | 710.8377
F3_Residential_Manufactured Home Low Income_Existing_Miscellaneous_Natural Gas_Pool Heater_E4 | F3 | Residential | Manufactured Home Low Income | Existing | Miscellaneous | Natural Gas | Pool Heater | E4 | System - kBTUs of Consumption | 717.234 | 717.234 | 717.234 | 717.234 | 717.234 | 717.234 | 717.234 | 717.234 | 717.234 | 717.234 | 717.234 | 717.234 | 717.234 | 717.234 | 717.234 | 717.234 | 717.234 | 717.234 | 717.234 | 717.234 | 717.234 | 717.234 | 717.234 | 717.234 | 717.234 | 717.234 | 717.234 | 717.234 | 717.234 | 717.234 | 717.234 | 717.234 | 717.234
F3_Residential_Manufactured Home Low Income_Existing_Miscellaneous_Natural Gas_Pool Heater_E5 | F3 | Residential | Manufactured Home Low Income | Existing | Miscellaneous | Natural Gas | Pool Heater | E5 | System - kBTUs of Consumption | 0 | 0 | 0 | 0 | 0 | 0 | 0 | 0 | 0 | 0 | 0 | 0 | 0 | 0 | 0 | 0 | 0 | 0 | 0 | 0 | 0 | 0 | 0 | 0 | 0 | 0 | 0 | 0 | 0 | 0 | 0 | 0 | 0
F3_Residential_Manufactured Home Low Income_Existing_Miscellaneous_Natural Gas_Pool Heater_E6 | F3 | Residential | Manufactured Home Low Income | Existing | Miscellaneous | Natural Gas | Pool Heater | E6 | System - kBTUs of Consumption | 0 | 0 | 0 | 0 | 0 | 0 | 0 | 0 | 0 | 0 | 0 | 0 | 0 | 0 | 0 | 0 | 0 | 0 | 0 | 0 | 0 | 0 | 0 | 0 | 0 | 0 | 0 | 0 | 0 | 0 | 0 | 0 | 0
F3_Residential_Manufactured Home Low Income_Existing_Miscellaneous_Natural Gas_Pool Heater_E7 | F3 | Residential | Manufactured Home Low Income | Existing | Miscellaneous | Natural Gas | Pool Heater | E7 | System - kBTUs of Consumption | 0 | 0 | 0 | 0 | 0 | 0 | 0 | 0 | 0 | 0 | 0 | 0 | 0 | 0 | 0 | 0 | 0 | 0 | 0 | 0 | 0 | 0 | 0 | 0 | 0 | 0 | 0 | 0 | 0 | 0 | 0 | 0 | 0
F3_Residential_Manufactured Home Low Income_Existing_Miscellaneous_Natural Gas_Pool Heater_E8 | F3 | Residential | Manufactured Home Low Income | Existing | Miscellaneous | Natural Gas | Pool Heater | E8 | System - kBTUs of Consumption | 0 | 0 | 0 | 0 | 0 | 0 | 0 | 0 | 0 | 0 | 0 | 0 | 0 | 0 | 0 | 0 | 0 | 0 | 0 | 0 | 0 | 0 | 0 | 0 | 0 | 0 | 0 | 0 | 0 | 0 | 0 | 0 | 0
F3_Residential_Manufactured Home Low Income_Existing_Miscellaneous_Natural Gas_Pool Heater_E9 | F3 | Residential | Manufactured Home Low Income | Existing | Miscellaneous | Natural Gas | Pool Heater | E9 | System - kBTUs of Consumption | 0 | 0 | 0 | 0 | 0 | 0 | 0 | 0 | 0 | 0 | 0 | 0 | 0 | 0 | 0 | 0 | 0 | 0 | 0 | 0 | 0 | 0 | 0 | 0 | 0 | 0 | 0 | 0 | 0 | 0 | 0 | 0 | 0
F3_Residential_Manufactured Home Low Income_Existing_Miscellaneous_Natural Gas_Pool Heater_E10 | F3 | Residential | Manufactured Home Low Income | Existing | Miscellaneous | Natural Gas | Pool Heater | E10 | System - kBTUs of Consumption | 0 | 0 | 0 | 0 | 0 | 0 | 0 | 0 | 0 | 0 | 0 | 0 | 0 | 0 | 0 | 0 | 0 | 0 | 0 | 0 | 0 | 0 | 0 | 0 | 0 | 0 | 0 | 0 | 0 | 0 | 0 | 0 | 0
F4_Residential_Manufactured Home Low Income_Existing_Miscellaneous_Natural Gas_Pool Heater_E1 | F4 | Residential | Manufactured Home Low Income | Existing | Miscellaneous | Natural Gas | Pool Heater | E1 | Utility - Cost of Equipment | 0 | 0 | 0 | 0 | 0 | 0 | 0 | 0 | 0 | 0 | 0 | 0 | 0 | 0 | 0 | 0 | 0 | 0 | 0 | 0 | 0 | 0 | 0 | 0 | 0 | 0 | 0 | 0 | 0 | 0 | 0 | 0 | 0
F4_Residential_Manufactured Home Low Income_Existing_Miscellaneous_Natural Gas_Pool Heater_E2 | F4 | Residential | Manufactured Home Low Income | Existing | Miscellaneous | Natural Gas | Pool Heater | E2 | Utility - Cost of Equipment | 0 | 0 | 0 | 0 | 0 | 0 | 0 | 0 | 0 | 0 | 0 | 0 | 0 | 0 | 0 | 0 | 0 | 0 | 0 | 0 | 0 | 0 | 0 | 0 | 0 | 0 | 0 | 0 | 0 | 0 | 0 | 0 | 0
F4_Residential_Manufactured Home Low Income_Existing_Miscellaneous_Natural Gas_Pool Heater_E3 | F4 | Residential | Manufactured Home Low Income | Existing | Miscellaneous | Natural Gas | Pool Heater | E3 | Utility - Cost of Equipment | 0 | 0 | 0 | 0 | 0 | 0 | 0 | 0 | 0 | 0 | 0 | 0 | 0 | 0 | 0 | 0 | 0 | 0 | 0 | 0 | 0 | 0 | 0 | 0 | 0 | 0 | 0 | 0 | 0 | 0 | 0 | 0 | 0
F4_Residential_Manufactured Home Low Income_Existing_Miscellaneous_Natural Gas_Pool Heater_E4 | F4 | Residential | Manufactured Home Low Income | Existing | Miscellaneous | Natural Gas | Pool Heater | E4 | Utility - Cost of Equipment | 0 | 0 | 0 | 0 | 0 | 0 | 0 | 0 | 0 | 0 | 0 | 0 | 0 | 0 | 0 | 0 | 0 | 0 | 0 | 0 | 0 | 0 | 0 | 0 | 0 | 0 | 0 | 0 | 0 | 0 | 0 | 0 | 0
F4_Residential_Manufactured Home Low Income_Existing_Miscellaneous_Natural Gas_Pool Heater_E5 | F4 | Residential | Manufactured Home Low Income | Existing | Miscellaneous | Natural Gas | Pool Heater | E5 | Utility - Cost of Equipment | 0 | 0 | 0 | 0 | 0 | 0 | 0 | 0 | 0 | 0 | 0 | 0 | 0 | 0 | 0 | 0 | 0 | 0 | 0 | 0 | 0 | 0 | 0 | 0 | 0 | 0 | 0 | 0 | 0 | 0 | 0 | 0 | 0
F4_Residential_Manufactured Home Low Income_Existing_Miscellaneous_Natural Gas_Pool Heater_E6 | F4 | Residential | Manufactured Home Low Income | Existing | Miscellaneous | Natural Gas | Pool Heater | E6 | Utility - Cost of Equipment | 0 | 0 | 0 | 0 | 0 | 0 | 0 | 0 | 0 | 0 | 0 | 0 | 0 | 0 | 0 | 0 | 0 | 0 | 0 | 0 | 0 | 0 | 0 | 0 | 0 | 0 | 0 | 0 | 0 | 0 | 0 | 0 | 0
F4_Residential_Manufactured Home Low Income_Existing_Miscellaneous_Natural Gas_Pool Heater_E7 | F4 | Residential | Manufactured Home Low Income | Existing | Miscellaneous | Natural Gas | Pool Heater | E7 | Utility - Cost of Equipment | 0 | 0 | 0 | 0 | 0 | 0 | 0 | 0 | 0 | 0 | 0 | 0 | 0 | 0 | 0 | 0 | 0 | 0 | 0 | 0 | 0 | 0 | 0 | 0 | 0 | 0 | 0 | 0 | 0 | 0 | 0 | 0 | 0
F4_Residential_Manufactured Home Low Income_Existing_Miscellaneous_Natural Gas_Pool Heater_E8 | F4 | Residential | Manufactured Home Low Income | Existing | Miscellaneous | Natural Gas | Pool Heater | E8 | Utility - Cost of Equipment | 0 | 0 | 0 | 0 | 0 | 0 | 0 | 0 | 0 | 0 | 0 | 0 | 0 | 0 | 0 | 0 | 0 | 0 | 0 | 0 | 0 | 0 | 0 | 0 | 0 | 0 | 0 | 0 | 0 | 0 | 0 | 0 | 0
F4_Residential_Manufactured Home Low Income_Existing_Miscellaneous_Natural Gas_Pool Heater_E9 | F4 | Residential | Manufactured Home Low Income | Existing | Miscellaneous | Natural Gas | Pool Heater | E9 | Utility - Cost of Equipment | 0 | 0 | 0 | 0 | 0 | 0 | 0 | 0 | 0 | 0 | 0 | 0 | 0 | 0 | 0 | 0 | 0 | 0 | 0 | 0 | 0 | 0 | 0 | 0 | 0 | 0 | 0 | 0 | 0 | 0 | 0 | 0 | 0
F4_Residential_Manufactured Home Low Income_Existing_Miscellaneous_Natural Gas_Pool Heater_E10 | F4 | Residential | Manufactured Home Low Income | Existing | Miscellaneous | Natural Gas | Pool Heater | E10 | Utility - Cost of Equipment | 0 | 0 | 0 | 0 | 0 | 0 | 0 | 0 | 0 | 0 | 0 | 0 | 0 | 0 | 0 | 0 | 0 | 0 | 0 | 0 | 0 | 0 | 0 | 0 | 0 | 0 | 0 | 0 | 0 | 0 | 0 | 0 | 0
F5_Residential_Manufactured Home Low Income_Existing_Miscellaneous_Natural Gas_Pool Heater_E1 | F5 | Residential | Manufactured Home Low Income | Existing | Miscellaneous | Natural Gas | Pool Heater | E1 | Utility - Cost of Operation | 351.766 | 351.766 | 351.766 | 351.766 | 351.766 | 351.766 | 351.766 | 351.766 | 351.766 | 351.766 | 351.766 | 351.766 | 351.766 | 351.766 | 351.766 | 351.766 | 351.766 | 351.766 | 351.766 | 351.766 | 351.766 | 351.766 | 351.766 | 351.766 | 351.766 | 351.766 | 351.766 | 351.766 | 351.766 | 351.766 | 351.766 | 351.766 | 351.766
F5_Residential_Manufactured Home Low Income_Existing_Miscellaneous_Natural Gas_Pool Heater_E2 | F5 | Residential | Manufactured Home Low Income | Existing | Miscellaneous | Natural Gas | Pool Heater | E2 | Utility - Cost of Operation | 427.2575 | 427.2575 | 427.2575 | 427.2575 | 427.2575 | 427.2575 | 427.2575 | 427.2575 | 427.2575 | 427.2575 | 427.2575 | 427.2575 | 427.2575 | 427.2575 | 427.2575 | 427.2575 | 427.2575 | 427.2575 | 427.2575 | 427.2575 | 427.2575 | 427.2575 | 427.2575 | 427.2575 | 427.2575 | 427.2575 | 427.2575 | 427.2575 | 427.2575 | 427.2575 | 427.2575 | 427.2575 | 427.2575
F5_Residential_Manufactured Home Low Income_Existing_Miscellaneous_Natural Gas_Pool Heater_E3 | F5 | Residential | Manufactured Home Low Income | Existing | Miscellaneous | Natural Gas | Pool Heater | E3 | Utility - Cost of Operation | 710.8377 | 710.8377 | 710.8377 | 710.8377 | 710.8377 | 710.8377 | 710.8377 | 710.8377 | 710.8377 | 710.8377 | 710.8377 | 710.8377 | 710.8377 | 710.8377 | 710.8377 | 710.8377 | 710.8377 | 710.8377 | 710.8377 | 710.8377 | 710.8377 | 710.8377 | 710.8377 | 710.8377 | 710.8377 | 710.8377 | 710.8377 | 710.8377 | 710.8377 | 710.8377 | 710.8377 | 710.8377 | 710.8377
F5_Residential_Manufactured Home Low Income_Existing_Miscellaneous_Natural Gas_Pool Heater_E4 | F5 | Residential | Manufactured Home Low Income | Existing | Miscellaneous | Natural Gas | Pool Heater | E4 | Utility - Cost of Operation | 717.234 | 717.234 | 717.234 | 717.234 | 717.234 | 717.234 | 717.234 | 717.234 | 717.234 | 717.234 | 717.234 | 717.234 | 717.234 | 717.234 | 717.234 | 717.234 | 717.234 | 717.234 | 717.234 | 717.234 | 717.234 | 717.234 | 717.234 | 717.234 | 717.234 | 717.234 | 717.234 | 717.234 | 717.234 | 717.234 | 717.234 | 717.234 | 717.234
F5_Residential_Manufactured Home Low Income_Existing_Miscellaneous_Natural Gas_Pool Heater_E5 | F5 | Residential | Manufactured Home Low Income | Existing | Miscellaneous | Natural Gas | Pool Heater | E5 | Utility - Cost of Operation | 0 | 0 | 0 | 0 | 0 | 0 | 0 | 0 | 0 | 0 | 0 | 0 | 0 | 0 | 0 | 0 | 0 | 0 | 0 | 0 | 0 | 0 | 0 | 0 | 0 | 0 | 0 | 0 | 0 | 0 | 0 | 0 | 0
F5_Residential_Manufactured Home Low Income_Existing_Miscellaneous_Natural Gas_Pool Heater_E6 | F5 | Residential | Manufactured Home Low Income | Existing | Miscellaneous | Natural Gas | Pool Heater | E6 | Utility - Cost of Operation | 0 | 0 | 0 | 0 | 0 | 0 | 0 | 0 | 0 | 0 | 0 | 0 | 0 | 0 | 0 | 0 | 0 | 0 | 0 | 0 | 0 | 0 | 0 | 0 | 0 | 0 | 0 | 0 | 0 | 0 | 0 | 0 | 0
F5_Residential_Manufactured Home Low Income_Existing_Miscellaneous_Natural Gas_Pool Heater_E7 | F5 | Residential | Manufactured Home Low Income | Existing | Miscellaneous | Natural Gas | Pool Heater | E7 | Utility - Cost of Operation | 0 | 0 | 0 | 0 | 0 | 0 | 0 | 0 | 0 | 0 | 0 | 0 | 0 | 0 | 0 | 0 | 0 | 0 | 0 | 0 | 0 | 0 | 0 | 0 | 0 | 0 | 0 | 0 | 0 | 0 | 0 | 0 | 0
F5_Residential_Manufactured Home Low Income_Existing_Miscellaneous_Natural Gas_Pool Heater_E8 | F5 | Residential | Manufactured Home Low Income | Existing | Miscellaneous | Natural Gas | Pool Heater | E8 | Utility - Cost of Operation | 0 | 0 | 0 | 0 | 0 | 0 | 0 | 0 | 0 | 0 | 0 | 0 | 0 | 0 | 0 | 0 | 0 | 0 | 0 | 0 | 0 | 0 | 0 | 0 | 0 | 0 | 0 | 0 | 0 | 0 | 0 | 0 | 0
F5_Residential_Manufactured Home Low Income_Existing_Miscellaneous_Natural Gas_Pool Heater_E9 | F5 | Residential | Manufactured Home Low Income | Existing | Miscellaneous | Natural Gas | Pool Heater | E9 | Utility - Cost of Operation | 0 | 0 | 0 | 0 | 0 | 0 | 0 | 0 | 0 | 0 | 0 | 0 | 0 | 0 | 0 | 0 | 0 | 0 | 0 | 0 | 0 | 0 | 0 | 0 | 0 | 0 | 0 | 0 | 0 | 0 | 0 | 0 | 0
F5_Residential_Manufactured Home Low Income_Existing_Miscellaneous_Natural Gas_Pool Heater_E10 | F5 | Residential | Manufactured Home Low Income | Existing | Miscellaneous | Natural Gas | Pool Heater | E10 | Utility - Cost of Operation | 0 | 0 | 0 | 0 | 0 | 0 | 0 | 0 | 0 | 0 | 0 | 0 | 0 | 0 | 0 | 0 | 0 | 0 | 0 | 0 | 0 | 0 | 0 | 0 | 0 | 0 | 0 | 0 | 0 | 0 | 0 | 0 | 0
F6_Residential_Manufactured Home Low Income_Existing_Miscellaneous_Natural Gas_Pool Heater_E1 | F6 | Residential | Manufactured Home Low Income | Existing | Miscellaneous | Natural Gas | Pool Heater | E1 | Utility - Value of Sales | 142.6984 | 143.7861 | 145.2785 | 146.4983 | 146.4983 | 146.4983 | 146.4983 | 146.4983 | 146.4983 | 146.4983 | 146.4983 | 146.4983 | 146.4983 | 146.4983 | 146.4983 | 146.4983 | 146.4983 | 146.4983 | 146.4983 | 146.4983 | 146.4983 | 146.4983 | 146.4983 | 146.4983 | 146.4983 | 146.4983 | 146.4983 | 146.4983 | 146.4983 | 146.4983 | 146.4983 | 146.4983 | 146.4983
F6_Residential_Manufactured Home Low Income_Existing_Miscellaneous_Natural Gas_Pool Heater_E2 | F6 | Residential | Manufactured Home Low Income | Existing | Miscellaneous | Natural Gas | Pool Heater | E2 | Utility - Value of Sales | 137.5818 | 138.6304 | 140.0693 | 141.2454 | 141.2454 | 141.2454 | 141.2454 | 141.2454 | 141.2454 | 141.2454 | 141.2454 | 141.2454 | 141.2454 | 141.2454 | 141.2454 | 141.2454 | 141.2454 | 141.2454 | 141.2454 | 141.2454 | 141.2454 | 141.2454 | 141.2454 | 141.2454 | 141.2454 | 141.2454 | 141.2454 | 141.2454 | 141.2454 | 141.2454 | 141.2454 | 141.2454 | 141.2454
F6_Residential_Manufactured Home Low Income_Existing_Miscellaneous_Natural Gas_Pool Heater_E3 | F6 | Residential | Manufactured Home Low Income | Existing | Miscellaneous | Natural Gas | Pool Heater | E3 | Utility - Value of Sales | 121.9475 | 122.8769 | 124.1523 | 125.1948 | 125.1948 | 125.1948 | 125.1948 | 125.1948 | 125.1948 | 125.1948 | 125.1948 | 125.1948 | 125.1948 | 125.1948 | 125.1948 | 125.1948 | 125.1948 | 125.1948 | 125.1948 | 125.1948 | 125.1948 | 125.1948 | 125.1948 | 125.1948 | 125.1948 | 125.1948 | 125.1948 | 125.1948 | 125.1948 | 125.1948 | 125.1948 | 125.1948 | 125.1948
F6_Residential_Manufactured Home Low Income_Existing_Miscellaneous_Natural Gas_Pool Heater_E4 | F6 | Residential | Manufactured Home Low Income | Existing | Miscellaneous | Natural Gas | Pool Heater | E4 | Utility - Value of Sales | 120.728 | 121.6482 | 122.9108 | 123.9428 | 123.9428 | 123.9428 | 123.9428 | 123.9428 | 123.9428 | 123.9428 | 123.9428 | 123.9428 | 123.9428 | 123.9428 | 123.9428 | 123.9428 | 123.9428 | 123.9428 | 123.9428 | 123.9428 | 123.9428 | 123.9428 | 123.9428 | 123.9428 | 123.9428 | 123.9428 | 123.9428 | 123.9428 | 123.9428 | 123.9428 | 123.9428 | 123.9428 | 123.9428
F6_Residential_Manufactured Home Low Income_Existing_Miscellaneous_Natural Gas_Pool Heater_E5 | F6 | Residential | Manufactured Home Low Income | Existing | Miscellaneous | Natural Gas | Pool Heater | E5 | Utility - Value of Sales | 0 | 0 | 0 | 0 | 0 | 0 | 0 | 0 | 0 | 0 | 0 | 0 | 0 | 0 | 0 | 0 | 0 | 0 | 0 | 0 | 0 | 0 | 0 | 0 | 0 | 0 | 0 | 0 | 0 | 0 | 0 | 0 | 0
F6_Residential_Manufactured Home Low Income_Existing_Miscellaneous_Natural Gas_Pool Heater_E6 | F6 | Residential | Manufactured Home Low Income | Existing | Miscellaneous | Natural Gas | Pool Heater | E6 | Utility - Value of Sales | 0 | 0 | 0 | 0 | 0 | 0 | 0 | 0 | 0 | 0 | 0 | 0 | 0 | 0 | 0 | 0 | 0 | 0 | 0 | 0 | 0 | 0 | 0 | 0 | 0 | 0 | 0 | 0 | 0 | 0 | 0 | 0 | 0
F6_Residential_Manufactured Home Low Income_Existing_Miscellaneous_Natural Gas_Pool Heater_E7 | F6 | Residential | Manufactured Home Low Income | Existing | Miscellaneous | Natural Gas | Pool Heater | E7 | Utility - Value of Sales | 0 | 0 | 0 | 0 | 0 | 0 | 0 | 0 | 0 | 0 | 0 | 0 | 0 | 0 | 0 | 0 | 0 | 0 | 0 | 0 | 0 | 0 | 0 | 0 | 0 | 0 | 0 | 0 | 0 | 0 | 0 | 0 | 0
F6_Residential_Manufactured Home Low Income_Existing_Miscellaneous_Natural Gas_Pool Heater_E8 | F6 | Residential | Manufactured Home Low Income | Existing | Miscellaneous | Natural Gas | Pool Heater | E8 | Utility - Value of Sales | 0 | 0 | 0 | 0 | 0 | 0 | 0 | 0 | 0 | 0 | 0 | 0 | 0 | 0 | 0 | 0 | 0 | 0 | 0 | 0 | 0 | 0 | 0 | 0 | 0 | 0 | 0 | 0 | 0 | 0 | 0 | 0 | 0
F6_Residential_Manufactured Home Low Income_Existing_Miscellaneous_Natural Gas_Pool Heater_E9 | F6 | Residential | Manufactured Home Low Income | Existing | Miscellaneous | Natural Gas | Pool Heater | E9 | Utility - Value of Sales | 0 | 0 | 0 | 0 | 0 | 0 | 0 | 0 | 0 | 0 | 0 | 0 | 0 | 0 | 0 | 0 | 0 | 0 | 0 | 0 | 0 | 0 | 0 | 0 | 0 | 0 | 0 | 0 | 0 | 0 | 0 | 0 | 0
F6_Residential_Manufactured Home Low Income_Existing_Miscellaneous_Natural Gas_Pool Heater_E10 | F6 | Residential | Manufactured Home Low Income | Existing | Miscellaneous | Natural Gas | Pool Heater | E10 | Utility - Value of Sales | 0 | 0 | 0 | 0 | 0 | 0 | 0 | 0 | 0 | 0 | 0 | 0 | 0 | 0 | 0 | 0 | 0 | 0 | 0 | 0 | 0 | 0 | 0 | 0 | 0 | 0 | 0 | 0 | 0 | 0 | 0 | 0 | 0
F1_Residential_Manufactured Home Low Income_Existing_Miscellaneous_Natural Gas_Miscellaneous_E1 | F1 | Residential | Manufactured Home Low Income | Existing | Miscellaneous | Natural Gas | Miscellaneous | E1 | RVT - Cost of Equipment | 0 | 0 | 0 | 0 | 0 | 0 | 0 | 0 | 0 | 0 | 0 | 0 | 0 | 0 | 0 | 0 | 0 | 0 | 0 | 0 | 0 | 0 | 0 | 0 | 0 | 0 | 0 | 0 | 0 | 0 | 0 | 0 | 0
F1_Residential_Manufactured Home Low Income_Existing_Miscellaneous_Natural Gas_Miscellaneous_E2 | F1 | Residential | Manufactured Home Low Income | Existing | Miscellaneous | Natural Gas | Miscellaneous | E2 | RVT - Cost of Equipment | 0 | 0 | 0 | 0 | 0 | 0 | 0 | 0 | 0 | 0 | 0 | 0 | 0 | 0 | 0 | 0 | 0 | 0 | 0 | 0 | 0 | 0 | 0 | 0 | 0 | 0 | 0 | 0 | 0 | 0 | 0 | 0 | 0
F1_Residential_Manufactured Home Low Income_Existing_Miscellaneous_Natural Gas_Miscellaneous_E3 | F1 | Residential | Manufactured Home Low Income | Existing | Miscellaneous | Natural Gas | Miscellaneous | E3 | RVT - Cost of Equipment | 0 | 0 | 0 | 0 | 0 | 0 | 0 | 0 | 0 | 0 | 0 | 0 | 0 | 0 | 0 | 0 | 0 | 0 | 0 | 0 | 0 | 0 | 0 | 0 | 0 | 0 | 0 | 0 | 0 | 0 | 0 | 0 | 0
F1_Residential_Manufactured Home Low Income_Existing_Miscellaneous_Natural Gas_Miscellaneous_E4 | F1 | Residential | Manufactured Home Low Income | Existing | Miscellaneous | Natural Gas | Miscellaneous | E4 | RVT - Cost of Equipment | 0 | 0 | 0 | 0 | 0 | 0 | 0 | 0 | 0 | 0 | 0 | 0 | 0 | 0 | 0 | 0 | 0 | 0 | 0 | 0 | 0 | 0 | 0 | 0 | 0 | 0 | 0 | 0 | 0 | 0 | 0 | 0 | 0
F1_Residential_Manufactured Home Low Income_Existing_Miscellaneous_Natural Gas_Miscellaneous_E5 | F1 | Residential | Manufactured Home Low Income | Existing | Miscellaneous | Natural Gas | Miscellaneous | E5 | RVT - Cost of Equipment | 0 | 0 | 0 | 0 | 0 | 0 | 0 | 0 | 0 | 0 | 0 | 0 | 0 | 0 | 0 | 0 | 0 | 0 | 0 | 0 | 0 | 0 | 0 | 0 | 0 | 0 | 0 | 0 | 0 | 0 | 0 | 0 | 0
F1_Residential_Manufactured Home Low Income_Existing_Miscellaneous_Natural Gas_Miscellaneous_E6 | F1 | Residential | Manufactured Home Low Income | Existing | Miscellaneous | Natural Gas | Miscellaneous | E6 | RVT - Cost of Equipment | 0 | 0 | 0 | 0 | 0 | 0 | 0 | 0 | 0 | 0 | 0 | 0 | 0 | 0 | 0 | 0 | 0 | 0 | 0 | 0 | 0 | 0 | 0 | 0 | 0 | 0 | 0 | 0 | 0 | 0 | 0 | 0 | 0
F1_Residential_Manufactured Home Low Income_Existing_Miscellaneous_Natural Gas_Miscellaneous_E7 | F1 | Residential | Manufactured Home Low Income | Existing | Miscellaneous | Natural Gas | Miscellaneous | E7 | RVT - Cost of Equipment | 0 | 0 | 0 | 0 | 0 | 0 | 0 | 0 | 0 | 0 | 0 | 0 | 0 | 0 | 0 | 0 | 0 | 0 | 0 | 0 | 0 | 0 | 0 | 0 | 0 | 0 | 0 | 0 | 0 | 0 | 0 | 0 | 0
F1_Residential_Manufactured Home Low Income_Existing_Miscellaneous_Natural Gas_Miscellaneous_E8 | F1 | Residential | Manufactured Home Low Income | Existing | Miscellaneous | Natural Gas | Miscellaneous | E8 | RVT - Cost of Equipment | 0 | 0 | 0 | 0 | 0 | 0 | 0 | 0 | 0 | 0 | 0 | 0 | 0 | 0 | 0 | 0 | 0 | 0 | 0 | 0 | 0 | 0 | 0 | 0 | 0 | 0 | 0 | 0 | 0 | 0 | 0 | 0 | 0
F1_Residential_Manufactured Home Low Income_Existing_Miscellaneous_Natural Gas_Miscellaneous_E9 | F1 | Residential | Manufactured Home Low Income | Existing | Miscellaneous | Natural Gas | Miscellaneous | E9 | RVT - Cost of Equipment | 0 | 0 | 0 | 0 | 0 | 0 | 0 | 0 | 0 | 0 | 0 | 0 | 0 | 0 | 0 | 0 | 0 | 0 | 0 | 0 | 0 | 0 | 0 | 0 | 0 | 0 | 0 | 0 | 0 | 0 | 0 | 0 | 0
F1_Residential_Manufactured Home Low Income_Existing_Miscellaneous_Natural Gas_Miscellaneous_E10 | F1 | Residential | Manufactured Home Low Income | Existing | Miscellaneous | Natural Gas | Miscellaneous | E10 | RVT - Cost of Equipment | 0 | 0 | 0 | 0 | 0 | 0 | 0 | 0 | 0 | 0 | 0 | 0 | 0 | 0 | 0 | 0 | 0 | 0 | 0 | 0 | 0 | 0 | 0 | 0 | 0 | 0 | 0 | 0 | 0 | 0 | 0 | 0 | 0
F2_Residential_Manufactured Home Low Income_Existing_Miscellaneous_Natural Gas_Miscellaneous_E1 | F2 | Residential | Manufactured Home Low Income | Existing | Miscellaneous | Natural Gas | Miscellaneous | E1 | RVT - Cost of Operation | 0 | 0 | 0 | 0 | 0 | 0 | 0 | 0 | 0 | 0 | 0 | 0 | 0 | 0 | 0 | 0 | 0 | 0 | 0 | 0 | 0 | 0 | 0 | 0 | 0 | 0 | 0 | 0 | 0 | 0 | 0 | 0 | 0
F2_Residential_Manufactured Home Low Income_Existing_Miscellaneous_Natural Gas_Miscellaneous_E2 | F2 | Residential | Manufactured Home Low Income | Existing | Miscellaneous | Natural Gas | Miscellaneous | E2 | RVT - Cost of Operation | 0 | 0 | 0 | 0 | 0 | 0 | 0 | 0 | 0 | 0 | 0 | 0 | 0 | 0 | 0 | 0 | 0 | 0 | 0 | 0 | 0 | 0 | 0 | 0 | 0 | 0 | 0 | 0 | 0 | 0 | 0 | 0 | 0
F2_Residential_Manufactured Home Low Income_Existing_Miscellaneous_Natural Gas_Miscellaneous_E3 | F2 | Residential | Manufactured Home Low Income | Existing | Miscellaneous | Natural Gas | Miscellaneous | E3 | RVT - Cost of Operation | 0 | 0 | 0 | 0 | 0 | 0 | 0 | 0 | 0 | 0 | 0 | 0 | 0 | 0 | 0 | 0 | 0 | 0 | 0 | 0 | 0 | 0 | 0 | 0 | 0 | 0 | 0 | 0 | 0 | 0 | 0 | 0 | 0
F2_Residential_Manufactured Home Low Income_Existing_Miscellaneous_Natural Gas_Miscellaneous_E4 | F2 | Residential | Manufactured Home Low Income | Existing | Miscellaneous | Natural Gas | Miscellaneous | E4 | RVT - Cost of Operation | 0 | 0 | 0 | 0 | 0 | 0 | 0 | 0 | 0 | 0 | 0 | 0 | 0 | 0 | 0 | 0 | 0 | 0 | 0 | 0 | 0 | 0 | 0 | 0 | 0 | 0 | 0 | 0 | 0 | 0 | 0 | 0 | 0
F2_Residential_Manufactured Home Low Income_Existing_Miscellaneous_Natural Gas_Miscellaneous_E5 | F2 | Residential | Manufactured Home Low Income | Existing | Miscellaneous | Natural Gas | Miscellaneous | E5 | RVT - Cost of Operation | 0 | 0 | 0 | 0 | 0 | 0 | 0 | 0 | 0 | 0 | 0 | 0 | 0 | 0 | 0 | 0 | 0 | 0 | 0 | 0 | 0 | 0 | 0 | 0 | 0 | 0 | 0 | 0 | 0 | 0 | 0 | 0 | 0
F2_Residential_Manufactured Home Low Income_Existing_Miscellaneous_Natural Gas_Miscellaneous_E6 | F2 | Residential | Manufactured Home Low Income | Existing | Miscellaneous | Natural Gas | Miscellaneous | E6 | RVT - Cost of Operation | 0 | 0 | 0 | 0 | 0 | 0 | 0 | 0 | 0 | 0 | 0 | 0 | 0 | 0 | 0 | 0 | 0 | 0 | 0 | 0 | 0 | 0 | 0 | 0 | 0 | 0 | 0 | 0 | 0 | 0 | 0 | 0 | 0
F2_Residential_Manufactured Home Low Income_Existing_Miscellaneous_Natural Gas_Miscellaneous_E7 | F2 | Residential | Manufactured Home Low Income | Existing | Miscellaneous | Natural Gas | Miscellaneous | E7 | RVT - Cost of Operation | 0 | 0 | 0 | 0 | 0 | 0 | 0 | 0 | 0 | 0 | 0 | 0 | 0 | 0 | 0 | 0 | 0 | 0 | 0 | 0 | 0 | 0 | 0 | 0 | 0 | 0 | 0 | 0 | 0 | 0 | 0 | 0 | 0
F2_Residential_Manufactured Home Low Income_Existing_Miscellaneous_Natural Gas_Miscellaneous_E8 | F2 | Residential | Manufactured Home Low Income | Existing | Miscellaneous | Natural Gas | Miscellaneous | E8 | RVT - Cost of Operation | 0 | 0 | 0 | 0 | 0 | 0 | 0 | 0 | 0 | 0 | 0 | 0 | 0 | 0 | 0 | 0 | 0 | 0 | 0 | 0 | 0 | 0 | 0 | 0 | 0 | 0 | 0 | 0 | 0 | 0 | 0 | 0 | 0
F2_Residential_Manufactured Home Low Income_Existing_Miscellaneous_Natural Gas_Miscellaneous_E9 | F2 | Residential | Manufactured Home Low Income | Existing | Miscellaneous | Natural Gas | Miscellaneous | E9 | RVT - Cost of Operation | 0 | 0 | 0 | 0 | 0 | 0 | 0 | 0 | 0 | 0 | 0 | 0 | 0 | 0 | 0 | 0 | 0 | 0 | 0 | 0 | 0 | 0 | 0 | 0 | 0 | 0 | 0 | 0 | 0 | 0 | 0 | 0 | 0
F2_Residential_Manufactured Home Low Income_Existing_Miscellaneous_Natural Gas_Miscellaneous_E10 | F2 | Residential | Manufactured Home Low Income | Existing | Miscellaneous | Natural Gas | Miscellaneous | E10 | RVT - Cost of Operation | 0 | 0 | 0 | 0 | 0 | 0 | 0 | 0 | 0 | 0 | 0 | 0 | 0 | 0 | 0 | 0 | 0 | 0 | 0 | 0 | 0 | 0 | 0 | 0 | 0 | 0 | 0 | 0 | 0 | 0 | 0 | 0 | 0
F3_Residential_Manufactured Home Low Income_Existing_Miscellaneous_Natural Gas_Miscellaneous_E1 | F3 | Residential | Manufactured Home Low Income | Existing | Miscellaneous | Natural Gas | Miscellaneous | E1 | System - kBTUs of Consumption | 16.4611 | 16.4611 | 16.4611 | 16.4611 | 16.4611 | 16.4611 | 16.4611 | 16.4611 | 16.4611 | 16.4611 | 16.4611 | 16.4611 | 16.4611 | 16.4611 | 16.4611 | 16.4611 | 16.4611 | 16.4611 | 16.4611 | 16.4611 | 16.4611 | 16.4611 | 16.4611 | 16.4611 | 16.4611 | 16.4611 | 16.4611 | 16.4611 | 16.4611 | 16.4611 | 16.4611 | 16.4611 | 16.4611
F3_Residential_Manufactured Home Low Income_Existing_Miscellaneous_Natural Gas_Miscellaneous_E2 | F3 | Residential | Manufactured Home Low Income | Existing | Miscellaneous | Natural Gas | Miscellaneous | E2 | System - kBTUs of Consumption | 0 | 0 | 0 | 0 | 0 | 0 | 0 | 0 | 0 | 0 | 0 | 0 | 0 | 0 | 0 | 0 | 0 | 0 | 0 | 0 | 0 | 0 | 0 | 0 | 0 | 0 | 0 | 0 | 0 | 0 | 0 | 0 | 0
F3_Residential_Manufactured Home Low Income_Existing_Miscellaneous_Natural Gas_Miscellaneous_E3 | F3 | Residential | Manufactured Home Low Income | Existing | Miscellaneous | Natural Gas | Miscellaneous | E3 | System - kBTUs of Consumption | 0 | 0 | 0 | 0 | 0 | 0 | 0 | 0 | 0 | 0 | 0 | 0 | 0 | 0 | 0 | 0 | 0 | 0 | 0 | 0 | 0 | 0 | 0 | 0 | 0 | 0 | 0 | 0 | 0 | 0 | 0 | 0 | 0
F3_Residential_Manufactured Home Low Income_Existing_Miscellaneous_Natural Gas_Miscellaneous_E4 | F3 | Residential | Manufactured Home Low Income | Existing | Miscellaneous | Natural Gas | Miscellaneous | E4 | System - kBTUs of Consumption | 0 | 0 | 0 | 0 | 0 | 0 | 0 | 0 | 0 | 0 | 0 | 0 | 0 | 0 | 0 | 0 | 0 | 0 | 0 | 0 | 0 | 0 | 0 | 0 | 0 | 0 | 0 | 0 | 0 | 0 | 0 | 0 | 0
F3_Residential_Manufactured Home Low Income_Existing_Miscellaneous_Natural Gas_Miscellaneous_E5 | F3 | Residential | Manufactured Home Low Income | Existing | Miscellaneous | Natural Gas | Miscellaneous | E5 | System - kBTUs of Consumption | 0 | 0 | 0 | 0 | 0 | 0 | 0 | 0 | 0 | 0 | 0 | 0 | 0 | 0 | 0 | 0 | 0 | 0 | 0 | 0 | 0 | 0 | 0 | 0 | 0 | 0 | 0 | 0 | 0 | 0 | 0 | 0 | 0
F3_Residential_Manufactured Home Low Income_Existing_Miscellaneous_Natural Gas_Miscellaneous_E6 | F3 | Residential | Manufactured Home Low Income | Existing | Miscellaneous | Natural Gas | Miscellaneous | E6 | System - kBTUs of Consumption | 0 | 0 | 0 | 0 | 0 | 0 | 0 | 0 | 0 | 0 | 0 | 0 | 0 | 0 | 0 | 0 | 0 | 0 | 0 | 0 | 0 | 0 | 0 | 0 | 0 | 0 | 0 | 0 | 0 | 0 | 0 | 0 | 0
F3_Residential_Manufactured Home Low Income_Existing_Miscellaneous_Natural Gas_Miscellaneous_E7 | F3 | Residential | Manufactured Home Low Income | Existing | Miscellaneous | Natural Gas | Miscellaneous | E7 | System - kBTUs of Consumption | 0 | 0 | 0 | 0 | 0 | 0 | 0 | 0 | 0 | 0 | 0 | 0 | 0 | 0 | 0 | 0 | 0 | 0 | 0 | 0 | 0 | 0 | 0 | 0 | 0 | 0 | 0 | 0 | 0 | 0 | 0 | 0 | 0
F3_Residential_Manufactured Home Low Income_Existing_Miscellaneous_Natural Gas_Miscellaneous_E8 | F3 | Residential | Manufactured Home Low Income | Existing | Miscellaneous | Natural Gas | Miscellaneous | E8 | System - kBTUs of Consumption | 0 | 0 | 0 | 0 | 0 | 0 | 0 | 0 | 0 | 0 | 0 | 0 | 0 | 0 | 0 | 0 | 0 | 0 | 0 | 0 | 0 | 0 | 0 | 0 | 0 | 0 | 0 | 0 | 0 | 0 | 0 | 0 | 0
F3_Residential_Manufactured Home Low Income_Existing_Miscellaneous_Natural Gas_Miscellaneous_E9 | F3 | Residential | Manufactured Home Low Income | Existing | Miscellaneous | Natural Gas | Miscellaneous | E9 | System - kBTUs of Consumption | 0 | 0 | 0 | 0 | 0 | 0 | 0 | 0 | 0 | 0 | 0 | 0 | 0 | 0 | 0 | 0 | 0 | 0 | 0 | 0 | 0 | 0 | 0 | 0 | 0 | 0 | 0 | 0 | 0 | 0 | 0 | 0 | 0
F3_Residential_Manufactured Home Low Income_Existing_Miscellaneous_Natural Gas_Miscellaneous_E10 | F3 | Residential | Manufactured Home Low Income | Existing | Miscellaneous | Natural Gas | Miscellaneous | E10 | System - kBTUs of Consumption | 0 | 0 | 0 | 0 | 0 | 0 | 0 | 0 | 0 | 0 | 0 | 0 | 0 | 0 | 0 | 0 | 0 | 0 | 0 | 0 | 0 | 0 | 0 | 0 | 0 | 0 | 0 | 0 | 0 | 0 | 0 | 0 | 0
F4_Residential_Manufactured Home Low Income_Existing_Miscellaneous_Natural Gas_Miscellaneous_E1 | F4 | Residential | Manufactured Home Low Income | Existing | Miscellaneous | Natural Gas | Miscellaneous | E1 | Utility - Cost of Equipment | 0 | 0 | 0 | 0 | 0 | 0 | 0 | 0 | 0 | 0 | 0 | 0 | 0 | 0 | 0 | 0 | 0 | 0 | 0 | 0 | 0 | 0 | 0 | 0 | 0 | 0 | 0 | 0 | 0 | 0 | 0 | 0 | 0
F4_Residential_Manufactured Home Low Income_Existing_Miscellaneous_Natural Gas_Miscellaneous_E2 | F4 | Residential | Manufactured Home Low Income | Existing | Miscellaneous | Natural Gas | Miscellaneous | E2 | Utility - Cost of Equipment | 0 | 0 | 0 | 0 | 0 | 0 | 0 | 0 | 0 | 0 | 0 | 0 | 0 | 0 | 0 | 0 | 0 | 0 | 0 | 0 | 0 | 0 | 0 | 0 | 0 | 0 | 0 | 0 | 0 | 0 | 0 | 0 | 0
F4_Residential_Manufactured Home Low Income_Existing_Miscellaneous_Natural Gas_Miscellaneous_E3 | F4 | Residential | Manufactured Home Low Income | Existing | Miscellaneous | Natural Gas | Miscellaneous | E3 | Utility - Cost of Equipment | 0 | 0 | 0 | 0 | 0 | 0 | 0 | 0 | 0 | 0 | 0 | 0 | 0 | 0 | 0 | 0 | 0 | 0 | 0 | 0 | 0 | 0 | 0 | 0 | 0 | 0 | 0 | 0 | 0 | 0 | 0 | 0 | 0
F4_Residential_Manufactured Home Low Income_Existing_Miscellaneous_Natural Gas_Miscellaneous_E4 | F4 | Residential | Manufactured Home Low Income | Existing | Miscellaneous | Natural Gas | Miscellaneous | E4 | Utility - Cost of Equipment | 0 | 0 | 0 | 0 | 0 | 0 | 0 | 0 | 0 | 0 | 0 | 0 | 0 | 0 | 0 | 0 | 0 | 0 | 0 | 0 | 0 | 0 | 0 | 0 | 0 | 0 | 0 | 0 | 0 | 0 | 0 | 0 | 0
F4_Residential_Manufactured Home Low Income_Existing_Miscellaneous_Natural Gas_Miscellaneous_E5 | F4 | Residential | Manufactured Home Low Income | Existing | Miscellaneous | Natural Gas | Miscellaneous | E5 | Utility - Cost of Equipment | 0 | 0 | 0 | 0 | 0 | 0 | 0 | 0 | 0 | 0 | 0 | 0 | 0 | 0 | 0 | 0 | 0 | 0 | 0 | 0 | 0 | 0 | 0 | 0 | 0 | 0 | 0 | 0 | 0 | 0 | 0 | 0 | 0
F4_Residential_Manufactured Home Low Income_Existing_Miscellaneous_Natural Gas_Miscellaneous_E6 | F4 | Residential | Manufactured Home Low Income | Existing | Miscellaneous | Natural Gas | Miscellaneous | E6 | Utility - Cost of Equipment | 0 | 0 | 0 | 0 | 0 | 0 | 0 | 0 | 0 | 0 | 0 | 0 | 0 | 0 | 0 | 0 | 0 | 0 | 0 | 0 | 0 | 0 | 0 | 0 | 0 | 0 | 0 | 0 | 0 | 0 | 0 | 0 | 0
F4_Residential_Manufactured Home Low Income_Existing_Miscellaneous_Natural Gas_Miscellaneous_E7 | F4 | Residential | Manufactured Home Low Income | Existing | Miscellaneous | Natural Gas | Miscellaneous | E7 | Utility - Cost of Equipment | 0 | 0 | 0 | 0 | 0 | 0 | 0 | 0 | 0 | 0 | 0 | 0 | 0 | 0 | 0 | 0 | 0 | 0 | 0 | 0 | 0 | 0 | 0 | 0 | 0 | 0 | 0 | 0 | 0 | 0 | 0 | 0 | 0
F4_Residential_Manufactured Home Low Income_Existing_Miscellaneous_Natural Gas_Miscellaneous_E8 | F4 | Residential | Manufactured Home Low Income | Existing | Miscellaneous | Natural Gas | Miscellaneous | E8 | Utility - Cost of Equipment | 0 | 0 | 0 | 0 | 0 | 0 | 0 | 0 | 0 | 0 | 0 | 0 | 0 | 0 | 0 | 0 | 0 | 0 | 0 | 0 | 0 | 0 | 0 | 0 | 0 | 0 | 0 | 0 | 0 | 0 | 0 | 0 | 0
F4_Residential_Manufactured Home Low Income_Existing_Miscellaneous_Natural Gas_Miscellaneous_E9 | F4 | Residential | Manufactured Home Low Income | Existing | Miscellaneous | Natural Gas | Miscellaneous | E9 | Utility - Cost of Equipment | 0 | 0 | 0 | 0 | 0 | 0 | 0 | 0 | 0 | 0 | 0 | 0 | 0 | 0 | 0 | 0 | 0 | 0 | 0 | 0 | 0 | 0 | 0 | 0 | 0 | 0 | 0 | 0 | 0 | 0 | 0 | 0 | 0
F4_Residential_Manufactured Home Low Income_Existing_Miscellaneous_Natural Gas_Miscellaneous_E10 | F4 | Residential | Manufactured Home Low Income | Existing | Miscellaneous | Natural Gas | Miscellaneous | E10 | Utility - Cost of Equipment | 0 | 0 | 0 | 0 | 0 | 0 | 0 | 0 | 0 | 0 | 0 | 0 | 0 | 0 | 0 | 0 | 0 | 0 | 0 | 0 | 0 | 0 | 0 | 0 | 0 | 0 | 0 | 0 | 0 | 0 | 0 | 0 | 0
F5_Residential_Manufactured Home Low Income_Existing_Miscellaneous_Natural Gas_Miscellaneous_E1 | F5 | Residential | Manufactured Home Low Income | Existing | Miscellaneous | Natural Gas | Miscellaneous | E1 | Utility - Cost of Operation | 16.4611 | 16.4611 | 16.4611 | 16.4611 | 16.4611 | 16.4611 | 16.4611 | 16.4611 | 16.4611 | 16.4611 | 16.4611 | 16.4611 | 16.4611 | 16.4611 | 16.4611 | 16.4611 | 16.4611 | 16.4611 | 16.4611 | 16.4611 | 16.4611 | 16.4611 | 16.4611 | 16.4611 | 16.4611 | 16.4611 | 16.4611 | 16.4611 | 16.4611 | 16.4611 | 16.4611 | 16.4611 | 16.4611
F5_Residential_Manufactured Home Low Income_Existing_Miscellaneous_Natural Gas_Miscellaneous_E2 | F5 | Residential | Manufactured Home Low Income | Existing | Miscellaneous | Natural Gas | Miscellaneous | E2 | Utility - Cost of Operation | 0 | 0 | 0 | 0 | 0 | 0 | 0 | 0 | 0 | 0 | 0 | 0 | 0 | 0 | 0 | 0 | 0 | 0 | 0 | 0 | 0 | 0 | 0 | 0 | 0 | 0 | 0 | 0 | 0 | 0 | 0 | 0 | 0
F5_Residential_Manufactured Home Low Income_Existing_Miscellaneous_Natural Gas_Miscellaneous_E3 | F5 | Residential | Manufactured Home Low Income | Existing | Miscellaneous | Natural Gas | Miscellaneous | E3 | Utility - Cost of Operation | 0 | 0 | 0 | 0 | 0 | 0 | 0 | 0 | 0 | 0 | 0 | 0 | 0 | 0 | 0 | 0 | 0 | 0 | 0 | 0 | 0 | 0 | 0 | 0 | 0 | 0 | 0 | 0 | 0 | 0 | 0 | 0 | 0
F5_Residential_Manufactured Home Low Income_Existing_Miscellaneous_Natural Gas_Miscellaneous_E4 | F5 | Residential | Manufactured Home Low Income | Existing | Miscellaneous | Natural Gas | Miscellaneous | E4 | Utility - Cost of Operation | 0 | 0 | 0 | 0 | 0 | 0 | 0 | 0 | 0 | 0 | 0 | 0 | 0 | 0 | 0 | 0 | 0 | 0 | 0 | 0 | 0 | 0 | 0 | 0 | 0 | 0 | 0 | 0 | 0 | 0 | 0 | 0 | 0
F5_Residential_Manufactured Home Low Income_Existing_Miscellaneous_Natural Gas_Miscellaneous_E5 | F5 | Residential | Manufactured Home Low Income | Existing | Miscellaneous | Natural Gas | Miscellaneous | E5 | Utility - Cost of Operation | 0 | 0 | 0 | 0 | 0 | 0 | 0 | 0 | 0 | 0 | 0 | 0 | 0 | 0 | 0 | 0 | 0 | 0 | 0 | 0 | 0 | 0 | 0 | 0 | 0 | 0 | 0 | 0 | 0 | 0 | 0 | 0 | 0
F5_Residential_Manufactured Home Low Income_Existing_Miscellaneous_Natural Gas_Miscellaneous_E6 | F5 | Residential | Manufactured Home Low Income | Existing | Miscellaneous | Natural Gas | Miscellaneous | E6 | Utility - Cost of Operation | 0 | 0 | 0 | 0 | 0 | 0 | 0 | 0 | 0 | 0 | 0 | 0 | 0 | 0 | 0 | 0 | 0 | 0 | 0 | 0 | 0 | 0 | 0 | 0 | 0 | 0 | 0 | 0 | 0 | 0 | 0 | 0 | 0
F5_Residential_Manufactured Home Low Income_Existing_Miscellaneous_Natural Gas_Miscellaneous_E7 | F5 | Residential | Manufactured Home Low Income | Existing | Miscellaneous | Natural Gas | Miscellaneous | E7 | Utility - Cost of Operation | 0 | 0 | 0 | 0 | 0 | 0 | 0 | 0 | 0 | 0 | 0 | 0 | 0 | 0 | 0 | 0 | 0 | 0 | 0 | 0 | 0 | 0 | 0 | 0 | 0 | 0 | 0 | 0 | 0 | 0 | 0 | 0 | 0
F5_Residential_Manufactured Home Low Income_Existing_Miscellaneous_Natural Gas_Miscellaneous_E8 | F5 | Residential | Manufactured Home Low Income | Existing | Miscellaneous | Natural Gas | Miscellaneous | E8 | Utility - Cost of Operation | 0 | 0 | 0 | 0 | 0 | 0 | 0 | 0 | 0 | 0 | 0 | 0 | 0 | 0 | 0 | 0 | 0 | 0 | 0 | 0 | 0 | 0 | 0 | 0 | 0 | 0 | 0 | 0 | 0 | 0 | 0 | 0 | 0
F5_Residential_Manufactured Home Low Income_Existing_Miscellaneous_Natural Gas_Miscellaneous_E9 | F5 | Residential | Manufactured Home Low Income | Existing | Miscellaneous | Natural Gas | Miscellaneous | E9 | Utility - Cost of Operation | 0 | 0 | 0 | 0 | 0 | 0 | 0 | 0 | 0 | 0 | 0 | 0 | 0 | 0 | 0 | 0 | 0 | 0 | 0 | 0 | 0 | 0 | 0 | 0 | 0 | 0 | 0 | 0 | 0 | 0 | 0 | 0 | 0
F5_Residential_Manufactured Home Low Income_Existing_Miscellaneous_Natural Gas_Miscellaneous_E10 | F5 | Residential | Manufactured Home Low Income | Existing | Miscellaneous | Natural Gas | Miscellaneous | E10 | Utility - Cost of Operation | 0 | 0 | 0 | 0 | 0 | 0 | 0 | 0 | 0 | 0 | 0 | 0 | 0 | 0 | 0 | 0 | 0 | 0 | 0 | 0 | 0 | 0 | 0 | 0 | 0 | 0 | 0 | 0 | 0 | 0 | 0 | 0 | 0
F6_Residential_Manufactured Home Low Income_Existing_Miscellaneous_Natural Gas_Miscellaneous_E1 | F6 | Residential | Manufactured Home Low Income | Existing | Miscellaneous | Natural Gas | Miscellaneous | E1 | Utility - Value of Sales | 4.4238 | 4.4692 | 4.5314 | 4.5823 | 4.5823 | 4.5823 | 4.5823 | 4.5823 | 4.5823 | 4.5823 | 4.5823 | 4.5823 | 4.5823 | 4.5823 | 4.5823 | 4.5823 | 4.5823 | 4.5823 | 4.5823 | 4.5823 | 4.5823 | 4.5823 | 4.5823 | 4.5823 | 4.5823 | 4.5823 | 4.5823 | 4.5823 | 4.5823 | 4.5823 | 4.5823 | 4.5823 | 4.5823
F6_Residential_Manufactured Home Low Income_Existing_Miscellaneous_Natural Gas_Miscellaneous_E2 | F6 | Residential | Manufactured Home Low Income | Existing | Miscellaneous | Natural Gas | Miscellaneous | E2 | Utility - Value of Sales | 0 | 0 | 0 | 0 | 0 | 0 | 0 | 0 | 0 | 0 | 0 | 0 | 0 | 0 | 0 | 0 | 0 | 0 | 0 | 0 | 0 | 0 | 0 | 0 | 0 | 0 | 0 | 0 | 0 | 0 | 0 | 0 | 0
F6_Residential_Manufactured Home Low Income_Existing_Miscellaneous_Natural Gas_Miscellaneous_E3 | F6 | Residential | Manufactured Home Low Income | Existing | Miscellaneous | Natural Gas | Miscellaneous | E3 | Utility - Value of Sales | 0 | 0 | 0 | 0 | 0 | 0 | 0 | 0 | 0 | 0 | 0 | 0 | 0 | 0 | 0 | 0 | 0 | 0 | 0 | 0 | 0 | 0 | 0 | 0 | 0 | 0 | 0 | 0 | 0 | 0 | 0 | 0 | 0
F6_Residential_Manufactured Home Low Income_Existing_Miscellaneous_Natural Gas_Miscellaneous_E4 | F6 | Residential | Manufactured Home Low Income | Existing | Miscellaneous | Natural Gas | Miscellaneous | E4 | Utility - Value of Sales | 0 | 0 | 0 | 0 | 0 | 0 | 0 | 0 | 0 | 0 | 0 | 0 | 0 | 0 | 0 | 0 | 0 | 0 | 0 | 0 | 0 | 0 | 0 | 0 | 0 | 0 | 0 | 0 | 0 | 0 | 0 | 0 | 0
F6_Residential_Manufactured Home Low Income_Existing_Miscellaneous_Natural Gas_Miscellaneous_E5 | F6 | Residential | Manufactured Home Low Income | Existing | Miscellaneous | Natural Gas | Miscellaneous | E5 | Utility - Value of Sales | 0 | 0 | 0 | 0 | 0 | 0 | 0 | 0 | 0 | 0 | 0 | 0 | 0 | 0 | 0 | 0 | 0 | 0 | 0 | 0 | 0 | 0 | 0 | 0 | 0 | 0 | 0 | 0 | 0 | 0 | 0 | 0 | 0
F6_Residential_Manufactured Home Low Income_Existing_Miscellaneous_Natural Gas_Miscellaneous_E6 | F6 | Residential | Manufactured Home Low Income | Existing | Miscellaneous | Natural Gas | Miscellaneous | E6 | Utility - Value of Sales | 0 | 0 | 0 | 0 | 0 | 0 | 0 | 0 | 0 | 0 | 0 | 0 | 0 | 0 | 0 | 0 | 0 | 0 | 0 | 0 | 0 | 0 | 0 | 0 | 0 | 0 | 0 | 0 | 0 | 0 | 0 | 0 | 0
F6_Residential_Manufactured Home Low Income_Existing_Miscellaneous_Natural Gas_Miscellaneous_E7 | F6 | Residential | Manufactured Home Low Income | Existing | Miscellaneous | Natural Gas | Miscellaneous | E7 | Utility - Value of Sales | 0 | 0 | 0 | 0 | 0 | 0 | 0 | 0 | 0 | 0 | 0 | 0 | 0 | 0 | 0 | 0 | 0 | 0 | 0 | 0 | 0 | 0 | 0 | 0 | 0 | 0 | 0 | 0 | 0 | 0 | 0 | 0 | 0
F6_Residential_Manufactured Home Low Income_Existing_Miscellaneous_Natural Gas_Miscellaneous_E8 | F6 | Residential | Manufactured Home Low Income | Existing | Miscellaneous | Natural Gas | Miscellaneous | E8 | Utility - Value of Sales | 0 | 0 | 0 | 0 | 0 | 0 | 0 | 0 | 0 | 0 | 0 | 0 | 0 | 0 | 0 | 0 | 0 | 0 | 0 | 0 | 0 | 0 | 0 | 0 | 0 | 0 | 0 | 0 | 0 | 0 | 0 | 0 | 0
F6_Residential_Manufactured Home Low Income_Existing_Miscellaneous_Natural Gas_Miscellaneous_E9 | F6 | Residential | Manufactured Home Low Income | Existing | Miscellaneous | Natural Gas | Miscellaneous | E9 | Utility - Value of Sales | 0 | 0 | 0 | 0 | 0 | 0 | 0 | 0 | 0 | 0 | 0 | 0 | 0 | 0 | 0 | 0 | 0 | 0 | 0 | 0 | 0 | 0 | 0 | 0 | 0 | 0 | 0 | 0 | 0 | 0 | 0 | 0 | 0
F6_Residential_Manufactured Home Low Income_Existing_Miscellaneous_Natural Gas_Miscellaneous_E10 | F6 | Residential | Manufactured Home Low Income | Existing | Miscellaneous | Natural Gas | Miscellaneous | E10 | Utility - Value of Sales | 0 | 0 | 0 | 0 | 0 | 0 | 0 | 0 | 0 | 0 | 0 | 0 | 0 | 0 | 0 | 0 | 0 | 0 | 0 | 0 | 0 | 0 | 0 | 0 | 0 | 0 | 0 | 0 | 0 | 0 | 0 | 0 | 0
F1_Residential_Manufactured Home Low Income_New_Space Heating_Natural Gas_Furnace_E1 | F1 | Residential | Manufactured Home Low Income | New | Space Heating | Natural Gas | Furnace | E1 | RVT - Cost of Equipment | 831.9879 | 832.6932 | 835.1046 | 836.8255 | 834.0517 | 833.3912 | 834.451 | 834.8165 | 835.5589 | 835.8331 | 835.697 | 835.0608 | 834.2855 | 833.2452 | 831.6468 | 829.6851 | 827.3108 | 824.6899 | 821.8769 | 819.1449 | 816.1117 | 812.9921 | 809.5326 | 806.0553 | 802.1764 | 798.0577 | 793.708 | 789.2224 | 784.2893 | 779.1953 | 773.6679 | 768.0081 | 761.732
F1_Residential_Manufactured Home Low Income_New_Space Heating_Natural Gas_Furnace_E2 | F1 | Residential | Manufactured Home Low Income | New | Space Heating | Natural Gas | Furnace | E2 | RVT - Cost of Equipment | 704.3066 | 704.9036 | 706.945 | 708.4018 | 706.0536 | 705.4945 | 706.3917 | 706.7011 | 707.3296 | 707.5617 | 707.4465 | 706.9079 | 706.2516 | 705.3709 | 704.0178 | 702.3572 | 700.3473 | 698.1286 | 695.7472 | 693.4345 | 690.8668 | 688.226 | 685.2974 | 682.3537 | 679.0701 | 675.5835 | 671.9013 | 668.1041 | 663.928 | 659.6158 | 654.9367 | 650.1454 | 644.8325
F1_Residential_Manufactured Home Low Income_New_Space Heating_Natural Gas_Furnace_E3 | F1 | Residential | Manufactured Home Low Income | New | Space Heating | Natural Gas | Furnace | E3 | RVT - Cost of Equipment | 680.967 | 681.5443 | 683.5179 | 684.9265 | 682.6562 | 682.1156 | 682.983 | 683.2821 | 683.8898 | 684.1142 | 684.0028 | 683.4821 | 682.8475 | 681.996 | 680.6878 | 679.0822 | 677.1389 | 674.9937 | 672.6913 | 670.4552 | 667.9726 | 665.4193 | 662.5877 | 659.7416 | 656.5668 | 653.1957 | 649.6356 | 645.9642 | 641.9265 | 637.7572 | 633.2332 | 628.6006 | 623.4638
F1_Residential_Manufactured Home Low Income_New_Space Heating_Natural Gas_Furnace_E4 | F1 | Residential | Manufactured Home Low Income | New | Space Heating | Natural Gas | Furnace | E4 | RVT - Cost of Equipment | 555.3558 | 555.814 | 557.7381 | 559.0231 | 556.3756 | 555.5068 | 556.2947 | 556.6663 | 557.5801 | 558.3117 | 558.9524 | 559.4252 | 560.0859 | 560.83 | 561.4422 | 561.6761 | 561.4809 | 560.9864 | 559.9484 | 558.5538 | 556.4452 | 553.7409 | 550.7419 | 547.7276 | 544.3651 | 540.7946 | 537.024 | 533.1356 | 528.8592 | 524.4433 | 519.6518 | 514.7454 | 509.3073
F1_Residential_Manufactured Home Low Income_New_Space Heating_Natural Gas_Furnace_E5 | F1 | Residential | Manufactured Home Low Income | New | Space Heating | Natural Gas | Furnace | E5 | RVT - Cost of Equipment | 444.1199 | 444.4758 | 445.8515 | 446.7958 | 445.0121 | 444.4894 | 445.1384 | 445.5059 | 446.2551 | 446.8818 | 447.4529 | 447.7077 | 447.8577 | 447.8297 | 447.4449 | 446.8141 | 445.9036 | 444.8128 | 443.3759 | 441.7237 | 439.8893 | 438.0026 | 435.9104 | 433.8074 | 431.4615 | 428.9706 | 426.34 | 423.6273 | 420.6438 | 417.5631 | 414.2203 | 410.7973 | 407.0034
F1_Residential_Manufactured Home Low Income_New_Space Heating_Natural Gas_Furnace_E6 | F1 | Residential | Manufactured Home Low Income | New | Space Heating | Natural Gas | Furnace | E6 | RVT - Cost of Equipment | 373.9957 | 374.2954 | 375.4539 | 376.2491 | 374.747 | 374.3068 | 374.8534 | 375.1628 | 375.7937 | 376.3215 | 376.8025 | 377.017 | 377.1433 | 377.1198 | 376.7957 | 376.2645 | 375.4978 | 374.5792 | 373.3692 | 371.9778 | 370.4331 | 368.8443 | 367.0824 | 365.3115 | 363.336 | 361.2384 | 359.0232 | 356.7387 | 354.2264 | 351.6321 | 348.8171 | 345.9346 | 342.7397
F1_Residential_Manufactured Home Low Income_New_Space Heating_Natural Gas_Furnace_E7 | F1 | Residential | Manufactured Home Low Income | New | Space Heating | Natural Gas | Furnace | E7 | RVT - Cost of Equipment | 0 | 0 | 0 | 0 | 0 | 0 | 0 | 0 | 0 | 0 | 0 | 0 | 0 | 0 | 0 | 0 | 0 | 0 | 0 | 0 | 0 | 0 | 0 | 0 | 0 | 0 | 0 | 0 | 0 | 0 | 0 | 0 | 0
F1_Residential_Manufactured Home Low Income_New_Space Heating_Natural Gas_Furnace_E8 | F1 | Residential | Manufactured Home Low Income | New | Space Heating | Natural Gas | Furnace | E8 | RVT - Cost of Equipment | 0 | 0 | 0 | 0 | 0 | 0 | 0 | 0 | 0 | 0 | 0 | 0 | 0 | 0 | 0 | 0 | 0 | 0 | 0 | 0 | 0 | 0 | 0 | 0 | 0 | 0 | 0 | 0 | 0 | 0 | 0 | 0 | 0
F1_Residential_Manufactured Home Low Income_New_Space Heating_Natural Gas_Furnace_E9 | F1 | Residential | Manufactured Home Low Income | New | Space Heating | Natural Gas | Furnace | E9 | RVT - Cost of Equipment | 0 | 0 | 0 | 0 | 0 | 0 | 0 | 0 | 0 | 0 | 0 | 0 | 0 | 0 | 0 | 0 | 0 | 0 | 0 | 0 | 0 | 0 | 0 | 0 | 0 | 0 | 0 | 0 | 0 | 0 | 0 | 0 | 0
F1_Residential_Manufactured Home Low Income_New_Space Heating_Natural Gas_Furnace_E10 | F1 | Residential | Manufactured Home Low Income | New | Space Heating | Natural Gas | Furnace | E10 | RVT - Cost of Equipment | 0 | 0 | 0 | 0 | 0 | 0 | 0 | 0 | 0 | 0 | 0 | 0 | 0 | 0 | 0 | 0 | 0 | 0 | 0 | 0 | 0 | 0 | 0 | 0 | 0 | 0 | 0 | 0 | 0 | 0 | 0 | 0 | 0
F2_Residential_Manufactured Home Low Income_New_Space Heating_Natural Gas_Furnace_E1 | F2 | Residential | Manufactured Home Low Income | New | Space Heating | Natural Gas | Furnace | E1 | RVT - Cost of Operation | 830.6464 | 831.3506 | 833.7581 | 835.4762 | 832.7069 | 832.0474 | 833.1056 | 833.4704 | 834.2117 | 834.4854 | 834.3495 | 833.7144 | 832.9403 | 831.9016 | 830.3058 | 828.3473 | 825.9769 | 823.3601 | 820.5517 | 817.8241 | 814.7958 | 811.6812 | 808.2273 | 804.7556 | 800.883 | 796.7709 | 792.4282 | 787.9498 | 783.0247 | 777.9389 | 772.4205 | 766.7697 | 758.7884
F2_Residential_Manufactured Home Low Income_New_Space Heating_Natural Gas_Furnace_E2 | F2 | Residential | Manufactured Home Low Income | New | Space Heating | Natural Gas | Furnace | E2 | RVT - Cost of Operation | 703.171 | 703.7671 | 705.8051 | 707.2596 | 704.9152 | 704.357 | 705.2527 | 705.5616 | 706.1891 | 706.4208 | 706.3058 | 705.7681 | 705.1128 | 704.2336 | 702.8827 | 701.2247 | 699.218 | 697.0029 | 694.6254 | 692.3164 | 689.7529 | 687.1163 | 684.1924 | 681.2535 | 677.9752 | 674.4942 | 670.8179 | 667.0268 | 662.8575 | 658.5522 | 653.8807 | 649.0971 | 642.3407
F2_Residential_Manufactured Home Low Income_New_Space Heating_Natural Gas_Furnace_E3 | F2 | Residential | Manufactured Home Low Income | New | Space Heating | Natural Gas | Furnace | E3 | RVT - Cost of Operation | 679.869 | 680.4453 | 682.4158 | 683.8221 | 681.5554 | 681.0157 | 681.8818 | 682.1804 | 682.7871 | 683.0112 | 682.8999 | 682.3801 | 681.7465 | 680.8964 | 679.5903 | 677.9872 | 676.0471 | 673.9053 | 671.6066 | 669.3742 | 666.8956 | 664.3463 | 661.5194 | 658.6779 | 655.5082 | 652.1425 | 648.5881 | 644.9226 | 640.8915 | 636.7289 | 632.2121 | 627.5871 | 621.0546
F2_Residential_Manufactured Home Low Income_New_Space Heating_Natural Gas_Furnace_E4 | F2 | Residential | Manufactured Home Low Income | New | Space Heating | Natural Gas | Furnace | E4 | RVT - Cost of Operation | 554.4604 | 554.9178 | 556.8388 | 558.1217 | 555.4785 | 554.6111 | 555.3978 | 555.7688 | 556.6811 | 557.4115 | 558.0511 | 558.5232 | 559.1828 | 559.9257 | 560.537 | 560.7704 | 560.5756 | 560.0819 | 559.0456 | 557.6532 | 555.548 | 552.848 | 549.8539 | 546.8444 | 543.4873 | 539.9227 | 536.1581 | 532.2759 | 528.0064 | 523.5977 | 518.8139 | 513.9154 | 508.4861
F2_Residential_Manufactured Home Low Income_New_Space Heating_Natural Gas_Furnace_E5 | F2 | Residential | Manufactured Home Low Income | New | Space Heating | Natural Gas | Furnace | E5 | RVT - Cost of Operation | 443.4038 | 443.7591 | 445.1326 | 446.0753 | 444.2946 | 443.7727 | 444.4207 | 444.7875 | 445.5355 | 446.1613 | 446.7315 | 446.9858 | 447.1356 | 447.1076 | 446.7234 | 446.0936 | 445.1847 | 444.0956 | 442.661 | 441.0114 | 439.18 | 437.2964 | 435.2075 | 433.1079 | 430.7659 | 428.279 | 425.6526 | 422.9442 | 419.9656 | 416.8898 | 413.5524 | 410.135 | 406.3472
F2_Residential_Manufactured Home Low Income_New_Space Heating_Natural Gas_Furnace_E6 | F2 | Residential | Manufactured Home Low Income | New | Space Heating | Natural Gas | Furnace | E6 | RVT - Cost of Operation | 373.3927 | 373.6919 | 374.8485 | 375.6424 | 374.1428 | 373.7033 | 374.249 | 374.5579 | 375.1878 | 375.7148 | 376.1949 | 376.4091 | 376.5352 | 376.5117 | 376.1881 | 375.6578 | 374.8924 | 373.9752 | 372.7672 | 371.3781 | 369.8358 | 368.2496 | 366.4905 | 364.7225 | 362.7502 | 360.656 | 358.4443 | 356.1635 | 353.6552 | 351.0651 | 348.2547 | 345.3768 | 342.1871
F2_Residential_Manufactured Home Low Income_New_Space Heating_Natural Gas_Furnace_E7 | F2 | Residential | Manufactured Home Low Income | New | Space Heating | Natural Gas | Furnace | E7 | RVT - Cost of Operation | 0 | 0 | 0 | 0 | 0 | 0 | 0 | 0 | 0 | 0 | 0 | 0 | 0 | 0 | 0 | 0 | 0 | 0 | 0 | 0 | 0 | 0 | 0 | 0 | 0 | 0 | 0 | 0 | 0 | 0 | 0 | 0 | 0
F2_Residential_Manufactured Home Low Income_New_Space Heating_Natural Gas_Furnace_E8 | F2 | Residential | Manufactured Home Low Income | New | Space Heating | Natural Gas | Furnace | E8 | RVT - Cost of Operation | 0 | 0 | 0 | 0 | 0 | 0 | 0 | 0 | 0 | 0 | 0 | 0 | 0 | 0 | 0 | 0 | 0 | 0 | 0 | 0 | 0 | 0 | 0 | 0 | 0 | 0 | 0 | 0 | 0 | 0 | 0 | 0 | 0
F2_Residential_Manufactured Home Low Income_New_Space Heating_Natural Gas_Furnace_E9 | F2 | Residential | Manufactured Home Low Income | New | Space Heating | Natural Gas | Furnace | E9 | RVT - Cost of Operation | 0 | 0 | 0 | 0 | 0 | 0 | 0 | 0 | 0 | 0 | 0 | 0 | 0 | 0 | 0 | 0 | 0 | 0 | 0 | 0 | 0 | 0 | 0 | 0 | 0 | 0 | 0 | 0 | 0 | 0 | 0 | 0 | 0
F2_Residential_Manufactured Home Low Income_New_Space Heating_Natural Gas_Furnace_E10 | F2 | Residential | Manufactured Home Low Income | New | Space Heating | Natural Gas | Furnace | E10 | RVT - Cost of Operation | 0 | 0 | 0 | 0 | 0 | 0 | 0 | 0 | 0 | 0 | 0 | 0 | 0 | 0 | 0 | 0 | 0 | 0 | 0 | 0 | 0 | 0 | 0 | 0 | 0 | 0 | 0 | 0 | 0 | 0 | 0 | 0 | 0
F3_Residential_Manufactured Home Low Income_New_Space Heating_Natural Gas_Furnace_E1 | F3 | Residential | Manufactured Home Low Income | New | Space Heating | Natural Gas | Furnace | E1 | System - kBTUs of Consumption | 279.9505 | 279.9505 | 279.9505 | 279.9505 | 279.9505 | 279.9505 | 279.9505 | 279.9505 | 279.9505 | 279.9505 | 279.9505 | 279.9505 | 279.9505 | 279.9505 | 279.9505 | 279.9505 | 279.9505 | 279.9505 | 279.9505 | 279.9505 | 279.9505 | 279.9505 | 279.9505 | 279.9505 | 279.9505 | 279.9505 | 279.9505 | 279.9505 | 279.9505 | 279.9505 | 279.9505 | 279.9505 | 279.9505
F3_Residential_Manufactured Home Low Income_New_Space Heating_Natural Gas_Furnace_E2 | F3 | Residential | Manufactured Home Low Income | New | Space Heating | Natural Gas | Furnace | E2 | System - kBTUs of Consumption | 338.3398 | 338.3398 | 338.3398 | 338.3398 | 338.3398 | 338.3398 | 338.3398 | 338.3398 | 338.3398 | 338.3398 | 338.3398 | 338.3398 | 338.3398 | 338.3398 | 338.3398 | 338.3398 | 338.3398 | 338.3398 | 338.3398 | 338.3398 | 338.3398 | 338.3398 | 338.3398 | 338.3398 | 338.3398 | 338.3398 | 338.3398 | 338.3398 | 338.3398 | 338.3398 | 338.3398 | 338.3398 | 338.3398
F3_Residential_Manufactured Home Low Income_New_Space Heating_Natural Gas_Furnace_E3 | F3 | Residential | Manufactured Home Low Income | New | Space Heating | Natural Gas | Furnace | E3 | System - kBTUs of Consumption | 353.523 | 353.523 | 353.523 | 353.523 | 353.523 | 353.523 | 353.523 | 353.523 | 353.523 | 353.523 | 353.523 | 353.523 | 353.523 | 353.523 | 353.523 | 353.523 | 353.523 | 353.523 | 353.523 | 353.523 | 353.523 | 353.523 | 353.523 | 353.523 | 353.523 | 353.523 | 353.523 | 353.523 | 353.523 | 353.523 | 353.523 | 353.523 | 353.523
F3_Residential_Manufactured Home Low Income_New_Space Heating_Natural Gas_Furnace_E4 | F3 | Residential | Manufactured Home Low Income | New | Space Heating | Natural Gas | Furnace | E4 | System - kBTUs of Consumption | 1317.6459 | 1317.6459 | 1317.6459 | 1317.6459 | 1317.6459 | 1317.6459 | 1317.6459 | 1317.6459 | 1317.6459 | 1317.6459 | 1317.6459 | 1317.6459 | 1317.6459 | 1317.6459 | 1317.6459 | 1317.6459 | 1317.6459 | 1317.6459 | 1317.6459 | 1317.6459 | 1317.6459 | 1317.6459 | 1317.6459 | 1317.6459 | 1317.6459 | 1317.6459 | 1317.6459 | 1317.6459 | 1317.6459 | 1317.6459 | 1317.6459 | 1317.6459 | 1317.6459
F3_Residential_Manufactured Home Low Income_New_Space Heating_Natural Gas_Furnace_E5 | F3 | Residential | Manufactured Home Low Income | New | Space Heating | Natural Gas | Furnace | E5 | System - kBTUs of Consumption | 628.795 | 628.795 | 628.795 | 628.795 | 628.795 | 628.795 | 628.795 | 628.795 | 628.795 | 628.795 | 628.795 | 628.795 | 628.795 | 628.795 | 628.795 | 628.795 | 628.795 | 628.795 | 628.795 | 628.795 | 628.795 | 628.795 | 628.795 | 628.795 | 628.795 | 628.795 | 628.795 | 628.795 | 628.795 | 628.795 | 628.795 | 628.795 | 628.795
F3_Residential_Manufactured Home Low Income_New_Space Heating_Natural Gas_Furnace_E6 | F3 | Residential | Manufactured Home Low Income | New | Space Heating | Natural Gas | Furnace | E6 | System - kBTUs of Consumption | 666.0585 | 666.0585 | 666.0585 | 666.0585 | 666.0585 | 666.0585 | 666.0585 | 666.0585 | 666.0585 | 666.0585 | 666.0585 | 666.0585 | 666.0585 | 666.0585 | 666.0585 | 666.0585 | 666.0585 | 666.0585 | 666.0585 | 666.0585 | 666.0585 | 666.0585 | 666.0585 | 666.0585 | 666.0585 | 666.0585 | 666.0585 | 666.0585 | 666.0585 | 666.0585 | 666.0585 | 666.0585 | 666.0585
F3_Residential_Manufactured Home Low Income_New_Space Heating_Natural Gas_Furnace_E7 | F3 | Residential | Manufactured Home Low Income | New | Space Heating | Natural Gas | Furnace | E7 | System - kBTUs of Consumption | 0 | 0 | 0 | 0 | 0 | 0 | 0 | 0 | 0 | 0 | 0 | 0 | 0 | 0 | 0 | 0 | 0 | 0 | 0 | 0 | 0 | 0 | 0 | 0 | 0 | 0 | 0 | 0 | 0 | 0 | 0 | 0 | 0
F3_Residential_Manufactured Home Low Income_New_Space Heating_Natural Gas_Furnace_E8 | F3 | Residential | Manufactured Home Low Income | New | Space Heating | Natural Gas | Furnace | E8 | System - kBTUs of Consumption | 0 | 0 | 0 | 0 | 0 | 0 | 0 | 0 | 0 | 0 | 0 | 0 | 0 | 0 | 0 | 0 | 0 | 0 | 0 | 0 | 0 | 0 | 0 | 0 | 0 | 0 | 0 | 0 | 0 | 0 | 0 | 0 | 0
F3_Residential_Manufactured Home Low Income_New_Space Heating_Natural Gas_Furnace_E9 | F3 | Residential | Manufactured Home Low Income | New | Space Heating | Natural Gas | Furnace | E9 | System - kBTUs of Consumption | 0 | 0 | 0 | 0 | 0 | 0 | 0 | 0 | 0 | 0 | 0 | 0 | 0 | 0 | 0 | 0 | 0 | 0 | 0 | 0 | 0 | 0 | 0 | 0 | 0 | 0 | 0 | 0 | 0 | 0 | 0 | 0 | 0
F3_Residential_Manufactured Home Low Income_New_Space Heating_Natural Gas_Furnace_E10 | F3 | Residential | Manufactured Home Low Income | New | Space Heating | Natural Gas | Furnace | E10 | System - kBTUs of Consumption | 0 | 0 | 0 | 0 | 0 | 0 | 0 | 0 | 0 | 0 | 0 | 0 | 0 | 0 | 0 | 0 | 0 | 0 | 0 | 0 | 0 | 0 | 0 | 0 | 0 | 0 | 0 | 0 | 0 | 0 | 0 | 0 | 0
F4_Residential_Manufactured Home Low Income_New_Space Heating_Natural Gas_Furnace_E1 | F4 | Residential | Manufactured Home Low Income | New | Space Heating | Natural Gas | Furnace | E1 | Utility - Cost of Equipment | 830.6464 | 831.3506 | 833.7581 | 835.4762 | 832.7069 | 832.0474 | 833.1056 | 833.4704 | 834.2117 | 834.4854 | 834.3495 | 833.7144 | 832.9403 | 831.9016 | 830.3058 | 828.3473 | 825.9769 | 823.3601 | 820.5517 | 817.8241 | 814.7958 | 811.6812 | 808.2273 | 804.7556 | 800.883 | 796.7709 | 792.4282 | 787.9498 | 783.0247 | 777.9389 | 772.4205 | 766.7697 | 758.7884
F4_Residential_Manufactured Home Low Income_New_Space Heating_Natural Gas_Furnace_E2 | F4 | Residential | Manufactured Home Low Income | New | Space Heating | Natural Gas | Furnace | E2 | Utility - Cost of Equipment | 703.171 | 703.7671 | 705.8051 | 707.2596 | 704.9152 | 704.357 | 705.2527 | 705.5616 | 706.1891 | 706.4208 | 706.3058 | 705.7681 | 705.1128 | 704.2336 | 702.8827 | 701.2247 | 699.218 | 697.0029 | 694.6254 | 692.3164 | 689.7529 | 687.1163 | 684.1924 | 681.2535 | 677.9752 | 674.4942 | 670.8179 | 667.0268 | 662.8575 | 658.5522 | 653.8807 | 649.0971 | 642.3407
F4_Residential_Manufactured Home Low Income_New_Space Heating_Natural Gas_Furnace_E3 | F4 | Residential | Manufactured Home Low Income | New | Space Heating | Natural Gas | Furnace | E3 | Utility - Cost of Equipment | 679.869 | 680.4453 | 682.4158 | 683.8221 | 681.5554 | 681.0157 | 681.8818 | 682.1804 | 682.7871 | 683.0112 | 682.8999 | 682.3801 | 681.7465 | 680.8964 | 679.5903 | 677.9872 | 676.0471 | 673.9053 | 671.6066 | 669.3742 | 666.8956 | 664.3463 | 661.5194 | 658.6779 | 655.5082 | 652.1425 | 648.5881 | 644.9226 | 640.8915 | 636.7289 | 632.2121 | 627.5871 | 621.0546
F4_Residential_Manufactured Home Low Income_New_Space Heating_Natural Gas_Furnace_E4 | F4 | Residential | Manufactured Home Low Income | New | Space Heating | Natural Gas | Furnace | E4 | Utility - Cost of Equipment | 554.4604 | 554.9178 | 556.8388 | 558.1217 | 555.4785 | 554.6111 | 555.3978 | 555.7688 | 556.6811 | 557.4115 | 558.0511 | 558.5232 | 559.1828 | 559.9257 | 560.537 | 560.7704 | 560.5756 | 560.0819 | 559.0456 | 557.6532 | 555.548 | 552.848 | 549.8539 | 546.8444 | 543.4873 | 539.9227 | 536.1581 | 532.2759 | 528.0064 | 523.5977 | 518.8139 | 513.9154 | 508.4861
F4_Residential_Manufactured Home Low Income_New_Space Heating_Natural Gas_Furnace_E5 | F4 | Residential | Manufactured Home Low Income | New | Space Heating | Natural Gas | Furnace | E5 | Utility - Cost of Equipment | 443.4038 | 443.7591 | 445.1326 | 446.0753 | 444.2946 | 443.7727 | 444.4207 | 444.7875 | 445.5355 | 446.1613 | 446.7315 | 446.9858 | 447.1356 | 447.1076 | 446.7234 | 446.0936 | 445.1847 | 444.0956 | 442.661 | 441.0114 | 439.18 | 437.2964 | 435.2075 | 433.1079 | 430.7659 | 428.279 | 425.6526 | 422.9442 | 419.9656 | 416.8898 | 413.5524 | 410.135 | 406.3472
F4_Residential_Manufactured Home Low Income_New_Space Heating_Natural Gas_Furnace_E6 | F4 | Residential | Manufactured Home Low Income | New | Space Heating | Natural Gas | Furnace | E6 | Utility - Cost of Equipment | 373.3927 | 373.6919 | 374.8485 | 375.6424 | 374.1428 | 373.7033 | 374.249 | 374.5579 | 375.1878 | 375.7148 | 376.1949 | 376.4091 | 376.5352 | 376.5117 | 376.1881 | 375.6578 | 374.8924 | 373.9752 | 372.7672 | 371.3781 | 369.8358 | 368.2496 | 366.4905 | 364.7225 | 362.7502 | 360.656 | 358.4443 | 356.1635 | 353.6552 | 351.0651 | 348.2547 | 345.3768 | 342.1871
F4_Residential_Manufactured Home Low Income_New_Space Heating_Natural Gas_Furnace_E7 | F4 | Residential | Manufactured Home Low Income | New | Space Heating | Natural Gas | Furnace | E7 | Utility - Cost of Equipment | 0 | 0 | 0 | 0 | 0 | 0 | 0 | 0 | 0 | 0 | 0 | 0 | 0 | 0 | 0 | 0 | 0 | 0 | 0 | 0 | 0 | 0 | 0 | 0 | 0 | 0 | 0 | 0 | 0 | 0 | 0 | 0 | 0
F4_Residential_Manufactured Home Low Income_New_Space Heating_Natural Gas_Furnace_E8 | F4 | Residential | Manufactured Home Low Income | New | Space Heating | Natural Gas | Furnace | E8 | Utility - Cost of Equipment | 0 | 0 | 0 | 0 | 0 | 0 | 0 | 0 | 0 | 0 | 0 | 0 | 0 | 0 | 0 | 0 | 0 | 0 | 0 | 0 | 0 | 0 | 0 | 0 | 0 | 0 | 0 | 0 | 0 | 0 | 0 | 0 | 0
F4_Residential_Manufactured Home Low Income_New_Space Heating_Natural Gas_Furnace_E9 | F4 | Residential | Manufactured Home Low Income | New | Space Heating | Natural Gas | Furnace | E9 | Utility - Cost of Equipment | 0 | 0 | 0 | 0 | 0 | 0 | 0 | 0 | 0 | 0 | 0 | 0 | 0 | 0 | 0 | 0 | 0 | 0 | 0 | 0 | 0 | 0 | 0 | 0 | 0 | 0 | 0 | 0 | 0 | 0 | 0 | 0 | 0
F4_Residential_Manufactured Home Low Income_New_Space Heating_Natural Gas_Furnace_E10 | F4 | Residential | Manufactured Home Low Income | New | Space Heating | Natural Gas | Furnace | E10 | Utility - Cost of Equipment | 0 | 0 | 0 | 0 | 0 | 0 | 0 | 0 | 0 | 0 | 0 | 0 | 0 | 0 | 0 | 0 | 0 | 0 | 0 | 0 | 0 | 0 | 0 | 0 | 0 | 0 | 0 | 0 | 0 | 0 | 0 | 0 | 0
F5_Residential_Manufactured Home Low Income_New_Space Heating_Natural Gas_Furnace_E1 | F5 | Residential | Manufactured Home Low Income | New | Space Heating | Natural Gas | Furnace | E1 | Utility - Cost of Operation | 279.9505 | 279.9505 | 279.9505 | 279.9505 | 279.9505 | 279.9505 | 279.9505 | 279.9505 | 279.9505 | 279.9505 | 279.9505 | 279.9505 | 279.9505 | 279.9505 | 279.9505 | 279.9505 | 279.9505 | 279.9505 | 279.9505 | 279.9505 | 279.9505 | 279.9505 | 279.9505 | 279.9505 | 279.9505 | 279.9505 | 279.9505 | 279.9505 | 279.9505 | 279.9505 | 279.9505 | 279.9505 | 279.9505
F5_Residential_Manufactured Home Low Income_New_Space Heating_Natural Gas_Furnace_E2 | F5 | Residential | Manufactured Home Low Income | New | Space Heating | Natural Gas | Furnace | E2 | Utility - Cost of Operation | 338.3398 | 338.3398 | 338.3398 | 338.3398 | 338.3398 | 338.3398 | 338.3398 | 338.3398 | 338.3398 | 338.3398 | 338.3398 | 338.3398 | 338.3398 | 338.3398 | 338.3398 | 338.3398 | 338.3398 | 338.3398 | 338.3398 | 338.3398 | 338.3398 | 338.3398 | 338.3398 | 338.3398 | 338.3398 | 338.3398 | 338.3398 | 338.3398 | 338.3398 | 338.3398 | 338.3398 | 338.3398 | 338.3398
F5_Residential_Manufactured Home Low Income_New_Space Heating_Natural Gas_Furnace_E3 | F5 | Residential | Manufactured Home Low Income | New | Space Heating | Natural Gas | Furnace | E3 | Utility - Cost of Operation | 353.523 | 353.523 | 353.523 | 353.523 | 353.523 | 353.523 | 353.523 | 353.523 | 353.523 | 353.523 | 353.523 | 353.523 | 353.523 | 353.523 | 353.523 | 353.523 | 353.523 | 353.523 | 353.523 | 353.523 | 353.523 | 353.523 | 353.523 | 353.523 | 353.523 | 353.523 | 353.523 | 353.523 | 353.523 | 353.523 | 353.523 | 353.523 | 353.523
F5_Residential_Manufactured Home Low Income_New_Space Heating_Natural Gas_Furnace_E4 | F5 | Residential | Manufactured Home Low Income | New | Space Heating | Natural Gas | Furnace | E4 | Utility - Cost of Operation | 1317.6459 | 1317.6459 | 1317.6459 | 1317.6459 | 1317.6459 | 1317.6459 | 1317.6459 | 1317.6459 | 1317.6459 | 1317.6459 | 1317.6459 | 1317.6459 | 1317.6459 | 1317.6459 | 1317.6459 | 1317.6459 | 1317.6459 | 1317.6459 | 1317.6459 | 1317.6459 | 1317.6459 | 1317.6459 | 1317.6459 | 1317.6459 | 1317.6459 | 1317.6459 | 1317.6459 | 1317.6459 | 1317.6459 | 1317.6459 | 1317.6459 | 1317.6459 | 1317.6459
F5_Residential_Manufactured Home Low Income_New_Space Heating_Natural Gas_Furnace_E5 | F5 | Residential | Manufactured Home Low Income | New | Space Heating | Natural Gas | Furnace | E5 | Utility - Cost of Operation | 628.795 | 628.795 | 628.795 | 628.795 | 628.795 | 628.795 | 628.795 | 628.795 | 628.795 | 628.795 | 628.795 | 628.795 | 628.795 | 628.795 | 628.795 | 628.795 | 628.795 | 628.795 | 628.795 | 628.795 | 628.795 | 628.795 | 628.795 | 628.795 | 628.795 | 628.795 | 628.795 | 628.795 | 628.795 | 628.795 | 628.795 | 628.795 | 628.795
F5_Residential_Manufactured Home Low Income_New_Space Heating_Natural Gas_Furnace_E6 | F5 | Residential | Manufactured Home Low Income | New | Space Heating | Natural Gas | Furnace | E6 | Utility - Cost of Operation | 666.0585 | 666.0585 | 666.0585 | 666.0585 | 666.0585 | 666.0585 | 666.0585 | 666.0585 | 666.0585 | 666.0585 | 666.0585 | 666.0585 | 666.0585 | 666.0585 | 666.0585 | 666.0585 | 666.0585 | 666.0585 | 666.0585 | 666.0585 | 666.0585 | 666.0585 | 666.0585 | 666.0585 | 666.0585 | 666.0585 | 666.0585 | 666.0585 | 666.0585 | 666.0585 | 666.0585 | 666.0585 | 666.0585
F5_Residential_Manufactured Home Low Income_New_Space Heating_Natural Gas_Furnace_E7 | F5 | Residential | Manufactured Home Low Income | New | Space Heating | Natural Gas | Furnace | E7 | Utility - Cost of Operation | 0 | 0 | 0 | 0 | 0 | 0 | 0 | 0 | 0 | 0 | 0 | 0 | 0 | 0 | 0 | 0 | 0 | 0 | 0 | 0 | 0 | 0 | 0 | 0 | 0 | 0 | 0 | 0 | 0 | 0 | 0 | 0 | 0
F5_Residential_Manufactured Home Low Income_New_Space Heating_Natural Gas_Furnace_E8 | F5 | Residential | Manufactured Home Low Income | New | Space Heating | Natural Gas | Furnace | E8 | Utility - Cost of Operation | 0 | 0 | 0 | 0 | 0 | 0 | 0 | 0 | 0 | 0 | 0 | 0 | 0 | 0 | 0 | 0 | 0 | 0 | 0 | 0 | 0 | 0 | 0 | 0 | 0 | 0 | 0 | 0 | 0 | 0 | 0 | 0 | 0
F5_Residential_Manufactured Home Low Income_New_Space Heating_Natural Gas_Furnace_E9 | F5 | Residential | Manufactured Home Low Income | New | Space Heating | Natural Gas | Furnace | E9 | Utility - Cost of Operation | 0 | 0 | 0 | 0 | 0 | 0 | 0 | 0 | 0 | 0 | 0 | 0 | 0 | 0 | 0 | 0 | 0 | 0 | 0 | 0 | 0 | 0 | 0 | 0 | 0 | 0 | 0 | 0 | 0 | 0 | 0 | 0 | 0
F5_Residential_Manufactured Home Low Income_New_Space Heating_Natural Gas_Furnace_E10 | F5 | Residential | Manufactured Home Low Income | New | Space Heating | Natural Gas | Furnace | E10 | Utility - Cost of Operation | 0 | 0 | 0 | 0 | 0 | 0 | 0 | 0 | 0 | 0 | 0 | 0 | 0 | 0 | 0 | 0 | 0 | 0 | 0 | 0 | 0 | 0 | 0 | 0 | 0 | 0 | 0 | 0 | 0 | 0 | 0 | 0 | 0
F6_Residential_Manufactured Home Low Income_New_Space Heating_Natural Gas_Furnace_E1 | F6 | Residential | Manufactured Home Low Income | New | Space Heating | Natural Gas | Furnace | E1 | Utility - Value of Sales | 413.6466 | 412.9437 | 412.6994 | 412.0643 | 409.7292 | 407.3942 | 405.0681 | 402.7604 | 400.4799 | 398.2357 | 396.0367 | 393.8921 | 391.811 | 389.8022 | 387.8749 | 386.0382 | 384.301 | 382.6725 | 381.1525 | 379.7412 | 378.4385 | 377.2444 | 376.1587 | 375.1817 | 374.3133 | 373.5534 | 372.9019 | 372.3591 | 371.9248 | 371.5991 | 371.3818 | 371.2732 | 371.2732
F6_Residential_Manufactured Home Low Income_New_Space Heating_Natural Gas_Furnace_E2 | F6 | Residential | Manufactured Home Low Income | New | Space Heating | Natural Gas | Furnace | E2 | Utility - Value of Sales | 350.1662 | 349.5711 | 349.3644 | 348.8267 | 346.85 | 344.8733 | 342.9042 | 340.9507 | 339.0201 | 337.1203 | 335.2588 | 333.4433 | 331.6815 | 329.9811 | 328.3495 | 326.7947 | 325.3242 | 323.9455 | 322.6588 | 321.4641 | 320.3613 | 319.3505 | 318.4314 | 317.6043 | 316.8691 | 316.2259 | 315.6743 | 315.2149 | 314.8472 | 314.5715 | 314.3875 | 314.2956 | 314.2956
F6_Residential_Manufactured Home Low Income_New_Space Heating_Natural Gas_Furnace_E3 | F6 | Residential | Manufactured Home Low Income | New | Space Heating | Natural Gas | Furnace | E3 | Utility - Value of Sales | 338.5623 | 337.9869 | 337.787 | 337.2672 | 335.3559 | 333.4447 | 331.5409 | 329.6521 | 327.7855 | 325.9487 | 324.1488 | 322.3935 | 320.6902 | 319.046 | 317.4686 | 315.9653 | 314.5434 | 313.2105 | 311.9664 | 310.8113 | 309.745 | 308.7677 | 307.8791 | 307.0794 | 306.3686 | 305.7467 | 305.2134 | 304.7691 | 304.4137 | 304.1471 | 303.9692 | 303.8804 | 303.8804
F6_Residential_Manufactured Home Low Income_New_Space Heating_Natural Gas_Furnace_E4 | F6 | Residential | Manufactured Home Low Income | New | Space Heating | Natural Gas | Furnace | E4 | Utility - Value of Sales | 279.4815 | 279.4843 | 279.9253 | 279.9927 | 278.4357 | 276.8788 | 275.3217 | 273.7649 | 272.2081 | 270.6514 | 269.0948 | 267.5382 | 265.9818 | 264.4255 | 262.8691 | 261.3278 | 259.816 | 258.3488 | 256.9408 | 255.6071 | 254.3623 | 253.2213 | 252.1838 | 251.2503 | 250.4204 | 249.6943 | 249.0717 | 248.5531 | 248.1381 | 247.8269 | 247.6192 | 247.5155 | 247.5155
F6_Residential_Manufactured Home Low Income_New_Space Heating_Natural Gas_Furnace_E5 | F6 | Residential | Manufactured Home Low Income | New | Space Heating | Natural Gas | Furnace | E5 | Utility - Value of Sales | 222.3432 | 222.1375 | 222.2239 | 222.0614 | 220.8159 | 219.5704 | 218.3249 | 217.0796 | 215.8343 | 214.589 | 213.3438 | 212.1063 | 210.8843 | 209.6854 | 208.5172 | 207.3875 | 206.3039 | 205.2742 | 204.3058 | 203.4068 | 202.5769 | 201.8163 | 201.1246 | 200.5022 | 199.949 | 199.465 | 199.0499 | 198.7041 | 198.4275 | 198.22 | 198.0815 | 198.0124 | 198.0124
F6_Residential_Manufactured Home Low Income_New_Space Heating_Natural Gas_Furnace_E6 | F6 | Residential | Manufactured Home Low Income | New | Space Heating | Natural Gas | Furnace | E6 | Utility - Value of Sales | 187.2364 | 187.0631 | 187.136 | 186.9991 | 185.9502 | 184.9014 | 183.8526 | 182.8038 | 181.7552 | 180.7066 | 179.6579 | 178.6159 | 177.5868 | 176.5772 | 175.5934 | 174.6421 | 173.7296 | 172.8625 | 172.047 | 171.2899 | 170.5911 | 169.9505 | 169.3681 | 168.844 | 168.3781 | 167.9705 | 167.621 | 167.3298 | 167.0968 | 166.9221 | 166.8055 | 166.7473 | 166.7473
F6_Residential_Manufactured Home Low Income_New_Space Heating_Natural Gas_Furnace_E7 | F6 | Residential | Manufactured Home Low Income | New | Space Heating | Natural Gas | Furnace | E7 | Utility - Value of Sales | 0 | 0 | 0 | 0 | 0 | 0 | 0 | 0 | 0 | 0 | 0 | 0 | 0 | 0 | 0 | 0 | 0 | 0 | 0 | 0 | 0 | 0 | 0 | 0 | 0 | 0 | 0 | 0 | 0 | 0 | 0 | 0 | 0
F6_Residential_Manufactured Home Low Income_New_Space Heating_Natural Gas_Furnace_E8 | F6 | Residential | Manufactured Home Low Income | New | Space Heating | Natural Gas | Furnace | E8 | Utility - Value of Sales | 0 | 0 | 0 | 0 | 0 | 0 | 0 | 0 | 0 | 0 | 0 | 0 | 0 | 0 | 0 | 0 | 0 | 0 | 0 | 0 | 0 | 0 | 0 | 0 | 0 | 0 | 0 | 0 | 0 | 0 | 0 | 0 | 0
F6_Residential_Manufactured Home Low Income_New_Space Heating_Natural Gas_Furnace_E9 | F6 | Residential | Manufactured Home Low Income | New | Space Heating | Natural Gas | Furnace | E9 | Utility - Value of Sales | 0 | 0 | 0 | 0 | 0 | 0 | 0 | 0 | 0 | 0 | 0 | 0 | 0 | 0 | 0 | 0 | 0 | 0 | 0 | 0 | 0 | 0 | 0 | 0 | 0 | 0 | 0 | 0 | 0 | 0 | 0 | 0 | 0
F6_Residential_Manufactured Home Low Income_New_Space Heating_Natural Gas_Furnace_E10 | F6 | Residential | Manufactured Home Low Income | New | Space Heating | Natural Gas | Furnace | E10 | Utility - Value of Sales | 0 | 0 | 0 | 0 | 0 | 0 | 0 | 0 | 0 | 0 | 0 | 0 | 0 | 0 | 0 | 0 | 0 | 0 | 0 | 0 | 0 | 0 | 0 | 0 | 0 | 0 | 0 | 0 | 0 | 0 | 0 | 0 | 0
F1_Residential_Manufactured Home Low Income_New_Space Heating_Natural Gas_Boiler_E1 | F1 | Residential | Manufactured Home Low Income | New | Space Heating | Natural Gas | Boiler | E1 | RVT - Cost of Equipment | 547.0546 | 547.5629 | 0 | 0 | 0 | 0 | 0 | 0 | 0 | 0 | 0 | 0 | 0 | 0 | 0 | 0 | 0 | 0 | 0 | 0 | 0 | 0 | 0 | 0 | 0 | 0 | 0 | 0 | 0 | 0 | 0 | 0 | 0
F1_Residential_Manufactured Home Low Income_New_Space Heating_Natural Gas_Boiler_E2 | F1 | Residential | Manufactured Home Low Income | New | Space Heating | Natural Gas | Boiler | E2 | RVT - Cost of Equipment | 535.2215 | 535.7188 | 537.2202 | 538.2013 | 536.4449 | 535.767 | 536.0535 | 535.9056 | 535.9406 | 535.6661 | 535.1169 | 534.2345 | 533.2269 | 532.0157 | 530.6094 | 529.1383 | 527.5825 | 526.0615 | 524.429 | 522.8436 | 521.0834 | 519.2731 | 517.2654 | 515.2475 | 512.9965 | 510.6064 | 508.0822 | 505.4791 | 502.6163 | 499.6586 | 496.4477 | 493.1581 | 489.5106
F1_Residential_Manufactured Home Low Income_New_Space Heating_Natural Gas_Boiler_E3 | F1 | Residential | Manufactured Home Low Income | New | Space Heating | Natural Gas | Boiler | E3 | RVT - Cost of Equipment | 527.9396 | 528.4301 | 529.9111 | 530.8789 | 529.1464 | 528.4776 | 528.7602 | 528.6143 | 528.6489 | 528.3781 | 527.8364 | 526.966 | 525.9721 | 524.7773 | 523.3902 | 521.9391 | 520.4045 | 518.9042 | 517.2939 | 515.7301 | 513.9939 | 512.2081 | 510.2278 | 508.2373 | 506.017 | 503.6593 | 501.1695 | 498.6018 | 495.778 | 492.8605 | 489.6933 | 486.4485 | 482.8506
F1_Residential_Manufactured Home Low Income_New_Space Heating_Natural Gas_Boiler_E4 | F1 | Residential | Manufactured Home Low Income | New | Space Heating | Natural Gas | Boiler | E4 | RVT - Cost of Equipment | 496.0811 | 496.542 | 497.9337 | 498.8431 | 497.2151 | 496.5867 | 496.8523 | 496.7152 | 496.7477 | 496.4932 | 495.9842 | 495.1663 | 494.2324 | 493.1097 | 491.8063 | 490.4428 | 489.0007 | 487.591 | 486.0779 | 484.6084 | 482.977 | 481.299 | 479.4382 | 477.5679 | 475.4815 | 473.2661 | 470.9265 | 468.5138 | 465.8604 | 463.1189 | 460.1429 | 457.0938 | 453.7131
F1_Residential_Manufactured Home Low Income_New_Space Heating_Natural Gas_Boiler_E5 | F1 | Residential | Manufactured Home Low Income | New | Space Heating | Natural Gas | Boiler | E5 | RVT - Cost of Equipment | 461.492 | 461.9208 | 463.2154 | 464.0614 | 462.5469 | 461.9623 | 462.2094 | 462.0818 | 462.112 | 461.8754 | 461.4019 | 460.6409 | 459.7722 | 458.7278 | 457.5153 | 456.2468 | 454.9053 | 453.5938 | 452.1863 | 450.8192 | 449.3015 | 447.7405 | 446.0095 | 444.2695 | 442.3286 | 440.2677 | 438.0912 | 435.8468 | 433.3784 | 430.8281 | 428.0595 | 425.2231 | 422.078
F1_Residential_Manufactured Home Low Income_New_Space Heating_Natural Gas_Boiler_E6 | F1 | Residential | Manufactured Home Low Income | New | Space Heating | Natural Gas | Boiler | E6 | RVT - Cost of Equipment | 367.0651 | 367.3679 | 368.6397 | 369.489 | 367.7391 | 367.1649 | 367.6857 | 367.9313 | 368.5353 | 369.0188 | 369.4422 | 369.7548 | 370.1914 | 370.6833 | 371.0879 | 371.2425 | 371.1135 | 370.7866 | 370.1006 | 369.1788 | 367.7851 | 365.9977 | 364.0155 | 362.0232 | 359.8007 | 357.4408 | 354.9486 | 352.3785 | 349.552 | 346.6333 | 343.4664 | 340.2234 | 336.6291
F1_Residential_Manufactured Home Low Income_New_Space Heating_Natural Gas_Boiler_E7 | F1 | Residential | Manufactured Home Low Income | New | Space Heating | Natural Gas | Boiler | E7 | RVT - Cost of Equipment | 293.5432 | 293.7784 | 294.6877 | 295.3118 | 294.1329 | 293.7874 | 294.2164 | 294.4592 | 294.9544 | 295.3687 | 295.7461 | 295.9146 | 296.0137 | 295.9952 | 295.7408 | 295.3239 | 294.7221 | 294.0011 | 293.0514 | 291.9594 | 290.7469 | 289.4999 | 288.1171 | 286.7271 | 285.1766 | 283.5302 | 281.7915 | 279.9985 | 278.0265 | 275.9903 | 273.7809 | 271.5185 | 269.0108
F1_Residential_Manufactured Home Low Income_New_Space Heating_Natural Gas_Boiler_E8 | F1 | Residential | Manufactured Home Low Income | New | Space Heating | Natural Gas | Boiler | E8 | RVT - Cost of Equipment | 247.1943 | 247.3923 | 248.1581 | 248.6836 | 247.6908 | 247.3999 | 247.7612 | 247.9657 | 248.3827 | 248.7315 | 249.0494 | 249.1912 | 249.2747 | 249.2591 | 249.0449 | 248.6938 | 248.1871 | 247.5799 | 246.7802 | 245.8605 | 244.8395 | 243.7894 | 242.6249 | 241.4544 | 240.1487 | 238.7623 | 237.2981 | 235.7882 | 234.1276 | 232.4129 | 230.5523 | 228.6471 | 226.5355
F1_Residential_Manufactured Home Low Income_New_Space Heating_Natural Gas_Boiler_E9 | F1 | Residential | Manufactured Home Low Income | New | Space Heating | Natural Gas | Boiler | E9 | RVT - Cost of Equipment | 0 | 0 | 0 | 0 | 0 | 0 | 0 | 0 | 0 | 0 | 0 | 0 | 0 | 0 | 0 | 0 | 0 | 0 | 0 | 0 | 0 | 0 | 0 | 0 | 0 | 0 | 0 | 0 | 0 | 0 | 0 | 0 | 0
F1_Residential_Manufactured Home Low Income_New_Space Heating_Natural Gas_Boiler_E10 | F1 | Residential | Manufactured Home Low Income | New | Space Heating | Natural Gas | Boiler | E10 | RVT - Cost of Equipment | 0 | 0 | 0 | 0 | 0 | 0 | 0 | 0 | 0 | 0 | 0 | 0 | 0 | 0 | 0 | 0 | 0 | 0 | 0 | 0 | 0 | 0 | 0 | 0 | 0 | 0 | 0 | 0 | 0 | 0 | 0 | 0 | 0
F2_Residential_Manufactured Home Low Income_New_Space Heating_Natural Gas_Boiler_E1 | F2 | Residential | Manufactured Home Low Income | New | Space Heating | Natural Gas | Boiler | E1 | RVT - Cost of Operation | 546.1725 | 546.68 | 0 | 0 | 0 | 0 | 0 | 0 | 0 | 0 | 0 | 0 | 0 | 0 | 0 | 0 | 0 | 0 | 0 | 0 | 0 | 0 | 0 | 0 | 0 | 0 | 0 | 0 | 0 | 0 | 0 | 0 | 0
F2_Residential_Manufactured Home Low Income_New_Space Heating_Natural Gas_Boiler_E2 | F2 | Residential | Manufactured Home Low Income | New | Space Heating | Natural Gas | Boiler | E2 | RVT - Cost of Operation | 534.3585 | 534.855 | 536.354 | 537.3336 | 535.58 | 534.9031 | 535.1891 | 535.0415 | 535.0764 | 534.8024 | 534.2541 | 533.3731 | 532.3671 | 531.1578 | 529.7539 | 528.2851 | 526.7318 | 525.2132 | 523.5834 | 522.0006 | 520.2432 | 518.4358 | 516.4314 | 514.4167 | 512.1694 | 509.7831 | 507.2629 | 504.6641 | 501.8059 | 497.8703 | 492.6328 | 486.1974 | 478.212
F2_Residential_Manufactured Home Low Income_New_Space Heating_Natural Gas_Boiler_E3 | F2 | Residential | Manufactured Home Low Income | New | Space Heating | Natural Gas | Boiler | E3 | RVT - Cost of Operation | 527.0883 | 527.578 | 529.0566 | 530.0229 | 528.2932 | 527.6255 | 527.9077 | 527.762 | 527.7965 | 527.5262 | 526.9854 | 526.1163 | 525.124 | 523.9312 | 522.5463 | 521.0975 | 519.5654 | 518.0675 | 516.4599 | 514.8985 | 513.1651 | 511.3822 | 509.4051 | 507.4179 | 505.2011 | 502.8472 | 500.3614 | 497.7979 | 494.9786 | 491.0966 | 485.9303 | 479.5825 | 471.7057
F2_Residential_Manufactured Home Low Income_New_Space Heating_Natural Gas_Boiler_E4 | F2 | Residential | Manufactured Home Low Income | New | Space Heating | Natural Gas | Boiler | E4 | RVT - Cost of Operation | 495.2813 | 495.7414 | 497.1308 | 498.0388 | 496.4134 | 495.786 | 496.0512 | 495.9143 | 495.9467 | 495.6927 | 495.1845 | 494.3679 | 493.4355 | 492.3147 | 491.0134 | 489.652 | 488.2123 | 486.8048 | 485.2942 | 483.8271 | 482.1982 | 480.523 | 478.6652 | 476.7978 | 474.7148 | 472.503 | 470.1672 | 467.7584 | 465.1092 | 461.4614 | 456.6069 | 450.6422 | 443.2407
F2_Residential_Manufactured Home Low Income_New_Space Heating_Natural Gas_Boiler_E5 | F2 | Residential | Manufactured Home Low Income | New | Space Heating | Natural Gas | Boiler | E5 | RVT - Cost of Operation | 460.7479 | 461.176 | 462.4685 | 463.3131 | 461.8011 | 461.2175 | 461.4641 | 461.3368 | 461.3669 | 461.1306 | 460.6579 | 459.8982 | 459.0308 | 457.9881 | 456.7776 | 455.5111 | 454.1718 | 452.8624 | 451.4572 | 450.0923 | 448.5771 | 447.0186 | 445.2903 | 443.5532 | 441.6154 | 439.5579 | 437.3849 | 435.144 | 432.6796 | 429.2862 | 424.7701 | 419.2212 | 412.3358
F2_Residential_Manufactured Home Low Income_New_Space Heating_Natural Gas_Boiler_E6 | F2 | Residential | Manufactured Home Low Income | New | Space Heating | Natural Gas | Boiler | E6 | RVT - Cost of Operation | 366.4732 | 366.7756 | 368.0453 | 368.8932 | 367.1462 | 366.5729 | 367.0928 | 367.338 | 367.941 | 368.4238 | 368.8466 | 369.1586 | 369.5945 | 370.0856 | 370.4896 | 370.6439 | 370.5151 | 370.1888 | 369.5039 | 368.5835 | 367.1921 | 365.4076 | 363.4286 | 361.4394 | 359.2205 | 356.8645 | 354.3763 | 351.8103 | 348.9884 | 346.0744 | 342.9126 | 339.6749 | 336.0863
F2_Residential_Manufactured Home Low Income_New_Space Heating_Natural Gas_Boiler_E7 | F2 | Residential | Manufactured Home Low Income | New | Space Heating | Natural Gas | Boiler | E7 | RVT - Cost of Operation | 293.0699 | 293.3047 | 294.2125 | 294.8356 | 293.6586 | 293.3137 | 293.742 | 293.9845 | 294.4788 | 294.8924 | 295.2693 | 295.4374 | 295.5364 | 295.5179 | 295.264 | 294.8477 | 294.2469 | 293.5271 | 292.5789 | 291.4886 | 290.2781 | 289.0331 | 287.6525 | 286.2648 | 284.7168 | 283.073 | 281.3371 | 279.547 | 277.5783 | 275.5453 | 273.3394 | 271.0807 | 268.5771
F2_Residential_Manufactured Home Low Income_New_Space Heating_Natural Gas_Boiler_E8 | F2 | Residential | Manufactured Home Low Income | New | Space Heating | Natural Gas | Boiler | E8 | RVT - Cost of Operation | 246.7957 | 246.9934 | 247.7579 | 248.2826 | 247.2915 | 247.001 | 247.3617 | 247.5659 | 247.9822 | 248.3305 | 248.6478 | 248.7894 | 248.8728 | 248.8572 | 248.6434 | 248.2928 | 247.7869 | 247.1807 | 246.3822 | 245.4641 | 244.4447 | 243.3963 | 242.2337 | 241.0651 | 239.7615 | 238.3773 | 236.9155 | 235.408 | 233.7501 | 232.0382 | 230.1806 | 228.2785 | 226.1702
F2_Residential_Manufactured Home Low Income_New_Space Heating_Natural Gas_Boiler_E9 | F2 | Residential | Manufactured Home Low Income | New | Space Heating | Natural Gas | Boiler | E9 | RVT - Cost of Operation | 0 | 0 | 0 | 0 | 0 | 0 | 0 | 0 | 0 | 0 | 0 | 0 | 0 | 0 | 0 | 0 | 0 | 0 | 0 | 0 | 0 | 0 | 0 | 0 | 0 | 0 | 0 | 0 | 0 | 0 | 0 | 0 | 0
F2_Residential_Manufactured Home Low Income_New_Space Heating_Natural Gas_Boiler_E10 | F2 | Residential | Manufactured Home Low Income | New | Space Heating | Natural Gas | Boiler | E10 | RVT - Cost of Operation | 0 | 0 | 0 | 0 | 0 | 0 | 0 | 0 | 0 | 0 | 0 | 0 | 0 | 0 | 0 | 0 | 0 | 0 | 0 | 0 | 0 | 0 | 0 | 0 | 0 | 0 | 0 | 0 | 0 | 0 | 0 | 0 | 0
F3_Residential_Manufactured Home Low Income_New_Space Heating_Natural Gas_Boiler_E1 | F3 | Residential | Manufactured Home Low Income | New | Space Heating | Natural Gas | Boiler | E1 | System - kBTUs of Consumption | 171.371 | 171.371 | 0 | 0 | 0 | 0 | 0 | 0 | 0 | 0 | 0 | 0 | 0 | 0 | 0 | 0 | 0 | 0 | 0 | 0 | 0 | 0 | 0 | 0 | 0 | 0 | 0 | 0 | 0 | 0 | 0 | 0 | 0
F3_Residential_Manufactured Home Low Income_New_Space Heating_Natural Gas_Boiler_E2 | F3 | Residential | Manufactured Home Low Income | New | Space Heating | Natural Gas | Boiler | E2 | System - kBTUs of Consumption | 211.8434 | 211.8434 | 211.8434 | 211.8434 | 211.8434 | 211.8434 | 211.8434 | 211.8434 | 211.8434 | 211.8434 | 211.8434 | 211.8434 | 211.8434 | 211.8434 | 211.8434 | 211.8434 | 211.8434 | 211.8434 | 211.8434 | 211.8434 | 211.8434 | 211.8434 | 211.8434 | 211.8434 | 211.8434 | 211.8434 | 211.8434 | 211.8434 | 211.8434 | 211.8434 | 211.8434 | 211.8434 | 211.8434
F3_Residential_Manufactured Home Low Income_New_Space Heating_Natural Gas_Boiler_E3 | F3 | Residential | Manufactured Home Low Income | New | Space Heating | Natural Gas | Boiler | E3 | System - kBTUs of Consumption | 240.711 | 240.711 | 240.711 | 240.711 | 240.711 | 240.711 | 240.711 | 240.711 | 240.711 | 240.711 | 240.711 | 240.711 | 240.711 | 240.711 | 240.711 | 240.711 | 240.711 | 240.711 | 240.711 | 240.711 | 240.711 | 240.711 | 240.711 | 240.711 | 240.711 | 240.711 | 240.711 | 240.711 | 240.711 | 240.711 | 240.711 | 240.711 | 240.711
F3_Residential_Manufactured Home Low Income_New_Space Heating_Natural Gas_Boiler_E4 | F3 | Residential | Manufactured Home Low Income | New | Space Heating | Natural Gas | Boiler | E4 | System - kBTUs of Consumption | 251.814 | 251.814 | 251.814 | 251.814 | 251.814 | 251.814 | 251.814 | 251.814 | 251.814 | 251.814 | 251.814 | 251.814 | 251.814 | 251.814 | 251.814 | 251.814 | 251.814 | 251.814 | 251.814 | 251.814 | 251.814 | 251.814 | 251.814 | 251.814 | 251.814 | 251.814 | 251.814 | 251.814 | 251.814 | 251.814 | 251.814 | 251.814 | 251.814
F3_Residential_Manufactured Home Low Income_New_Space Heating_Natural Gas_Boiler_E5 | F3 | Residential | Manufactured Home Low Income | New | Space Heating | Natural Gas | Boiler | E5 | System - kBTUs of Consumption | 283.4357 | 283.4357 | 283.4357 | 283.4357 | 283.4357 | 283.4357 | 283.4357 | 283.4357 | 283.4357 | 283.4357 | 283.4357 | 283.4357 | 283.4357 | 283.4357 | 283.4357 | 283.4357 | 283.4357 | 283.4357 | 283.4357 | 283.4357 | 283.4357 | 283.4357 | 283.4357 | 283.4357 | 283.4357 | 283.4357 | 283.4357 | 283.4357 | 283.4357 | 283.4357 | 283.4357 | 283.4357 | 283.4357
F3_Residential_Manufactured Home Low Income_New_Space Heating_Natural Gas_Boiler_E6 | F3 | Residential | Manufactured Home Low Income | New | Space Heating | Natural Gas | Boiler | E6 | System - kBTUs of Consumption | 1317.6459 | 1317.6459 | 1317.6459 | 1317.6459 | 1317.6459 | 1317.6459 | 1317.6459 | 1317.6459 | 1317.6459 | 1317.6459 | 1317.6459 | 1317.6459 | 1317.6459 | 1317.6459 | 1317.6459 | 1317.6459 | 1317.6459 | 1317.6459 | 1317.6459 | 1317.6459 | 1317.6459 | 1317.6459 | 1317.6459 | 1317.6459 | 1317.6459 | 1317.6459 | 1317.6459 | 1317.6459 | 1317.6459 | 1317.6459 | 1317.6459 | 1317.6459 | 1317.6459
F3_Residential_Manufactured Home Low Income_New_Space Heating_Natural Gas_Boiler_E7 | F3 | Residential | Manufactured Home Low Income | New | Space Heating | Natural Gas | Boiler | E7 | System - kBTUs of Consumption | 628.795 | 628.795 | 628.795 | 628.795 | 628.795 | 628.795 | 628.795 | 628.795 | 628.795 | 628.795 | 628.795 | 628.795 | 628.795 | 628.795 | 628.795 | 628.795 | 628.795 | 628.795 | 628.795 | 628.795 | 628.795 | 628.795 | 628.795 | 628.795 | 628.795 | 628.795 | 628.795 | 628.795 | 628.795 | 628.795 | 628.795 | 628.795 | 628.795
F3_Residential_Manufactured Home Low Income_New_Space Heating_Natural Gas_Boiler_E8 | F3 | Residential | Manufactured Home Low Income | New | Space Heating | Natural Gas | Boiler | E8 | System - kBTUs of Consumption | 666.0585 | 666.0585 | 666.0585 | 666.0585 | 666.0585 | 666.0585 | 666.0585 | 666.0585 | 666.0585 | 666.0585 | 666.0585 | 666.0585 | 666.0585 | 666.0585 | 666.0585 | 666.0585 | 666.0585 | 666.0585 | 666.0585 | 666.0585 | 666.0585 | 666.0585 | 666.0585 | 666.0585 | 666.0585 | 666.0585 | 666.0585 | 666.0585 | 666.0585 | 666.0585 | 666.0585 | 666.0585 | 666.0585
F3_Residential_Manufactured Home Low Income_New_Space Heating_Natural Gas_Boiler_E9 | F3 | Residential | Manufactured Home Low Income | New | Space Heating | Natural Gas | Boiler | E9 | System - kBTUs of Consumption | 0 | 0 | 0 | 0 | 0 | 0 | 0 | 0 | 0 | 0 | 0 | 0 | 0 | 0 | 0 | 0 | 0 | 0 | 0 | 0 | 0 | 0 | 0 | 0 | 0 | 0 | 0 | 0 | 0 | 0 | 0 | 0 | 0
F3_Residential_Manufactured Home Low Income_New_Space Heating_Natural Gas_Boiler_E10 | F3 | Residential | Manufactured Home Low Income | New | Space Heating | Natural Gas | Boiler | E10 | System - kBTUs of Consumption | 0 | 0 | 0 | 0 | 0 | 0 | 0 | 0 | 0 | 0 | 0 | 0 | 0 | 0 | 0 | 0 | 0 | 0 | 0 | 0 | 0 | 0 | 0 | 0 | 0 | 0 | 0 | 0 | 0 | 0 | 0 | 0 | 0
F4_Residential_Manufactured Home Low Income_New_Space Heating_Natural Gas_Boiler_E1 | F4 | Residential | Manufactured Home Low Income | New | Space Heating | Natural Gas | Boiler | E1 | Utility - Cost of Equipment | 546.1725 | 546.68 | 0 | 0 | 0 | 0 | 0 | 0 | 0 | 0 | 0 | 0 | 0 | 0 | 0 | 0 | 0 | 0 | 0 | 0 | 0 | 0 | 0 | 0 | 0 | 0 | 0 | 0 | 0 | 0 | 0 | 0 | 0
F4_Residential_Manufactured Home Low Income_New_Space Heating_Natural Gas_Boiler_E2 | F4 | Residential | Manufactured Home Low Income | New | Space Heating | Natural Gas | Boiler | E2 | Utility - Cost of Equipment | 534.3585 | 534.855 | 536.354 | 537.3336 | 535.58 | 534.9031 | 535.1891 | 535.0415 | 535.0764 | 534.8024 | 534.2541 | 533.3731 | 532.3671 | 531.1578 | 529.7539 | 528.2851 | 526.7318 | 525.2132 | 523.5834 | 522.0006 | 520.2432 | 518.4358 | 516.4314 | 514.4167 | 512.1694 | 509.7831 | 507.2629 | 504.6641 | 501.8059 | 497.8703 | 492.6328 | 486.1974 | 478.212
F4_Residential_Manufactured Home Low Income_New_Space Heating_Natural Gas_Boiler_E3 | F4 | Residential | Manufactured Home Low Income | New | Space Heating | Natural Gas | Boiler | E3 | Utility - Cost of Equipment | 527.0883 | 527.578 | 529.0566 | 530.0229 | 528.2932 | 527.6255 | 527.9077 | 527.762 | 527.7965 | 527.5262 | 526.9854 | 526.1163 | 525.124 | 523.9312 | 522.5463 | 521.0975 | 519.5654 | 518.0675 | 516.4599 | 514.8985 | 513.1651 | 511.3822 | 509.4051 | 507.4179 | 505.2011 | 502.8472 | 500.3614 | 497.7979 | 494.9786 | 491.0966 | 485.9303 | 479.5825 | 471.7057
F4_Residential_Manufactured Home Low Income_New_Space Heating_Natural Gas_Boiler_E4 | F4 | Residential | Manufactured Home Low Income | New | Space Heating | Natural Gas | Boiler | E4 | Utility - Cost of Equipment | 495.2813 | 495.7414 | 497.1308 | 498.0388 | 496.4134 | 495.786 | 496.0512 | 495.9143 | 495.9467 | 495.6927 | 495.1845 | 494.3679 | 493.4355 | 492.3147 | 491.0134 | 489.652 | 488.2123 | 486.8048 | 485.2942 | 483.8271 | 482.1982 | 480.523 | 478.6652 | 476.7978 | 474.7148 | 472.503 | 470.1672 | 467.7584 | 465.1092 | 461.4614 | 456.6069 | 450.6422 | 443.2407
F4_Residential_Manufactured Home Low Income_New_Space Heating_Natural Gas_Boiler_E5 | F4 | Residential | Manufactured Home Low Income | New | Space Heating | Natural Gas | Boiler | E5 | Utility - Cost of Equipment | 460.7479 | 461.176 | 462.4685 | 463.3131 | 461.8011 | 461.2175 | 461.4641 | 461.3368 | 461.3669 | 461.1306 | 460.6579 | 459.8982 | 459.0308 | 457.9881 | 456.7776 | 455.5111 | 454.1718 | 452.8624 | 451.4572 | 450.0923 | 448.5771 | 447.0186 | 445.2903 | 443.5532 | 441.6154 | 439.5579 | 437.3849 | 435.144 | 432.6796 | 429.2862 | 424.7701 | 419.2212 | 412.3358
F4_Residential_Manufactured Home Low Income_New_Space Heating_Natural Gas_Boiler_E6 | F4 | Residential | Manufactured Home Low Income | New | Space Heating | Natural Gas | Boiler | E6 | Utility - Cost of Equipment | 366.4732 | 366.7756 | 368.0453 | 368.8932 | 367.1462 | 366.5729 | 367.0928 | 367.338 | 367.941 | 368.4238 | 368.8466 | 369.1586 | 369.5945 | 370.0856 | 370.4896 | 370.6439 | 370.5151 | 370.1888 | 369.5039 | 368.5835 | 367.1921 | 365.4076 | 363.4286 | 361.4394 | 359.2205 | 356.8645 | 354.3763 | 351.8103 | 348.9884 | 346.0744 | 342.9126 | 339.6749 | 336.0863
F4_Residential_Manufactured Home Low Income_New_Space Heating_Natural Gas_Boiler_E7 | F4 | Residential | Manufactured Home Low Income | New | Space Heating | Natural Gas | Boiler | E7 | Utility - Cost of Equipment | 293.0699 | 293.3047 | 294.2125 | 294.8356 | 293.6586 | 293.3137 | 293.742 | 293.9845 | 294.4788 | 294.8924 | 295.2693 | 295.4374 | 295.5364 | 295.5179 | 295.264 | 294.8477 | 294.2469 | 293.5271 | 292.5789 | 291.4886 | 290.2781 | 289.0331 | 287.6525 | 286.2648 | 284.7168 | 283.073 | 281.3371 | 279.547 | 277.5783 | 275.5453 | 273.3394 | 271.0807 | 268.5771
F4_Residential_Manufactured Home Low Income_New_Space Heating_Natural Gas_Boiler_E8 | F4 | Residential | Manufactured Home Low Income | New | Space Heating | Natural Gas | Boiler | E8 | Utility - Cost of Equipment | 246.7957 | 246.9934 | 247.7579 | 248.2826 | 247.2915 | 247.001 | 247.3617 | 247.5659 | 247.9822 | 248.3305 | 248.6478 | 248.7894 | 248.8728 | 248.8572 | 248.6434 | 248.2928 | 247.7869 | 247.1807 | 246.3822 | 245.4641 | 244.4447 | 243.3963 | 242.2337 | 241.0651 | 239.7615 | 238.3773 | 236.9155 | 235.408 | 233.7501 | 232.0382 | 230.1806 | 228.2785 | 226.1702
F4_Residential_Manufactured Home Low Income_New_Space Heating_Natural Gas_Boiler_E9 | F4 | Residential | Manufactured Home Low Income | New | Space Heating | Natural Gas | Boiler | E9 | Utility - Cost of Equipment | 0 | 0 | 0 | 0 | 0 | 0 | 0 | 0 | 0 | 0 | 0 | 0 | 0 | 0 | 0 | 0 | 0 | 0 | 0 | 0 | 0 | 0 | 0 | 0 | 0 | 0 | 0 | 0 | 0 | 0 | 0 | 0 | 0
F4_Residential_Manufactured Home Low Income_New_Space Heating_Natural Gas_Boiler_E10 | F4 | Residential | Manufactured Home Low Income | New | Space Heating | Natural Gas | Boiler | E10 | Utility - Cost of Equipment | 0 | 0 | 0 | 0 | 0 | 0 | 0 | 0 | 0 | 0 | 0 | 0 | 0 | 0 | 0 | 0 | 0 | 0 | 0 | 0 | 0 | 0 | 0 | 0 | 0 | 0 | 0 | 0 | 0 | 0 | 0 | 0 | 0
F5_Residential_Manufactured Home Low Income_New_Space Heating_Natural Gas_Boiler_E1 | F5 | Residential | Manufactured Home Low Income | New | Space Heating | Natural Gas | Boiler | E1 | Utility - Cost of Operation | 171.371 | 171.371 | 0 | 0 | 0 | 0 | 0 | 0 | 0 | 0 | 0 | 0 | 0 | 0 | 0 | 0 | 0 | 0 | 0 | 0 | 0 | 0 | 0 | 0 | 0 | 0 | 0 | 0 | 0 | 0 | 0 | 0 | 0
F5_Residential_Manufactured Home Low Income_New_Space Heating_Natural Gas_Boiler_E2 | F5 | Residential | Manufactured Home Low Income | New | Space Heating | Natural Gas | Boiler | E2 | Utility - Cost of Operation | 211.8434 | 211.8434 | 211.8434 | 211.8434 | 211.8434 | 211.8434 | 211.8434 | 211.8434 | 211.8434 | 211.8434 | 211.8434 | 211.8434 | 211.8434 | 211.8434 | 211.8434 | 211.8434 | 211.8434 | 211.8434 | 211.8434 | 211.8434 | 211.8434 | 211.8434 | 211.8434 | 211.8434 | 211.8434 | 211.8434 | 211.8434 | 211.8434 | 211.8434 | 211.8434 | 211.8434 | 211.8434 | 211.8434
F5_Residential_Manufactured Home Low Income_New_Space Heating_Natural Gas_Boiler_E3 | F5 | Residential | Manufactured Home Low Income | New | Space Heating | Natural Gas | Boiler | E3 | Utility - Cost of Operation | 240.711 | 240.711 | 240.711 | 240.711 | 240.711 | 240.711 | 240.711 | 240.711 | 240.711 | 240.711 | 240.711 | 240.711 | 240.711 | 240.711 | 240.711 | 240.711 | 240.711 | 240.711 | 240.711 | 240.711 | 240.711 | 240.711 | 240.711 | 240.711 | 240.711 | 240.711 | 240.711 | 240.711 | 240.711 | 240.711 | 240.711 | 240.711 | 240.711
F5_Residential_Manufactured Home Low Income_New_Space Heating_Natural Gas_Boiler_E4 | F5 | Residential | Manufactured Home Low Income | New | Space Heating | Natural Gas | Boiler | E4 | Utility - Cost of Operation | 251.814 | 251.814 | 251.814 | 251.814 | 251.814 | 251.814 | 251.814 | 251.814 | 251.814 | 251.814 | 251.814 | 251.814 | 251.814 | 251.814 | 251.814 | 251.814 | 251.814 | 251.814 | 251.814 | 251.814 | 251.814 | 251.814 | 251.814 | 251.814 | 251.814 | 251.814 | 251.814 | 251.814 | 251.814 | 251.814 | 251.814 | 251.814 | 251.814
F5_Residential_Manufactured Home Low Income_New_Space Heating_Natural Gas_Boiler_E5 | F5 | Residential | Manufactured Home Low Income | New | Space Heating | Natural Gas | Boiler | E5 | Utility - Cost of Operation | 283.4357 | 283.4357 | 283.4357 | 283.4357 | 283.4357 | 283.4357 | 283.4357 | 283.4357 | 283.4357 | 283.4357 | 283.4357 | 283.4357 | 283.4357 | 283.4357 | 283.4357 | 283.4357 | 283.4357 | 283.4357 | 283.4357 | 283.4357 | 283.4357 | 283.4357 | 283.4357 | 283.4357 | 283.4357 | 283.4357 | 283.4357 | 283.4357 | 283.4357 | 283.4357 | 283.4357 | 283.4357 | 283.4357
F5_Residential_Manufactured Home Low Income_New_Space Heating_Natural Gas_Boiler_E6 | F5 | Residential | Manufactured Home Low Income | New | Space Heating | Natural Gas | Boiler | E6 | Utility - Cost of Operation | 1317.6459 | 1317.6459 | 1317.6459 | 1317.6459 | 1317.6459 | 1317.6459 | 1317.6459 | 1317.6459 | 1317.6459 | 1317.6459 | 1317.6459 | 1317.6459 | 1317.6459 | 1317.6459 | 1317.6459 | 1317.6459 | 1317.6459 | 1317.6459 | 1317.6459 | 1317.6459 | 1317.6459 | 1317.6459 | 1317.6459 | 1317.6459 | 1317.6459 | 1317.6459 | 1317.6459 | 1317.6459 | 1317.6459 | 1317.6459 | 1317.6459 | 1317.6459 | 1317.6459
F5_Residential_Manufactured Home Low Income_New_Space Heating_Natural Gas_Boiler_E7 | F5 | Residential | Manufactured Home Low Income | New | Space Heating | Natural Gas | Boiler | E7 | Utility - Cost of Operation | 628.795 | 628.795 | 628.795 | 628.795 | 628.795 | 628.795 | 628.795 | 628.795 | 628.795 | 628.795 | 628.795 | 628.795 | 628.795 | 628.795 | 628.795 | 628.795 | 628.795 | 628.795 | 628.795 | 628.795 | 628.795 | 628.795 | 628.795 | 628.795 | 628.795 | 628.795 | 628.795 | 628.795 | 628.795 | 628.795 | 628.795 | 628.795 | 628.795
F5_Residential_Manufactured Home Low Income_New_Space Heating_Natural Gas_Boiler_E8 | F5 | Residential | Manufactured Home Low Income | New | Space Heating | Natural Gas | Boiler | E8 | Utility - Cost of Operation | 666.0585 | 666.0585 | 666.0585 | 666.0585 | 666.0585 | 666.0585 | 666.0585 | 666.0585 | 666.0585 | 666.0585 | 666.0585 | 666.0585 | 666.0585 | 666.0585 | 666.0585 | 666.0585 | 666.0585 | 666.0585 | 666.0585 | 666.0585 | 666.0585 | 666.0585 | 666.0585 | 666.0585 | 666.0585 | 666.0585 | 666.0585 | 666.0585 | 666.0585 | 666.0585 | 666.0585 | 666.0585 | 666.0585
F5_Residential_Manufactured Home Low Income_New_Space Heating_Natural Gas_Boiler_E9 | F5 | Residential | Manufactured Home Low Income | New | Space Heating | Natural Gas | Boiler | E9 | Utility - Cost of Operation | 0 | 0 | 0 | 0 | 0 | 0 | 0 | 0 | 0 | 0 | 0 | 0 | 0 | 0 | 0 | 0 | 0 | 0 | 0 | 0 | 0 | 0 | 0 | 0 | 0 | 0 | 0 | 0 | 0 | 0 | 0 | 0 | 0
F5_Residential_Manufactured Home Low Income_New_Space Heating_Natural Gas_Boiler_E10 | F5 | Residential | Manufactured Home Low Income | New | Space Heating | Natural Gas | Boiler | E10 | Utility - Cost of Operation | 0 | 0 | 0 | 0 | 0 | 0 | 0 | 0 | 0 | 0 | 0 | 0 | 0 | 0 | 0 | 0 | 0 | 0 | 0 | 0 | 0 | 0 | 0 | 0 | 0 | 0 | 0 | 0 | 0 | 0 | 0 | 0 | 0
F6_Residential_Manufactured Home Low Income_New_Space Heating_Natural Gas_Boiler_E1 | F6 | Residential | Manufactured Home Low Income | New | Space Heating | Natural Gas | Boiler | E1 | Utility - Value of Sales | 269.0831 | 268.4727 | 0 | 0 | 0 | 0 | 0 | 0 | 0 | 0 | 0 | 0 | 0 | 0 | 0 | 0 | 0 | 0 | 0 | 0 | 0 | 0 | 0 | 0 | 0 | 0 | 0 | 0 | 0 | 0 | 0 | 0 | 0
F6_Residential_Manufactured Home Low Income_New_Space Heating_Natural Gas_Boiler_E2 | F6 | Residential | Manufactured Home Low Income | New | Space Heating | Natural Gas | Boiler | E2 | Utility - Value of Sales | 263.2627 | 262.6654 | 262.3212 | 261.7667 | 260.2856 | 258.8208 | 257.3778 | 255.9622 | 254.5792 | 253.2344 | 251.9331 | 250.6808 | 249.4831 | 248.3453 | 247.2673 | 246.2493 | 245.2912 | 244.393 | 243.5546 | 242.7762 | 242.0578 | 241.3992 | 240.8004 | 240.2615 | 239.7826 | 239.3635 | 239.0041 | 238.7047 | 238.4652 | 238.2856 | 238.1657 | 238.1058 | 238.1058
F6_Residential_Manufactured Home Low Income_New_Space Heating_Natural Gas_Boiler_E3 | F6 | Residential | Manufactured Home Low Income | New | Space Heating | Natural Gas | Boiler | E3 | Utility - Value of Sales | 259.6809 | 259.0917 | 258.7522 | 258.2053 | 256.7443 | 255.2995 | 253.8761 | 252.4797 | 251.1155 | 249.789 | 248.5054 | 247.2702 | 246.0888 | 244.9664 | 243.9031 | 242.899 | 241.9539 | 241.0679 | 240.241 | 239.4732 | 238.7645 | 238.1149 | 237.5242 | 236.9927 | 236.5202 | 236.1068 | 235.7524 | 235.4571 | 235.2208 | 235.0436 | 234.9254 | 234.8663 | 234.8663
F6_Residential_Manufactured Home Low Income_New_Space Heating_Natural Gas_Boiler_E4 | F6 | Residential | Manufactured Home Low Income | New | Space Heating | Natural Gas | Boiler | E4 | Utility - Value of Sales | 244.0105 | 243.4569 | 243.1378 | 242.6239 | 241.2511 | 239.8935 | 238.556 | 237.2438 | 235.962 | 234.7155 | 233.5094 | 232.3487 | 231.2386 | 230.184 | 229.1848 | 228.2413 | 227.3532 | 226.5207 | 225.7437 | 225.0222 | 224.3563 | 223.7459 | 223.1908 | 222.6914 | 222.2474 | 221.859 | 221.5259 | 221.2484 | 221.0264 | 220.8599 | 220.7488 | 220.6933 | 220.6933
F6_Residential_Manufactured Home Low Income_New_Space Heating_Natural Gas_Boiler_E5 | F6 | Residential | Manufactured Home Low Income | New | Space Heating | Natural Gas | Boiler | E5 | Utility - Value of Sales | 226.9969 | 226.4819 | 226.1851 | 225.707 | 224.4299 | 223.167 | 221.9227 | 220.7021 | 219.5096 | 218.35 | 217.228 | 216.1483 | 215.1155 | 214.1344 | 213.205 | 212.3272 | 211.5011 | 210.7266 | 210.0037 | 209.3326 | 208.7131 | 208.1452 | 207.6289 | 207.1643 | 206.7513 | 206.3899 | 206.0801 | 205.8219 | 205.6154 | 205.4605 | 205.3572 | 205.3055 | 205.3055
F6_Residential_Manufactured Home Low Income_New_Space Heating_Natural Gas_Boiler_E6 | F6 | Residential | Manufactured Home Low Income | New | Space Heating | Natural Gas | Boiler | E6 | Utility - Value of Sales | 184.7246 | 184.7265 | 185.018 | 185.0625 | 184.0334 | 183.0043 | 181.9752 | 180.9462 | 179.9173 | 178.8884 | 177.8595 | 176.8307 | 175.802 | 174.7733 | 173.7446 | 172.7258 | 171.7267 | 170.7569 | 169.8263 | 168.9447 | 168.122 | 167.3678 | 166.6821 | 166.0651 | 165.5166 | 165.0367 | 164.6252 | 164.2823 | 164.0081 | 163.8023 | 163.6651 | 163.5965 | 163.5965
F6_Residential_Manufactured Home Low Income_New_Space Heating_Natural Gas_Boiler_E7 | F6 | Residential | Manufactured Home Low Income | New | Space Heating | Natural Gas | Boiler | E7 | Utility - Value of Sales | 146.9588 | 146.8228 | 146.88 | 146.7725 | 145.9493 | 145.1261 | 144.3029 | 143.4798 | 142.6567 | 141.8337 | 141.0106 | 140.1927 | 139.385 | 138.5926 | 137.8204 | 137.0737 | 136.3576 | 135.6769 | 135.0369 | 134.4427 | 133.8942 | 133.3914 | 132.9343 | 132.5229 | 132.1573 | 131.8373 | 131.563 | 131.3344 | 131.1516 | 131.0144 | 130.9229 | 130.8772 | 130.8772
F6_Residential_Manufactured Home Low Income_New_Space Heating_Natural Gas_Boiler_E8 | F6 | Residential | Manufactured Home Low Income | New | Space Heating | Natural Gas | Boiler | E8 | Utility - Value of Sales | 123.7548 | 123.6403 | 123.6884 | 123.5979 | 122.9047 | 122.2115 | 121.5182 | 120.8251 | 120.132 | 119.4389 | 118.7458 | 118.057 | 117.3768 | 116.7095 | 116.0593 | 115.4305 | 114.8274 | 114.2543 | 113.7153 | 113.2149 | 112.753 | 112.3296 | 111.9447 | 111.5982 | 111.2903 | 111.0209 | 110.7899 | 110.5974 | 110.4434 | 110.3279 | 110.2509 | 110.2124 | 110.2124
F6_Residential_Manufactured Home Low Income_New_Space Heating_Natural Gas_Boiler_E9 | F6 | Residential | Manufactured Home Low Income | New | Space Heating | Natural Gas | Boiler | E9 | Utility - Value of Sales | 0 | 0 | 0 | 0 | 0 | 0 | 0 | 0 | 0 | 0 | 0 | 0 | 0 | 0 | 0 | 0 | 0 | 0 | 0 | 0 | 0 | 0 | 0 | 0 | 0 | 0 | 0 | 0 | 0 | 0 | 0 | 0 | 0
F6_Residential_Manufactured Home Low Income_New_Space Heating_Natural Gas_Boiler_E10 | F6 | Residential | Manufactured Home Low Income | New | Space Heating | Natural Gas | Boiler | E10 | Utility - Value of Sales | 0 | 0 | 0 | 0 | 0 | 0 | 0 | 0 | 0 | 0 | 0 | 0 | 0 | 0 | 0 | 0 | 0 | 0 | 0 | 0 | 0 | 0 | 0 | 0 | 0 | 0 | 0 | 0 | 0 | 0 | 0 | 0 | 0
F1_Residential_Manufactured Home Low Income_New_Secondary Heating_Natural Gas_Fireplace_E1 | F1 | Residential | Manufactured Home Low Income | New | Secondary Heating | Natural Gas | Fireplace | E1 | RVT - Cost of Equipment | 144.2835 | 144.7767 | 145.6772 | 146.4397 | 146.2543 | 146.6339 | 147.5385 | 148.3175 | 149.2743 | 150.1824 | 151.0683 | 151.908 | 152.8155 | 153.6755 | 154.4015 | 155.0459 | 155.5914 | 156.0803 | 156.4326 | 156.7087 | 156.791 | 156.7185 | 156.5211 | 156.2886 | 155.9101 | 155.4299 | 154.849 | 154.1927 | 153.3694 | 152.4599 | 151.3832 | 150.2246 | 148.8414
F1_Residential_Manufactured Home Low Income_New_Secondary Heating_Natural Gas_Fireplace_E2 | F1 | Residential | Manufactured Home Low Income | New | Secondary Heating | Natural Gas | Fireplace | E2 | RVT - Cost of Equipment | 119.9841 | 120.3942 | 121.143 | 121.7772 | 121.623 | 121.9387 | 122.6909 | 123.3387 | 124.1344 | 124.8895 | 125.6262 | 126.3245 | 127.0792 | 127.7943 | 128.3981 | 128.934 | 129.3876 | 129.7942 | 130.0871 | 130.3167 | 130.3851 | 130.3249 | 130.1607 | 129.9674 | 129.6526 | 129.2533 | 128.7702 | 128.2244 | 127.5398 | 126.7835 | 125.8881 | 124.9246 | 123.7744
F1_Residential_Manufactured Home Low Income_New_Secondary Heating_Natural Gas_Fireplace_E3 | F1 | Residential | Manufactured Home Low Income | New | Secondary Heating | Natural Gas | Fireplace | E3 | RVT - Cost of Equipment | 114.4727 | 114.8639 | 115.5784 | 116.1834 | 116.0363 | 116.3375 | 117.0551 | 117.6732 | 118.4323 | 119.1528 | 119.8556 | 120.5218 | 121.2418 | 121.9241 | 122.5001 | 123.0115 | 123.4443 | 123.8321 | 124.1116 | 124.3307 | 124.3959 | 124.3384 | 124.1818 | 123.9974 | 123.6971 | 123.3161 | 122.8552 | 122.3345 | 121.6813 | 120.9597 | 120.1055 | 119.1863 | 118.0889
F1_Residential_Manufactured Home Low Income_New_Secondary Heating_Natural Gas_Fireplace_E4 | F1 | Residential | Manufactured Home Low Income | New | Secondary Heating | Natural Gas | Fireplace | E4 | RVT - Cost of Equipment | 0 | 0 | 0 | 0 | 0 | 0 | 0 | 0 | 0 | 0 | 0 | 0 | 0 | 0 | 0 | 0 | 0 | 0 | 0 | 0 | 0 | 0 | 0 | 0 | 0 | 0 | 0 | 0 | 0 | 0 | 0 | 0 | 0
F1_Residential_Manufactured Home Low Income_New_Secondary Heating_Natural Gas_Fireplace_E5 | F1 | Residential | Manufactured Home Low Income | New | Secondary Heating | Natural Gas | Fireplace | E5 | RVT - Cost of Equipment | 0 | 0 | 0 | 0 | 0 | 0 | 0 | 0 | 0 | 0 | 0 | 0 | 0 | 0 | 0 | 0 | 0 | 0 | 0 | 0 | 0 | 0 | 0 | 0 | 0 | 0 | 0 | 0 | 0 | 0 | 0 | 0 | 0
F1_Residential_Manufactured Home Low Income_New_Secondary Heating_Natural Gas_Fireplace_E6 | F1 | Residential | Manufactured Home Low Income | New | Secondary Heating | Natural Gas | Fireplace | E6 | RVT - Cost of Equipment | 0 | 0 | 0 | 0 | 0 | 0 | 0 | 0 | 0 | 0 | 0 | 0 | 0 | 0 | 0 | 0 | 0 | 0 | 0 | 0 | 0 | 0 | 0 | 0 | 0 | 0 | 0 | 0 | 0 | 0 | 0 | 0 | 0
F1_Residential_Manufactured Home Low Income_New_Secondary Heating_Natural Gas_Fireplace_E7 | F1 | Residential | Manufactured Home Low Income | New | Secondary Heating | Natural Gas | Fireplace | E7 | RVT - Cost of Equipment | 0 | 0 | 0 | 0 | 0 | 0 | 0 | 0 | 0 | 0 | 0 | 0 | 0 | 0 | 0 | 0 | 0 | 0 | 0 | 0 | 0 | 0 | 0 | 0 | 0 | 0 | 0 | 0 | 0 | 0 | 0 | 0 | 0
F1_Residential_Manufactured Home Low Income_New_Secondary Heating_Natural Gas_Fireplace_E8 | F1 | Residential | Manufactured Home Low Income | New | Secondary Heating | Natural Gas | Fireplace | E8 | RVT - Cost of Equipment | 0 | 0 | 0 | 0 | 0 | 0 | 0 | 0 | 0 | 0 | 0 | 0 | 0 | 0 | 0 | 0 | 0 | 0 | 0 | 0 | 0 | 0 | 0 | 0 | 0 | 0 | 0 | 0 | 0 | 0 | 0 | 0 | 0
F1_Residential_Manufactured Home Low Income_New_Secondary Heating_Natural Gas_Fireplace_E9 | F1 | Residential | Manufactured Home Low Income | New | Secondary Heating | Natural Gas | Fireplace | E9 | RVT - Cost of Equipment | 0 | 0 | 0 | 0 | 0 | 0 | 0 | 0 | 0 | 0 | 0 | 0 | 0 | 0 | 0 | 0 | 0 | 0 | 0 | 0 | 0 | 0 | 0 | 0 | 0 | 0 | 0 | 0 | 0 | 0 | 0 | 0 | 0
F1_Residential_Manufactured Home Low Income_New_Secondary Heating_Natural Gas_Fireplace_E10 | F1 | Residential | Manufactured Home Low Income | New | Secondary Heating | Natural Gas | Fireplace | E10 | RVT - Cost of Equipment | 0 | 0 | 0 | 0 | 0 | 0 | 0 | 0 | 0 | 0 | 0 | 0 | 0 | 0 | 0 | 0 | 0 | 0 | 0 | 0 | 0 | 0 | 0 | 0 | 0 | 0 | 0 | 0 | 0 | 0 | 0 | 0 | 0
F2_Residential_Manufactured Home Low Income_New_Secondary Heating_Natural Gas_Fireplace_E1 | F2 | Residential | Manufactured Home Low Income | New | Secondary Heating | Natural Gas | Fireplace | E1 | RVT - Cost of Operation | 144.0509 | 144.5432 | 145.4423 | 146.2036 | 146.0185 | 146.3975 | 147.3006 | 148.0784 | 149.0337 | 149.9402 | 150.8247 | 151.6631 | 152.5691 | 153.4277 | 154.1525 | 154.7959 | 155.3406 | 155.8287 | 156.1803 | 156.456 | 156.5382 | 156.4658 | 156.2687 | 156.0366 | 155.6587 | 155.1793 | 154.5993 | 153.9441 | 153.1221 | 152.2141 | 151.1391 | 149.9824 | 148.6014
F2_Residential_Manufactured Home Low Income_New_Secondary Heating_Natural Gas_Fireplace_E2 | F2 | Residential | Manufactured Home Low Income | New | Secondary Heating | Natural Gas | Fireplace | E2 | RVT - Cost of Operation | 119.7907 | 120.2001 | 120.9477 | 121.5808 | 121.4269 | 121.7421 | 122.4931 | 123.1399 | 123.9343 | 124.6881 | 125.4237 | 126.1208 | 126.8743 | 127.5883 | 128.191 | 128.7261 | 129.179 | 129.5849 | 129.8773 | 130.1066 | 130.1749 | 130.1147 | 129.9508 | 129.7578 | 129.4435 | 129.0449 | 128.5625 | 128.0177 | 127.3341 | 126.579 | 125.6851 | 124.7232 | 123.5748
F2_Residential_Manufactured Home Low Income_New_Secondary Heating_Natural Gas_Fireplace_E3 | F2 | Residential | Manufactured Home Low Income | New | Secondary Heating | Natural Gas | Fireplace | E3 | RVT - Cost of Operation | 114.2881 | 114.6787 | 115.392 | 115.9961 | 115.8492 | 116.1499 | 116.8664 | 117.4835 | 118.2414 | 118.9606 | 119.6624 | 120.3275 | 121.0464 | 121.7275 | 122.3026 | 122.8131 | 123.2452 | 123.6325 | 123.9115 | 124.1302 | 124.1954 | 124.138 | 123.9816 | 123.7975 | 123.4976 | 123.1172 | 122.6571 | 122.1373 | 121.4851 | 120.7647 | 119.9118 | 118.9941 | 117.8985
F2_Residential_Manufactured Home Low Income_New_Secondary Heating_Natural Gas_Fireplace_E4 | F2 | Residential | Manufactured Home Low Income | New | Secondary Heating | Natural Gas | Fireplace | E4 | RVT - Cost of Operation | 0 | 0 | 0 | 0 | 0 | 0 | 0 | 0 | 0 | 0 | 0 | 0 | 0 | 0 | 0 | 0 | 0 | 0 | 0 | 0 | 0 | 0 | 0 | 0 | 0 | 0 | 0 | 0 | 0 | 0 | 0 | 0 | 0
F2_Residential_Manufactured Home Low Income_New_Secondary Heating_Natural Gas_Fireplace_E5 | F2 | Residential | Manufactured Home Low Income | New | Secondary Heating | Natural Gas | Fireplace | E5 | RVT - Cost of Operation | 0 | 0 | 0 | 0 | 0 | 0 | 0 | 0 | 0 | 0 | 0 | 0 | 0 | 0 | 0 | 0 | 0 | 0 | 0 | 0 | 0 | 0 | 0 | 0 | 0 | 0 | 0 | 0 | 0 | 0 | 0 | 0 | 0
F2_Residential_Manufactured Home Low Income_New_Secondary Heating_Natural Gas_Fireplace_E6 | F2 | Residential | Manufactured Home Low Income | New | Secondary Heating | Natural Gas | Fireplace | E6 | RVT - Cost of Operation | 0 | 0 | 0 | 0 | 0 | 0 | 0 | 0 | 0 | 0 | 0 | 0 | 0 | 0 | 0 | 0 | 0 | 0 | 0 | 0 | 0 | 0 | 0 | 0 | 0 | 0 | 0 | 0 | 0 | 0 | 0 | 0 | 0
F2_Residential_Manufactured Home Low Income_New_Secondary Heating_Natural Gas_Fireplace_E7 | F2 | Residential | Manufactured Home Low Income | New | Secondary Heating | Natural Gas | Fireplace | E7 | RVT - Cost of Operation | 0 | 0 | 0 | 0 | 0 | 0 | 0 | 0 | 0 | 0 | 0 | 0 | 0 | 0 | 0 | 0 | 0 | 0 | 0 | 0 | 0 | 0 | 0 | 0 | 0 | 0 | 0 | 0 | 0 | 0 | 0 | 0 | 0
F2_Residential_Manufactured Home Low Income_New_Secondary Heating_Natural Gas_Fireplace_E8 | F2 | Residential | Manufactured Home Low Income | New | Secondary Heating | Natural Gas | Fireplace | E8 | RVT - Cost of Operation | 0 | 0 | 0 | 0 | 0 | 0 | 0 | 0 | 0 | 0 | 0 | 0 | 0 | 0 | 0 | 0 | 0 | 0 | 0 | 0 | 0 | 0 | 0 | 0 | 0 | 0 | 0 | 0 | 0 | 0 | 0 | 0 | 0
F2_Residential_Manufactured Home Low Income_New_Secondary Heating_Natural Gas_Fireplace_E9 | F2 | Residential | Manufactured Home Low Income | New | Secondary Heating | Natural Gas | Fireplace | E9 | RVT - Cost of Operation | 0 | 0 | 0 | 0 | 0 | 0 | 0 | 0 | 0 | 0 | 0 | 0 | 0 | 0 | 0 | 0 | 0 | 0 | 0 | 0 | 0 | 0 | 0 | 0 | 0 | 0 | 0 | 0 | 0 | 0 | 0 | 0 | 0
F2_Residential_Manufactured Home Low Income_New_Secondary Heating_Natural Gas_Fireplace_E10 | F2 | Residential | Manufactured Home Low Income | New | Secondary Heating | Natural Gas | Fireplace | E10 | RVT - Cost of Operation | 0 | 0 | 0 | 0 | 0 | 0 | 0 | 0 | 0 | 0 | 0 | 0 | 0 | 0 | 0 | 0 | 0 | 0 | 0 | 0 | 0 | 0 | 0 | 0 | 0 | 0 | 0 | 0 | 0 | 0 | 0 | 0 | 0
F3_Residential_Manufactured Home Low Income_New_Secondary Heating_Natural Gas_Fireplace_E1 | F3 | Residential | Manufactured Home Low Income | New | Secondary Heating | Natural Gas | Fireplace | E1 | System - kBTUs of Consumption | 296.7502 | 296.7502 | 296.7502 | 296.7502 | 296.7502 | 296.7502 | 296.7502 | 296.7502 | 296.7502 | 296.7502 | 296.7502 | 296.7502 | 296.7502 | 296.7502 | 296.7502 | 296.7502 | 296.7502 | 296.7502 | 296.7502 | 296.7502 | 296.7502 | 296.7502 | 296.7502 | 296.7502 | 296.7502 | 296.7502 | 296.7502 | 296.7502 | 296.7502 | 296.7502 | 296.7502 | 296.7502 | 296.7502
F3_Residential_Manufactured Home Low Income_New_Secondary Heating_Natural Gas_Fireplace_E2 | F3 | Residential | Manufactured Home Low Income | New | Secondary Heating | Natural Gas | Fireplace | E2 | System - kBTUs of Consumption | 323.3302 | 323.3302 | 323.3302 | 323.3302 | 323.3302 | 323.3302 | 323.3302 | 323.3302 | 323.3302 | 323.3302 | 323.3302 | 323.3302 | 323.3302 | 323.3302 | 323.3302 | 323.3302 | 323.3302 | 323.3302 | 323.3302 | 323.3302 | 323.3302 | 323.3302 | 323.3302 | 323.3302 | 323.3302 | 323.3302 | 323.3302 | 323.3302 | 323.3302 | 323.3302 | 323.3302 | 323.3302 | 323.3302
F3_Residential_Manufactured Home Low Income_New_Secondary Heating_Natural Gas_Fireplace_E3 | F3 | Residential | Manufactured Home Low Income | New | Secondary Heating | Natural Gas | Fireplace | E3 | System - kBTUs of Consumption | 329.5651 | 329.5651 | 329.5651 | 329.5651 | 329.5651 | 329.5651 | 329.5651 | 329.5651 | 329.5651 | 329.5651 | 329.5651 | 329.5651 | 329.5651 | 329.5651 | 329.5651 | 329.5651 | 329.5651 | 329.5651 | 329.5651 | 329.5651 | 329.5651 | 329.5651 | 329.5651 | 329.5651 | 329.5651 | 329.5651 | 329.5651 | 329.5651 | 329.5651 | 329.5651 | 329.5651 | 329.5651 | 329.5651
F3_Residential_Manufactured Home Low Income_New_Secondary Heating_Natural Gas_Fireplace_E4 | F3 | Residential | Manufactured Home Low Income | New | Secondary Heating | Natural Gas | Fireplace | E4 | System - kBTUs of Consumption | 0 | 0 | 0 | 0 | 0 | 0 | 0 | 0 | 0 | 0 | 0 | 0 | 0 | 0 | 0 | 0 | 0 | 0 | 0 | 0 | 0 | 0 | 0 | 0 | 0 | 0 | 0 | 0 | 0 | 0 | 0 | 0 | 0
F3_Residential_Manufactured Home Low Income_New_Secondary Heating_Natural Gas_Fireplace_E5 | F3 | Residential | Manufactured Home Low Income | New | Secondary Heating | Natural Gas | Fireplace | E5 | System - kBTUs of Consumption | 0 | 0 | 0 | 0 | 0 | 0 | 0 | 0 | 0 | 0 | 0 | 0 | 0 | 0 | 0 | 0 | 0 | 0 | 0 | 0 | 0 | 0 | 0 | 0 | 0 | 0 | 0 | 0 | 0 | 0 | 0 | 0 | 0
F3_Residential_Manufactured Home Low Income_New_Secondary Heating_Natural Gas_Fireplace_E6 | F3 | Residential | Manufactured Home Low Income | New | Secondary Heating | Natural Gas | Fireplace | E6 | System - kBTUs of Consumption | 0 | 0 | 0 | 0 | 0 | 0 | 0 | 0 | 0 | 0 | 0 | 0 | 0 | 0 | 0 | 0 | 0 | 0 | 0 | 0 | 0 | 0 | 0 | 0 | 0 | 0 | 0 | 0 | 0 | 0 | 0 | 0 | 0
F3_Residential_Manufactured Home Low Income_New_Secondary Heating_Natural Gas_Fireplace_E7 | F3 | Residential | Manufactured Home Low Income | New | Secondary Heating | Natural Gas | Fireplace | E7 | System - kBTUs of Consumption | 0 | 0 | 0 | 0 | 0 | 0 | 0 | 0 | 0 | 0 | 0 | 0 | 0 | 0 | 0 | 0 | 0 | 0 | 0 | 0 | 0 | 0 | 0 | 0 | 0 | 0 | 0 | 0 | 0 | 0 | 0 | 0 | 0
F3_Residential_Manufactured Home Low Income_New_Secondary Heating_Natural Gas_Fireplace_E8 | F3 | Residential | Manufactured Home Low Income | New | Secondary Heating | Natural Gas | Fireplace | E8 | System - kBTUs of Consumption | 0 | 0 | 0 | 0 | 0 | 0 | 0 | 0 | 0 | 0 | 0 | 0 | 0 | 0 | 0 | 0 | 0 | 0 | 0 | 0 | 0 | 0 | 0 | 0 | 0 | 0 | 0 | 0 | 0 | 0 | 0 | 0 | 0
F3_Residential_Manufactured Home Low Income_New_Secondary Heating_Natural Gas_Fireplace_E9 | F3 | Residential | Manufactured Home Low Income | New | Secondary Heating | Natural Gas | Fireplace | E9 | System - kBTUs of Consumption | 0 | 0 | 0 | 0 | 0 | 0 | 0 | 0 | 0 | 0 | 0 | 0 | 0 | 0 | 0 | 0 | 0 | 0 | 0 | 0 | 0 | 0 | 0 | 0 | 0 | 0 | 0 | 0 | 0 | 0 | 0 | 0 | 0
F3_Residential_Manufactured Home Low Income_New_Secondary Heating_Natural Gas_Fireplace_E10 | F3 | Residential | Manufactured Home Low Income | New | Secondary Heating | Natural Gas | Fireplace | E10 | System - kBTUs of Consumption | 0 | 0 | 0 | 0 | 0 | 0 | 0 | 0 | 0 | 0 | 0 | 0 | 0 | 0 | 0 | 0 | 0 | 0 | 0 | 0 | 0 | 0 | 0 | 0 | 0 | 0 | 0 | 0 | 0 | 0 | 0 | 0 | 0
F4_Residential_Manufactured Home Low Income_New_Secondary Heating_Natural Gas_Fireplace_E1 | F4 | Residential | Manufactured Home Low Income | New | Secondary Heating | Natural Gas | Fireplace | E1 | Utility - Cost of Equipment | 144.0509 | 144.5432 | 145.4423 | 146.2036 | 146.0185 | 146.3975 | 147.3006 | 148.0784 | 149.0337 | 149.9402 | 150.8247 | 151.6631 | 152.5691 | 153.4277 | 154.1525 | 154.7959 | 155.3406 | 155.8287 | 156.1803 | 156.456 | 156.5382 | 156.4658 | 156.2687 | 156.0366 | 155.6587 | 155.1793 | 154.5993 | 153.9441 | 153.1221 | 152.2141 | 151.1391 | 149.9824 | 148.6014
F4_Residential_Manufactured Home Low Income_New_Secondary Heating_Natural Gas_Fireplace_E2 | F4 | Residential | Manufactured Home Low Income | New | Secondary Heating | Natural Gas | Fireplace | E2 | Utility - Cost of Equipment | 119.7907 | 120.2001 | 120.9477 | 121.5808 | 121.4269 | 121.7421 | 122.4931 | 123.1399 | 123.9343 | 124.6881 | 125.4237 | 126.1208 | 126.8743 | 127.5883 | 128.191 | 128.7261 | 129.179 | 129.5849 | 129.8773 | 130.1066 | 130.1749 | 130.1147 | 129.9508 | 129.7578 | 129.4435 | 129.0449 | 128.5625 | 128.0177 | 127.3341 | 126.579 | 125.6851 | 124.7232 | 123.5748
F4_Residential_Manufactured Home Low Income_New_Secondary Heating_Natural Gas_Fireplace_E3 | F4 | Residential | Manufactured Home Low Income | New | Secondary Heating | Natural Gas | Fireplace | E3 | Utility - Cost of Equipment | 114.2881 | 114.6787 | 115.392 | 115.9961 | 115.8492 | 116.1499 | 116.8664 | 117.4835 | 118.2414 | 118.9606 | 119.6624 | 120.3275 | 121.0464 | 121.7275 | 122.3026 | 122.8131 | 123.2452 | 123.6325 | 123.9115 | 124.1302 | 124.1954 | 124.138 | 123.9816 | 123.7975 | 123.4976 | 123.1172 | 122.6571 | 122.1373 | 121.4851 | 120.7647 | 119.9118 | 118.9941 | 117.8985
F4_Residential_Manufactured Home Low Income_New_Secondary Heating_Natural Gas_Fireplace_E4 | F4 | Residential | Manufactured Home Low Income | New | Secondary Heating | Natural Gas | Fireplace | E4 | Utility - Cost of Equipment | 0 | 0 | 0 | 0 | 0 | 0 | 0 | 0 | 0 | 0 | 0 | 0 | 0 | 0 | 0 | 0 | 0 | 0 | 0 | 0 | 0 | 0 | 0 | 0 | 0 | 0 | 0 | 0 | 0 | 0 | 0 | 0 | 0
F4_Residential_Manufactured Home Low Income_New_Secondary Heating_Natural Gas_Fireplace_E5 | F4 | Residential | Manufactured Home Low Income | New | Secondary Heating | Natural Gas | Fireplace | E5 | Utility - Cost of Equipment | 0 | 0 | 0 | 0 | 0 | 0 | 0 | 0 | 0 | 0 | 0 | 0 | 0 | 0 | 0 | 0 | 0 | 0 | 0 | 0 | 0 | 0 | 0 | 0 | 0 | 0 | 0 | 0 | 0 | 0 | 0 | 0 | 0
F4_Residential_Manufactured Home Low Income_New_Secondary Heating_Natural Gas_Fireplace_E6 | F4 | Residential | Manufactured Home Low Income | New | Secondary Heating | Natural Gas | Fireplace | E6 | Utility - Cost of Equipment | 0 | 0 | 0 | 0 | 0 | 0 | 0 | 0 | 0 | 0 | 0 | 0 | 0 | 0 | 0 | 0 | 0 | 0 | 0 | 0 | 0 | 0 | 0 | 0 | 0 | 0 | 0 | 0 | 0 | 0 | 0 | 0 | 0
F4_Residential_Manufactured Home Low Income_New_Secondary Heating_Natural Gas_Fireplace_E7 | F4 | Residential | Manufactured Home Low Income | New | Secondary Heating | Natural Gas | Fireplace | E7 | Utility - Cost of Equipment | 0 | 0 | 0 | 0 | 0 | 0 | 0 | 0 | 0 | 0 | 0 | 0 | 0 | 0 | 0 | 0 | 0 | 0 | 0 | 0 | 0 | 0 | 0 | 0 | 0 | 0 | 0 | 0 | 0 | 0 | 0 | 0 | 0
F4_Residential_Manufactured Home Low Income_New_Secondary Heating_Natural Gas_Fireplace_E8 | F4 | Residential | Manufactured Home Low Income | New | Secondary Heating | Natural Gas | Fireplace | E8 | Utility - Cost of Equipment | 0 | 0 | 0 | 0 | 0 | 0 | 0 | 0 | 0 | 0 | 0 | 0 | 0 | 0 | 0 | 0 | 0 | 0 | 0 | 0 | 0 | 0 | 0 | 0 | 0 | 0 | 0 | 0 | 0 | 0 | 0 | 0 | 0
F4_Residential_Manufactured Home Low Income_New_Secondary Heating_Natural Gas_Fireplace_E9 | F4 | Residential | Manufactured Home Low Income | New | Secondary Heating | Natural Gas | Fireplace | E9 | Utility - Cost of Equipment | 0 | 0 | 0 | 0 | 0 | 0 | 0 | 0 | 0 | 0 | 0 | 0 | 0 | 0 | 0 | 0 | 0 | 0 | 0 | 0 | 0 | 0 | 0 | 0 | 0 | 0 | 0 | 0 | 0 | 0 | 0 | 0 | 0
F4_Residential_Manufactured Home Low Income_New_Secondary Heating_Natural Gas_Fireplace_E10 | F4 | Residential | Manufactured Home Low Income | New | Secondary Heating | Natural Gas | Fireplace | E10 | Utility - Cost of Equipment | 0 | 0 | 0 | 0 | 0 | 0 | 0 | 0 | 0 | 0 | 0 | 0 | 0 | 0 | 0 | 0 | 0 | 0 | 0 | 0 | 0 | 0 | 0 | 0 | 0 | 0 | 0 | 0 | 0 | 0 | 0 | 0 | 0
F5_Residential_Manufactured Home Low Income_New_Secondary Heating_Natural Gas_Fireplace_E1 | F5 | Residential | Manufactured Home Low Income | New | Secondary Heating | Natural Gas | Fireplace | E1 | Utility - Cost of Operation | 296.7502 | 296.7502 | 296.7502 | 296.7502 | 296.7502 | 296.7502 | 296.7502 | 296.7502 | 296.7502 | 296.7502 | 296.7502 | 296.7502 | 296.7502 | 296.7502 | 296.7502 | 296.7502 | 296.7502 | 296.7502 | 296.7502 | 296.7502 | 296.7502 | 296.7502 | 296.7502 | 296.7502 | 296.7502 | 296.7502 | 296.7502 | 296.7502 | 296.7502 | 296.7502 | 296.7502 | 296.7502 | 296.7502
F5_Residential_Manufactured Home Low Income_New_Secondary Heating_Natural Gas_Fireplace_E2 | F5 | Residential | Manufactured Home Low Income | New | Secondary Heating | Natural Gas | Fireplace | E2 | Utility - Cost of Operation | 323.3302 | 323.3302 | 323.3302 | 323.3302 | 323.3302 | 323.3302 | 323.3302 | 323.3302 | 323.3302 | 323.3302 | 323.3302 | 323.3302 | 323.3302 | 323.3302 | 323.3302 | 323.3302 | 323.3302 | 323.3302 | 323.3302 | 323.3302 | 323.3302 | 323.3302 | 323.3302 | 323.3302 | 323.3302 | 323.3302 | 323.3302 | 323.3302 | 323.3302 | 323.3302 | 323.3302 | 323.3302 | 323.3302
F5_Residential_Manufactured Home Low Income_New_Secondary Heating_Natural Gas_Fireplace_E3 | F5 | Residential | Manufactured Home Low Income | New | Secondary Heating | Natural Gas | Fireplace | E3 | Utility - Cost of Operation | 329.5651 | 329.5651 | 329.5651 | 329.5651 | 329.5651 | 329.5651 | 329.5651 | 329.5651 | 329.5651 | 329.5651 | 329.5651 | 329.5651 | 329.5651 | 329.5651 | 329.5651 | 329.5651 | 329.5651 | 329.5651 | 329.5651 | 329.5651 | 329.5651 | 329.5651 | 329.5651 | 329.5651 | 329.5651 | 329.5651 | 329.5651 | 329.5651 | 329.5651 | 329.5651 | 329.5651 | 329.5651 | 329.5651
F5_Residential_Manufactured Home Low Income_New_Secondary Heating_Natural Gas_Fireplace_E4 | F5 | Residential | Manufactured Home Low Income | New | Secondary Heating | Natural Gas | Fireplace | E4 | Utility - Cost of Operation | 0 | 0 | 0 | 0 | 0 | 0 | 0 | 0 | 0 | 0 | 0 | 0 | 0 | 0 | 0 | 0 | 0 | 0 | 0 | 0 | 0 | 0 | 0 | 0 | 0 | 0 | 0 | 0 | 0 | 0 | 0 | 0 | 0
F5_Residential_Manufactured Home Low Income_New_Secondary Heating_Natural Gas_Fireplace_E5 | F5 | Residential | Manufactured Home Low Income | New | Secondary Heating | Natural Gas | Fireplace | E5 | Utility - Cost of Operation | 0 | 0 | 0 | 0 | 0 | 0 | 0 | 0 | 0 | 0 | 0 | 0 | 0 | 0 | 0 | 0 | 0 | 0 | 0 | 0 | 0 | 0 | 0 | 0 | 0 | 0 | 0 | 0 | 0 | 0 | 0 | 0 | 0
F5_Residential_Manufactured Home Low Income_New_Secondary Heating_Natural Gas_Fireplace_E6 | F5 | Residential | Manufactured Home Low Income | New | Secondary Heating | Natural Gas | Fireplace | E6 | Utility - Cost of Operation | 0 | 0 | 0 | 0 | 0 | 0 | 0 | 0 | 0 | 0 | 0 | 0 | 0 | 0 | 0 | 0 | 0 | 0 | 0 | 0 | 0 | 0 | 0 | 0 | 0 | 0 | 0 | 0 | 0 | 0 | 0 | 0 | 0
F5_Residential_Manufactured Home Low Income_New_Secondary Heating_Natural Gas_Fireplace_E7 | F5 | Residential | Manufactured Home Low Income | New | Secondary Heating | Natural Gas | Fireplace | E7 | Utility - Cost of Operation | 0 | 0 | 0 | 0 | 0 | 0 | 0 | 0 | 0 | 0 | 0 | 0 | 0 | 0 | 0 | 0 | 0 | 0 | 0 | 0 | 0 | 0 | 0 | 0 | 0 | 0 | 0 | 0 | 0 | 0 | 0 | 0 | 0
F5_Residential_Manufactured Home Low Income_New_Secondary Heating_Natural Gas_Fireplace_E8 | F5 | Residential | Manufactured Home Low Income | New | Secondary Heating | Natural Gas | Fireplace | E8 | Utility - Cost of Operation | 0 | 0 | 0 | 0 | 0 | 0 | 0 | 0 | 0 | 0 | 0 | 0 | 0 | 0 | 0 | 0 | 0 | 0 | 0 | 0 | 0 | 0 | 0 | 0 | 0 | 0 | 0 | 0 | 0 | 0 | 0 | 0 | 0
F5_Residential_Manufactured Home Low Income_New_Secondary Heating_Natural Gas_Fireplace_E9 | F5 | Residential | Manufactured Home Low Income | New | Secondary Heating | Natural Gas | Fireplace | E9 | Utility - Cost of Operation | 0 | 0 | 0 | 0 | 0 | 0 | 0 | 0 | 0 | 0 | 0 | 0 | 0 | 0 | 0 | 0 | 0 | 0 | 0 | 0 | 0 | 0 | 0 | 0 | 0 | 0 | 0 | 0 | 0 | 0 | 0 | 0 | 0
F5_Residential_Manufactured Home Low Income_New_Secondary Heating_Natural Gas_Fireplace_E10 | F5 | Residential | Manufactured Home Low Income | New | Secondary Heating | Natural Gas | Fireplace | E10 | Utility - Cost of Operation | 0 | 0 | 0 | 0 | 0 | 0 | 0 | 0 | 0 | 0 | 0 | 0 | 0 | 0 | 0 | 0 | 0 | 0 | 0 | 0 | 0 | 0 | 0 | 0 | 0 | 0 | 0 | 0 | 0 | 0 | 0 | 0 | 0
F6_Residential_Manufactured Home Low Income_New_Secondary Heating_Natural Gas_Fireplace_E1 | F6 | Residential | Manufactured Home Low Income | New | Secondary Heating | Natural Gas | Fireplace | E1 | Utility - Value of Sales | 92.5318 | 92.7336 | 93.0844 | 93.3217 | 93.061 | 92.7995 | 92.5372 | 92.2743 | 92.0106 | 91.7462 | 91.481 | 91.215 | 90.9483 | 90.6827 | 90.4202 | 90.1627 | 89.9122 | 89.6704 | 89.4395 | 89.2214 | 89.0179 | 88.8312 | 88.6611 | 88.5079 | 88.3714 | 88.2519 | 88.1492 | 88.0635 | 87.9949 | 87.9433 | 87.9089 | 87.8916 | 87.8916
F6_Residential_Manufactured Home Low Income_New_Secondary Heating_Natural Gas_Fireplace_E2 | F6 | Residential | Manufactured Home Low Income | New | Secondary Heating | Natural Gas | Fireplace | E2 | Utility - Value of Sales | 76.9481 | 77.116 | 77.4077 | 77.605 | 77.3882 | 77.1707 | 76.9526 | 76.734 | 76.5147 | 76.2948 | 76.0743 | 75.8531 | 75.6313 | 75.4105 | 75.1922 | 74.978 | 74.7697 | 74.5686 | 74.3766 | 74.1952 | 74.026 | 73.8707 | 73.7293 | 73.6019 | 73.4884 | 73.389 | 73.3036 | 73.2324 | 73.1753 | 73.1324 | 73.1038 | 73.0894 | 73.0894
F6_Residential_Manufactured Home Low Income_New_Secondary Heating_Natural Gas_Fireplace_E3 | F6 | Residential | Manufactured Home Low Income | New | Secondary Heating | Natural Gas | Fireplace | E3 | Utility - Value of Sales | 73.4136 | 73.5737 | 73.852 | 74.0403 | 73.8334 | 73.6259 | 73.4179 | 73.2092 | 73 | 72.7902 | 72.5798 | 72.3688 | 72.1572 | 71.9465 | 71.7382 | 71.5339 | 71.3351 | 71.1434 | 70.9602 | 70.7871 | 70.6257 | 70.4775 | 70.3426 | 70.221 | 70.1128 | 70.0179 | 69.9365 | 69.8685 | 69.814 | 69.7731 | 69.7458 | 69.7321 | 69.7321
F6_Residential_Manufactured Home Low Income_New_Secondary Heating_Natural Gas_Fireplace_E4 | F6 | Residential | Manufactured Home Low Income | New | Secondary Heating | Natural Gas | Fireplace | E4 | Utility - Value of Sales | 0 | 0 | 0 | 0 | 0 | 0 | 0 | 0 | 0 | 0 | 0 | 0 | 0 | 0 | 0 | 0 | 0 | 0 | 0 | 0 | 0 | 0 | 0 | 0 | 0 | 0 | 0 | 0 | 0 | 0 | 0 | 0 | 0
F6_Residential_Manufactured Home Low Income_New_Secondary Heating_Natural Gas_Fireplace_E5 | F6 | Residential | Manufactured Home Low Income | New | Secondary Heating | Natural Gas | Fireplace | E5 | Utility - Value of Sales | 0 | 0 | 0 | 0 | 0 | 0 | 0 | 0 | 0 | 0 | 0 | 0 | 0 | 0 | 0 | 0 | 0 | 0 | 0 | 0 | 0 | 0 | 0 | 0 | 0 | 0 | 0 | 0 | 0 | 0 | 0 | 0 | 0
F6_Residential_Manufactured Home Low Income_New_Secondary Heating_Natural Gas_Fireplace_E6 | F6 | Residential | Manufactured Home Low Income | New | Secondary Heating | Natural Gas | Fireplace | E6 | Utility - Value of Sales | 0 | 0 | 0 | 0 | 0 | 0 | 0 | 0 | 0 | 0 | 0 | 0 | 0 | 0 | 0 | 0 | 0 | 0 | 0 | 0 | 0 | 0 | 0 | 0 | 0 | 0 | 0 | 0 | 0 | 0 | 0 | 0 | 0
F6_Residential_Manufactured Home Low Income_New_Secondary Heating_Natural Gas_Fireplace_E7 | F6 | Residential | Manufactured Home Low Income | New | Secondary Heating | Natural Gas | Fireplace | E7 | Utility - Value of Sales | 0 | 0 | 0 | 0 | 0 | 0 | 0 | 0 | 0 | 0 | 0 | 0 | 0 | 0 | 0 | 0 | 0 | 0 | 0 | 0 | 0 | 0 | 0 | 0 | 0 | 0 | 0 | 0 | 0 | 0 | 0 | 0 | 0
F6_Residential_Manufactured Home Low Income_New_Secondary Heating_Natural Gas_Fireplace_E8 | F6 | Residential | Manufactured Home Low Income | New | Secondary Heating | Natural Gas | Fireplace | E8 | Utility - Value of Sales | 0 | 0 | 0 | 0 | 0 | 0 | 0 | 0 | 0 | 0 | 0 | 0 | 0 | 0 | 0 | 0 | 0 | 0 | 0 | 0 | 0 | 0 | 0 | 0 | 0 | 0 | 0 | 0 | 0 | 0 | 0 | 0 | 0
F6_Residential_Manufactured Home Low Income_New_Secondary Heating_Natural Gas_Fireplace_E9 | F6 | Residential | Manufactured Home Low Income | New | Secondary Heating | Natural Gas | Fireplace | E9 | Utility - Value of Sales | 0 | 0 | 0 | 0 | 0 | 0 | 0 | 0 | 0 | 0 | 0 | 0 | 0 | 0 | 0 | 0 | 0 | 0 | 0 | 0 | 0 | 0 | 0 | 0 | 0 | 0 | 0 | 0 | 0 | 0 | 0 | 0 | 0
F6_Residential_Manufactured Home Low Income_New_Secondary Heating_Natural Gas_Fireplace_E10 | F6 | Residential | Manufactured Home Low Income | New | Secondary Heating | Natural Gas | Fireplace | E10 | Utility - Value of Sales | 0 | 0 | 0 | 0 | 0 | 0 | 0 | 0 | 0 | 0 | 0 | 0 | 0 | 0 | 0 | 0 | 0 | 0 | 0 | 0 | 0 | 0 | 0 | 0 | 0 | 0 | 0 | 0 | 0 | 0 | 0 | 0 | 0
F1_Residential_Manufactured Home Low Income_New_Water Heating_Natural Gas_Water Heater (<= 55 gal)_E1 | F1 | Residential | Manufactured Home Low Income | New | Water Heating | Natural Gas | Water Heater (<= 55 gal) | E1 | RVT - Cost of Equipment | 202.2581 | 202.8505 | 204.1789 | 205.2959 | 204.8416 | 205.9372 | 208.4049 | 210.453 | 212.9153 | 215.3171 | 217.7382 | 220.0304 | 222.4692 | 224.989 | 227.4449 | 229.9567 | 232.4787 | 235.0382 | 237.4992 | 239.8655 | 241.9372 | 243.8355 | 245.2913 | 246.56 | 247.4791 | 248.0948 | 248.5076 | 248.6676 | 248.4812 | 248.062 | 247.2029 | 246.133 | 244.6813
F1_Residential_Manufactured Home Low Income_New_Water Heating_Natural Gas_Water Heater (<= 55 gal)_E2 | F1 | Residential | Manufactured Home Low Income | New | Water Heating | Natural Gas | Water Heater (<= 55 gal) | E2 | RVT - Cost of Equipment | 183.2964 | 183.8332 | 185.0371 | 186.0494 | 185.6377 | 186.6306 | 188.8669 | 190.723 | 192.9545 | 195.1311 | 197.3253 | 199.4025 | 201.6127 | 203.8963 | 206.1219 | 208.3982 | 210.6838 | 213.0033 | 215.2336 | 217.3781 | 219.2556 | 220.9759 | 222.2952 | 223.445 | 224.2779 | 224.8359 | 225.21 | 225.355 | 225.1861 | 224.8061 | 224.0276 | 223.058 | 221.7424
F1_Residential_Manufactured Home Low Income_New_Water Heating_Natural Gas_Water Heater (<= 55 gal)_E3 | F1 | Residential | Manufactured Home Low Income | New | Water Heating | Natural Gas | Water Heater (<= 55 gal) | E3 | RVT - Cost of Equipment | 144.8268 | 145.251 | 146.2022 | 147.002 | 146.6767 | 147.4612 | 149.2282 | 150.6947 | 152.4579 | 154.1777 | 155.9113 | 157.5526 | 159.2989 | 161.1032 | 162.8618 | 164.6603 | 166.4662 | 168.2989 | 170.0612 | 171.7555 | 173.239 | 174.5982 | 175.6407 | 176.5492 | 177.2073 | 177.6481 | 177.9437 | 178.0583 | 177.9248 | 177.6246 | 177.0095 | 176.2434 | 175.2039
F1_Residential_Manufactured Home Low Income_New_Water Heating_Natural Gas_Water Heater (<= 55 gal)_E4 | F1 | Residential | Manufactured Home Low Income | New | Water Heating | Natural Gas | Water Heater (<= 55 gal) | E4 | RVT - Cost of Equipment | 137.6162 | 138.3239 | 139.3952 | 140.3777 | 140.611 | 141.6145 | 143.2932 | 144.7965 | 146.477 | 148.0982 | 149.6843 | 151.1573 | 152.6332 | 154.0793 | 155.3979 | 156.6464 | 157.7875 | 158.8937 | 159.9002 | 160.8645 | 161.7022 | 162.4948 | 163.1245 | 163.7358 | 164.1786 | 164.4753 | 164.6741 | 164.7512 | 164.6614 | 164.4594 | 164.0456 | 163.5301 | 162.8307
F1_Residential_Manufactured Home Low Income_New_Water Heating_Natural Gas_Water Heater (<= 55 gal)_E5 | F1 | Residential | Manufactured Home Low Income | New | Water Heating | Natural Gas | Water Heater (<= 55 gal) | E5 | RVT - Cost of Equipment | 131.5672 | 132.2437 | 133.2679 | 134.2072 | 134.4303 | 135.3897 | 136.9946 | 138.4319 | 140.0384 | 141.5884 | 143.1048 | 144.513 | 145.9241 | 147.3066 | 148.5672 | 149.7608 | 150.8518 | 151.9094 | 152.8716 | 153.7935 | 154.5944 | 155.3521 | 155.9542 | 156.5386 | 156.962 | 157.2456 | 157.4357 | 157.5094 | 157.4236 | 157.2305 | 156.8348 | 156.3419 | 155.6733
F1_Residential_Manufactured Home Low Income_New_Water Heating_Natural Gas_Water Heater (<= 55 gal)_E6 | F1 | Residential | Manufactured Home Low Income | New | Water Heating | Natural Gas | Water Heater (<= 55 gal) | E6 | RVT - Cost of Equipment | 110.6695 | 110.9937 | 111.7205 | 112.3317 | 112.0831 | 112.6826 | 114.0329 | 115.1535 | 116.5008 | 117.815 | 119.1398 | 120.394 | 121.7284 | 123.1072 | 124.451 | 125.8253 | 127.2053 | 128.6058 | 129.9524 | 131.2472 | 132.3808 | 133.4194 | 134.216 | 134.9102 | 135.4131 | 135.75 | 135.9758 | 136.0634 | 135.9614 | 135.732 | 135.262 | 134.6765 | 133.8822
F1_Residential_Manufactured Home Low Income_New_Water Heating_Natural Gas_Water Heater (<= 55 gal)_E7 | F1 | Residential | Manufactured Home Low Income | New | Water Heating | Natural Gas | Water Heater (<= 55 gal) | E7 | RVT - Cost of Equipment | 0 | 0 | 0 | 0 | 90.3628 | 90.8459 | 91.9426 | 92.8641 | 93.9738 | 95.0516 | 96.133 | 97.1534 | 98.2324 | 99.3224 | 100.3411 | 101.3425 | 102.3025 | 103.287 | 104.2467 | 105.1913 | 106.0361 | 106.8517 | 107.5234 | 108.1763 | 108.6655 | 109.0005 | 109.22 | 109.2914 | 109.2082 | 109.0212 | 108.6379 | 108.1605 | 107.5129
F1_Residential_Manufactured Home Low Income_New_Water Heating_Natural Gas_Water Heater (<= 55 gal)_E8 | F1 | Residential | Manufactured Home Low Income | New | Water Heating | Natural Gas | Water Heater (<= 55 gal) | E8 | RVT - Cost of Equipment | 0 | 0 | 0 | 0 | 0 | 0 | 0 | 0 | 0 | 0 | 0 | 0 | 0 | 0 | 0 | 0 | 0 | 0 | 0 | 0 | 0 | 0 | 0 | 0 | 0 | 0 | 0 | 0 | 0 | 0 | 0 | 0 | 0
F1_Residential_Manufactured Home Low Income_New_Water Heating_Natural Gas_Water Heater (<= 55 gal)_E9 | F1 | Residential | Manufactured Home Low Income | New | Water Heating | Natural Gas | Water Heater (<= 55 gal) | E9 | RVT - Cost of Equipment | 0 | 0 | 0 | 0 | 0 | 0 | 0 | 0 | 0 | 0 | 0 | 0 | 0 | 0 | 0 | 0 | 0 | 0 | 0 | 0 | 0 | 0 | 0 | 0 | 0 | 0 | 0 | 0 | 0 | 0 | 0 | 0 | 0
F1_Residential_Manufactured Home Low Income_New_Water Heating_Natural Gas_Water Heater (<= 55 gal)_E10 | F1 | Residential | Manufactured Home Low Income | New | Water Heating | Natural Gas | Water Heater (<= 55 gal) | E10 | RVT - Cost of Equipment | 0 | 0 | 0 | 0 | 0 | 0 | 0 | 0 | 0 | 0 | 0 | 0 | 0 | 0 | 0 | 0 | 0 | 0 | 0 | 0 | 0 | 0 | 0 | 0 | 0 | 0 | 0 | 0 | 0 | 0 | 0 | 0 | 0
F2_Residential_Manufactured Home Low Income_New_Water Heating_Natural Gas_Water Heater (<= 55 gal)_E1 | F2 | Residential | Manufactured Home Low Income | New | Water Heating | Natural Gas | Water Heater (<= 55 gal) | E1 | RVT - Cost of Operation | 201.932 | 202.5234 | 203.8497 | 204.9649 | 204.5113 | 205.6052 | 208.0689 | 210.1136 | 212.572 | 214.9699 | 217.3872 | 219.6756 | 222.1105 | 224.6262 | 227.0782 | 229.5859 | 232.1039 | 234.6592 | 237.1163 | 239.4787 | 241.5471 | 243.4423 | 244.8958 | 246.1625 | 247.0801 | 247.6948 | 248.1069 | 248.2667 | 248.0805 | 247.662 | 246.8043 | 245.7361 | 244.2868
F2_Residential_Manufactured Home Low Income_New_Water Heating_Natural Gas_Water Heater (<= 55 gal)_E2 | F2 | Residential | Manufactured Home Low Income | New | Water Heating | Natural Gas | Water Heater (<= 55 gal) | E2 | RVT - Cost of Operation | 183.0009 | 183.5368 | 184.7388 | 185.7494 | 185.3384 | 186.3297 | 188.5624 | 190.4155 | 192.6433 | 194.8165 | 197.0071 | 199.081 | 201.2876 | 203.5675 | 205.7896 | 208.0622 | 210.3441 | 212.6599 | 214.8866 | 217.0276 | 218.9021 | 220.6196 | 221.9368 | 223.0847 | 223.9163 | 224.4734 | 224.8469 | 224.9917 | 224.823 | 224.4437 | 223.6664 | 222.6983 | 221.3849
F2_Residential_Manufactured Home Low Income_New_Water Heating_Natural Gas_Water Heater (<= 55 gal)_E3 | F2 | Residential | Manufactured Home Low Income | New | Water Heating | Natural Gas | Water Heater (<= 55 gal) | E3 | RVT - Cost of Operation | 144.5933 | 145.0168 | 145.9665 | 146.765 | 146.4402 | 147.2235 | 148.9876 | 150.4517 | 152.212 | 153.9291 | 155.6599 | 157.2986 | 159.0421 | 160.8435 | 162.5992 | 164.3948 | 166.1978 | 168.0276 | 169.7869 | 171.4786 | 172.9597 | 174.3167 | 175.3575 | 176.2645 | 176.9215 | 177.3617 | 177.6568 | 177.7712 | 177.6379 | 177.3382 | 176.7241 | 175.9592 | 174.9214
F2_Residential_Manufactured Home Low Income_New_Water Heating_Natural Gas_Water Heater (<= 55 gal)_E4 | F2 | Residential | Manufactured Home Low Income | New | Water Heating | Natural Gas | Water Heater (<= 55 gal) | E4 | RVT - Cost of Operation | 137.3943 | 138.1008 | 139.1704 | 140.1513 | 140.3842 | 141.3862 | 143.0621 | 144.5631 | 146.2408 | 147.8594 | 149.443 | 150.9135 | 152.3871 | 153.8308 | 155.1473 | 156.3938 | 157.5331 | 158.6375 | 159.6424 | 160.6051 | 161.4415 | 162.2328 | 162.8615 | 163.4718 | 163.9139 | 164.2101 | 164.4086 | 164.4856 | 164.3959 | 164.1943 | 163.7811 | 163.2664 | 162.5681
F2_Residential_Manufactured Home Low Income_New_Water Heating_Natural Gas_Water Heater (<= 55 gal)_E5 | F2 | Residential | Manufactured Home Low Income | New | Water Heating | Natural Gas | Water Heater (<= 55 gal) | E5 | RVT - Cost of Operation | 131.355 | 132.0305 | 133.053 | 133.9908 | 134.2135 | 135.1714 | 136.7737 | 138.2087 | 139.8126 | 141.3601 | 142.8741 | 144.28 | 145.6888 | 147.069 | 148.3276 | 149.5193 | 150.6086 | 151.6645 | 152.6251 | 153.5455 | 154.3452 | 155.1016 | 155.7028 | 156.2862 | 156.7089 | 156.9921 | 157.1819 | 157.2555 | 157.1697 | 156.9769 | 156.5819 | 156.0899 | 155.4223
F2_Residential_Manufactured Home Low Income_New_Water Heating_Natural Gas_Water Heater (<= 55 gal)_E6 | F2 | Residential | Manufactured Home Low Income | New | Water Heating | Natural Gas | Water Heater (<= 55 gal) | E6 | RVT - Cost of Operation | 110.4911 | 110.8147 | 111.5404 | 112.1506 | 111.9024 | 112.5009 | 113.849 | 114.9678 | 116.313 | 117.625 | 118.9477 | 120.1999 | 121.5321 | 122.9087 | 124.2503 | 125.6225 | 127.0002 | 128.3984 | 129.7429 | 131.0355 | 132.1673 | 133.2043 | 133.9996 | 134.6927 | 135.1948 | 135.5311 | 135.7566 | 135.844 | 135.7422 | 135.5132 | 135.0439 | 134.4594 | 133.6663
F2_Residential_Manufactured Home Low Income_New_Water Heating_Natural Gas_Water Heater (<= 55 gal)_E7 | F2 | Residential | Manufactured Home Low Income | New | Water Heating | Natural Gas | Water Heater (<= 55 gal) | E7 | RVT - Cost of Operation | 0 | 0 | 0 | 0 | 90.2171 | 90.6994 | 91.7944 | 92.7144 | 93.8223 | 94.8983 | 95.978 | 96.9967 | 98.074 | 99.1622 | 100.1793 | 101.1791 | 102.1375 | 103.1205 | 104.0786 | 105.0217 | 105.8651 | 106.6794 | 107.35 | 108.0019 | 108.4903 | 108.8247 | 109.0439 | 109.1152 | 109.0321 | 108.8454 | 108.4627 | 107.9861 | 107.3395
F2_Residential_Manufactured Home Low Income_New_Water Heating_Natural Gas_Water Heater (<= 55 gal)_E8 | F2 | Residential | Manufactured Home Low Income | New | Water Heating | Natural Gas | Water Heater (<= 55 gal) | E8 | RVT - Cost of Operation | 0 | 0 | 0 | 0 | 0 | 0 | 0 | 0 | 0 | 0 | 0 | 0 | 0 | 0 | 0 | 0 | 0 | 0 | 0 | 0 | 0 | 0 | 0 | 0 | 0 | 0 | 0 | 0 | 0 | 0 | 0 | 0 | 0
F2_Residential_Manufactured Home Low Income_New_Water Heating_Natural Gas_Water Heater (<= 55 gal)_E9 | F2 | Residential | Manufactured Home Low Income | New | Water Heating | Natural Gas | Water Heater (<= 55 gal) | E9 | RVT - Cost of Operation | 0 | 0 | 0 | 0 | 0 | 0 | 0 | 0 | 0 | 0 | 0 | 0 | 0 | 0 | 0 | 0 | 0 | 0 | 0 | 0 | 0 | 0 | 0 | 0 | 0 | 0 | 0 | 0 | 0 | 0 | 0 | 0 | 0
F2_Residential_Manufactured Home Low Income_New_Water Heating_Natural Gas_Water Heater (<= 55 gal)_E10 | F2 | Residential | Manufactured Home Low Income | New | Water Heating | Natural Gas | Water Heater (<= 55 gal) | E10 | RVT - Cost of Operation | 0 | 0 | 0 | 0 | 0 | 0 | 0 | 0 | 0 | 0 | 0 | 0 | 0 | 0 | 0 | 0 | 0 | 0 | 0 | 0 | 0 | 0 | 0 | 0 | 0 | 0 | 0 | 0 | 0 | 0 | 0 | 0 | 0
F3_Residential_Manufactured Home Low Income_New_Water Heating_Natural Gas_Water Heater (<= 55 gal)_E1 | F3 | Residential | Manufactured Home Low Income | New | Water Heating | Natural Gas | Water Heater (<= 55 gal) | E1 | System - kBTUs of Consumption | 108.75 | 108.75 | 108.75 | 108.75 | 108.75 | 108.75 | 108.75 | 108.75 | 108.75 | 108.75 | 108.75 | 108.75 | 108.75 | 108.75 | 108.75 | 108.75 | 108.75 | 108.75 | 108.75 | 108.75 | 108.75 | 108.75 | 108.75 | 108.75 | 108.75 | 108.75 | 108.75 | 108.75 | 108.75 | 108.75 | 108.75 | 108.75 | 108.75
F3_Residential_Manufactured Home Low Income_New_Water Heating_Natural Gas_Water Heater (<= 55 gal)_E2 | F3 | Residential | Manufactured Home Low Income | New | Water Heating | Natural Gas | Water Heater (<= 55 gal) | E2 | System - kBTUs of Consumption | 122.6873 | 122.6873 | 122.6873 | 122.6873 | 122.6873 | 122.6873 | 122.6873 | 122.6873 | 122.6873 | 122.6873 | 122.6873 | 122.6873 | 122.6873 | 122.6873 | 122.6873 | 122.6873 | 122.6873 | 122.6873 | 122.6873 | 122.6873 | 122.6873 | 122.6873 | 122.6873 | 122.6873 | 122.6873 | 122.6873 | 122.6873 | 122.6873 | 122.6873 | 122.6873 | 122.6873 | 122.6873 | 122.6873
F3_Residential_Manufactured Home Low Income_New_Water Heating_Natural Gas_Water Heater (<= 55 gal)_E3 | F3 | Residential | Manufactured Home Low Income | New | Water Heating | Natural Gas | Water Heater (<= 55 gal) | E3 | System - kBTUs of Consumption | 346.2727 | 346.2727 | 346.2727 | 346.2727 | 346.2727 | 346.2727 | 346.2727 | 346.2727 | 346.2727 | 346.2727 | 346.2727 | 346.2727 | 346.2727 | 346.2727 | 346.2727 | 346.2727 | 346.2727 | 346.2727 | 346.2727 | 346.2727 | 346.2727 | 346.2727 | 346.2727 | 346.2727 | 346.2727 | 346.2727 | 346.2727 | 346.2727 | 346.2727 | 346.2727 | 346.2727 | 346.2727 | 346.2727
F3_Residential_Manufactured Home Low Income_New_Water Heating_Natural Gas_Water Heater (<= 55 gal)_E4 | F3 | Residential | Manufactured Home Low Income | New | Water Heating | Natural Gas | Water Heater (<= 55 gal) | E4 | System - kBTUs of Consumption | 160.3908 | 160.3908 | 160.3908 | 160.3908 | 160.3908 | 160.3908 | 160.3908 | 160.3908 | 160.3908 | 160.3908 | 160.3908 | 160.3908 | 160.3908 | 160.3908 | 160.3908 | 160.3908 | 160.3908 | 160.3908 | 160.3908 | 160.3908 | 160.3908 | 160.3908 | 160.3908 | 160.3908 | 160.3908 | 160.3908 | 160.3908 | 160.3908 | 160.3908 | 160.3908 | 160.3908 | 160.3908 | 160.3908
F3_Residential_Manufactured Home Low Income_New_Water Heating_Natural Gas_Water Heater (<= 55 gal)_E5 | F3 | Residential | Manufactured Home Low Income | New | Water Heating | Natural Gas | Water Heater (<= 55 gal) | E5 | System - kBTUs of Consumption | 181.9005 | 181.9005 | 181.9005 | 181.9005 | 181.9005 | 181.9005 | 181.9005 | 181.9005 | 181.9005 | 181.9005 | 181.9005 | 181.9005 | 181.9005 | 181.9005 | 181.9005 | 181.9005 | 181.9005 | 181.9005 | 181.9005 | 181.9005 | 181.9005 | 181.9005 | 181.9005 | 181.9005 | 181.9005 | 181.9005 | 181.9005 | 181.9005 | 181.9005 | 181.9005 | 181.9005 | 181.9005 | 181.9005
F3_Residential_Manufactured Home Low Income_New_Water Heating_Natural Gas_Water Heater (<= 55 gal)_E6 | F3 | Residential | Manufactured Home Low Income | New | Water Heating | Natural Gas | Water Heater (<= 55 gal) | E6 | System - kBTUs of Consumption | 501.237 | 501.237 | 501.237 | 501.237 | 501.237 | 501.237 | 501.237 | 501.237 | 501.237 | 501.237 | 501.237 | 501.237 | 501.237 | 501.237 | 501.237 | 501.237 | 501.237 | 501.237 | 501.237 | 501.237 | 501.237 | 501.237 | 501.237 | 501.237 | 501.237 | 501.237 | 501.237 | 501.237 | 501.237 | 501.237 | 501.237 | 501.237 | 501.237
F3_Residential_Manufactured Home Low Income_New_Water Heating_Natural Gas_Water Heater (<= 55 gal)_E7 | F3 | Residential | Manufactured Home Low Income | New | Water Heating | Natural Gas | Water Heater (<= 55 gal) | E7 | System - kBTUs of Consumption | 0 | 0 | 0 | 0 | 593.764 | 593.764 | 593.764 | 593.764 | 593.764 | 593.764 | 593.764 | 593.764 | 593.764 | 593.764 | 593.764 | 593.764 | 593.764 | 593.764 | 593.764 | 593.764 | 593.764 | 593.764 | 593.764 | 593.764 | 593.764 | 593.764 | 593.764 | 593.764 | 593.764 | 593.764 | 593.764 | 593.764 | 593.764
F3_Residential_Manufactured Home Low Income_New_Water Heating_Natural Gas_Water Heater (<= 55 gal)_E8 | F3 | Residential | Manufactured Home Low Income | New | Water Heating | Natural Gas | Water Heater (<= 55 gal) | E8 | System - kBTUs of Consumption | 0 | 0 | 0 | 0 | 0 | 0 | 0 | 0 | 0 | 0 | 0 | 0 | 0 | 0 | 0 | 0 | 0 | 0 | 0 | 0 | 0 | 0 | 0 | 0 | 0 | 0 | 0 | 0 | 0 | 0 | 0 | 0 | 0
F3_Residential_Manufactured Home Low Income_New_Water Heating_Natural Gas_Water Heater (<= 55 gal)_E9 | F3 | Residential | Manufactured Home Low Income | New | Water Heating | Natural Gas | Water Heater (<= 55 gal) | E9 | System - kBTUs of Consumption | 0 | 0 | 0 | 0 | 0 | 0 | 0 | 0 | 0 | 0 | 0 | 0 | 0 | 0 | 0 | 0 | 0 | 0 | 0 | 0 | 0 | 0 | 0 | 0 | 0 | 0 | 0 | 0 | 0 | 0 | 0 | 0 | 0
F3_Residential_Manufactured Home Low Income_New_Water Heating_Natural Gas_Water Heater (<= 55 gal)_E10 | F3 | Residential | Manufactured Home Low Income | New | Water Heating | Natural Gas | Water Heater (<= 55 gal) | E10 | System - kBTUs of Consumption | 0 | 0 | 0 | 0 | 0 | 0 | 0 | 0 | 0 | 0 | 0 | 0 | 0 | 0 | 0 | 0 | 0 | 0 | 0 | 0 | 0 | 0 | 0 | 0 | 0 | 0 | 0 | 0 | 0 | 0 | 0 | 0 | 0
F4_Residential_Manufactured Home Low Income_New_Water Heating_Natural Gas_Water Heater (<= 55 gal)_E1 | F4 | Residential | Manufactured Home Low Income | New | Water Heating | Natural Gas | Water Heater (<= 55 gal) | E1 | Utility - Cost of Equipment | 201.932 | 202.5234 | 203.8497 | 204.9649 | 204.5113 | 205.6052 | 208.0689 | 210.1136 | 212.572 | 214.9699 | 217.3872 | 219.6756 | 222.1105 | 224.6262 | 227.0782 | 229.5859 | 232.1039 | 234.6592 | 237.1163 | 239.4787 | 241.5471 | 243.4423 | 244.8958 | 246.1625 | 247.0801 | 247.6948 | 248.1069 | 248.2667 | 248.0805 | 247.662 | 246.8043 | 245.7361 | 244.2868
F4_Residential_Manufactured Home Low Income_New_Water Heating_Natural Gas_Water Heater (<= 55 gal)_E2 | F4 | Residential | Manufactured Home Low Income | New | Water Heating | Natural Gas | Water Heater (<= 55 gal) | E2 | Utility - Cost of Equipment | 183.0009 | 183.5368 | 184.7388 | 185.7494 | 185.3384 | 186.3297 | 188.5624 | 190.4155 | 192.6433 | 194.8165 | 197.0071 | 199.081 | 201.2876 | 203.5675 | 205.7896 | 208.0622 | 210.3441 | 212.6599 | 214.8866 | 217.0276 | 218.9021 | 220.6196 | 221.9368 | 223.0847 | 223.9163 | 224.4734 | 224.8469 | 224.9917 | 224.823 | 224.4437 | 223.6664 | 222.6983 | 221.3849
F4_Residential_Manufactured Home Low Income_New_Water Heating_Natural Gas_Water Heater (<= 55 gal)_E3 | F4 | Residential | Manufactured Home Low Income | New | Water Heating | Natural Gas | Water Heater (<= 55 gal) | E3 | Utility - Cost of Equipment | 144.5933 | 145.0168 | 145.9665 | 146.765 | 146.4402 | 147.2235 | 148.9876 | 150.4517 | 152.212 | 153.9291 | 155.6599 | 157.2986 | 159.0421 | 160.8435 | 162.5992 | 164.3948 | 166.1978 | 168.0276 | 169.7869 | 171.4786 | 172.9597 | 174.3167 | 175.3575 | 176.2645 | 176.9215 | 177.3617 | 177.6568 | 177.7712 | 177.6379 | 177.3382 | 176.7241 | 175.9592 | 174.9214
F4_Residential_Manufactured Home Low Income_New_Water Heating_Natural Gas_Water Heater (<= 55 gal)_E4 | F4 | Residential | Manufactured Home Low Income | New | Water Heating | Natural Gas | Water Heater (<= 55 gal) | E4 | Utility - Cost of Equipment | 137.3943 | 138.1008 | 139.1704 | 140.1513 | 140.3842 | 141.3862 | 143.0621 | 144.5631 | 146.2408 | 147.8594 | 149.443 | 150.9135 | 152.3871 | 153.8308 | 155.1473 | 156.3938 | 157.5331 | 158.6375 | 159.6424 | 160.6051 | 161.4415 | 162.2328 | 162.8615 | 163.4718 | 163.9139 | 164.2101 | 164.4086 | 164.4856 | 164.3959 | 164.1943 | 163.7811 | 163.2664 | 162.5681
F4_Residential_Manufactured Home Low Income_New_Water Heating_Natural Gas_Water Heater (<= 55 gal)_E5 | F4 | Residential | Manufactured Home Low Income | New | Water Heating | Natural Gas | Water Heater (<= 55 gal) | E5 | Utility - Cost of Equipment | 131.355 | 132.0305 | 133.053 | 133.9908 | 134.2135 | 135.1714 | 136.7737 | 138.2087 | 139.8126 | 141.3601 | 142.8741 | 144.28 | 145.6888 | 147.069 | 148.3276 | 149.5193 | 150.6086 | 151.6645 | 152.6251 | 153.5455 | 154.3452 | 155.1016 | 155.7028 | 156.2862 | 156.7089 | 156.9921 | 157.1819 | 157.2555 | 157.1697 | 156.9769 | 156.5819 | 156.0899 | 155.4223
F4_Residential_Manufactured Home Low Income_New_Water Heating_Natural Gas_Water Heater (<= 55 gal)_E6 | F4 | Residential | Manufactured Home Low Income | New | Water Heating | Natural Gas | Water Heater (<= 55 gal) | E6 | Utility - Cost of Equipment | 110.4911 | 110.8147 | 111.5404 | 112.1506 | 111.9024 | 112.5009 | 113.849 | 114.9678 | 116.313 | 117.625 | 118.9477 | 120.1999 | 121.5321 | 122.9087 | 124.2503 | 125.6225 | 127.0002 | 128.3984 | 129.7429 | 131.0355 | 132.1673 | 133.2043 | 133.9996 | 134.6927 | 135.1948 | 135.5311 | 135.7566 | 135.844 | 135.7422 | 135.5132 | 135.0439 | 134.4594 | 133.6663
F4_Residential_Manufactured Home Low Income_New_Water Heating_Natural Gas_Water Heater (<= 55 gal)_E7 | F4 | Residential | Manufactured Home Low Income | New | Water Heating | Natural Gas | Water Heater (<= 55 gal) | E7 | Utility - Cost of Equipment | 0 | 0 | 0 | 0 | 90.2171 | 90.6994 | 91.7944 | 92.7144 | 93.8223 | 94.8983 | 95.978 | 96.9967 | 98.074 | 99.1622 | 100.1793 | 101.1791 | 102.1375 | 103.1205 | 104.0786 | 105.0217 | 105.8651 | 106.6794 | 107.35 | 108.0019 | 108.4903 | 108.8247 | 109.0439 | 109.1152 | 109.0321 | 108.8454 | 108.4627 | 107.9861 | 107.3395
F4_Residential_Manufactured Home Low Income_New_Water Heating_Natural Gas_Water Heater (<= 55 gal)_E8 | F4 | Residential | Manufactured Home Low Income | New | Water Heating | Natural Gas | Water Heater (<= 55 gal) | E8 | Utility - Cost of Equipment | 0 | 0 | 0 | 0 | 0 | 0 | 0 | 0 | 0 | 0 | 0 | 0 | 0 | 0 | 0 | 0 | 0 | 0 | 0 | 0 | 0 | 0 | 0 | 0 | 0 | 0 | 0 | 0 | 0 | 0 | 0 | 0 | 0
F4_Residential_Manufactured Home Low Income_New_Water Heating_Natural Gas_Water Heater (<= 55 gal)_E9 | F4 | Residential | Manufactured Home Low Income | New | Water Heating | Natural Gas | Water Heater (<= 55 gal) | E9 | Utility - Cost of Equipment | 0 | 0 | 0 | 0 | 0 | 0 | 0 | 0 | 0 | 0 | 0 | 0 | 0 | 0 | 0 | 0 | 0 | 0 | 0 | 0 | 0 | 0 | 0 | 0 | 0 | 0 | 0 | 0 | 0 | 0 | 0 | 0 | 0
F4_Residential_Manufactured Home Low Income_New_Water Heating_Natural Gas_Water Heater (<= 55 gal)_E10 | F4 | Residential | Manufactured Home Low Income | New | Water Heating | Natural Gas | Water Heater (<= 55 gal) | E10 | Utility - Cost of Equipment | 0 | 0 | 0 | 0 | 0 | 0 | 0 | 0 | 0 | 0 | 0 | 0 | 0 | 0 | 0 | 0 | 0 | 0 | 0 | 0 | 0 | 0 | 0 | 0 | 0 | 0 | 0 | 0 | 0 | 0 | 0 | 0 | 0
F5_Residential_Manufactured Home Low Income_New_Water Heating_Natural Gas_Water Heater (<= 55 gal)_E1 | F5 | Residential | Manufactured Home Low Income | New | Water Heating | Natural Gas | Water Heater (<= 55 gal) | E1 | Utility - Cost of Operation | 108.75 | 108.75 | 108.75 | 108.75 | 108.75 | 108.75 | 108.75 | 108.75 | 108.75 | 108.75 | 108.75 | 108.75 | 108.75 | 108.75 | 108.75 | 108.75 | 108.75 | 108.75 | 108.75 | 108.75 | 108.75 | 108.75 | 108.75 | 108.75 | 108.75 | 108.75 | 108.75 | 108.75 | 108.75 | 108.75 | 108.75 | 108.75 | 108.75
F5_Residential_Manufactured Home Low Income_New_Water Heating_Natural Gas_Water Heater (<= 55 gal)_E2 | F5 | Residential | Manufactured Home Low Income | New | Water Heating | Natural Gas | Water Heater (<= 55 gal) | E2 | Utility - Cost of Operation | 122.6873 | 122.6873 | 122.6873 | 122.6873 | 122.6873 | 122.6873 | 122.6873 | 122.6873 | 122.6873 | 122.6873 | 122.6873 | 122.6873 | 122.6873 | 122.6873 | 122.6873 | 122.6873 | 122.6873 | 122.6873 | 122.6873 | 122.6873 | 122.6873 | 122.6873 | 122.6873 | 122.6873 | 122.6873 | 122.6873 | 122.6873 | 122.6873 | 122.6873 | 122.6873 | 122.6873 | 122.6873 | 122.6873
F5_Residential_Manufactured Home Low Income_New_Water Heating_Natural Gas_Water Heater (<= 55 gal)_E3 | F5 | Residential | Manufactured Home Low Income | New | Water Heating | Natural Gas | Water Heater (<= 55 gal) | E3 | Utility - Cost of Operation | 346.2727 | 346.2727 | 346.2727 | 346.2727 | 346.2727 | 346.2727 | 346.2727 | 346.2727 | 346.2727 | 346.2727 | 346.2727 | 346.2727 | 346.2727 | 346.2727 | 346.2727 | 346.2727 | 346.2727 | 346.2727 | 346.2727 | 346.2727 | 346.2727 | 346.2727 | 346.2727 | 346.2727 | 346.2727 | 346.2727 | 346.2727 | 346.2727 | 346.2727 | 346.2727 | 346.2727 | 346.2727 | 346.2727
F5_Residential_Manufactured Home Low Income_New_Water Heating_Natural Gas_Water Heater (<= 55 gal)_E4 | F5 | Residential | Manufactured Home Low Income | New | Water Heating | Natural Gas | Water Heater (<= 55 gal) | E4 | Utility - Cost of Operation | 160.3908 | 160.3908 | 160.3908 | 160.3908 | 160.3908 | 160.3908 | 160.3908 | 160.3908 | 160.3908 | 160.3908 | 160.3908 | 160.3908 | 160.3908 | 160.3908 | 160.3908 | 160.3908 | 160.3908 | 160.3908 | 160.3908 | 160.3908 | 160.3908 | 160.3908 | 160.3908 | 160.3908 | 160.3908 | 160.3908 | 160.3908 | 160.3908 | 160.3908 | 160.3908 | 160.3908 | 160.3908 | 160.3908
F5_Residential_Manufactured Home Low Income_New_Water Heating_Natural Gas_Water Heater (<= 55 gal)_E5 | F5 | Residential | Manufactured Home Low Income | New | Water Heating | Natural Gas | Water Heater (<= 55 gal) | E5 | Utility - Cost of Operation | 181.9005 | 181.9005 | 181.9005 | 181.9005 | 181.9005 | 181.9005 | 181.9005 | 181.9005 | 181.9005 | 181.9005 | 181.9005 | 181.9005 | 181.9005 | 181.9005 | 181.9005 | 181.9005 | 181.9005 | 181.9005 | 181.9005 | 181.9005 | 181.9005 | 181.9005 | 181.9005 | 181.9005 | 181.9005 | 181.9005 | 181.9005 | 181.9005 | 181.9005 | 181.9005 | 181.9005 | 181.9005 | 181.9005
F5_Residential_Manufactured Home Low Income_New_Water Heating_Natural Gas_Water Heater (<= 55 gal)_E6 | F5 | Residential | Manufactured Home Low Income | New | Water Heating | Natural Gas | Water Heater (<= 55 gal) | E6 | Utility - Cost of Operation | 501.237 | 501.237 | 501.237 | 501.237 | 501.237 | 501.237 | 501.237 | 501.237 | 501.237 | 501.237 | 501.237 | 501.237 | 501.237 | 501.237 | 501.237 | 501.237 | 501.237 | 501.237 | 501.237 | 501.237 | 501.237 | 501.237 | 501.237 | 501.237 | 501.237 | 501.237 | 501.237 | 501.237 | 501.237 | 501.237 | 501.237 | 501.237 | 501.237
F5_Residential_Manufactured Home Low Income_New_Water Heating_Natural Gas_Water Heater (<= 55 gal)_E7 | F5 | Residential | Manufactured Home Low Income | New | Water Heating | Natural Gas | Water Heater (<= 55 gal) | E7 | Utility - Cost of Operation | 0 | 0 | 0 | 0 | 593.764 | 593.764 | 593.764 | 593.764 | 593.764 | 593.764 | 593.764 | 593.764 | 593.764 | 593.764 | 593.764 | 593.764 | 593.764 | 593.764 | 593.764 | 593.764 | 593.764 | 593.764 | 593.764 | 593.764 | 593.764 | 593.764 | 593.764 | 593.764 | 593.764 | 593.764 | 593.764 | 593.764 | 593.764
F5_Residential_Manufactured Home Low Income_New_Water Heating_Natural Gas_Water Heater (<= 55 gal)_E8 | F5 | Residential | Manufactured Home Low Income | New | Water Heating | Natural Gas | Water Heater (<= 55 gal) | E8 | Utility - Cost of Operation | 0 | 0 | 0 | 0 | 0 | 0 | 0 | 0 | 0 | 0 | 0 | 0 | 0 | 0 | 0 | 0 | 0 | 0 | 0 | 0 | 0 | 0 | 0 | 0 | 0 | 0 | 0 | 0 | 0 | 0 | 0 | 0 | 0
F5_Residential_Manufactured Home Low Income_New_Water Heating_Natural Gas_Water Heater (<= 55 gal)_E9 | F5 | Residential | Manufactured Home Low Income | New | Water Heating | Natural Gas | Water Heater (<= 55 gal) | E9 | Utility - Cost of Operation | 0 | 0 | 0 | 0 | 0 | 0 | 0 | 0 | 0 | 0 | 0 | 0 | 0 | 0 | 0 | 0 | 0 | 0 | 0 | 0 | 0 | 0 | 0 | 0 | 0 | 0 | 0 | 0 | 0 | 0 | 0 | 0 | 0
F5_Residential_Manufactured Home Low Income_New_Water Heating_Natural Gas_Water Heater (<= 55 gal)_E10 | F5 | Residential | Manufactured Home Low Income | New | Water Heating | Natural Gas | Water Heater (<= 55 gal) | E10 | Utility - Cost of Operation | 0 | 0 | 0 | 0 | 0 | 0 | 0 | 0 | 0 | 0 | 0 | 0 | 0 | 0 | 0 | 0 | 0 | 0 | 0 | 0 | 0 | 0 | 0 | 0 | 0 | 0 | 0 | 0 | 0 | 0 | 0 | 0 | 0
F6_Residential_Manufactured Home Low Income_New_Water Heating_Natural Gas_Water Heater (<= 55 gal)_E1 | F6 | Residential | Manufactured Home Low Income | New | Water Heating | Natural Gas | Water Heater (<= 55 gal) | E1 | Utility - Value of Sales | 163.5373 | 164.4902 | 165.7979 | 166.8666 | 166.8666 | 166.8666 | 166.8666 | 166.8666 | 166.8666 | 166.8666 | 166.8666 | 166.8666 | 166.8666 | 166.8666 | 166.8666 | 166.8666 | 166.8666 | 166.8666 | 166.8666 | 166.8666 | 166.8666 | 166.8666 | 166.8666 | 166.8666 | 166.8666 | 166.8666 | 166.8666 | 166.8666 | 166.8666 | 166.8666 | 166.8666 | 166.8666 | 166.8666
F6_Residential_Manufactured Home Low Income_New_Water Heating_Natural Gas_Water Heater (<= 55 gal)_E2 | F6 | Residential | Manufactured Home Low Income | New | Water Heating | Natural Gas | Water Heater (<= 55 gal) | E2 | Utility - Value of Sales | 148.2056 | 149.0692 | 150.2543 | 151.2229 | 151.2229 | 151.2229 | 151.2229 | 151.2229 | 151.2229 | 151.2229 | 151.2229 | 151.2229 | 151.2229 | 151.2229 | 151.2229 | 151.2229 | 151.2229 | 151.2229 | 151.2229 | 151.2229 | 151.2229 | 151.2229 | 151.2229 | 151.2229 | 151.2229 | 151.2229 | 151.2229 | 151.2229 | 151.2229 | 151.2229 | 151.2229 | 151.2229 | 151.2229
F6_Residential_Manufactured Home Low Income_New_Water Heating_Natural Gas_Water Heater (<= 55 gal)_E3 | F6 | Residential | Manufactured Home Low Income | New | Water Heating | Natural Gas | Water Heater (<= 55 gal) | E3 | Utility - Value of Sales | 117.1008 | 117.7831 | 118.7195 | 119.4847 | 119.4847 | 119.4847 | 119.4847 | 119.4847 | 119.4847 | 119.4847 | 119.4847 | 119.4847 | 119.4847 | 119.4847 | 119.4847 | 119.4847 | 119.4847 | 119.4847 | 119.4847 | 119.4847 | 119.4847 | 119.4847 | 119.4847 | 119.4847 | 119.4847 | 119.4847 | 119.4847 | 119.4847 | 119.4847 | 119.4847 | 119.4847 | 119.4847 | 119.4847
F6_Residential_Manufactured Home Low Income_New_Water Heating_Natural Gas_Water Heater (<= 55 gal)_E4 | F6 | Residential | Manufactured Home Low Income | New | Water Heating | Natural Gas | Water Heater (<= 55 gal) | E4 | Utility - Value of Sales | 109.8017 | 110.2146 | 110.7813 | 111.2444 | 111.2444 | 111.2444 | 111.2444 | 111.2444 | 111.2444 | 111.2444 | 111.2444 | 111.2444 | 111.2444 | 111.2444 | 111.2444 | 111.2444 | 111.2444 | 111.2444 | 111.2444 | 111.2444 | 111.2444 | 111.2444 | 111.2444 | 111.2444 | 111.2444 | 111.2444 | 111.2444 | 111.2444 | 111.2444 | 111.2444 | 111.2444 | 111.2444 | 111.2444
F6_Residential_Manufactured Home Low Income_New_Water Heating_Natural Gas_Water Heater (<= 55 gal)_E5 | F6 | Residential | Manufactured Home Low Income | New | Water Heating | Natural Gas | Water Heater (<= 55 gal) | E5 | Utility - Value of Sales | 104.9752 | 105.37 | 105.9118 | 106.3545 | 106.3545 | 106.3545 | 106.3545 | 106.3545 | 106.3545 | 106.3545 | 106.3545 | 106.3545 | 106.3545 | 106.3545 | 106.3545 | 106.3545 | 106.3545 | 106.3545 | 106.3545 | 106.3545 | 106.3545 | 106.3545 | 106.3545 | 106.3545 | 106.3545 | 106.3545 | 106.3545 | 106.3545 | 106.3545 | 106.3545 | 106.3545 | 106.3545 | 106.3545
F6_Residential_Manufactured Home Low Income_New_Water Heating_Natural Gas_Water Heater (<= 55 gal)_E6 | F6 | Residential | Manufactured Home Low Income | New | Water Heating | Natural Gas | Water Heater (<= 55 gal) | E6 | Utility - Value of Sales | 89.4827 | 90.0041 | 90.7196 | 91.3044 | 91.3044 | 91.3044 | 91.3044 | 91.3044 | 91.3044 | 91.3044 | 91.3044 | 91.3044 | 91.3044 | 91.3044 | 91.3044 | 91.3044 | 91.3044 | 91.3044 | 91.3044 | 91.3044 | 91.3044 | 91.3044 | 91.3044 | 91.3044 | 91.3044 | 91.3044 | 91.3044 | 91.3044 | 91.3044 | 91.3044 | 91.3044 | 91.3044 | 91.3044
F6_Residential_Manufactured Home Low Income_New_Water Heating_Natural Gas_Water Heater (<= 55 gal)_E7 | F6 | Residential | Manufactured Home Low Income | New | Water Heating | Natural Gas | Water Heater (<= 55 gal) | E7 | Utility - Value of Sales | 0 | 0 | 0 | 0 | 74.4482 | 74.4482 | 74.4482 | 74.4482 | 74.4482 | 74.4482 | 74.4482 | 74.4482 | 74.4482 | 74.4482 | 74.4482 | 74.4482 | 74.4482 | 74.4482 | 74.4482 | 74.4482 | 74.4482 | 74.4482 | 74.4482 | 74.4482 | 74.4482 | 74.4482 | 74.4482 | 74.4482 | 74.4482 | 74.4482 | 74.4482 | 74.4482 | 74.4482
F6_Residential_Manufactured Home Low Income_New_Water Heating_Natural Gas_Water Heater (<= 55 gal)_E8 | F6 | Residential | Manufactured Home Low Income | New | Water Heating | Natural Gas | Water Heater (<= 55 gal) | E8 | Utility - Value of Sales | 0 | 0 | 0 | 0 | 0 | 0 | 0 | 0 | 0 | 0 | 0 | 0 | 0 | 0 | 0 | 0 | 0 | 0 | 0 | 0 | 0 | 0 | 0 | 0 | 0 | 0 | 0 | 0 | 0 | 0 | 0 | 0 | 0
F6_Residential_Manufactured Home Low Income_New_Water Heating_Natural Gas_Water Heater (<= 55 gal)_E9 | F6 | Residential | Manufactured Home Low Income | New | Water Heating | Natural Gas | Water Heater (<= 55 gal) | E9 | Utility - Value of Sales | 0 | 0 | 0 | 0 | 0 | 0 | 0 | 0 | 0 | 0 | 0 | 0 | 0 | 0 | 0 | 0 | 0 | 0 | 0 | 0 | 0 | 0 | 0 | 0 | 0 | 0 | 0 | 0 | 0 | 0 | 0 | 0 | 0
F6_Residential_Manufactured Home Low Income_New_Water Heating_Natural Gas_Water Heater (<= 55 gal)_E10 | F6 | Residential | Manufactured Home Low Income | New | Water Heating | Natural Gas | Water Heater (<= 55 gal) | E10 | Utility - Value of Sales | 0 | 0 | 0 | 0 | 0 | 0 | 0 | 0 | 0 | 0 | 0 | 0 | 0 | 0 | 0 | 0 | 0 | 0 | 0 | 0 | 0 | 0 | 0 | 0 | 0 | 0 | 0 | 0 | 0 | 0 | 0 | 0 | 0
F1_Residential_Manufactured Home Low Income_New_Water Heating_Natural Gas_Water Heater (> 55 gal)_E1 | F1 | Residential | Manufactured Home Low Income | New | Water Heating | Natural Gas | Water Heater (> 55 gal) | E1 | RVT - Cost of Equipment | 202.2581 | 202.8505 | 204.1789 | 205.2959 | 204.8416 | 205.9372 | 208.4049 | 210.453 | 212.9153 | 215.3171 | 217.7382 | 220.0304 | 222.4692 | 224.989 | 227.4449 | 229.9567 | 232.4787 | 235.0382 | 237.4992 | 239.8655 | 241.9372 | 243.8355 | 245.2913 | 246.56 | 247.4791 | 248.0948 | 248.5076 | 248.6676 | 248.4812 | 248.062 | 247.2029 | 246.133 | 244.6813
F1_Residential_Manufactured Home Low Income_New_Water Heating_Natural Gas_Water Heater (> 55 gal)_E2 | F1 | Residential | Manufactured Home Low Income | New | Water Heating | Natural Gas | Water Heater (> 55 gal) | E2 | RVT - Cost of Equipment | 197.072 | 197.6492 | 198.9436 | 200.0319 | 199.5892 | 200.6568 | 203.0612 | 205.0568 | 207.4559 | 209.7961 | 212.1552 | 214.3886 | 216.7648 | 219.22 | 221.613 | 224.0603 | 226.5177 | 229.0116 | 231.4095 | 233.7151 | 235.7337 | 237.5833 | 239.0017 | 240.238 | 241.1335 | 241.7334 | 242.1356 | 242.2915 | 242.1099 | 241.7014 | 240.8644 | 239.8219 | 238.4074
F1_Residential_Manufactured Home Low Income_New_Water Heating_Natural Gas_Water Heater (> 55 gal)_E3 | F1 | Residential | Manufactured Home Low Income | New | Water Heating | Natural Gas | Water Heater (> 55 gal) | E3 | RVT - Cost of Equipment | 189.7731 | 190.3288 | 191.5753 | 192.6233 | 192.197 | 193.2251 | 195.5404 | 197.4621 | 199.7724 | 202.0259 | 204.2976 | 206.4483 | 208.7365 | 211.1008 | 213.4051 | 215.7618 | 218.1282 | 220.5296 | 222.8388 | 225.059 | 227.0028 | 228.7839 | 230.1498 | 231.3403 | 232.2026 | 232.7803 | 233.1676 | 233.3178 | 233.1429 | 232.7495 | 231.9435 | 230.9396 | 229.5775
F1_Residential_Manufactured Home Low Income_New_Water Heating_Natural Gas_Water Heater (> 55 gal)_E4 | F1 | Residential | Manufactured Home Low Income | New | Water Heating | Natural Gas | Water Heater (> 55 gal) | E4 | RVT - Cost of Equipment | 180.3247 | 181.252 | 182.6558 | 183.9432 | 184.2488 | 185.5639 | 187.7635 | 189.7334 | 191.9353 | 194.0597 | 196.1381 | 198.0681 | 200.0022 | 201.897 | 203.6248 | 205.2608 | 206.7561 | 208.2056 | 209.5244 | 210.7879 | 211.8857 | 212.9242 | 213.7494 | 214.5504 | 215.1306 | 215.5193 | 215.7799 | 215.8809 | 215.7633 | 215.4986 | 214.9562 | 214.2808 | 213.3643
F1_Residential_Manufactured Home Low Income_New_Water Heating_Natural Gas_Water Heater (> 55 gal)_E5 | F1 | Residential | Manufactured Home Low Income | New | Water Heating | Natural Gas | Water Heater (> 55 gal) | E5 | RVT - Cost of Equipment | 172.3983 | 173.2849 | 174.6269 | 175.8578 | 176.15 | 177.4072 | 179.5102 | 181.3935 | 183.4986 | 185.5296 | 187.5166 | 189.3618 | 191.2109 | 193.0224 | 194.6742 | 196.2383 | 197.6679 | 199.0537 | 200.3145 | 201.5225 | 202.572 | 203.5649 | 204.3538 | 205.1196 | 205.6743 | 206.0459 | 206.2951 | 206.3917 | 206.2792 | 206.0261 | 205.5076 | 204.8619 | 203.9857
F1_Residential_Manufactured Home Low Income_New_Water Heating_Natural Gas_Water Heater (> 55 gal)_E6 | F1 | Residential | Manufactured Home Low Income | New | Water Heating | Natural Gas | Water Heater (> 55 gal) | E6 | RVT - Cost of Equipment | 145.0153 | 145.44 | 146.3924 | 147.1933 | 146.8675 | 147.6531 | 149.4224 | 150.8908 | 152.6562 | 154.3783 | 156.1142 | 157.7576 | 159.5062 | 161.3129 | 163.0737 | 164.8746 | 166.6829 | 168.5179 | 170.2824 | 171.979 | 173.4644 | 174.8254 | 175.8692 | 176.7789 | 177.4378 | 177.8793 | 178.1752 | 178.29 | 178.1563 | 177.8557 | 177.2398 | 176.4727 | 175.4319
F1_Residential_Manufactured Home Low Income_New_Water Heating_Natural Gas_Water Heater (> 55 gal)_E7 | F1 | Residential | Manufactured Home Low Income | New | Water Heating | Natural Gas | Water Heater (> 55 gal) | E7 | RVT - Cost of Equipment | 0 | 0 | 0 | 0 | 0 | 119.0394 | 120.4766 | 121.684 | 123.1381 | 124.5504 | 125.9674 | 127.3044 | 128.7183 | 130.1466 | 131.4814 | 132.7936 | 134.0516 | 135.3416 | 136.5991 | 137.8369 | 138.9438 | 140.0126 | 140.8927 | 141.7482 | 142.3893 | 142.8282 | 143.1158 | 143.2094 | 143.1004 | 142.8553 | 142.3531 | 141.7276 | 140.8789
F1_Residential_Manufactured Home Low Income_New_Water Heating_Natural Gas_Water Heater (> 55 gal)_E8 | F1 | Residential | Manufactured Home Low Income | New | Water Heating | Natural Gas | Water Heater (> 55 gal) | E8 | RVT - Cost of Equipment | 0 | 0 | 0 | 0 | 0 | 0 | 0 | 0 | 0 | 0 | 0 | 0 | 0 | 0 | 0 | 0 | 0 | 0 | 0 | 0 | 0 | 0 | 0 | 0 | 0 | 0 | 0 | 0 | 0 | 0 | 0 | 0 | 0
F1_Residential_Manufactured Home Low Income_New_Water Heating_Natural Gas_Water Heater (> 55 gal)_E9 | F1 | Residential | Manufactured Home Low Income | New | Water Heating | Natural Gas | Water Heater (> 55 gal) | E9 | RVT - Cost of Equipment | 0 | 0 | 0 | 0 | 0 | 0 | 0 | 0 | 0 | 0 | 0 | 0 | 0 | 0 | 0 | 0 | 0 | 0 | 0 | 0 | 0 | 0 | 0 | 0 | 0 | 0 | 0 | 0 | 0 | 0 | 0 | 0 | 0
F1_Residential_Manufactured Home Low Income_New_Water Heating_Natural Gas_Water Heater (> 55 gal)_E10 | F1 | Residential | Manufactured Home Low Income | New | Water Heating | Natural Gas | Water Heater (> 55 gal) | E10 | RVT - Cost of Equipment | 0 | 0 | 0 | 0 | 0 | 0 | 0 | 0 | 0 | 0 | 0 | 0 | 0 | 0 | 0 | 0 | 0 | 0 | 0 | 0 | 0 | 0 | 0 | 0 | 0 | 0 | 0 | 0 | 0 | 0 | 0 | 0 | 0
F2_Residential_Manufactured Home Low Income_New_Water Heating_Natural Gas_Water Heater (> 55 gal)_E1 | F2 | Residential | Manufactured Home Low Income | New | Water Heating | Natural Gas | Water Heater (> 55 gal) | E1 | RVT - Cost of Operation | 201.932 | 202.5234 | 203.8497 | 204.9649 | 204.5113 | 205.6052 | 208.0689 | 210.1136 | 212.572 | 214.9699 | 217.3872 | 219.6756 | 222.1105 | 224.6262 | 227.0782 | 229.5859 | 232.1039 | 234.6592 | 237.1163 | 239.4787 | 241.5471 | 243.4423 | 244.8958 | 246.1625 | 247.0801 | 247.6948 | 248.1069 | 248.2667 | 248.0805 | 247.662 | 246.8043 | 245.7361 | 244.2868
F2_Residential_Manufactured Home Low Income_New_Water Heating_Natural Gas_Water Heater (> 55 gal)_E2 | F2 | Residential | Manufactured Home Low Income | New | Water Heating | Natural Gas | Water Heater (> 55 gal) | E2 | RVT - Cost of Operation | 196.7543 | 197.3305 | 198.6228 | 199.7094 | 199.2674 | 200.3332 | 202.7338 | 204.7261 | 207.1214 | 209.4578 | 211.8131 | 214.0429 | 216.4153 | 218.8666 | 221.2557 | 223.6991 | 226.1525 | 228.6423 | 231.0364 | 233.3383 | 235.3536 | 237.2002 | 238.6164 | 239.8506 | 240.7447 | 241.3436 | 241.7452 | 241.9009 | 241.7195 | 241.3117 | 240.476 | 239.4352 | 238.023
F2_Residential_Manufactured Home Low Income_New_Water Heating_Natural Gas_Water Heater (> 55 gal)_E3 | F2 | Residential | Manufactured Home Low Income | New | Water Heating | Natural Gas | Water Heater (> 55 gal) | E3 | RVT - Cost of Operation | 189.4671 | 190.022 | 191.2664 | 192.3127 | 191.8871 | 192.9135 | 195.2251 | 197.1437 | 199.4502 | 201.7001 | 203.9682 | 206.1154 | 208.4 | 210.7604 | 213.061 | 215.4139 | 217.7765 | 220.1741 | 222.4795 | 224.6961 | 226.6368 | 228.415 | 229.7787 | 230.9673 | 231.8282 | 232.405 | 232.7916 | 232.9416 | 232.7669 | 232.3742 | 231.5695 | 230.5672 | 229.2073
F2_Residential_Manufactured Home Low Income_New_Water Heating_Natural Gas_Water Heater (> 55 gal)_E4 | F2 | Residential | Manufactured Home Low Income | New | Water Heating | Natural Gas | Water Heater (> 55 gal) | E4 | RVT - Cost of Operation | 180.034 | 180.9597 | 182.3612 | 183.6466 | 183.9518 | 185.2647 | 187.4607 | 189.4275 | 191.6259 | 193.7468 | 195.8219 | 197.7488 | 199.6797 | 201.5714 | 203.2965 | 204.9298 | 206.4227 | 207.8699 | 209.1866 | 210.448 | 211.544 | 212.5808 | 213.4048 | 214.2045 | 214.7837 | 215.1718 | 215.432 | 215.5329 | 215.4154 | 215.1511 | 214.6097 | 213.9353 | 213.0203
F2_Residential_Manufactured Home Low Income_New_Water Heating_Natural Gas_Water Heater (> 55 gal)_E5 | F2 | Residential | Manufactured Home Low Income | New | Water Heating | Natural Gas | Water Heater (> 55 gal) | E5 | RVT - Cost of Operation | 172.1204 | 173.0054 | 174.3454 | 175.5742 | 175.866 | 177.1212 | 179.2207 | 181.101 | 183.2028 | 185.2305 | 187.2143 | 189.0565 | 190.9026 | 192.7111 | 194.3604 | 195.9219 | 197.3492 | 198.7327 | 199.9916 | 201.1976 | 202.2454 | 203.2366 | 204.0243 | 204.7889 | 205.3427 | 205.7137 | 205.9624 | 206.0589 | 205.9466 | 205.6939 | 205.1763 | 204.5315 | 203.6568
F2_Residential_Manufactured Home Low Income_New_Water Heating_Natural Gas_Water Heater (> 55 gal)_E6 | F2 | Residential | Manufactured Home Low Income | New | Water Heating | Natural Gas | Water Heater (> 55 gal) | E6 | RVT - Cost of Operation | 144.7814 | 145.2055 | 146.1564 | 146.956 | 146.6307 | 147.415 | 149.1814 | 150.6475 | 152.4101 | 154.1294 | 155.8625 | 157.5033 | 159.249 | 161.0528 | 162.8108 | 164.6087 | 166.4141 | 168.2462 | 170.0079 | 171.7017 | 173.1847 | 174.5436 | 175.5856 | 176.4939 | 177.1517 | 177.5925 | 177.8879 | 178.0025 | 177.8691 | 177.569 | 176.954 | 176.1882 | 175.149
F2_Residential_Manufactured Home Low Income_New_Water Heating_Natural Gas_Water Heater (> 55 gal)_E7 | F2 | Residential | Manufactured Home Low Income | New | Water Heating | Natural Gas | Water Heater (> 55 gal) | E7 | RVT - Cost of Operation | 0 | 0 | 0 | 0 | 0 | 118.8475 | 120.2823 | 121.4878 | 122.9395 | 124.3495 | 125.7643 | 127.0991 | 128.5107 | 129.9367 | 131.2694 | 132.5795 | 133.8354 | 135.1234 | 136.3788 | 137.6146 | 138.7198 | 139.7868 | 140.6656 | 141.5197 | 142.1597 | 142.5979 | 142.8851 | 142.9785 | 142.8697 | 142.625 | 142.1236 | 141.4991 | 140.6518
F2_Residential_Manufactured Home Low Income_New_Water Heating_Natural Gas_Water Heater (> 55 gal)_E8 | F2 | Residential | Manufactured Home Low Income | New | Water Heating | Natural Gas | Water Heater (> 55 gal) | E8 | RVT - Cost of Operation | 0 | 0 | 0 | 0 | 0 | 0 | 0 | 0 | 0 | 0 | 0 | 0 | 0 | 0 | 0 | 0 | 0 | 0 | 0 | 0 | 0 | 0 | 0 | 0 | 0 | 0 | 0 | 0 | 0 | 0 | 0 | 0 | 0
F2_Residential_Manufactured Home Low Income_New_Water Heating_Natural Gas_Water Heater (> 55 gal)_E9 | F2 | Residential | Manufactured Home Low Income | New | Water Heating | Natural Gas | Water Heater (> 55 gal) | E9 | RVT - Cost of Operation | 0 | 0 | 0 | 0 | 0 | 0 | 0 | 0 | 0 | 0 | 0 | 0 | 0 | 0 | 0 | 0 | 0 | 0 | 0 | 0 | 0 | 0 | 0 | 0 | 0 | 0 | 0 | 0 | 0 | 0 | 0 | 0 | 0
F2_Residential_Manufactured Home Low Income_New_Water Heating_Natural Gas_Water Heater (> 55 gal)_E10 | F2 | Residential | Manufactured Home Low Income | New | Water Heating | Natural Gas | Water Heater (> 55 gal) | E10 | RVT - Cost of Operation | 0 | 0 | 0 | 0 | 0 | 0 | 0 | 0 | 0 | 0 | 0 | 0 | 0 | 0 | 0 | 0 | 0 | 0 | 0 | 0 | 0 | 0 | 0 | 0 | 0 | 0 | 0 | 0 | 0 | 0 | 0 | 0 | 0
F3_Residential_Manufactured Home Low Income_New_Water Heating_Natural Gas_Water Heater (> 55 gal)_E1 | F3 | Residential | Manufactured Home Low Income | New | Water Heating | Natural Gas | Water Heater (> 55 gal) | E1 | System - kBTUs of Consumption | 125.0625 | 125.0625 | 125.0625 | 125.0625 | 125.0625 | 125.0625 | 125.0625 | 125.0625 | 125.0625 | 125.0625 | 125.0625 | 125.0625 | 125.0625 | 125.0625 | 125.0625 | 125.0625 | 125.0625 | 125.0625 | 125.0625 | 125.0625 | 125.0625 | 125.0625 | 125.0625 | 125.0625 | 125.0625 | 125.0625 | 125.0625 | 125.0625 | 125.0625 | 125.0625 | 125.0625 | 125.0625 | 125.0625
F3_Residential_Manufactured Home Low Income_New_Water Heating_Natural Gas_Water Heater (> 55 gal)_E2 | F3 | Residential | Manufactured Home Low Income | New | Water Heating | Natural Gas | Water Heater (> 55 gal) | E2 | System - kBTUs of Consumption | 141.0904 | 141.0904 | 141.0904 | 141.0904 | 141.0904 | 141.0904 | 141.0904 | 141.0904 | 141.0904 | 141.0904 | 141.0904 | 141.0904 | 141.0904 | 141.0904 | 141.0904 | 141.0904 | 141.0904 | 141.0904 | 141.0904 | 141.0904 | 141.0904 | 141.0904 | 141.0904 | 141.0904 | 141.0904 | 141.0904 | 141.0904 | 141.0904 | 141.0904 | 141.0904 | 141.0904 | 141.0904 | 141.0904
F3_Residential_Manufactured Home Low Income_New_Water Heating_Natural Gas_Water Heater (> 55 gal)_E3 | F3 | Residential | Manufactured Home Low Income | New | Water Heating | Natural Gas | Water Heater (> 55 gal) | E3 | System - kBTUs of Consumption | 398.2136 | 398.2136 | 398.2136 | 398.2136 | 398.2136 | 398.2136 | 398.2136 | 398.2136 | 398.2136 | 398.2136 | 398.2136 | 398.2136 | 398.2136 | 398.2136 | 398.2136 | 398.2136 | 398.2136 | 398.2136 | 398.2136 | 398.2136 | 398.2136 | 398.2136 | 398.2136 | 398.2136 | 398.2136 | 398.2136 | 398.2136 | 398.2136 | 398.2136 | 398.2136 | 398.2136 | 398.2136 | 398.2136
F3_Residential_Manufactured Home Low Income_New_Water Heating_Natural Gas_Water Heater (> 55 gal)_E4 | F3 | Residential | Manufactured Home Low Income | New | Water Heating | Natural Gas | Water Heater (> 55 gal) | E4 | System - kBTUs of Consumption | 184.4494 | 184.4494 | 184.4494 | 184.4494 | 184.4494 | 184.4494 | 184.4494 | 184.4494 | 184.4494 | 184.4494 | 184.4494 | 184.4494 | 184.4494 | 184.4494 | 184.4494 | 184.4494 | 184.4494 | 184.4494 | 184.4494 | 184.4494 | 184.4494 | 184.4494 | 184.4494 | 184.4494 | 184.4494 | 184.4494 | 184.4494 | 184.4494 | 184.4494 | 184.4494 | 184.4494 | 184.4494 | 184.4494
F3_Residential_Manufactured Home Low Income_New_Water Heating_Natural Gas_Water Heater (> 55 gal)_E5 | F3 | Residential | Manufactured Home Low Income | New | Water Heating | Natural Gas | Water Heater (> 55 gal) | E5 | System - kBTUs of Consumption | 209.1856 | 209.1856 | 209.1856 | 209.1856 | 209.1856 | 209.1856 | 209.1856 | 209.1856 | 209.1856 | 209.1856 | 209.1856 | 209.1856 | 209.1856 | 209.1856 | 209.1856 | 209.1856 | 209.1856 | 209.1856 | 209.1856 | 209.1856 | 209.1856 | 209.1856 | 209.1856 | 209.1856 | 209.1856 | 209.1856 | 209.1856 | 209.1856 | 209.1856 | 209.1856 | 209.1856 | 209.1856 | 209.1856
F3_Residential_Manufactured Home Low Income_New_Water Heating_Natural Gas_Water Heater (> 55 gal)_E6 | F3 | Residential | Manufactured Home Low Income | New | Water Heating | Natural Gas | Water Heater (> 55 gal) | E6 | System - kBTUs of Consumption | 576.4226 | 576.4226 | 576.4226 | 576.4226 | 576.4226 | 576.4226 | 576.4226 | 576.4226 | 576.4226 | 576.4226 | 576.4226 | 576.4226 | 576.4226 | 576.4226 | 576.4226 | 576.4226 | 576.4226 | 576.4226 | 576.4226 | 576.4226 | 576.4226 | 576.4226 | 576.4226 | 576.4226 | 576.4226 | 576.4226 | 576.4226 | 576.4226 | 576.4226 | 576.4226 | 576.4226 | 576.4226 | 576.4226
F3_Residential_Manufactured Home Low Income_New_Water Heating_Natural Gas_Water Heater (> 55 gal)_E7 | F3 | Residential | Manufactured Home Low Income | New | Water Heating | Natural Gas | Water Heater (> 55 gal) | E7 | System - kBTUs of Consumption | 0 | 0 | 0 | 0 | 0 | 682.8286 | 682.8286 | 682.8286 | 682.8286 | 682.8286 | 682.8286 | 682.8286 | 682.8286 | 682.8286 | 682.8286 | 682.8286 | 682.8286 | 682.8286 | 682.8286 | 682.8286 | 682.8286 | 682.8286 | 682.8286 | 682.8286 | 682.8286 | 682.8286 | 682.8286 | 682.8286 | 682.8286 | 682.8286 | 682.8286 | 682.8286 | 682.8286
F3_Residential_Manufactured Home Low Income_New_Water Heating_Natural Gas_Water Heater (> 55 gal)_E8 | F3 | Residential | Manufactured Home Low Income | New | Water Heating | Natural Gas | Water Heater (> 55 gal) | E8 | System - kBTUs of Consumption | 0 | 0 | 0 | 0 | 0 | 0 | 0 | 0 | 0 | 0 | 0 | 0 | 0 | 0 | 0 | 0 | 0 | 0 | 0 | 0 | 0 | 0 | 0 | 0 | 0 | 0 | 0 | 0 | 0 | 0 | 0 | 0 | 0
F3_Residential_Manufactured Home Low Income_New_Water Heating_Natural Gas_Water Heater (> 55 gal)_E9 | F3 | Residential | Manufactured Home Low Income | New | Water Heating | Natural Gas | Water Heater (> 55 gal) | E9 | System - kBTUs of Consumption | 0 | 0 | 0 | 0 | 0 | 0 | 0 | 0 | 0 | 0 | 0 | 0 | 0 | 0 | 0 | 0 | 0 | 0 | 0 | 0 | 0 | 0 | 0 | 0 | 0 | 0 | 0 | 0 | 0 | 0 | 0 | 0 | 0
F3_Residential_Manufactured Home Low Income_New_Water Heating_Natural Gas_Water Heater (> 55 gal)_E10 | F3 | Residential | Manufactured Home Low Income | New | Water Heating | Natural Gas | Water Heater (> 55 gal) | E10 | System - kBTUs of Consumption | 0 | 0 | 0 | 0 | 0 | 0 | 0 | 0 | 0 | 0 | 0 | 0 | 0 | 0 | 0 | 0 | 0 | 0 | 0 | 0 | 0 | 0 | 0 | 0 | 0 | 0 | 0 | 0 | 0 | 0 | 0 | 0 | 0
F4_Residential_Manufactured Home Low Income_New_Water Heating_Natural Gas_Water Heater (> 55 gal)_E1 | F4 | Residential | Manufactured Home Low Income | New | Water Heating | Natural Gas | Water Heater (> 55 gal) | E1 | Utility - Cost of Equipment | 201.932 | 202.5234 | 203.8497 | 204.9649 | 204.5113 | 205.6052 | 208.0689 | 210.1136 | 212.572 | 214.9699 | 217.3872 | 219.6756 | 222.1105 | 224.6262 | 227.0782 | 229.5859 | 232.1039 | 234.6592 | 237.1163 | 239.4787 | 241.5471 | 243.4423 | 244.8958 | 246.1625 | 247.0801 | 247.6948 | 248.1069 | 248.2667 | 248.0805 | 247.662 | 246.8043 | 245.7361 | 244.2868
F4_Residential_Manufactured Home Low Income_New_Water Heating_Natural Gas_Water Heater (> 55 gal)_E2 | F4 | Residential | Manufactured Home Low Income | New | Water Heating | Natural Gas | Water Heater (> 55 gal) | E2 | Utility - Cost of Equipment | 196.7543 | 197.3305 | 198.6228 | 199.7094 | 199.2674 | 200.3332 | 202.7338 | 204.7261 | 207.1214 | 209.4578 | 211.8131 | 214.0429 | 216.4153 | 218.8666 | 221.2557 | 223.6991 | 226.1525 | 228.6423 | 231.0364 | 233.3383 | 235.3536 | 237.2002 | 238.6164 | 239.8506 | 240.7447 | 241.3436 | 241.7452 | 241.9009 | 241.7195 | 241.3117 | 240.476 | 239.4352 | 238.023
F4_Residential_Manufactured Home Low Income_New_Water Heating_Natural Gas_Water Heater (> 55 gal)_E3 | F4 | Residential | Manufactured Home Low Income | New | Water Heating | Natural Gas | Water Heater (> 55 gal) | E3 | Utility - Cost of Equipment | 189.4671 | 190.022 | 191.2664 | 192.3127 | 191.8871 | 192.9135 | 195.2251 | 197.1437 | 199.4502 | 201.7001 | 203.9682 | 206.1154 | 208.4 | 210.7604 | 213.061 | 215.4139 | 217.7765 | 220.1741 | 222.4795 | 224.6961 | 226.6368 | 228.415 | 229.7787 | 230.9673 | 231.8282 | 232.405 | 232.7916 | 232.9416 | 232.7669 | 232.3742 | 231.5695 | 230.5672 | 229.2073
F4_Residential_Manufactured Home Low Income_New_Water Heating_Natural Gas_Water Heater (> 55 gal)_E4 | F4 | Residential | Manufactured Home Low Income | New | Water Heating | Natural Gas | Water Heater (> 55 gal) | E4 | Utility - Cost of Equipment | 180.034 | 180.9597 | 182.3612 | 183.6466 | 183.9518 | 185.2647 | 187.4607 | 189.4275 | 191.6259 | 193.7468 | 195.8219 | 197.7488 | 199.6797 | 201.5714 | 203.2965 | 204.9298 | 206.4227 | 207.8699 | 209.1866 | 210.448 | 211.544 | 212.5808 | 213.4048 | 214.2045 | 214.7837 | 215.1718 | 215.432 | 215.5329 | 215.4154 | 215.1511 | 214.6097 | 213.9353 | 213.0203
F4_Residential_Manufactured Home Low Income_New_Water Heating_Natural Gas_Water Heater (> 55 gal)_E5 | F4 | Residential | Manufactured Home Low Income | New | Water Heating | Natural Gas | Water Heater (> 55 gal) | E5 | Utility - Cost of Equipment | 172.1204 | 173.0054 | 174.3454 | 175.5742 | 175.866 | 177.1212 | 179.2207 | 181.101 | 183.2028 | 185.2305 | 187.2143 | 189.0565 | 190.9026 | 192.7111 | 194.3604 | 195.9219 | 197.3492 | 198.7327 | 199.9916 | 201.1976 | 202.2454 | 203.2366 | 204.0243 | 204.7889 | 205.3427 | 205.7137 | 205.9624 | 206.0589 | 205.9466 | 205.6939 | 205.1763 | 204.5315 | 203.6568
F4_Residential_Manufactured Home Low Income_New_Water Heating_Natural Gas_Water Heater (> 55 gal)_E6 | F4 | Residential | Manufactured Home Low Income | New | Water Heating | Natural Gas | Water Heater (> 55 gal) | E6 | Utility - Cost of Equipment | 144.7814 | 145.2055 | 146.1564 | 146.956 | 146.6307 | 147.415 | 149.1814 | 150.6475 | 152.4101 | 154.1294 | 155.8625 | 157.5033 | 159.249 | 161.0528 | 162.8108 | 164.6087 | 166.4141 | 168.2462 | 170.0079 | 171.7017 | 173.1847 | 174.5436 | 175.5856 | 176.4939 | 177.1517 | 177.5925 | 177.8879 | 178.0025 | 177.8691 | 177.569 | 176.954 | 176.1882 | 175.149
F4_Residential_Manufactured Home Low Income_New_Water Heating_Natural Gas_Water Heater (> 55 gal)_E7 | F4 | Residential | Manufactured Home Low Income | New | Water Heating | Natural Gas | Water Heater (> 55 gal) | E7 | Utility - Cost of Equipment | 0 | 0 | 0 | 0 | 0 | 118.8475 | 120.2823 | 121.4878 | 122.9395 | 124.3495 | 125.7643 | 127.0991 | 128.5107 | 129.9367 | 131.2694 | 132.5795 | 133.8354 | 135.1234 | 136.3788 | 137.6146 | 138.7198 | 139.7868 | 140.6656 | 141.5197 | 142.1597 | 142.5979 | 142.8851 | 142.9785 | 142.8697 | 142.625 | 142.1236 | 141.4991 | 140.6518
F4_Residential_Manufactured Home Low Income_New_Water Heating_Natural Gas_Water Heater (> 55 gal)_E8 | F4 | Residential | Manufactured Home Low Income | New | Water Heating | Natural Gas | Water Heater (> 55 gal) | E8 | Utility - Cost of Equipment | 0 | 0 | 0 | 0 | 0 | 0 | 0 | 0 | 0 | 0 | 0 | 0 | 0 | 0 | 0 | 0 | 0 | 0 | 0 | 0 | 0 | 0 | 0 | 0 | 0 | 0 | 0 | 0 | 0 | 0 | 0 | 0 | 0
F4_Residential_Manufactured Home Low Income_New_Water Heating_Natural Gas_Water Heater (> 55 gal)_E9 | F4 | Residential | Manufactured Home Low Income | New | Water Heating | Natural Gas | Water Heater (> 55 gal) | E9 | Utility - Cost of Equipment | 0 | 0 | 0 | 0 | 0 | 0 | 0 | 0 | 0 | 0 | 0 | 0 | 0 | 0 | 0 | 0 | 0 | 0 | 0 | 0 | 0 | 0 | 0 | 0 | 0 | 0 | 0 | 0 | 0 | 0 | 0 | 0 | 0
F4_Residential_Manufactured Home Low Income_New_Water Heating_Natural Gas_Water Heater (> 55 gal)_E10 | F4 | Residential | Manufactured Home Low Income | New | Water Heating | Natural Gas | Water Heater (> 55 gal) | E10 | Utility - Cost of Equipment | 0 | 0 | 0 | 0 | 0 | 0 | 0 | 0 | 0 | 0 | 0 | 0 | 0 | 0 | 0 | 0 | 0 | 0 | 0 | 0 | 0 | 0 | 0 | 0 | 0 | 0 | 0 | 0 | 0 | 0 | 0 | 0 | 0
F5_Residential_Manufactured Home Low Income_New_Water Heating_Natural Gas_Water Heater (> 55 gal)_E1 | F5 | Residential | Manufactured Home Low Income | New | Water Heating | Natural Gas | Water Heater (> 55 gal) | E1 | Utility - Cost of Operation | 125.0625 | 125.0625 | 125.0625 | 125.0625 | 125.0625 | 125.0625 | 125.0625 | 125.0625 | 125.0625 | 125.0625 | 125.0625 | 125.0625 | 125.0625 | 125.0625 | 125.0625 | 125.0625 | 125.0625 | 125.0625 | 125.0625 | 125.0625 | 125.0625 | 125.0625 | 125.0625 | 125.0625 | 125.0625 | 125.0625 | 125.0625 | 125.0625 | 125.0625 | 125.0625 | 125.0625 | 125.0625 | 125.0625
F5_Residential_Manufactured Home Low Income_New_Water Heating_Natural Gas_Water Heater (> 55 gal)_E2 | F5 | Residential | Manufactured Home Low Income | New | Water Heating | Natural Gas | Water Heater (> 55 gal) | E2 | Utility - Cost of Operation | 141.0904 | 141.0904 | 141.0904 | 141.0904 | 141.0904 | 141.0904 | 141.0904 | 141.0904 | 141.0904 | 141.0904 | 141.0904 | 141.0904 | 141.0904 | 141.0904 | 141.0904 | 141.0904 | 141.0904 | 141.0904 | 141.0904 | 141.0904 | 141.0904 | 141.0904 | 141.0904 | 141.0904 | 141.0904 | 141.0904 | 141.0904 | 141.0904 | 141.0904 | 141.0904 | 141.0904 | 141.0904 | 141.0904
F5_Residential_Manufactured Home Low Income_New_Water Heating_Natural Gas_Water Heater (> 55 gal)_E3 | F5 | Residential | Manufactured Home Low Income | New | Water Heating | Natural Gas | Water Heater (> 55 gal) | E3 | Utility - Cost of Operation | 398.2136 | 398.2136 | 398.2136 | 398.2136 | 398.2136 | 398.2136 | 398.2136 | 398.2136 | 398.2136 | 398.2136 | 398.2136 | 398.2136 | 398.2136 | 398.2136 | 398.2136 | 398.2136 | 398.2136 | 398.2136 | 398.2136 | 398.2136 | 398.2136 | 398.2136 | 398.2136 | 398.2136 | 398.2136 | 398.2136 | 398.2136 | 398.2136 | 398.2136 | 398.2136 | 398.2136 | 398.2136 | 398.2136
F5_Residential_Manufactured Home Low Income_New_Water Heating_Natural Gas_Water Heater (> 55 gal)_E4 | F5 | Residential | Manufactured Home Low Income | New | Water Heating | Natural Gas | Water Heater (> 55 gal) | E4 | Utility - Cost of Operation | 184.4494 | 184.4494 | 184.4494 | 184.4494 | 184.4494 | 184.4494 | 184.4494 | 184.4494 | 184.4494 | 184.4494 | 184.4494 | 184.4494 | 184.4494 | 184.4494 | 184.4494 | 184.4494 | 184.4494 | 184.4494 | 184.4494 | 184.4494 | 184.4494 | 184.4494 | 184.4494 | 184.4494 | 184.4494 | 184.4494 | 184.4494 | 184.4494 | 184.4494 | 184.4494 | 184.4494 | 184.4494 | 184.4494
F5_Residential_Manufactured Home Low Income_New_Water Heating_Natural Gas_Water Heater (> 55 gal)_E5 | F5 | Residential | Manufactured Home Low Income | New | Water Heating | Natural Gas | Water Heater (> 55 gal) | E5 | Utility - Cost of Operation | 209.1856 | 209.1856 | 209.1856 | 209.1856 | 209.1856 | 209.1856 | 209.1856 | 209.1856 | 209.1856 | 209.1856 | 209.1856 | 209.1856 | 209.1856 | 209.1856 | 209.1856 | 209.1856 | 209.1856 | 209.1856 | 209.1856 | 209.1856 | 209.1856 | 209.1856 | 209.1856 | 209.1856 | 209.1856 | 209.1856 | 209.1856 | 209.1856 | 209.1856 | 209.1856 | 209.1856 | 209.1856 | 209.1856
F5_Residential_Manufactured Home Low Income_New_Water Heating_Natural Gas_Water Heater (> 55 gal)_E6 | F5 | Residential | Manufactured Home Low Income | New | Water Heating | Natural Gas | Water Heater (> 55 gal) | E6 | Utility - Cost of Operation | 576.4226 | 576.4226 | 576.4226 | 576.4226 | 576.4226 | 576.4226 | 576.4226 | 576.4226 | 576.4226 | 576.4226 | 576.4226 | 576.4226 | 576.4226 | 576.4226 | 576.4226 | 576.4226 | 576.4226 | 576.4226 | 576.4226 | 576.4226 | 576.4226 | 576.4226 | 576.4226 | 576.4226 | 576.4226 | 576.4226 | 576.4226 | 576.4226 | 576.4226 | 576.4226 | 576.4226 | 576.4226 | 576.4226
F5_Residential_Manufactured Home Low Income_New_Water Heating_Natural Gas_Water Heater (> 55 gal)_E7 | F5 | Residential | Manufactured Home Low Income | New | Water Heating | Natural Gas | Water Heater (> 55 gal) | E7 | Utility - Cost of Operation | 0 | 0 | 0 | 0 | 0 | 682.8286 | 682.8286 | 682.8286 | 682.8286 | 682.8286 | 682.8286 | 682.8286 | 682.8286 | 682.8286 | 682.8286 | 682.8286 | 682.8286 | 682.8286 | 682.8286 | 682.8286 | 682.8286 | 682.8286 | 682.8286 | 682.8286 | 682.8286 | 682.8286 | 682.8286 | 682.8286 | 682.8286 | 682.8286 | 682.8286 | 682.8286 | 682.8286
F5_Residential_Manufactured Home Low Income_New_Water Heating_Natural Gas_Water Heater (> 55 gal)_E8 | F5 | Residential | Manufactured Home Low Income | New | Water Heating | Natural Gas | Water Heater (> 55 gal) | E8 | Utility - Cost of Operation | 0 | 0 | 0 | 0 | 0 | 0 | 0 | 0 | 0 | 0 | 0 | 0 | 0 | 0 | 0 | 0 | 0 | 0 | 0 | 0 | 0 | 0 | 0 | 0 | 0 | 0 | 0 | 0 | 0 | 0 | 0 | 0 | 0
F5_Residential_Manufactured Home Low Income_New_Water Heating_Natural Gas_Water Heater (> 55 gal)_E9 | F5 | Residential | Manufactured Home Low Income | New | Water Heating | Natural Gas | Water Heater (> 55 gal) | E9 | Utility - Cost of Operation | 0 | 0 | 0 | 0 | 0 | 0 | 0 | 0 | 0 | 0 | 0 | 0 | 0 | 0 | 0 | 0 | 0 | 0 | 0 | 0 | 0 | 0 | 0 | 0 | 0 | 0 | 0 | 0 | 0 | 0 | 0 | 0 | 0
F5_Residential_Manufactured Home Low Income_New_Water Heating_Natural Gas_Water Heater (> 55 gal)_E10 | F5 | Residential | Manufactured Home Low Income | New | Water Heating | Natural Gas | Water Heater (> 55 gal) | E10 | Utility - Cost of Operation | 0 | 0 | 0 | 0 | 0 | 0 | 0 | 0 | 0 | 0 | 0 | 0 | 0 | 0 | 0 | 0 | 0 | 0 | 0 | 0 | 0 | 0 | 0 | 0 | 0 | 0 | 0 | 0 | 0 | 0 | 0 | 0 | 0
F6_Residential_Manufactured Home Low Income_New_Water Heating_Natural Gas_Water Heater (> 55 gal)_E1 | F6 | Residential | Manufactured Home Low Income | New | Water Heating | Natural Gas | Water Heater (> 55 gal) | E1 | Utility - Value of Sales | 163.5373 | 164.4902 | 165.7979 | 166.8666 | 166.8666 | 166.8666 | 166.8666 | 166.8666 | 166.8666 | 166.8666 | 166.8666 | 166.8666 | 166.8666 | 166.8666 | 166.8666 | 166.8666 | 166.8666 | 166.8666 | 166.8666 | 166.8666 | 166.8666 | 166.8666 | 166.8666 | 166.8666 | 166.8666 | 166.8666 | 166.8666 | 166.8666 | 166.8666 | 166.8666 | 166.8666 | 166.8666 | 166.8666
F6_Residential_Manufactured Home Low Income_New_Water Heating_Natural Gas_Water Heater (> 55 gal)_E2 | F6 | Residential | Manufactured Home Low Income | New | Water Heating | Natural Gas | Water Heater (> 55 gal) | E2 | Utility - Value of Sales | 159.344 | 160.2725 | 161.5466 | 162.588 | 162.588 | 162.588 | 162.588 | 162.588 | 162.588 | 162.588 | 162.588 | 162.588 | 162.588 | 162.588 | 162.588 | 162.588 | 162.588 | 162.588 | 162.588 | 162.588 | 162.588 | 162.588 | 162.588 | 162.588 | 162.588 | 162.588 | 162.588 | 162.588 | 162.588 | 162.588 | 162.588 | 162.588 | 162.588
F6_Residential_Manufactured Home Low Income_New_Water Heating_Natural Gas_Water Heater (> 55 gal)_E3 | F6 | Residential | Manufactured Home Low Income | New | Water Heating | Natural Gas | Water Heater (> 55 gal) | E3 | Utility - Value of Sales | 153.4424 | 154.3365 | 155.5634 | 156.5662 | 156.5662 | 156.5662 | 156.5662 | 156.5662 | 156.5662 | 156.5662 | 156.5662 | 156.5662 | 156.5662 | 156.5662 | 156.5662 | 156.5662 | 156.5662 | 156.5662 | 156.5662 | 156.5662 | 156.5662 | 156.5662 | 156.5662 | 156.5662 | 156.5662 | 156.5662 | 156.5662 | 156.5662 | 156.5662 | 156.5662 | 156.5662 | 156.5662 | 156.5662
F6_Residential_Manufactured Home Low Income_New_Water Heating_Natural Gas_Water Heater (> 55 gal)_E4 | F6 | Residential | Manufactured Home Low Income | New | Water Heating | Natural Gas | Water Heater (> 55 gal) | E4 | Utility - Value of Sales | 143.8781 | 144.4192 | 145.1617 | 145.7685 | 145.7685 | 145.7685 | 145.7685 | 145.7685 | 145.7685 | 145.7685 | 145.7685 | 145.7685 | 145.7685 | 145.7685 | 145.7685 | 145.7685 | 145.7685 | 145.7685 | 145.7685 | 145.7685 | 145.7685 | 145.7685 | 145.7685 | 145.7685 | 145.7685 | 145.7685 | 145.7685 | 145.7685 | 145.7685 | 145.7685 | 145.7685 | 145.7685 | 145.7685
F6_Residential_Manufactured Home Low Income_New_Water Heating_Natural Gas_Water Heater (> 55 gal)_E5 | F6 | Residential | Manufactured Home Low Income | New | Water Heating | Natural Gas | Water Heater (> 55 gal) | E5 | Utility - Value of Sales | 137.5538 | 138.0711 | 138.7809 | 139.3611 | 139.3611 | 139.3611 | 139.3611 | 139.3611 | 139.3611 | 139.3611 | 139.3611 | 139.3611 | 139.3611 | 139.3611 | 139.3611 | 139.3611 | 139.3611 | 139.3611 | 139.3611 | 139.3611 | 139.3611 | 139.3611 | 139.3611 | 139.3611 | 139.3611 | 139.3611 | 139.3611 | 139.3611 | 139.3611 | 139.3611 | 139.3611 | 139.3611 | 139.3611
F6_Residential_Manufactured Home Low Income_New_Water Heating_Natural Gas_Water Heater (> 55 gal)_E6 | F6 | Residential | Manufactured Home Low Income | New | Water Heating | Natural Gas | Water Heater (> 55 gal) | E6 | Utility - Value of Sales | 117.2531 | 117.9364 | 118.8739 | 119.6402 | 119.6402 | 119.6402 | 119.6402 | 119.6402 | 119.6402 | 119.6402 | 119.6402 | 119.6402 | 119.6402 | 119.6402 | 119.6402 | 119.6402 | 119.6402 | 119.6402 | 119.6402 | 119.6402 | 119.6402 | 119.6402 | 119.6402 | 119.6402 | 119.6402 | 119.6402 | 119.6402 | 119.6402 | 119.6402 | 119.6402 | 119.6402 | 119.6402 | 119.6402
F6_Residential_Manufactured Home Low Income_New_Water Heating_Natural Gas_Water Heater (> 55 gal)_E7 | F6 | Residential | Manufactured Home Low Income | New | Water Heating | Natural Gas | Water Heater (> 55 gal) | E7 | Utility - Value of Sales | 0 | 0 | 0 | 0 | 0 | 97.5528 | 97.5528 | 97.5528 | 97.5528 | 97.5528 | 97.5528 | 97.5528 | 97.5528 | 97.5528 | 97.5528 | 97.5528 | 97.5528 | 97.5528 | 97.5528 | 97.5528 | 97.5528 | 97.5528 | 97.5528 | 97.5528 | 97.5528 | 97.5528 | 97.5528 | 97.5528 | 97.5528 | 97.5528 | 97.5528 | 97.5528 | 97.5528
F6_Residential_Manufactured Home Low Income_New_Water Heating_Natural Gas_Water Heater (> 55 gal)_E8 | F6 | Residential | Manufactured Home Low Income | New | Water Heating | Natural Gas | Water Heater (> 55 gal) | E8 | Utility - Value of Sales | 0 | 0 | 0 | 0 | 0 | 0 | 0 | 0 | 0 | 0 | 0 | 0 | 0 | 0 | 0 | 0 | 0 | 0 | 0 | 0 | 0 | 0 | 0 | 0 | 0 | 0 | 0 | 0 | 0 | 0 | 0 | 0 | 0
F6_Residential_Manufactured Home Low Income_New_Water Heating_Natural Gas_Water Heater (> 55 gal)_E9 | F6 | Residential | Manufactured Home Low Income | New | Water Heating | Natural Gas | Water Heater (> 55 gal) | E9 | Utility - Value of Sales | 0 | 0 | 0 | 0 | 0 | 0 | 0 | 0 | 0 | 0 | 0 | 0 | 0 | 0 | 0 | 0 | 0 | 0 | 0 | 0 | 0 | 0 | 0 | 0 | 0 | 0 | 0 | 0 | 0 | 0 | 0 | 0 | 0
F6_Residential_Manufactured Home Low Income_New_Water Heating_Natural Gas_Water Heater (> 55 gal)_E10 | F6 | Residential | Manufactured Home Low Income | New | Water Heating | Natural Gas | Water Heater (> 55 gal) | E10 | Utility - Value of Sales | 0 | 0 | 0 | 0 | 0 | 0 | 0 | 0 | 0 | 0 | 0 | 0 | 0 | 0 | 0 | 0 | 0 | 0 | 0 | 0 | 0 | 0 | 0 | 0 | 0 | 0 | 0 | 0 | 0 | 0 | 0 | 0 | 0
F1_Residential_Manufactured Home Low Income_New_Appliances_Natural Gas_Clothes Dryer_E1 | F1 | Residential | Manufactured Home Low Income | New | Appliances | Natural Gas | Clothes Dryer | E1 | RVT - Cost of Equipment | 24.5115 | 24.5879 | 24.7578 | 24.897 | 24.8295 | 24.9286 | 25.1663 | 25.3624 | 25.598 | 25.8261 | 26.0564 | 26.2741 | 26.5042 | 26.7447 | 26.9748 | 27.2125 | 27.4515 | 27.708 | 27.9561 | 28.1951 | 28.4039 | 28.5979 | 28.7448 | 28.8747 | 28.9503 | 28.9933 | 29.0157 | 29.0111 | 28.9711 | 28.9063 | 28.7953 | 28.6626 | 28.4915
F1_Residential_Manufactured Home Low Income_New_Appliances_Natural Gas_Clothes Dryer_E2 | F1 | Residential | Manufactured Home Low Income | New | Appliances | Natural Gas | Clothes Dryer | E2 | RVT - Cost of Equipment | 23.1457 | 23.2178 | 23.3783 | 23.5097 | 23.4459 | 23.5396 | 23.764 | 23.9491 | 24.1717 | 24.387 | 24.6045 | 24.81 | 25.0274 | 25.2545 | 25.4717 | 25.6962 | 25.9219 | 26.1641 | 26.3984 | 26.624 | 26.8212 | 27.0044 | 27.1431 | 27.2657 | 27.3371 | 27.3777 | 27.3989 | 27.3945 | 27.3568 | 27.2956 | 27.1907 | 27.0655 | 26.9039
F1_Residential_Manufactured Home Low Income_New_Appliances_Natural Gas_Clothes Dryer_E3 | F1 | Residential | Manufactured Home Low Income | New | Appliances | Natural Gas | Clothes Dryer | E3 | RVT - Cost of Equipment | 0 | 0 | 0 | 0 | 0 | 0 | 0 | 0 | 0 | 0 | 0 | 0 | 0 | 0 | 0 | 0 | 0 | 0 | 0 | 0 | 0 | 0 | 0 | 0 | 0 | 0 | 0 | 0 | 0 | 0 | 0 | 0 | 0
F1_Residential_Manufactured Home Low Income_New_Appliances_Natural Gas_Clothes Dryer_E4 | F1 | Residential | Manufactured Home Low Income | New | Appliances | Natural Gas | Clothes Dryer | E4 | RVT - Cost of Equipment | 0 | 0 | 0 | 0 | 0 | 0 | 0 | 0 | 0 | 0 | 0 | 0 | 0 | 0 | 0 | 0 | 0 | 0 | 0 | 0 | 0 | 0 | 0 | 0 | 0 | 0 | 0 | 0 | 0 | 0 | 0 | 0 | 0
F1_Residential_Manufactured Home Low Income_New_Appliances_Natural Gas_Clothes Dryer_E5 | F1 | Residential | Manufactured Home Low Income | New | Appliances | Natural Gas | Clothes Dryer | E5 | RVT - Cost of Equipment | 0 | 0 | 0 | 0 | 0 | 0 | 0 | 0 | 0 | 0 | 0 | 0 | 0 | 0 | 0 | 0 | 0 | 0 | 0 | 0 | 0 | 0 | 0 | 0 | 0 | 0 | 0 | 0 | 0 | 0 | 0 | 0 | 0
F1_Residential_Manufactured Home Low Income_New_Appliances_Natural Gas_Clothes Dryer_E6 | F1 | Residential | Manufactured Home Low Income | New | Appliances | Natural Gas | Clothes Dryer | E6 | RVT - Cost of Equipment | 0 | 0 | 0 | 0 | 0 | 0 | 0 | 0 | 0 | 0 | 0 | 0 | 0 | 0 | 0 | 0 | 0 | 0 | 0 | 0 | 0 | 0 | 0 | 0 | 0 | 0 | 0 | 0 | 0 | 0 | 0 | 0 | 0
F1_Residential_Manufactured Home Low Income_New_Appliances_Natural Gas_Clothes Dryer_E7 | F1 | Residential | Manufactured Home Low Income | New | Appliances | Natural Gas | Clothes Dryer | E7 | RVT - Cost of Equipment | 0 | 0 | 0 | 0 | 0 | 0 | 0 | 0 | 0 | 0 | 0 | 0 | 0 | 0 | 0 | 0 | 0 | 0 | 0 | 0 | 0 | 0 | 0 | 0 | 0 | 0 | 0 | 0 | 0 | 0 | 0 | 0 | 0
F1_Residential_Manufactured Home Low Income_New_Appliances_Natural Gas_Clothes Dryer_E8 | F1 | Residential | Manufactured Home Low Income | New | Appliances | Natural Gas | Clothes Dryer | E8 | RVT - Cost of Equipment | 0 | 0 | 0 | 0 | 0 | 0 | 0 | 0 | 0 | 0 | 0 | 0 | 0 | 0 | 0 | 0 | 0 | 0 | 0 | 0 | 0 | 0 | 0 | 0 | 0 | 0 | 0 | 0 | 0 | 0 | 0 | 0 | 0
F1_Residential_Manufactured Home Low Income_New_Appliances_Natural Gas_Clothes Dryer_E9 | F1 | Residential | Manufactured Home Low Income | New | Appliances | Natural Gas | Clothes Dryer | E9 | RVT - Cost of Equipment | 0 | 0 | 0 | 0 | 0 | 0 | 0 | 0 | 0 | 0 | 0 | 0 | 0 | 0 | 0 | 0 | 0 | 0 | 0 | 0 | 0 | 0 | 0 | 0 | 0 | 0 | 0 | 0 | 0 | 0 | 0 | 0 | 0
F1_Residential_Manufactured Home Low Income_New_Appliances_Natural Gas_Clothes Dryer_E10 | F1 | Residential | Manufactured Home Low Income | New | Appliances | Natural Gas | Clothes Dryer | E10 | RVT - Cost of Equipment | 0 | 0 | 0 | 0 | 0 | 0 | 0 | 0 | 0 | 0 | 0 | 0 | 0 | 0 | 0 | 0 | 0 | 0 | 0 | 0 | 0 | 0 | 0 | 0 | 0 | 0 | 0 | 0 | 0 | 0 | 0 | 0 | 0
F2_Residential_Manufactured Home Low Income_New_Appliances_Natural Gas_Clothes Dryer_E1 | F2 | Residential | Manufactured Home Low Income | New | Appliances | Natural Gas | Clothes Dryer | E1 | RVT - Cost of Operation | 17.5026 | 17.5301 | 17.6289 | 17.7084 | 17.641 | 17.74 | 17.9774 | 18.1731 | 18.4084 | 18.6361 | 18.866 | 19.0833 | 19.3131 | 19.5532 | 19.7829 | 20.0202 | 20.2589 | 20.515 | 20.7657 | 21.0105 | 21.2287 | 21.4357 | 21.5996 | 21.7507 | 21.852 | 21.9216 | 21.9716 | 21.9955 | 21.9851 | 21.9509 | 21.8716 | 21.7718 | 21.6347
F2_Residential_Manufactured Home Low Income_New_Appliances_Natural Gas_Clothes Dryer_E2 | F2 | Residential | Manufactured Home Low Income | New | Appliances | Natural Gas | Clothes Dryer | E2 | RVT - Cost of Operation | 16.5273 | 16.5533 | 16.6466 | 16.7217 | 16.658 | 16.7515 | 16.9756 | 17.1604 | 17.3826 | 17.5976 | 17.8147 | 18.0199 | 18.237 | 18.4637 | 18.6805 | 18.9047 | 19.13 | 19.3718 | 19.6086 | 19.8398 | 20.0458 | 20.2413 | 20.3961 | 20.5387 | 20.6343 | 20.7001 | 20.7473 | 20.7699 | 20.7601 | 20.7278 | 20.6529 | 20.5586 | 20.4291
F2_Residential_Manufactured Home Low Income_New_Appliances_Natural Gas_Clothes Dryer_E3 | F2 | Residential | Manufactured Home Low Income | New | Appliances | Natural Gas | Clothes Dryer | E3 | RVT - Cost of Operation | 0 | 0 | 0 | 0 | 0 | 0 | 0 | 0 | 0 | 0 | 0 | 0 | 0 | 0 | 0 | 0 | 0 | 0 | 0 | 0 | 0 | 0 | 0 | 0 | 0 | 0 | 0 | 0 | 0 | 0 | 0 | 0 | 0
F2_Residential_Manufactured Home Low Income_New_Appliances_Natural Gas_Clothes Dryer_E4 | F2 | Residential | Manufactured Home Low Income | New | Appliances | Natural Gas | Clothes Dryer | E4 | RVT - Cost of Operation | 0 | 0 | 0 | 0 | 0 | 0 | 0 | 0 | 0 | 0 | 0 | 0 | 0 | 0 | 0 | 0 | 0 | 0 | 0 | 0 | 0 | 0 | 0 | 0 | 0 | 0 | 0 | 0 | 0 | 0 | 0 | 0 | 0
F2_Residential_Manufactured Home Low Income_New_Appliances_Natural Gas_Clothes Dryer_E5 | F2 | Residential | Manufactured Home Low Income | New | Appliances | Natural Gas | Clothes Dryer | E5 | RVT - Cost of Operation | 0 | 0 | 0 | 0 | 0 | 0 | 0 | 0 | 0 | 0 | 0 | 0 | 0 | 0 | 0 | 0 | 0 | 0 | 0 | 0 | 0 | 0 | 0 | 0 | 0 | 0 | 0 | 0 | 0 | 0 | 0 | 0 | 0
F2_Residential_Manufactured Home Low Income_New_Appliances_Natural Gas_Clothes Dryer_E6 | F2 | Residential | Manufactured Home Low Income | New | Appliances | Natural Gas | Clothes Dryer | E6 | RVT - Cost of Operation | 0 | 0 | 0 | 0 | 0 | 0 | 0 | 0 | 0 | 0 | 0 | 0 | 0 | 0 | 0 | 0 | 0 | 0 | 0 | 0 | 0 | 0 | 0 | 0 | 0 | 0 | 0 | 0 | 0 | 0 | 0 | 0 | 0
F2_Residential_Manufactured Home Low Income_New_Appliances_Natural Gas_Clothes Dryer_E7 | F2 | Residential | Manufactured Home Low Income | New | Appliances | Natural Gas | Clothes Dryer | E7 | RVT - Cost of Operation | 0 | 0 | 0 | 0 | 0 | 0 | 0 | 0 | 0 | 0 | 0 | 0 | 0 | 0 | 0 | 0 | 0 | 0 | 0 | 0 | 0 | 0 | 0 | 0 | 0 | 0 | 0 | 0 | 0 | 0 | 0 | 0 | 0
F2_Residential_Manufactured Home Low Income_New_Appliances_Natural Gas_Clothes Dryer_E8 | F2 | Residential | Manufactured Home Low Income | New | Appliances | Natural Gas | Clothes Dryer | E8 | RVT - Cost of Operation | 0 | 0 | 0 | 0 | 0 | 0 | 0 | 0 | 0 | 0 | 0 | 0 | 0 | 0 | 0 | 0 | 0 | 0 | 0 | 0 | 0 | 0 | 0 | 0 | 0 | 0 | 0 | 0 | 0 | 0 | 0 | 0 | 0
F2_Residential_Manufactured Home Low Income_New_Appliances_Natural Gas_Clothes Dryer_E9 | F2 | Residential | Manufactured Home Low Income | New | Appliances | Natural Gas | Clothes Dryer | E9 | RVT - Cost of Operation | 0 | 0 | 0 | 0 | 0 | 0 | 0 | 0 | 0 | 0 | 0 | 0 | 0 | 0 | 0 | 0 | 0 | 0 | 0 | 0 | 0 | 0 | 0 | 0 | 0 | 0 | 0 | 0 | 0 | 0 | 0 | 0 | 0
F2_Residential_Manufactured Home Low Income_New_Appliances_Natural Gas_Clothes Dryer_E10 | F2 | Residential | Manufactured Home Low Income | New | Appliances | Natural Gas | Clothes Dryer | E10 | RVT - Cost of Operation | 0 | 0 | 0 | 0 | 0 | 0 | 0 | 0 | 0 | 0 | 0 | 0 | 0 | 0 | 0 | 0 | 0 | 0 | 0 | 0 | 0 | 0 | 0 | 0 | 0 | 0 | 0 | 0 | 0 | 0 | 0 | 0 | 0
F3_Residential_Manufactured Home Low Income_New_Appliances_Natural Gas_Clothes Dryer_E1 | F3 | Residential | Manufactured Home Low Income | New | Appliances | Natural Gas | Clothes Dryer | E1 | System - kBTUs of Consumption | 71.2482 | 71.2482 | 71.2482 | 71.2482 | 71.2482 | 71.2482 | 71.2482 | 71.2482 | 71.2482 | 71.2482 | 71.2482 | 71.2482 | 71.2482 | 71.2482 | 71.2482 | 71.2482 | 71.2482 | 71.2482 | 71.2482 | 71.2482 | 71.2482 | 71.2482 | 71.2482 | 71.2482 | 71.2482 | 71.2482 | 71.2482 | 71.2482 | 71.2482 | 71.2482 | 71.2482 | 71.2482 | 71.2482
F3_Residential_Manufactured Home Low Income_New_Appliances_Natural Gas_Clothes Dryer_E2 | F3 | Residential | Manufactured Home Low Income | New | Appliances | Natural Gas | Clothes Dryer | E2 | System - kBTUs of Consumption | 76.5063 | 76.5063 | 76.5063 | 76.5063 | 76.5063 | 76.5063 | 76.5063 | 76.5063 | 76.5063 | 76.5063 | 76.5063 | 76.5063 | 76.5063 | 76.5063 | 76.5063 | 76.5063 | 76.5063 | 76.5063 | 76.5063 | 76.5063 | 76.5063 | 76.5063 | 76.5063 | 76.5063 | 76.5063 | 76.5063 | 76.5063 | 76.5063 | 76.5063 | 76.5063 | 76.5063 | 76.5063 | 76.5063
F3_Residential_Manufactured Home Low Income_New_Appliances_Natural Gas_Clothes Dryer_E3 | F3 | Residential | Manufactured Home Low Income | New | Appliances | Natural Gas | Clothes Dryer | E3 | System - kBTUs of Consumption | 0 | 0 | 0 | 0 | 0 | 0 | 0 | 0 | 0 | 0 | 0 | 0 | 0 | 0 | 0 | 0 | 0 | 0 | 0 | 0 | 0 | 0 | 0 | 0 | 0 | 0 | 0 | 0 | 0 | 0 | 0 | 0 | 0
F3_Residential_Manufactured Home Low Income_New_Appliances_Natural Gas_Clothes Dryer_E4 | F3 | Residential | Manufactured Home Low Income | New | Appliances | Natural Gas | Clothes Dryer | E4 | System - kBTUs of Consumption | 0 | 0 | 0 | 0 | 0 | 0 | 0 | 0 | 0 | 0 | 0 | 0 | 0 | 0 | 0 | 0 | 0 | 0 | 0 | 0 | 0 | 0 | 0 | 0 | 0 | 0 | 0 | 0 | 0 | 0 | 0 | 0 | 0
F3_Residential_Manufactured Home Low Income_New_Appliances_Natural Gas_Clothes Dryer_E5 | F3 | Residential | Manufactured Home Low Income | New | Appliances | Natural Gas | Clothes Dryer | E5 | System - kBTUs of Consumption | 0 | 0 | 0 | 0 | 0 | 0 | 0 | 0 | 0 | 0 | 0 | 0 | 0 | 0 | 0 | 0 | 0 | 0 | 0 | 0 | 0 | 0 | 0 | 0 | 0 | 0 | 0 | 0 | 0 | 0 | 0 | 0 | 0
F3_Residential_Manufactured Home Low Income_New_Appliances_Natural Gas_Clothes Dryer_E6 | F3 | Residential | Manufactured Home Low Income | New | Appliances | Natural Gas | Clothes Dryer | E6 | System - kBTUs of Consumption | 0 | 0 | 0 | 0 | 0 | 0 | 0 | 0 | 0 | 0 | 0 | 0 | 0 | 0 | 0 | 0 | 0 | 0 | 0 | 0 | 0 | 0 | 0 | 0 | 0 | 0 | 0 | 0 | 0 | 0 | 0 | 0 | 0
F3_Residential_Manufactured Home Low Income_New_Appliances_Natural Gas_Clothes Dryer_E7 | F3 | Residential | Manufactured Home Low Income | New | Appliances | Natural Gas | Clothes Dryer | E7 | System - kBTUs of Consumption | 0 | 0 | 0 | 0 | 0 | 0 | 0 | 0 | 0 | 0 | 0 | 0 | 0 | 0 | 0 | 0 | 0 | 0 | 0 | 0 | 0 | 0 | 0 | 0 | 0 | 0 | 0 | 0 | 0 | 0 | 0 | 0 | 0
F3_Residential_Manufactured Home Low Income_New_Appliances_Natural Gas_Clothes Dryer_E8 | F3 | Residential | Manufactured Home Low Income | New | Appliances | Natural Gas | Clothes Dryer | E8 | System - kBTUs of Consumption | 0 | 0 | 0 | 0 | 0 | 0 | 0 | 0 | 0 | 0 | 0 | 0 | 0 | 0 | 0 | 0 | 0 | 0 | 0 | 0 | 0 | 0 | 0 | 0 | 0 | 0 | 0 | 0 | 0 | 0 | 0 | 0 | 0
F3_Residential_Manufactured Home Low Income_New_Appliances_Natural Gas_Clothes Dryer_E9 | F3 | Residential | Manufactured Home Low Income | New | Appliances | Natural Gas | Clothes Dryer | E9 | System - kBTUs of Consumption | 0 | 0 | 0 | 0 | 0 | 0 | 0 | 0 | 0 | 0 | 0 | 0 | 0 | 0 | 0 | 0 | 0 | 0 | 0 | 0 | 0 | 0 | 0 | 0 | 0 | 0 | 0 | 0 | 0 | 0 | 0 | 0 | 0
F3_Residential_Manufactured Home Low Income_New_Appliances_Natural Gas_Clothes Dryer_E10 | F3 | Residential | Manufactured Home Low Income | New | Appliances | Natural Gas | Clothes Dryer | E10 | System - kBTUs of Consumption | 0 | 0 | 0 | 0 | 0 | 0 | 0 | 0 | 0 | 0 | 0 | 0 | 0 | 0 | 0 | 0 | 0 | 0 | 0 | 0 | 0 | 0 | 0 | 0 | 0 | 0 | 0 | 0 | 0 | 0 | 0 | 0 | 0
F4_Residential_Manufactured Home Low Income_New_Appliances_Natural Gas_Clothes Dryer_E1 | F4 | Residential | Manufactured Home Low Income | New | Appliances | Natural Gas | Clothes Dryer | E1 | Utility - Cost of Equipment | 17.5026 | 17.5301 | 17.6289 | 17.7084 | 17.641 | 17.74 | 17.9774 | 18.1731 | 18.4084 | 18.6361 | 18.866 | 19.0833 | 19.3131 | 19.5532 | 19.7829 | 20.0202 | 20.2589 | 20.515 | 20.7657 | 21.0105 | 21.2287 | 21.4357 | 21.5996 | 21.7507 | 21.852 | 21.9216 | 21.9716 | 21.9955 | 21.9851 | 21.9509 | 21.8716 | 21.7718 | 21.6347
F4_Residential_Manufactured Home Low Income_New_Appliances_Natural Gas_Clothes Dryer_E2 | F4 | Residential | Manufactured Home Low Income | New | Appliances | Natural Gas | Clothes Dryer | E2 | Utility - Cost of Equipment | 16.5273 | 16.5533 | 16.6466 | 16.7217 | 16.658 | 16.7515 | 16.9756 | 17.1604 | 17.3826 | 17.5976 | 17.8147 | 18.0199 | 18.237 | 18.4637 | 18.6805 | 18.9047 | 19.13 | 19.3718 | 19.6086 | 19.8398 | 20.0458 | 20.2413 | 20.3961 | 20.5387 | 20.6343 | 20.7001 | 20.7473 | 20.7699 | 20.7601 | 20.7278 | 20.6529 | 20.5586 | 20.4291
F4_Residential_Manufactured Home Low Income_New_Appliances_Natural Gas_Clothes Dryer_E3 | F4 | Residential | Manufactured Home Low Income | New | Appliances | Natural Gas | Clothes Dryer | E3 | Utility - Cost of Equipment | 0 | 0 | 0 | 0 | 0 | 0 | 0 | 0 | 0 | 0 | 0 | 0 | 0 | 0 | 0 | 0 | 0 | 0 | 0 | 0 | 0 | 0 | 0 | 0 | 0 | 0 | 0 | 0 | 0 | 0 | 0 | 0 | 0
F4_Residential_Manufactured Home Low Income_New_Appliances_Natural Gas_Clothes Dryer_E4 | F4 | Residential | Manufactured Home Low Income | New | Appliances | Natural Gas | Clothes Dryer | E4 | Utility - Cost of Equipment | 0 | 0 | 0 | 0 | 0 | 0 | 0 | 0 | 0 | 0 | 0 | 0 | 0 | 0 | 0 | 0 | 0 | 0 | 0 | 0 | 0 | 0 | 0 | 0 | 0 | 0 | 0 | 0 | 0 | 0 | 0 | 0 | 0
F4_Residential_Manufactured Home Low Income_New_Appliances_Natural Gas_Clothes Dryer_E5 | F4 | Residential | Manufactured Home Low Income | New | Appliances | Natural Gas | Clothes Dryer | E5 | Utility - Cost of Equipment | 0 | 0 | 0 | 0 | 0 | 0 | 0 | 0 | 0 | 0 | 0 | 0 | 0 | 0 | 0 | 0 | 0 | 0 | 0 | 0 | 0 | 0 | 0 | 0 | 0 | 0 | 0 | 0 | 0 | 0 | 0 | 0 | 0
F4_Residential_Manufactured Home Low Income_New_Appliances_Natural Gas_Clothes Dryer_E6 | F4 | Residential | Manufactured Home Low Income | New | Appliances | Natural Gas | Clothes Dryer | E6 | Utility - Cost of Equipment | 0 | 0 | 0 | 0 | 0 | 0 | 0 | 0 | 0 | 0 | 0 | 0 | 0 | 0 | 0 | 0 | 0 | 0 | 0 | 0 | 0 | 0 | 0 | 0 | 0 | 0 | 0 | 0 | 0 | 0 | 0 | 0 | 0
F4_Residential_Manufactured Home Low Income_New_Appliances_Natural Gas_Clothes Dryer_E7 | F4 | Residential | Manufactured Home Low Income | New | Appliances | Natural Gas | Clothes Dryer | E7 | Utility - Cost of Equipment | 0 | 0 | 0 | 0 | 0 | 0 | 0 | 0 | 0 | 0 | 0 | 0 | 0 | 0 | 0 | 0 | 0 | 0 | 0 | 0 | 0 | 0 | 0 | 0 | 0 | 0 | 0 | 0 | 0 | 0 | 0 | 0 | 0
F4_Residential_Manufactured Home Low Income_New_Appliances_Natural Gas_Clothes Dryer_E8 | F4 | Residential | Manufactured Home Low Income | New | Appliances | Natural Gas | Clothes Dryer | E8 | Utility - Cost of Equipment | 0 | 0 | 0 | 0 | 0 | 0 | 0 | 0 | 0 | 0 | 0 | 0 | 0 | 0 | 0 | 0 | 0 | 0 | 0 | 0 | 0 | 0 | 0 | 0 | 0 | 0 | 0 | 0 | 0 | 0 | 0 | 0 | 0
F4_Residential_Manufactured Home Low Income_New_Appliances_Natural Gas_Clothes Dryer_E9 | F4 | Residential | Manufactured Home Low Income | New | Appliances | Natural Gas | Clothes Dryer | E9 | Utility - Cost of Equipment | 0 | 0 | 0 | 0 | 0 | 0 | 0 | 0 | 0 | 0 | 0 | 0 | 0 | 0 | 0 | 0 | 0 | 0 | 0 | 0 | 0 | 0 | 0 | 0 | 0 | 0 | 0 | 0 | 0 | 0 | 0 | 0 | 0
F4_Residential_Manufactured Home Low Income_New_Appliances_Natural Gas_Clothes Dryer_E10 | F4 | Residential | Manufactured Home Low Income | New | Appliances | Natural Gas | Clothes Dryer | E10 | Utility - Cost of Equipment | 0 | 0 | 0 | 0 | 0 | 0 | 0 | 0 | 0 | 0 | 0 | 0 | 0 | 0 | 0 | 0 | 0 | 0 | 0 | 0 | 0 | 0 | 0 | 0 | 0 | 0 | 0 | 0 | 0 | 0 | 0 | 0 | 0
F5_Residential_Manufactured Home Low Income_New_Appliances_Natural Gas_Clothes Dryer_E1 | F5 | Residential | Manufactured Home Low Income | New | Appliances | Natural Gas | Clothes Dryer | E1 | Utility - Cost of Operation | 71.2482 | 71.2482 | 71.2482 | 71.2482 | 71.2482 | 71.2482 | 71.2482 | 71.2482 | 71.2482 | 71.2482 | 71.2482 | 71.2482 | 71.2482 | 71.2482 | 71.2482 | 71.2482 | 71.2482 | 71.2482 | 71.2482 | 71.2482 | 71.2482 | 71.2482 | 71.2482 | 71.2482 | 71.2482 | 71.2482 | 71.2482 | 71.2482 | 71.2482 | 71.2482 | 71.2482 | 71.2482 | 71.2482
F5_Residential_Manufactured Home Low Income_New_Appliances_Natural Gas_Clothes Dryer_E2 | F5 | Residential | Manufactured Home Low Income | New | Appliances | Natural Gas | Clothes Dryer | E2 | Utility - Cost of Operation | 76.5063 | 76.5063 | 76.5063 | 76.5063 | 76.5063 | 76.5063 | 76.5063 | 76.5063 | 76.5063 | 76.5063 | 76.5063 | 76.5063 | 76.5063 | 76.5063 | 76.5063 | 76.5063 | 76.5063 | 76.5063 | 76.5063 | 76.5063 | 76.5063 | 76.5063 | 76.5063 | 76.5063 | 76.5063 | 76.5063 | 76.5063 | 76.5063 | 76.5063 | 76.5063 | 76.5063 | 76.5063 | 76.5063
F5_Residential_Manufactured Home Low Income_New_Appliances_Natural Gas_Clothes Dryer_E3 | F5 | Residential | Manufactured Home Low Income | New | Appliances | Natural Gas | Clothes Dryer | E3 | Utility - Cost of Operation | 0 | 0 | 0 | 0 | 0 | 0 | 0 | 0 | 0 | 0 | 0 | 0 | 0 | 0 | 0 | 0 | 0 | 0 | 0 | 0 | 0 | 0 | 0 | 0 | 0 | 0 | 0 | 0 | 0 | 0 | 0 | 0 | 0
F5_Residential_Manufactured Home Low Income_New_Appliances_Natural Gas_Clothes Dryer_E4 | F5 | Residential | Manufactured Home Low Income | New | Appliances | Natural Gas | Clothes Dryer | E4 | Utility - Cost of Operation | 0 | 0 | 0 | 0 | 0 | 0 | 0 | 0 | 0 | 0 | 0 | 0 | 0 | 0 | 0 | 0 | 0 | 0 | 0 | 0 | 0 | 0 | 0 | 0 | 0 | 0 | 0 | 0 | 0 | 0 | 0 | 0 | 0
F5_Residential_Manufactured Home Low Income_New_Appliances_Natural Gas_Clothes Dryer_E5 | F5 | Residential | Manufactured Home Low Income | New | Appliances | Natural Gas | Clothes Dryer | E5 | Utility - Cost of Operation | 0 | 0 | 0 | 0 | 0 | 0 | 0 | 0 | 0 | 0 | 0 | 0 | 0 | 0 | 0 | 0 | 0 | 0 | 0 | 0 | 0 | 0 | 0 | 0 | 0 | 0 | 0 | 0 | 0 | 0 | 0 | 0 | 0
F5_Residential_Manufactured Home Low Income_New_Appliances_Natural Gas_Clothes Dryer_E6 | F5 | Residential | Manufactured Home Low Income | New | Appliances | Natural Gas | Clothes Dryer | E6 | Utility - Cost of Operation | 0 | 0 | 0 | 0 | 0 | 0 | 0 | 0 | 0 | 0 | 0 | 0 | 0 | 0 | 0 | 0 | 0 | 0 | 0 | 0 | 0 | 0 | 0 | 0 | 0 | 0 | 0 | 0 | 0 | 0 | 0 | 0 | 0
F5_Residential_Manufactured Home Low Income_New_Appliances_Natural Gas_Clothes Dryer_E7 | F5 | Residential | Manufactured Home Low Income | New | Appliances | Natural Gas | Clothes Dryer | E7 | Utility - Cost of Operation | 0 | 0 | 0 | 0 | 0 | 0 | 0 | 0 | 0 | 0 | 0 | 0 | 0 | 0 | 0 | 0 | 0 | 0 | 0 | 0 | 0 | 0 | 0 | 0 | 0 | 0 | 0 | 0 | 0 | 0 | 0 | 0 | 0
F5_Residential_Manufactured Home Low Income_New_Appliances_Natural Gas_Clothes Dryer_E8 | F5 | Residential | Manufactured Home Low Income | New | Appliances | Natural Gas | Clothes Dryer | E8 | Utility - Cost of Operation | 0 | 0 | 0 | 0 | 0 | 0 | 0 | 0 | 0 | 0 | 0 | 0 | 0 | 0 | 0 | 0 | 0 | 0 | 0 | 0 | 0 | 0 | 0 | 0 | 0 | 0 | 0 | 0 | 0 | 0 | 0 | 0 | 0
F5_Residential_Manufactured Home Low Income_New_Appliances_Natural Gas_Clothes Dryer_E9 | F5 | Residential | Manufactured Home Low Income | New | Appliances | Natural Gas | Clothes Dryer | E9 | Utility - Cost of Operation | 0 | 0 | 0 | 0 | 0 | 0 | 0 | 0 | 0 | 0 | 0 | 0 | 0 | 0 | 0 | 0 | 0 | 0 | 0 | 0 | 0 | 0 | 0 | 0 | 0 | 0 | 0 | 0 | 0 | 0 | 0 | 0 | 0
F5_Residential_Manufactured Home Low Income_New_Appliances_Natural Gas_Clothes Dryer_E10 | F5 | Residential | Manufactured Home Low Income | New | Appliances | Natural Gas | Clothes Dryer | E10 | Utility - Cost of Operation | 0 | 0 | 0 | 0 | 0 | 0 | 0 | 0 | 0 | 0 | 0 | 0 | 0 | 0 | 0 | 0 | 0 | 0 | 0 | 0 | 0 | 0 | 0 | 0 | 0 | 0 | 0 | 0 | 0 | 0 | 0 | 0 | 0
F6_Residential_Manufactured Home Low Income_New_Appliances_Natural Gas_Clothes Dryer_E1 | F6 | Residential | Manufactured Home Low Income | New | Appliances | Natural Gas | Clothes Dryer | E1 | Utility - Value of Sales | 15.6054 | 15.704 | 15.8395 | 15.9501 | 15.9501 | 15.9501 | 15.9501 | 15.9501 | 15.9501 | 15.9501 | 15.9501 | 15.9501 | 15.9501 | 15.9501 | 15.9501 | 15.9501 | 15.9501 | 15.9501 | 15.9501 | 15.9501 | 15.9501 | 15.9501 | 15.9501 | 15.9501 | 15.9501 | 15.9501 | 15.9501 | 15.9501 | 15.9501 | 15.9501 | 15.9501 | 15.9501 | 15.9501
F6_Residential_Manufactured Home Low Income_New_Appliances_Natural Gas_Clothes Dryer_E2 | F6 | Residential | Manufactured Home Low Income | New | Appliances | Natural Gas | Clothes Dryer | E2 | Utility - Value of Sales | 14.7358 | 14.829 | 14.9568 | 15.0614 | 15.0614 | 15.0614 | 15.0614 | 15.0614 | 15.0614 | 15.0614 | 15.0614 | 15.0614 | 15.0614 | 15.0614 | 15.0614 | 15.0614 | 15.0614 | 15.0614 | 15.0614 | 15.0614 | 15.0614 | 15.0614 | 15.0614 | 15.0614 | 15.0614 | 15.0614 | 15.0614 | 15.0614 | 15.0614 | 15.0614 | 15.0614 | 15.0614 | 15.0614
F6_Residential_Manufactured Home Low Income_New_Appliances_Natural Gas_Clothes Dryer_E3 | F6 | Residential | Manufactured Home Low Income | New | Appliances | Natural Gas | Clothes Dryer | E3 | Utility - Value of Sales | 0 | 0 | 0 | 0 | 0 | 0 | 0 | 0 | 0 | 0 | 0 | 0 | 0 | 0 | 0 | 0 | 0 | 0 | 0 | 0 | 0 | 0 | 0 | 0 | 0 | 0 | 0 | 0 | 0 | 0 | 0 | 0 | 0
F6_Residential_Manufactured Home Low Income_New_Appliances_Natural Gas_Clothes Dryer_E4 | F6 | Residential | Manufactured Home Low Income | New | Appliances | Natural Gas | Clothes Dryer | E4 | Utility - Value of Sales | 0 | 0 | 0 | 0 | 0 | 0 | 0 | 0 | 0 | 0 | 0 | 0 | 0 | 0 | 0 | 0 | 0 | 0 | 0 | 0 | 0 | 0 | 0 | 0 | 0 | 0 | 0 | 0 | 0 | 0 | 0 | 0 | 0
F6_Residential_Manufactured Home Low Income_New_Appliances_Natural Gas_Clothes Dryer_E5 | F6 | Residential | Manufactured Home Low Income | New | Appliances | Natural Gas | Clothes Dryer | E5 | Utility - Value of Sales | 0 | 0 | 0 | 0 | 0 | 0 | 0 | 0 | 0 | 0 | 0 | 0 | 0 | 0 | 0 | 0 | 0 | 0 | 0 | 0 | 0 | 0 | 0 | 0 | 0 | 0 | 0 | 0 | 0 | 0 | 0 | 0 | 0
F6_Residential_Manufactured Home Low Income_New_Appliances_Natural Gas_Clothes Dryer_E6 | F6 | Residential | Manufactured Home Low Income | New | Appliances | Natural Gas | Clothes Dryer | E6 | Utility - Value of Sales | 0 | 0 | 0 | 0 | 0 | 0 | 0 | 0 | 0 | 0 | 0 | 0 | 0 | 0 | 0 | 0 | 0 | 0 | 0 | 0 | 0 | 0 | 0 | 0 | 0 | 0 | 0 | 0 | 0 | 0 | 0 | 0 | 0
F6_Residential_Manufactured Home Low Income_New_Appliances_Natural Gas_Clothes Dryer_E7 | F6 | Residential | Manufactured Home Low Income | New | Appliances | Natural Gas | Clothes Dryer | E7 | Utility - Value of Sales | 0 | 0 | 0 | 0 | 0 | 0 | 0 | 0 | 0 | 0 | 0 | 0 | 0 | 0 | 0 | 0 | 0 | 0 | 0 | 0 | 0 | 0 | 0 | 0 | 0 | 0 | 0 | 0 | 0 | 0 | 0 | 0 | 0
F6_Residential_Manufactured Home Low Income_New_Appliances_Natural Gas_Clothes Dryer_E8 | F6 | Residential | Manufactured Home Low Income | New | Appliances | Natural Gas | Clothes Dryer | E8 | Utility - Value of Sales | 0 | 0 | 0 | 0 | 0 | 0 | 0 | 0 | 0 | 0 | 0 | 0 | 0 | 0 | 0 | 0 | 0 | 0 | 0 | 0 | 0 | 0 | 0 | 0 | 0 | 0 | 0 | 0 | 0 | 0 | 0 | 0 | 0
F6_Residential_Manufactured Home Low Income_New_Appliances_Natural Gas_Clothes Dryer_E9 | F6 | Residential | Manufactured Home Low Income | New | Appliances | Natural Gas | Clothes Dryer | E9 | Utility - Value of Sales | 0 | 0 | 0 | 0 | 0 | 0 | 0 | 0 | 0 | 0 | 0 | 0 | 0 | 0 | 0 | 0 | 0 | 0 | 0 | 0 | 0 | 0 | 0 | 0 | 0 | 0 | 0 | 0 | 0 | 0 | 0 | 0 | 0
F6_Residential_Manufactured Home Low Income_New_Appliances_Natural Gas_Clothes Dryer_E10 | F6 | Residential | Manufactured Home Low Income | New | Appliances | Natural Gas | Clothes Dryer | E10 | Utility - Value of Sales | 0 | 0 | 0 | 0 | 0 | 0 | 0 | 0 | 0 | 0 | 0 | 0 | 0 | 0 | 0 | 0 | 0 | 0 | 0 | 0 | 0 | 0 | 0 | 0 | 0 | 0 | 0 | 0 | 0 | 0 | 0 | 0 | 0
F1_Residential_Manufactured Home Low Income_New_Appliances_Natural Gas_Stove/Oven_E1 | F1 | Residential | Manufactured Home Low Income | New | Appliances | Natural Gas | Stove/Oven | E1 | RVT - Cost of Equipment | 23.5208 | 23.594 | 23.7571 | 23.8906 | 23.8259 | 23.921 | 24.1491 | 24.3372 | 24.5634 | 24.7822 | 25.0032 | 25.212 | 25.4329 | 25.6637 | 25.8844 | 26.1126 | 26.3419 | 26.5881 | 26.8261 | 27.0554 | 27.2558 | 27.442 | 27.583 | 27.7076 | 27.7801 | 27.8214 | 27.8429 | 27.8384 | 27.8001 | 27.7379 | 27.6314 | 27.5041 | 27.3399
F1_Residential_Manufactured Home Low Income_New_Appliances_Natural Gas_Stove/Oven_E2 | F1 | Residential | Manufactured Home Low Income | New | Appliances | Natural Gas | Stove/Oven | E2 | RVT - Cost of Equipment | 17.6664 | 17.7215 | 17.844 | 17.9443 | 17.8956 | 17.9671 | 18.1384 | 18.2797 | 18.4495 | 18.6139 | 18.7799 | 18.9368 | 19.1027 | 19.276 | 19.4418 | 19.6131 | 19.7854 | 19.9703 | 20.1491 | 20.3213 | 20.4719 | 20.6117 | 20.7176 | 20.8111 | 20.8656 | 20.8966 | 20.9128 | 20.9094 | 20.8807 | 20.8339 | 20.7539 | 20.6583 | 20.535
F1_Residential_Manufactured Home Low Income_New_Appliances_Natural Gas_Stove/Oven_E3 | F1 | Residential | Manufactured Home Low Income | New | Appliances | Natural Gas | Stove/Oven | E3 | RVT - Cost of Equipment | 0 | 0 | 0 | 0 | 0 | 0 | 0 | 0 | 0 | 0 | 0 | 0 | 0 | 0 | 0 | 0 | 0 | 0 | 0 | 0 | 0 | 0 | 0 | 0 | 0 | 0 | 0 | 0 | 0 | 0 | 0 | 0 | 0
F1_Residential_Manufactured Home Low Income_New_Appliances_Natural Gas_Stove/Oven_E4 | F1 | Residential | Manufactured Home Low Income | New | Appliances | Natural Gas | Stove/Oven | E4 | RVT - Cost of Equipment | 0 | 0 | 0 | 0 | 0 | 0 | 0 | 0 | 0 | 0 | 0 | 0 | 0 | 0 | 0 | 0 | 0 | 0 | 0 | 0 | 0 | 0 | 0 | 0 | 0 | 0 | 0 | 0 | 0 | 0 | 0 | 0 | 0
F1_Residential_Manufactured Home Low Income_New_Appliances_Natural Gas_Stove/Oven_E5 | F1 | Residential | Manufactured Home Low Income | New | Appliances | Natural Gas | Stove/Oven | E5 | RVT - Cost of Equipment | 0 | 0 | 0 | 0 | 0 | 0 | 0 | 0 | 0 | 0 | 0 | 0 | 0 | 0 | 0 | 0 | 0 | 0 | 0 | 0 | 0 | 0 | 0 | 0 | 0 | 0 | 0 | 0 | 0 | 0 | 0 | 0 | 0
F1_Residential_Manufactured Home Low Income_New_Appliances_Natural Gas_Stove/Oven_E6 | F1 | Residential | Manufactured Home Low Income | New | Appliances | Natural Gas | Stove/Oven | E6 | RVT - Cost of Equipment | 0 | 0 | 0 | 0 | 0 | 0 | 0 | 0 | 0 | 0 | 0 | 0 | 0 | 0 | 0 | 0 | 0 | 0 | 0 | 0 | 0 | 0 | 0 | 0 | 0 | 0 | 0 | 0 | 0 | 0 | 0 | 0 | 0
F1_Residential_Manufactured Home Low Income_New_Appliances_Natural Gas_Stove/Oven_E7 | F1 | Residential | Manufactured Home Low Income | New | Appliances | Natural Gas | Stove/Oven | E7 | RVT - Cost of Equipment | 0 | 0 | 0 | 0 | 0 | 0 | 0 | 0 | 0 | 0 | 0 | 0 | 0 | 0 | 0 | 0 | 0 | 0 | 0 | 0 | 0 | 0 | 0 | 0 | 0 | 0 | 0 | 0 | 0 | 0 | 0 | 0 | 0
F1_Residential_Manufactured Home Low Income_New_Appliances_Natural Gas_Stove/Oven_E8 | F1 | Residential | Manufactured Home Low Income | New | Appliances | Natural Gas | Stove/Oven | E8 | RVT - Cost of Equipment | 0 | 0 | 0 | 0 | 0 | 0 | 0 | 0 | 0 | 0 | 0 | 0 | 0 | 0 | 0 | 0 | 0 | 0 | 0 | 0 | 0 | 0 | 0 | 0 | 0 | 0 | 0 | 0 | 0 | 0 | 0 | 0 | 0
F1_Residential_Manufactured Home Low Income_New_Appliances_Natural Gas_Stove/Oven_E9 | F1 | Residential | Manufactured Home Low Income | New | Appliances | Natural Gas | Stove/Oven | E9 | RVT - Cost of Equipment | 0 | 0 | 0 | 0 | 0 | 0 | 0 | 0 | 0 | 0 | 0 | 0 | 0 | 0 | 0 | 0 | 0 | 0 | 0 | 0 | 0 | 0 | 0 | 0 | 0 | 0 | 0 | 0 | 0 | 0 | 0 | 0 | 0
F1_Residential_Manufactured Home Low Income_New_Appliances_Natural Gas_Stove/Oven_E10 | F1 | Residential | Manufactured Home Low Income | New | Appliances | Natural Gas | Stove/Oven | E10 | RVT - Cost of Equipment | 0 | 0 | 0 | 0 | 0 | 0 | 0 | 0 | 0 | 0 | 0 | 0 | 0 | 0 | 0 | 0 | 0 | 0 | 0 | 0 | 0 | 0 | 0 | 0 | 0 | 0 | 0 | 0 | 0 | 0 | 0 | 0 | 0
F2_Residential_Manufactured Home Low Income_New_Appliances_Natural Gas_Stove/Oven_E1 | F2 | Residential | Manufactured Home Low Income | New | Appliances | Natural Gas | Stove/Oven | E1 | RVT - Cost of Operation | 16.7951 | 16.8215 | 16.9164 | 16.9927 | 16.928 | 17.023 | 17.2507 | 17.4385 | 17.6643 | 17.8828 | 18.1034 | 18.3119 | 18.5325 | 18.7629 | 18.9832 | 19.211 | 19.44 | 19.6857 | 19.9263 | 20.1612 | 20.3706 | 20.5693 | 20.7266 | 20.8715 | 20.9687 | 21.0355 | 21.0835 | 21.1064 | 21.0965 | 21.0637 | 20.9875 | 20.8918 | 20.7602
F2_Residential_Manufactured Home Low Income_New_Appliances_Natural Gas_Stove/Oven_E2 | F2 | Residential | Manufactured Home Low Income | New | Appliances | Natural Gas | Stove/Oven | E2 | RVT - Cost of Operation | 12.6148 | 12.6346 | 12.7059 | 12.7632 | 12.7146 | 12.786 | 12.957 | 13.0981 | 13.2676 | 13.4318 | 13.5975 | 13.7541 | 13.9197 | 14.0928 | 14.2583 | 14.4294 | 14.6014 | 14.786 | 14.9666 | 15.1431 | 15.3004 | 15.4496 | 15.5677 | 15.6766 | 15.7496 | 15.7998 | 15.8358 | 15.853 | 15.8456 | 15.8209 | 15.7637 | 15.6918 | 15.593
F2_Residential_Manufactured Home Low Income_New_Appliances_Natural Gas_Stove/Oven_E3 | F2 | Residential | Manufactured Home Low Income | New | Appliances | Natural Gas | Stove/Oven | E3 | RVT - Cost of Operation | 0 | 0 | 0 | 0 | 0 | 0 | 0 | 0 | 0 | 0 | 0 | 0 | 0 | 0 | 0 | 0 | 0 | 0 | 0 | 0 | 0 | 0 | 0 | 0 | 0 | 0 | 0 | 0 | 0 | 0 | 0 | 0 | 0
F2_Residential_Manufactured Home Low Income_New_Appliances_Natural Gas_Stove/Oven_E4 | F2 | Residential | Manufactured Home Low Income | New | Appliances | Natural Gas | Stove/Oven | E4 | RVT - Cost of Operation | 0 | 0 | 0 | 0 | 0 | 0 | 0 | 0 | 0 | 0 | 0 | 0 | 0 | 0 | 0 | 0 | 0 | 0 | 0 | 0 | 0 | 0 | 0 | 0 | 0 | 0 | 0 | 0 | 0 | 0 | 0 | 0 | 0
F2_Residential_Manufactured Home Low Income_New_Appliances_Natural Gas_Stove/Oven_E5 | F2 | Residential | Manufactured Home Low Income | New | Appliances | Natural Gas | Stove/Oven | E5 | RVT - Cost of Operation | 0 | 0 | 0 | 0 | 0 | 0 | 0 | 0 | 0 | 0 | 0 | 0 | 0 | 0 | 0 | 0 | 0 | 0 | 0 | 0 | 0 | 0 | 0 | 0 | 0 | 0 | 0 | 0 | 0 | 0 | 0 | 0 | 0
F2_Residential_Manufactured Home Low Income_New_Appliances_Natural Gas_Stove/Oven_E6 | F2 | Residential | Manufactured Home Low Income | New | Appliances | Natural Gas | Stove/Oven | E6 | RVT - Cost of Operation | 0 | 0 | 0 | 0 | 0 | 0 | 0 | 0 | 0 | 0 | 0 | 0 | 0 | 0 | 0 | 0 | 0 | 0 | 0 | 0 | 0 | 0 | 0 | 0 | 0 | 0 | 0 | 0 | 0 | 0 | 0 | 0 | 0
F2_Residential_Manufactured Home Low Income_New_Appliances_Natural Gas_Stove/Oven_E7 | F2 | Residential | Manufactured Home Low Income | New | Appliances | Natural Gas | Stove/Oven | E7 | RVT - Cost of Operation | 0 | 0 | 0 | 0 | 0 | 0 | 0 | 0 | 0 | 0 | 0 | 0 | 0 | 0 | 0 | 0 | 0 | 0 | 0 | 0 | 0 | 0 | 0 | 0 | 0 | 0 | 0 | 0 | 0 | 0 | 0 | 0 | 0
F2_Residential_Manufactured Home Low Income_New_Appliances_Natural Gas_Stove/Oven_E8 | F2 | Residential | Manufactured Home Low Income | New | Appliances | Natural Gas | Stove/Oven | E8 | RVT - Cost of Operation | 0 | 0 | 0 | 0 | 0 | 0 | 0 | 0 | 0 | 0 | 0 | 0 | 0 | 0 | 0 | 0 | 0 | 0 | 0 | 0 | 0 | 0 | 0 | 0 | 0 | 0 | 0 | 0 | 0 | 0 | 0 | 0 | 0
F2_Residential_Manufactured Home Low Income_New_Appliances_Natural Gas_Stove/Oven_E9 | F2 | Residential | Manufactured Home Low Income | New | Appliances | Natural Gas | Stove/Oven | E9 | RVT - Cost of Operation | 0 | 0 | 0 | 0 | 0 | 0 | 0 | 0 | 0 | 0 | 0 | 0 | 0 | 0 | 0 | 0 | 0 | 0 | 0 | 0 | 0 | 0 | 0 | 0 | 0 | 0 | 0 | 0 | 0 | 0 | 0 | 0 | 0
F2_Residential_Manufactured Home Low Income_New_Appliances_Natural Gas_Stove/Oven_E10 | F2 | Residential | Manufactured Home Low Income | New | Appliances | Natural Gas | Stove/Oven | E10 | RVT - Cost of Operation | 0 | 0 | 0 | 0 | 0 | 0 | 0 | 0 | 0 | 0 | 0 | 0 | 0 | 0 | 0 | 0 | 0 | 0 | 0 | 0 | 0 | 0 | 0 | 0 | 0 | 0 | 0 | 0 | 0 | 0 | 0 | 0 | 0
F3_Residential_Manufactured Home Low Income_New_Appliances_Natural Gas_Stove/Oven_E1 | F3 | Residential | Manufactured Home Low Income | New | Appliances | Natural Gas | Stove/Oven | E1 | System - kBTUs of Consumption | 100.3952 | 100.3952 | 100.3952 | 100.3952 | 100.3952 | 100.3952 | 100.3952 | 100.3952 | 100.3952 | 100.3952 | 100.3952 | 100.3952 | 100.3952 | 100.3952 | 100.3952 | 100.3952 | 100.3952 | 100.3952 | 100.3952 | 100.3952 | 100.3952 | 100.3952 | 100.3952 | 100.3952 | 100.3952 | 100.3952 | 100.3952 | 100.3952 | 100.3952 | 100.3952 | 100.3952 | 100.3952 | 100.3952
F3_Residential_Manufactured Home Low Income_New_Appliances_Natural Gas_Stove/Oven_E2 | F3 | Residential | Manufactured Home Low Income | New | Appliances | Natural Gas | Stove/Oven | E2 | System - kBTUs of Consumption | 105.7927 | 105.7927 | 105.7927 | 105.7927 | 105.7927 | 105.7927 | 105.7927 | 105.7927 | 105.7927 | 105.7927 | 105.7927 | 105.7927 | 105.7927 | 105.7927 | 105.7927 | 105.7927 | 105.7927 | 105.7927 | 105.7927 | 105.7927 | 105.7927 | 105.7927 | 105.7927 | 105.7927 | 105.7927 | 105.7927 | 105.7927 | 105.7927 | 105.7927 | 105.7927 | 105.7927 | 105.7927 | 105.7927
F3_Residential_Manufactured Home Low Income_New_Appliances_Natural Gas_Stove/Oven_E3 | F3 | Residential | Manufactured Home Low Income | New | Appliances | Natural Gas | Stove/Oven | E3 | System - kBTUs of Consumption | 0 | 0 | 0 | 0 | 0 | 0 | 0 | 0 | 0 | 0 | 0 | 0 | 0 | 0 | 0 | 0 | 0 | 0 | 0 | 0 | 0 | 0 | 0 | 0 | 0 | 0 | 0 | 0 | 0 | 0 | 0 | 0 | 0
F3_Residential_Manufactured Home Low Income_New_Appliances_Natural Gas_Stove/Oven_E4 | F3 | Residential | Manufactured Home Low Income | New | Appliances | Natural Gas | Stove/Oven | E4 | System - kBTUs of Consumption | 0 | 0 | 0 | 0 | 0 | 0 | 0 | 0 | 0 | 0 | 0 | 0 | 0 | 0 | 0 | 0 | 0 | 0 | 0 | 0 | 0 | 0 | 0 | 0 | 0 | 0 | 0 | 0 | 0 | 0 | 0 | 0 | 0
F3_Residential_Manufactured Home Low Income_New_Appliances_Natural Gas_Stove/Oven_E5 | F3 | Residential | Manufactured Home Low Income | New | Appliances | Natural Gas | Stove/Oven | E5 | System - kBTUs of Consumption | 0 | 0 | 0 | 0 | 0 | 0 | 0 | 0 | 0 | 0 | 0 | 0 | 0 | 0 | 0 | 0 | 0 | 0 | 0 | 0 | 0 | 0 | 0 | 0 | 0 | 0 | 0 | 0 | 0 | 0 | 0 | 0 | 0
F3_Residential_Manufactured Home Low Income_New_Appliances_Natural Gas_Stove/Oven_E6 | F3 | Residential | Manufactured Home Low Income | New | Appliances | Natural Gas | Stove/Oven | E6 | System - kBTUs of Consumption | 0 | 0 | 0 | 0 | 0 | 0 | 0 | 0 | 0 | 0 | 0 | 0 | 0 | 0 | 0 | 0 | 0 | 0 | 0 | 0 | 0 | 0 | 0 | 0 | 0 | 0 | 0 | 0 | 0 | 0 | 0 | 0 | 0
F3_Residential_Manufactured Home Low Income_New_Appliances_Natural Gas_Stove/Oven_E7 | F3 | Residential | Manufactured Home Low Income | New | Appliances | Natural Gas | Stove/Oven | E7 | System - kBTUs of Consumption | 0 | 0 | 0 | 0 | 0 | 0 | 0 | 0 | 0 | 0 | 0 | 0 | 0 | 0 | 0 | 0 | 0 | 0 | 0 | 0 | 0 | 0 | 0 | 0 | 0 | 0 | 0 | 0 | 0 | 0 | 0 | 0 | 0
F3_Residential_Manufactured Home Low Income_New_Appliances_Natural Gas_Stove/Oven_E8 | F3 | Residential | Manufactured Home Low Income | New | Appliances | Natural Gas | Stove/Oven | E8 | System - kBTUs of Consumption | 0 | 0 | 0 | 0 | 0 | 0 | 0 | 0 | 0 | 0 | 0 | 0 | 0 | 0 | 0 | 0 | 0 | 0 | 0 | 0 | 0 | 0 | 0 | 0 | 0 | 0 | 0 | 0 | 0 | 0 | 0 | 0 | 0
F3_Residential_Manufactured Home Low Income_New_Appliances_Natural Gas_Stove/Oven_E9 | F3 | Residential | Manufactured Home Low Income | New | Appliances | Natural Gas | Stove/Oven | E9 | System - kBTUs of Consumption | 0 | 0 | 0 | 0 | 0 | 0 | 0 | 0 | 0 | 0 | 0 | 0 | 0 | 0 | 0 | 0 | 0 | 0 | 0 | 0 | 0 | 0 | 0 | 0 | 0 | 0 | 0 | 0 | 0 | 0 | 0 | 0 | 0
F3_Residential_Manufactured Home Low Income_New_Appliances_Natural Gas_Stove/Oven_E10 | F3 | Residential | Manufactured Home Low Income | New | Appliances | Natural Gas | Stove/Oven | E10 | System - kBTUs of Consumption | 0 | 0 | 0 | 0 | 0 | 0 | 0 | 0 | 0 | 0 | 0 | 0 | 0 | 0 | 0 | 0 | 0 | 0 | 0 | 0 | 0 | 0 | 0 | 0 | 0 | 0 | 0 | 0 | 0 | 0 | 0 | 0 | 0
F4_Residential_Manufactured Home Low Income_New_Appliances_Natural Gas_Stove/Oven_E1 | F4 | Residential | Manufactured Home Low Income | New | Appliances | Natural Gas | Stove/Oven | E1 | Utility - Cost of Equipment | 16.7951 | 16.8215 | 16.9164 | 16.9927 | 16.928 | 17.023 | 17.2507 | 17.4385 | 17.6643 | 17.8828 | 18.1034 | 18.3119 | 18.5325 | 18.7629 | 18.9832 | 19.211 | 19.44 | 19.6857 | 19.9263 | 20.1612 | 20.3706 | 20.5693 | 20.7266 | 20.8715 | 20.9687 | 21.0355 | 21.0835 | 21.1064 | 21.0965 | 21.0637 | 20.9875 | 20.8918 | 20.7602
F4_Residential_Manufactured Home Low Income_New_Appliances_Natural Gas_Stove/Oven_E2 | F4 | Residential | Manufactured Home Low Income | New | Appliances | Natural Gas | Stove/Oven | E2 | Utility - Cost of Equipment | 12.6148 | 12.6346 | 12.7059 | 12.7632 | 12.7146 | 12.786 | 12.957 | 13.0981 | 13.2676 | 13.4318 | 13.5975 | 13.7541 | 13.9197 | 14.0928 | 14.2583 | 14.4294 | 14.6014 | 14.786 | 14.9666 | 15.1431 | 15.3004 | 15.4496 | 15.5677 | 15.6766 | 15.7496 | 15.7998 | 15.8358 | 15.853 | 15.8456 | 15.8209 | 15.7637 | 15.6918 | 15.593
F4_Residential_Manufactured Home Low Income_New_Appliances_Natural Gas_Stove/Oven_E3 | F4 | Residential | Manufactured Home Low Income | New | Appliances | Natural Gas | Stove/Oven | E3 | Utility - Cost of Equipment | 0 | 0 | 0 | 0 | 0 | 0 | 0 | 0 | 0 | 0 | 0 | 0 | 0 | 0 | 0 | 0 | 0 | 0 | 0 | 0 | 0 | 0 | 0 | 0 | 0 | 0 | 0 | 0 | 0 | 0 | 0 | 0 | 0
F4_Residential_Manufactured Home Low Income_New_Appliances_Natural Gas_Stove/Oven_E4 | F4 | Residential | Manufactured Home Low Income | New | Appliances | Natural Gas | Stove/Oven | E4 | Utility - Cost of Equipment | 0 | 0 | 0 | 0 | 0 | 0 | 0 | 0 | 0 | 0 | 0 | 0 | 0 | 0 | 0 | 0 | 0 | 0 | 0 | 0 | 0 | 0 | 0 | 0 | 0 | 0 | 0 | 0 | 0 | 0 | 0 | 0 | 0
F4_Residential_Manufactured Home Low Income_New_Appliances_Natural Gas_Stove/Oven_E5 | F4 | Residential | Manufactured Home Low Income | New | Appliances | Natural Gas | Stove/Oven | E5 | Utility - Cost of Equipment | 0 | 0 | 0 | 0 | 0 | 0 | 0 | 0 | 0 | 0 | 0 | 0 | 0 | 0 | 0 | 0 | 0 | 0 | 0 | 0 | 0 | 0 | 0 | 0 | 0 | 0 | 0 | 0 | 0 | 0 | 0 | 0 | 0
F4_Residential_Manufactured Home Low Income_New_Appliances_Natural Gas_Stove/Oven_E6 | F4 | Residential | Manufactured Home Low Income | New | Appliances | Natural Gas | Stove/Oven | E6 | Utility - Cost of Equipment | 0 | 0 | 0 | 0 | 0 | 0 | 0 | 0 | 0 | 0 | 0 | 0 | 0 | 0 | 0 | 0 | 0 | 0 | 0 | 0 | 0 | 0 | 0 | 0 | 0 | 0 | 0 | 0 | 0 | 0 | 0 | 0 | 0
F4_Residential_Manufactured Home Low Income_New_Appliances_Natural Gas_Stove/Oven_E7 | F4 | Residential | Manufactured Home Low Income | New | Appliances | Natural Gas | Stove/Oven | E7 | Utility - Cost of Equipment | 0 | 0 | 0 | 0 | 0 | 0 | 0 | 0 | 0 | 0 | 0 | 0 | 0 | 0 | 0 | 0 | 0 | 0 | 0 | 0 | 0 | 0 | 0 | 0 | 0 | 0 | 0 | 0 | 0 | 0 | 0 | 0 | 0
F4_Residential_Manufactured Home Low Income_New_Appliances_Natural Gas_Stove/Oven_E8 | F4 | Residential | Manufactured Home Low Income | New | Appliances | Natural Gas | Stove/Oven | E8 | Utility - Cost of Equipment | 0 | 0 | 0 | 0 | 0 | 0 | 0 | 0 | 0 | 0 | 0 | 0 | 0 | 0 | 0 | 0 | 0 | 0 | 0 | 0 | 0 | 0 | 0 | 0 | 0 | 0 | 0 | 0 | 0 | 0 | 0 | 0 | 0
F4_Residential_Manufactured Home Low Income_New_Appliances_Natural Gas_Stove/Oven_E9 | F4 | Residential | Manufactured Home Low Income | New | Appliances | Natural Gas | Stove/Oven | E9 | Utility - Cost of Equipment | 0 | 0 | 0 | 0 | 0 | 0 | 0 | 0 | 0 | 0 | 0 | 0 | 0 | 0 | 0 | 0 | 0 | 0 | 0 | 0 | 0 | 0 | 0 | 0 | 0 | 0 | 0 | 0 | 0 | 0 | 0 | 0 | 0
F4_Residential_Manufactured Home Low Income_New_Appliances_Natural Gas_Stove/Oven_E10 | F4 | Residential | Manufactured Home Low Income | New | Appliances | Natural Gas | Stove/Oven | E10 | Utility - Cost of Equipment | 0 | 0 | 0 | 0 | 0 | 0 | 0 | 0 | 0 | 0 | 0 | 0 | 0 | 0 | 0 | 0 | 0 | 0 | 0 | 0 | 0 | 0 | 0 | 0 | 0 | 0 | 0 | 0 | 0 | 0 | 0 | 0 | 0
F5_Residential_Manufactured Home Low Income_New_Appliances_Natural Gas_Stove/Oven_E1 | F5 | Residential | Manufactured Home Low Income | New | Appliances | Natural Gas | Stove/Oven | E1 | Utility - Cost of Operation | 100.3952 | 100.3952 | 100.3952 | 100.3952 | 100.3952 | 100.3952 | 100.3952 | 100.3952 | 100.3952 | 100.3952 | 100.3952 | 100.3952 | 100.3952 | 100.3952 | 100.3952 | 100.3952 | 100.3952 | 100.3952 | 100.3952 | 100.3952 | 100.3952 | 100.3952 | 100.3952 | 100.3952 | 100.3952 | 100.3952 | 100.3952 | 100.3952 | 100.3952 | 100.3952 | 100.3952 | 100.3952 | 100.3952
F5_Residential_Manufactured Home Low Income_New_Appliances_Natural Gas_Stove/Oven_E2 | F5 | Residential | Manufactured Home Low Income | New | Appliances | Natural Gas | Stove/Oven | E2 | Utility - Cost of Operation | 105.7927 | 105.7927 | 105.7927 | 105.7927 | 105.7927 | 105.7927 | 105.7927 | 105.7927 | 105.7927 | 105.7927 | 105.7927 | 105.7927 | 105.7927 | 105.7927 | 105.7927 | 105.7927 | 105.7927 | 105.7927 | 105.7927 | 105.7927 | 105.7927 | 105.7927 | 105.7927 | 105.7927 | 105.7927 | 105.7927 | 105.7927 | 105.7927 | 105.7927 | 105.7927 | 105.7927 | 105.7927 | 105.7927
F5_Residential_Manufactured Home Low Income_New_Appliances_Natural Gas_Stove/Oven_E3 | F5 | Residential | Manufactured Home Low Income | New | Appliances | Natural Gas | Stove/Oven | E3 | Utility - Cost of Operation | 0 | 0 | 0 | 0 | 0 | 0 | 0 | 0 | 0 | 0 | 0 | 0 | 0 | 0 | 0 | 0 | 0 | 0 | 0 | 0 | 0 | 0 | 0 | 0 | 0 | 0 | 0 | 0 | 0 | 0 | 0 | 0 | 0
F5_Residential_Manufactured Home Low Income_New_Appliances_Natural Gas_Stove/Oven_E4 | F5 | Residential | Manufactured Home Low Income | New | Appliances | Natural Gas | Stove/Oven | E4 | Utility - Cost of Operation | 0 | 0 | 0 | 0 | 0 | 0 | 0 | 0 | 0 | 0 | 0 | 0 | 0 | 0 | 0 | 0 | 0 | 0 | 0 | 0 | 0 | 0 | 0 | 0 | 0 | 0 | 0 | 0 | 0 | 0 | 0 | 0 | 0
F5_Residential_Manufactured Home Low Income_New_Appliances_Natural Gas_Stove/Oven_E5 | F5 | Residential | Manufactured Home Low Income | New | Appliances | Natural Gas | Stove/Oven | E5 | Utility - Cost of Operation | 0 | 0 | 0 | 0 | 0 | 0 | 0 | 0 | 0 | 0 | 0 | 0 | 0 | 0 | 0 | 0 | 0 | 0 | 0 | 0 | 0 | 0 | 0 | 0 | 0 | 0 | 0 | 0 | 0 | 0 | 0 | 0 | 0
F5_Residential_Manufactured Home Low Income_New_Appliances_Natural Gas_Stove/Oven_E6 | F5 | Residential | Manufactured Home Low Income | New | Appliances | Natural Gas | Stove/Oven | E6 | Utility - Cost of Operation | 0 | 0 | 0 | 0 | 0 | 0 | 0 | 0 | 0 | 0 | 0 | 0 | 0 | 0 | 0 | 0 | 0 | 0 | 0 | 0 | 0 | 0 | 0 | 0 | 0 | 0 | 0 | 0 | 0 | 0 | 0 | 0 | 0
F5_Residential_Manufactured Home Low Income_New_Appliances_Natural Gas_Stove/Oven_E7 | F5 | Residential | Manufactured Home Low Income | New | Appliances | Natural Gas | Stove/Oven | E7 | Utility - Cost of Operation | 0 | 0 | 0 | 0 | 0 | 0 | 0 | 0 | 0 | 0 | 0 | 0 | 0 | 0 | 0 | 0 | 0 | 0 | 0 | 0 | 0 | 0 | 0 | 0 | 0 | 0 | 0 | 0 | 0 | 0 | 0 | 0 | 0
F5_Residential_Manufactured Home Low Income_New_Appliances_Natural Gas_Stove/Oven_E8 | F5 | Residential | Manufactured Home Low Income | New | Appliances | Natural Gas | Stove/Oven | E8 | Utility - Cost of Operation | 0 | 0 | 0 | 0 | 0 | 0 | 0 | 0 | 0 | 0 | 0 | 0 | 0 | 0 | 0 | 0 | 0 | 0 | 0 | 0 | 0 | 0 | 0 | 0 | 0 | 0 | 0 | 0 | 0 | 0 | 0 | 0 | 0
F5_Residential_Manufactured Home Low Income_New_Appliances_Natural Gas_Stove/Oven_E9 | F5 | Residential | Manufactured Home Low Income | New | Appliances | Natural Gas | Stove/Oven | E9 | Utility - Cost of Operation | 0 | 0 | 0 | 0 | 0 | 0 | 0 | 0 | 0 | 0 | 0 | 0 | 0 | 0 | 0 | 0 | 0 | 0 | 0 | 0 | 0 | 0 | 0 | 0 | 0 | 0 | 0 | 0 | 0 | 0 | 0 | 0 | 0
F5_Residential_Manufactured Home Low Income_New_Appliances_Natural Gas_Stove/Oven_E10 | F5 | Residential | Manufactured Home Low Income | New | Appliances | Natural Gas | Stove/Oven | E10 | Utility - Cost of Operation | 0 | 0 | 0 | 0 | 0 | 0 | 0 | 0 | 0 | 0 | 0 | 0 | 0 | 0 | 0 | 0 | 0 | 0 | 0 | 0 | 0 | 0 | 0 | 0 | 0 | 0 | 0 | 0 | 0 | 0 | 0 | 0 | 0
F6_Residential_Manufactured Home Low Income_New_Appliances_Natural Gas_Stove/Oven_E1 | F6 | Residential | Manufactured Home Low Income | New | Appliances | Natural Gas | Stove/Oven | E1 | Utility - Value of Sales | 14.9746 | 15.0693 | 15.1992 | 15.3054 | 15.3054 | 15.3054 | 15.3054 | 15.3054 | 15.3054 | 15.3054 | 15.3054 | 15.3054 | 15.3054 | 15.3054 | 15.3054 | 15.3054 | 15.3054 | 15.3054 | 15.3054 | 15.3054 | 15.3054 | 15.3054 | 15.3054 | 15.3054 | 15.3054 | 15.3054 | 15.3054 | 15.3054 | 15.3054 | 15.3054 | 15.3054 | 15.3054 | 15.3054
F6_Residential_Manufactured Home Low Income_New_Appliances_Natural Gas_Stove/Oven_E2 | F6 | Residential | Manufactured Home Low Income | New | Appliances | Natural Gas | Stove/Oven | E2 | Utility - Value of Sales | 11.2474 | 11.3185 | 11.4161 | 11.4959 | 11.4959 | 11.4959 | 11.4959 | 11.4959 | 11.4959 | 11.4959 | 11.4959 | 11.4959 | 11.4959 | 11.4959 | 11.4959 | 11.4959 | 11.4959 | 11.4959 | 11.4959 | 11.4959 | 11.4959 | 11.4959 | 11.4959 | 11.4959 | 11.4959 | 11.4959 | 11.4959 | 11.4959 | 11.4959 | 11.4959 | 11.4959 | 11.4959 | 11.4959
F6_Residential_Manufactured Home Low Income_New_Appliances_Natural Gas_Stove/Oven_E3 | F6 | Residential | Manufactured Home Low Income | New | Appliances | Natural Gas | Stove/Oven | E3 | Utility - Value of Sales | 0 | 0 | 0 | 0 | 0 | 0 | 0 | 0 | 0 | 0 | 0 | 0 | 0 | 0 | 0 | 0 | 0 | 0 | 0 | 0 | 0 | 0 | 0 | 0 | 0 | 0 | 0 | 0 | 0 | 0 | 0 | 0 | 0
F6_Residential_Manufactured Home Low Income_New_Appliances_Natural Gas_Stove/Oven_E4 | F6 | Residential | Manufactured Home Low Income | New | Appliances | Natural Gas | Stove/Oven | E4 | Utility - Value of Sales | 0 | 0 | 0 | 0 | 0 | 0 | 0 | 0 | 0 | 0 | 0 | 0 | 0 | 0 | 0 | 0 | 0 | 0 | 0 | 0 | 0 | 0 | 0 | 0 | 0 | 0 | 0 | 0 | 0 | 0 | 0 | 0 | 0
F6_Residential_Manufactured Home Low Income_New_Appliances_Natural Gas_Stove/Oven_E5 | F6 | Residential | Manufactured Home Low Income | New | Appliances | Natural Gas | Stove/Oven | E5 | Utility - Value of Sales | 0 | 0 | 0 | 0 | 0 | 0 | 0 | 0 | 0 | 0 | 0 | 0 | 0 | 0 | 0 | 0 | 0 | 0 | 0 | 0 | 0 | 0 | 0 | 0 | 0 | 0 | 0 | 0 | 0 | 0 | 0 | 0 | 0
F6_Residential_Manufactured Home Low Income_New_Appliances_Natural Gas_Stove/Oven_E6 | F6 | Residential | Manufactured Home Low Income | New | Appliances | Natural Gas | Stove/Oven | E6 | Utility - Value of Sales | 0 | 0 | 0 | 0 | 0 | 0 | 0 | 0 | 0 | 0 | 0 | 0 | 0 | 0 | 0 | 0 | 0 | 0 | 0 | 0 | 0 | 0 | 0 | 0 | 0 | 0 | 0 | 0 | 0 | 0 | 0 | 0 | 0
F6_Residential_Manufactured Home Low Income_New_Appliances_Natural Gas_Stove/Oven_E7 | F6 | Residential | Manufactured Home Low Income | New | Appliances | Natural Gas | Stove/Oven | E7 | Utility - Value of Sales | 0 | 0 | 0 | 0 | 0 | 0 | 0 | 0 | 0 | 0 | 0 | 0 | 0 | 0 | 0 | 0 | 0 | 0 | 0 | 0 | 0 | 0 | 0 | 0 | 0 | 0 | 0 | 0 | 0 | 0 | 0 | 0 | 0
F6_Residential_Manufactured Home Low Income_New_Appliances_Natural Gas_Stove/Oven_E8 | F6 | Residential | Manufactured Home Low Income | New | Appliances | Natural Gas | Stove/Oven | E8 | Utility - Value of Sales | 0 | 0 | 0 | 0 | 0 | 0 | 0 | 0 | 0 | 0 | 0 | 0 | 0 | 0 | 0 | 0 | 0 | 0 | 0 | 0 | 0 | 0 | 0 | 0 | 0 | 0 | 0 | 0 | 0 | 0 | 0 | 0 | 0
F6_Residential_Manufactured Home Low Income_New_Appliances_Natural Gas_Stove/Oven_E9 | F6 | Residential | Manufactured Home Low Income | New | Appliances | Natural Gas | Stove/Oven | E9 | Utility - Value of Sales | 0 | 0 | 0 | 0 | 0 | 0 | 0 | 0 | 0 | 0 | 0 | 0 | 0 | 0 | 0 | 0 | 0 | 0 | 0 | 0 | 0 | 0 | 0 | 0 | 0 | 0 | 0 | 0 | 0 | 0 | 0 | 0 | 0
F6_Residential_Manufactured Home Low Income_New_Appliances_Natural Gas_Stove/Oven_E10 | F6 | Residential | Manufactured Home Low Income | New | Appliances | Natural Gas | Stove/Oven | E10 | Utility - Value of Sales | 0 | 0 | 0 | 0 | 0 | 0 | 0 | 0 | 0 | 0 | 0 | 0 | 0 | 0 | 0 | 0 | 0 | 0 | 0 | 0 | 0 | 0 | 0 | 0 | 0 | 0 | 0 | 0 | 0 | 0 | 0 | 0 | 0
F1_Residential_Manufactured Home Low Income_New_Miscellaneous_Natural Gas_Pool Heater_E1 | F1 | Residential | Manufactured Home Low Income | New | Miscellaneous | Natural Gas | Pool Heater | E1 | RVT - Cost of Equipment | 0 | 0 | 0 | 0 | 0 | 0 | 0 | 0 | 0 | 0 | 0 | 0 | 0 | 0 | 0 | 0 | 0 | 0 | 0 | 0 | 0 | 0 | 0 | 0 | 0 | 0 | 0 | 0 | 0 | 0 | 0 | 0 | 0
F1_Residential_Manufactured Home Low Income_New_Miscellaneous_Natural Gas_Pool Heater_E2 | F1 | Residential | Manufactured Home Low Income | New | Miscellaneous | Natural Gas | Pool Heater | E2 | RVT - Cost of Equipment | 0 | 0 | 0 | 0 | 0 | 0 | 0 | 0 | 0 | 0 | 0 | 0 | 0 | 0 | 0 | 0 | 0 | 0 | 0 | 0 | 0 | 0 | 0 | 0 | 0 | 0 | 0 | 0 | 0 | 0 | 0 | 0 | 0
F1_Residential_Manufactured Home Low Income_New_Miscellaneous_Natural Gas_Pool Heater_E3 | F1 | Residential | Manufactured Home Low Income | New | Miscellaneous | Natural Gas | Pool Heater | E3 | RVT - Cost of Equipment | 0 | 0 | 0 | 0 | 0 | 0 | 0 | 0 | 0 | 0 | 0 | 0 | 0 | 0 | 0 | 0 | 0 | 0 | 0 | 0 | 0 | 0 | 0 | 0 | 0 | 0 | 0 | 0 | 0 | 0 | 0 | 0 | 0
F1_Residential_Manufactured Home Low Income_New_Miscellaneous_Natural Gas_Pool Heater_E4 | F1 | Residential | Manufactured Home Low Income | New | Miscellaneous | Natural Gas | Pool Heater | E4 | RVT - Cost of Equipment | 0 | 0 | 0 | 0 | 0 | 0 | 0 | 0 | 0 | 0 | 0 | 0 | 0 | 0 | 0 | 0 | 0 | 0 | 0 | 0 | 0 | 0 | 0 | 0 | 0 | 0 | 0 | 0 | 0 | 0 | 0 | 0 | 0
F1_Residential_Manufactured Home Low Income_New_Miscellaneous_Natural Gas_Pool Heater_E5 | F1 | Residential | Manufactured Home Low Income | New | Miscellaneous | Natural Gas | Pool Heater | E5 | RVT - Cost of Equipment | 0 | 0 | 0 | 0 | 0 | 0 | 0 | 0 | 0 | 0 | 0 | 0 | 0 | 0 | 0 | 0 | 0 | 0 | 0 | 0 | 0 | 0 | 0 | 0 | 0 | 0 | 0 | 0 | 0 | 0 | 0 | 0 | 0
F1_Residential_Manufactured Home Low Income_New_Miscellaneous_Natural Gas_Pool Heater_E6 | F1 | Residential | Manufactured Home Low Income | New | Miscellaneous | Natural Gas | Pool Heater | E6 | RVT - Cost of Equipment | 0 | 0 | 0 | 0 | 0 | 0 | 0 | 0 | 0 | 0 | 0 | 0 | 0 | 0 | 0 | 0 | 0 | 0 | 0 | 0 | 0 | 0 | 0 | 0 | 0 | 0 | 0 | 0 | 0 | 0 | 0 | 0 | 0
F1_Residential_Manufactured Home Low Income_New_Miscellaneous_Natural Gas_Pool Heater_E7 | F1 | Residential | Manufactured Home Low Income | New | Miscellaneous | Natural Gas | Pool Heater | E7 | RVT - Cost of Equipment | 0 | 0 | 0 | 0 | 0 | 0 | 0 | 0 | 0 | 0 | 0 | 0 | 0 | 0 | 0 | 0 | 0 | 0 | 0 | 0 | 0 | 0 | 0 | 0 | 0 | 0 | 0 | 0 | 0 | 0 | 0 | 0 | 0
F1_Residential_Manufactured Home Low Income_New_Miscellaneous_Natural Gas_Pool Heater_E8 | F1 | Residential | Manufactured Home Low Income | New | Miscellaneous | Natural Gas | Pool Heater | E8 | RVT - Cost of Equipment | 0 | 0 | 0 | 0 | 0 | 0 | 0 | 0 | 0 | 0 | 0 | 0 | 0 | 0 | 0 | 0 | 0 | 0 | 0 | 0 | 0 | 0 | 0 | 0 | 0 | 0 | 0 | 0 | 0 | 0 | 0 | 0 | 0
F1_Residential_Manufactured Home Low Income_New_Miscellaneous_Natural Gas_Pool Heater_E9 | F1 | Residential | Manufactured Home Low Income | New | Miscellaneous | Natural Gas | Pool Heater | E9 | RVT - Cost of Equipment | 0 | 0 | 0 | 0 | 0 | 0 | 0 | 0 | 0 | 0 | 0 | 0 | 0 | 0 | 0 | 0 | 0 | 0 | 0 | 0 | 0 | 0 | 0 | 0 | 0 | 0 | 0 | 0 | 0 | 0 | 0 | 0 | 0
F1_Residential_Manufactured Home Low Income_New_Miscellaneous_Natural Gas_Pool Heater_E10 | F1 | Residential | Manufactured Home Low Income | New | Miscellaneous | Natural Gas | Pool Heater | E10 | RVT - Cost of Equipment | 0 | 0 | 0 | 0 | 0 | 0 | 0 | 0 | 0 | 0 | 0 | 0 | 0 | 0 | 0 | 0 | 0 | 0 | 0 | 0 | 0 | 0 | 0 | 0 | 0 | 0 | 0 | 0 | 0 | 0 | 0 | 0 | 0
F2_Residential_Manufactured Home Low Income_New_Miscellaneous_Natural Gas_Pool Heater_E1 | F2 | Residential | Manufactured Home Low Income | New | Miscellaneous | Natural Gas | Pool Heater | E1 | RVT - Cost of Operation | 0 | 0 | 0 | 0 | 0 | 0 | 0 | 0 | 0 | 0 | 0 | 0 | 0 | 0 | 0 | 0 | 0 | 0 | 0 | 0 | 0 | 0 | 0 | 0 | 0 | 0 | 0 | 0 | 0 | 0 | 0 | 0 | 0
F2_Residential_Manufactured Home Low Income_New_Miscellaneous_Natural Gas_Pool Heater_E2 | F2 | Residential | Manufactured Home Low Income | New | Miscellaneous | Natural Gas | Pool Heater | E2 | RVT - Cost of Operation | 0 | 0 | 0 | 0 | 0 | 0 | 0 | 0 | 0 | 0 | 0 | 0 | 0 | 0 | 0 | 0 | 0 | 0 | 0 | 0 | 0 | 0 | 0 | 0 | 0 | 0 | 0 | 0 | 0 | 0 | 0 | 0 | 0
F2_Residential_Manufactured Home Low Income_New_Miscellaneous_Natural Gas_Pool Heater_E3 | F2 | Residential | Manufactured Home Low Income | New | Miscellaneous | Natural Gas | Pool Heater | E3 | RVT - Cost of Operation | 0 | 0 | 0 | 0 | 0 | 0 | 0 | 0 | 0 | 0 | 0 | 0 | 0 | 0 | 0 | 0 | 0 | 0 | 0 | 0 | 0 | 0 | 0 | 0 | 0 | 0 | 0 | 0 | 0 | 0 | 0 | 0 | 0
F2_Residential_Manufactured Home Low Income_New_Miscellaneous_Natural Gas_Pool Heater_E4 | F2 | Residential | Manufactured Home Low Income | New | Miscellaneous | Natural Gas | Pool Heater | E4 | RVT - Cost of Operation | 0 | 0 | 0 | 0 | 0 | 0 | 0 | 0 | 0 | 0 | 0 | 0 | 0 | 0 | 0 | 0 | 0 | 0 | 0 | 0 | 0 | 0 | 0 | 0 | 0 | 0 | 0 | 0 | 0 | 0 | 0 | 0 | 0
F2_Residential_Manufactured Home Low Income_New_Miscellaneous_Natural Gas_Pool Heater_E5 | F2 | Residential | Manufactured Home Low Income | New | Miscellaneous | Natural Gas | Pool Heater | E5 | RVT - Cost of Operation | 0 | 0 | 0 | 0 | 0 | 0 | 0 | 0 | 0 | 0 | 0 | 0 | 0 | 0 | 0 | 0 | 0 | 0 | 0 | 0 | 0 | 0 | 0 | 0 | 0 | 0 | 0 | 0 | 0 | 0 | 0 | 0 | 0
F2_Residential_Manufactured Home Low Income_New_Miscellaneous_Natural Gas_Pool Heater_E6 | F2 | Residential | Manufactured Home Low Income | New | Miscellaneous | Natural Gas | Pool Heater | E6 | RVT - Cost of Operation | 0 | 0 | 0 | 0 | 0 | 0 | 0 | 0 | 0 | 0 | 0 | 0 | 0 | 0 | 0 | 0 | 0 | 0 | 0 | 0 | 0 | 0 | 0 | 0 | 0 | 0 | 0 | 0 | 0 | 0 | 0 | 0 | 0
F2_Residential_Manufactured Home Low Income_New_Miscellaneous_Natural Gas_Pool Heater_E7 | F2 | Residential | Manufactured Home Low Income | New | Miscellaneous | Natural Gas | Pool Heater | E7 | RVT - Cost of Operation | 0 | 0 | 0 | 0 | 0 | 0 | 0 | 0 | 0 | 0 | 0 | 0 | 0 | 0 | 0 | 0 | 0 | 0 | 0 | 0 | 0 | 0 | 0 | 0 | 0 | 0 | 0 | 0 | 0 | 0 | 0 | 0 | 0
F2_Residential_Manufactured Home Low Income_New_Miscellaneous_Natural Gas_Pool Heater_E8 | F2 | Residential | Manufactured Home Low Income | New | Miscellaneous | Natural Gas | Pool Heater | E8 | RVT - Cost of Operation | 0 | 0 | 0 | 0 | 0 | 0 | 0 | 0 | 0 | 0 | 0 | 0 | 0 | 0 | 0 | 0 | 0 | 0 | 0 | 0 | 0 | 0 | 0 | 0 | 0 | 0 | 0 | 0 | 0 | 0 | 0 | 0 | 0
F2_Residential_Manufactured Home Low Income_New_Miscellaneous_Natural Gas_Pool Heater_E9 | F2 | Residential | Manufactured Home Low Income | New | Miscellaneous | Natural Gas | Pool Heater | E9 | RVT - Cost of Operation | 0 | 0 | 0 | 0 | 0 | 0 | 0 | 0 | 0 | 0 | 0 | 0 | 0 | 0 | 0 | 0 | 0 | 0 | 0 | 0 | 0 | 0 | 0 | 0 | 0 | 0 | 0 | 0 | 0 | 0 | 0 | 0 | 0
F2_Residential_Manufactured Home Low Income_New_Miscellaneous_Natural Gas_Pool Heater_E10 | F2 | Residential | Manufactured Home Low Income | New | Miscellaneous | Natural Gas | Pool Heater | E10 | RVT - Cost of Operation | 0 | 0 | 0 | 0 | 0 | 0 | 0 | 0 | 0 | 0 | 0 | 0 | 0 | 0 | 0 | 0 | 0 | 0 | 0 | 0 | 0 | 0 | 0 | 0 | 0 | 0 | 0 | 0 | 0 | 0 | 0 | 0 | 0
F3_Residential_Manufactured Home Low Income_New_Miscellaneous_Natural Gas_Pool Heater_E1 | F3 | Residential | Manufactured Home Low Income | New | Miscellaneous | Natural Gas | Pool Heater | E1 | System - kBTUs of Consumption | 351.766 | 351.766 | 351.766 | 351.766 | 351.766 | 351.766 | 351.766 | 351.766 | 351.766 | 351.766 | 351.766 | 351.766 | 351.766 | 351.766 | 351.766 | 351.766 | 351.766 | 351.766 | 351.766 | 351.766 | 351.766 | 351.766 | 351.766 | 351.766 | 351.766 | 351.766 | 351.766 | 351.766 | 351.766 | 351.766 | 351.766 | 351.766 | 351.766
F3_Residential_Manufactured Home Low Income_New_Miscellaneous_Natural Gas_Pool Heater_E2 | F3 | Residential | Manufactured Home Low Income | New | Miscellaneous | Natural Gas | Pool Heater | E2 | System - kBTUs of Consumption | 427.2575 | 427.2575 | 427.2575 | 427.2575 | 427.2575 | 427.2575 | 427.2575 | 427.2575 | 427.2575 | 427.2575 | 427.2575 | 427.2575 | 427.2575 | 427.2575 | 427.2575 | 427.2575 | 427.2575 | 427.2575 | 427.2575 | 427.2575 | 427.2575 | 427.2575 | 427.2575 | 427.2575 | 427.2575 | 427.2575 | 427.2575 | 427.2575 | 427.2575 | 427.2575 | 427.2575 | 427.2575 | 427.2575
F3_Residential_Manufactured Home Low Income_New_Miscellaneous_Natural Gas_Pool Heater_E3 | F3 | Residential | Manufactured Home Low Income | New | Miscellaneous | Natural Gas | Pool Heater | E3 | System - kBTUs of Consumption | 710.8377 | 710.8377 | 710.8377 | 710.8377 | 710.8377 | 710.8377 | 710.8377 | 710.8377 | 710.8377 | 710.8377 | 710.8377 | 710.8377 | 710.8377 | 710.8377 | 710.8377 | 710.8377 | 710.8377 | 710.8377 | 710.8377 | 710.8377 | 710.8377 | 710.8377 | 710.8377 | 710.8377 | 710.8377 | 710.8377 | 710.8377 | 710.8377 | 710.8377 | 710.8377 | 710.8377 | 710.8377 | 710.8377
F3_Residential_Manufactured Home Low Income_New_Miscellaneous_Natural Gas_Pool Heater_E4 | F3 | Residential | Manufactured Home Low Income | New | Miscellaneous | Natural Gas | Pool Heater | E4 | System - kBTUs of Consumption | 717.234 | 717.234 | 717.234 | 717.234 | 717.234 | 717.234 | 717.234 | 717.234 | 717.234 | 717.234 | 717.234 | 717.234 | 717.234 | 717.234 | 717.234 | 717.234 | 717.234 | 717.234 | 717.234 | 717.234 | 717.234 | 717.234 | 717.234 | 717.234 | 717.234 | 717.234 | 717.234 | 717.234 | 717.234 | 717.234 | 717.234 | 717.234 | 717.234
F3_Residential_Manufactured Home Low Income_New_Miscellaneous_Natural Gas_Pool Heater_E5 | F3 | Residential | Manufactured Home Low Income | New | Miscellaneous | Natural Gas | Pool Heater | E5 | System - kBTUs of Consumption | 0 | 0 | 0 | 0 | 0 | 0 | 0 | 0 | 0 | 0 | 0 | 0 | 0 | 0 | 0 | 0 | 0 | 0 | 0 | 0 | 0 | 0 | 0 | 0 | 0 | 0 | 0 | 0 | 0 | 0 | 0 | 0 | 0
F3_Residential_Manufactured Home Low Income_New_Miscellaneous_Natural Gas_Pool Heater_E6 | F3 | Residential | Manufactured Home Low Income | New | Miscellaneous | Natural Gas | Pool Heater | E6 | System - kBTUs of Consumption | 0 | 0 | 0 | 0 | 0 | 0 | 0 | 0 | 0 | 0 | 0 | 0 | 0 | 0 | 0 | 0 | 0 | 0 | 0 | 0 | 0 | 0 | 0 | 0 | 0 | 0 | 0 | 0 | 0 | 0 | 0 | 0 | 0
F3_Residential_Manufactured Home Low Income_New_Miscellaneous_Natural Gas_Pool Heater_E7 | F3 | Residential | Manufactured Home Low Income | New | Miscellaneous | Natural Gas | Pool Heater | E7 | System - kBTUs of Consumption | 0 | 0 | 0 | 0 | 0 | 0 | 0 | 0 | 0 | 0 | 0 | 0 | 0 | 0 | 0 | 0 | 0 | 0 | 0 | 0 | 0 | 0 | 0 | 0 | 0 | 0 | 0 | 0 | 0 | 0 | 0 | 0 | 0
F3_Residential_Manufactured Home Low Income_New_Miscellaneous_Natural Gas_Pool Heater_E8 | F3 | Residential | Manufactured Home Low Income | New | Miscellaneous | Natural Gas | Pool Heater | E8 | System - kBTUs of Consumption | 0 | 0 | 0 | 0 | 0 | 0 | 0 | 0 | 0 | 0 | 0 | 0 | 0 | 0 | 0 | 0 | 0 | 0 | 0 | 0 | 0 | 0 | 0 | 0 | 0 | 0 | 0 | 0 | 0 | 0 | 0 | 0 | 0
F3_Residential_Manufactured Home Low Income_New_Miscellaneous_Natural Gas_Pool Heater_E9 | F3 | Residential | Manufactured Home Low Income | New | Miscellaneous | Natural Gas | Pool Heater | E9 | System - kBTUs of Consumption | 0 | 0 | 0 | 0 | 0 | 0 | 0 | 0 | 0 | 0 | 0 | 0 | 0 | 0 | 0 | 0 | 0 | 0 | 0 | 0 | 0 | 0 | 0 | 0 | 0 | 0 | 0 | 0 | 0 | 0 | 0 | 0 | 0
F3_Residential_Manufactured Home Low Income_New_Miscellaneous_Natural Gas_Pool Heater_E10 | F3 | Residential | Manufactured Home Low Income | New | Miscellaneous | Natural Gas | Pool Heater | E10 | System - kBTUs of Consumption | 0 | 0 | 0 | 0 | 0 | 0 | 0 | 0 | 0 | 0 | 0 | 0 | 0 | 0 | 0 | 0 | 0 | 0 | 0 | 0 | 0 | 0 | 0 | 0 | 0 | 0 | 0 | 0 | 0 | 0 | 0 | 0 | 0
F4_Residential_Manufactured Home Low Income_New_Miscellaneous_Natural Gas_Pool Heater_E1 | F4 | Residential | Manufactured Home Low Income | New | Miscellaneous | Natural Gas | Pool Heater | E1 | Utility - Cost of Equipment | 0 | 0 | 0 | 0 | 0 | 0 | 0 | 0 | 0 | 0 | 0 | 0 | 0 | 0 | 0 | 0 | 0 | 0 | 0 | 0 | 0 | 0 | 0 | 0 | 0 | 0 | 0 | 0 | 0 | 0 | 0 | 0 | 0
F4_Residential_Manufactured Home Low Income_New_Miscellaneous_Natural Gas_Pool Heater_E2 | F4 | Residential | Manufactured Home Low Income | New | Miscellaneous | Natural Gas | Pool Heater | E2 | Utility - Cost of Equipment | 0 | 0 | 0 | 0 | 0 | 0 | 0 | 0 | 0 | 0 | 0 | 0 | 0 | 0 | 0 | 0 | 0 | 0 | 0 | 0 | 0 | 0 | 0 | 0 | 0 | 0 | 0 | 0 | 0 | 0 | 0 | 0 | 0
F4_Residential_Manufactured Home Low Income_New_Miscellaneous_Natural Gas_Pool Heater_E3 | F4 | Residential | Manufactured Home Low Income | New | Miscellaneous | Natural Gas | Pool Heater | E3 | Utility - Cost of Equipment | 0 | 0 | 0 | 0 | 0 | 0 | 0 | 0 | 0 | 0 | 0 | 0 | 0 | 0 | 0 | 0 | 0 | 0 | 0 | 0 | 0 | 0 | 0 | 0 | 0 | 0 | 0 | 0 | 0 | 0 | 0 | 0 | 0
F4_Residential_Manufactured Home Low Income_New_Miscellaneous_Natural Gas_Pool Heater_E4 | F4 | Residential | Manufactured Home Low Income | New | Miscellaneous | Natural Gas | Pool Heater | E4 | Utility - Cost of Equipment | 0 | 0 | 0 | 0 | 0 | 0 | 0 | 0 | 0 | 0 | 0 | 0 | 0 | 0 | 0 | 0 | 0 | 0 | 0 | 0 | 0 | 0 | 0 | 0 | 0 | 0 | 0 | 0 | 0 | 0 | 0 | 0 | 0
F4_Residential_Manufactured Home Low Income_New_Miscellaneous_Natural Gas_Pool Heater_E5 | F4 | Residential | Manufactured Home Low Income | New | Miscellaneous | Natural Gas | Pool Heater | E5 | Utility - Cost of Equipment | 0 | 0 | 0 | 0 | 0 | 0 | 0 | 0 | 0 | 0 | 0 | 0 | 0 | 0 | 0 | 0 | 0 | 0 | 0 | 0 | 0 | 0 | 0 | 0 | 0 | 0 | 0 | 0 | 0 | 0 | 0 | 0 | 0
F4_Residential_Manufactured Home Low Income_New_Miscellaneous_Natural Gas_Pool Heater_E6 | F4 | Residential | Manufactured Home Low Income | New | Miscellaneous | Natural Gas | Pool Heater | E6 | Utility - Cost of Equipment | 0 | 0 | 0 | 0 | 0 | 0 | 0 | 0 | 0 | 0 | 0 | 0 | 0 | 0 | 0 | 0 | 0 | 0 | 0 | 0 | 0 | 0 | 0 | 0 | 0 | 0 | 0 | 0 | 0 | 0 | 0 | 0 | 0
F4_Residential_Manufactured Home Low Income_New_Miscellaneous_Natural Gas_Pool Heater_E7 | F4 | Residential | Manufactured Home Low Income | New | Miscellaneous | Natural Gas | Pool Heater | E7 | Utility - Cost of Equipment | 0 | 0 | 0 | 0 | 0 | 0 | 0 | 0 | 0 | 0 | 0 | 0 | 0 | 0 | 0 | 0 | 0 | 0 | 0 | 0 | 0 | 0 | 0 | 0 | 0 | 0 | 0 | 0 | 0 | 0 | 0 | 0 | 0
F4_Residential_Manufactured Home Low Income_New_Miscellaneous_Natural Gas_Pool Heater_E8 | F4 | Residential | Manufactured Home Low Income | New | Miscellaneous | Natural Gas | Pool Heater | E8 | Utility - Cost of Equipment | 0 | 0 | 0 | 0 | 0 | 0 | 0 | 0 | 0 | 0 | 0 | 0 | 0 | 0 | 0 | 0 | 0 | 0 | 0 | 0 | 0 | 0 | 0 | 0 | 0 | 0 | 0 | 0 | 0 | 0 | 0 | 0 | 0
F4_Residential_Manufactured Home Low Income_New_Miscellaneous_Natural Gas_Pool Heater_E9 | F4 | Residential | Manufactured Home Low Income | New | Miscellaneous | Natural Gas | Pool Heater | E9 | Utility - Cost of Equipment | 0 | 0 | 0 | 0 | 0 | 0 | 0 | 0 | 0 | 0 | 0 | 0 | 0 | 0 | 0 | 0 | 0 | 0 | 0 | 0 | 0 | 0 | 0 | 0 | 0 | 0 | 0 | 0 | 0 | 0 | 0 | 0 | 0
F4_Residential_Manufactured Home Low Income_New_Miscellaneous_Natural Gas_Pool Heater_E10 | F4 | Residential | Manufactured Home Low Income | New | Miscellaneous | Natural Gas | Pool Heater | E10 | Utility - Cost of Equipment | 0 | 0 | 0 | 0 | 0 | 0 | 0 | 0 | 0 | 0 | 0 | 0 | 0 | 0 | 0 | 0 | 0 | 0 | 0 | 0 | 0 | 0 | 0 | 0 | 0 | 0 | 0 | 0 | 0 | 0 | 0 | 0 | 0
F5_Residential_Manufactured Home Low Income_New_Miscellaneous_Natural Gas_Pool Heater_E1 | F5 | Residential | Manufactured Home Low Income | New | Miscellaneous | Natural Gas | Pool Heater | E1 | Utility - Cost of Operation | 351.766 | 351.766 | 351.766 | 351.766 | 351.766 | 351.766 | 351.766 | 351.766 | 351.766 | 351.766 | 351.766 | 351.766 | 351.766 | 351.766 | 351.766 | 351.766 | 351.766 | 351.766 | 351.766 | 351.766 | 351.766 | 351.766 | 351.766 | 351.766 | 351.766 | 351.766 | 351.766 | 351.766 | 351.766 | 351.766 | 351.766 | 351.766 | 351.766
F5_Residential_Manufactured Home Low Income_New_Miscellaneous_Natural Gas_Pool Heater_E2 | F5 | Residential | Manufactured Home Low Income | New | Miscellaneous | Natural Gas | Pool Heater | E2 | Utility - Cost of Operation | 427.2575 | 427.2575 | 427.2575 | 427.2575 | 427.2575 | 427.2575 | 427.2575 | 427.2575 | 427.2575 | 427.2575 | 427.2575 | 427.2575 | 427.2575 | 427.2575 | 427.2575 | 427.2575 | 427.2575 | 427.2575 | 427.2575 | 427.2575 | 427.2575 | 427.2575 | 427.2575 | 427.2575 | 427.2575 | 427.2575 | 427.2575 | 427.2575 | 427.2575 | 427.2575 | 427.2575 | 427.2575 | 427.2575
F5_Residential_Manufactured Home Low Income_New_Miscellaneous_Natural Gas_Pool Heater_E3 | F5 | Residential | Manufactured Home Low Income | New | Miscellaneous | Natural Gas | Pool Heater | E3 | Utility - Cost of Operation | 710.8377 | 710.8377 | 710.8377 | 710.8377 | 710.8377 | 710.8377 | 710.8377 | 710.8377 | 710.8377 | 710.8377 | 710.8377 | 710.8377 | 710.8377 | 710.8377 | 710.8377 | 710.8377 | 710.8377 | 710.8377 | 710.8377 | 710.8377 | 710.8377 | 710.8377 | 710.8377 | 710.8377 | 710.8377 | 710.8377 | 710.8377 | 710.8377 | 710.8377 | 710.8377 | 710.8377 | 710.8377 | 710.8377
F5_Residential_Manufactured Home Low Income_New_Miscellaneous_Natural Gas_Pool Heater_E4 | F5 | Residential | Manufactured Home Low Income | New | Miscellaneous | Natural Gas | Pool Heater | E4 | Utility - Cost of Operation | 717.234 | 717.234 | 717.234 | 717.234 | 717.234 | 717.234 | 717.234 | 717.234 | 717.234 | 717.234 | 717.234 | 717.234 | 717.234 | 717.234 | 717.234 | 717.234 | 717.234 | 717.234 | 717.234 | 717.234 | 717.234 | 717.234 | 717.234 | 717.234 | 717.234 | 717.234 | 717.234 | 717.234 | 717.234 | 717.234 | 717.234 | 717.234 | 717.234
F5_Residential_Manufactured Home Low Income_New_Miscellaneous_Natural Gas_Pool Heater_E5 | F5 | Residential | Manufactured Home Low Income | New | Miscellaneous | Natural Gas | Pool Heater | E5 | Utility - Cost of Operation | 0 | 0 | 0 | 0 | 0 | 0 | 0 | 0 | 0 | 0 | 0 | 0 | 0 | 0 | 0 | 0 | 0 | 0 | 0 | 0 | 0 | 0 | 0 | 0 | 0 | 0 | 0 | 0 | 0 | 0 | 0 | 0 | 0
F5_Residential_Manufactured Home Low Income_New_Miscellaneous_Natural Gas_Pool Heater_E6 | F5 | Residential | Manufactured Home Low Income | New | Miscellaneous | Natural Gas | Pool Heater | E6 | Utility - Cost of Operation | 0 | 0 | 0 | 0 | 0 | 0 | 0 | 0 | 0 | 0 | 0 | 0 | 0 | 0 | 0 | 0 | 0 | 0 | 0 | 0 | 0 | 0 | 0 | 0 | 0 | 0 | 0 | 0 | 0 | 0 | 0 | 0 | 0
F5_Residential_Manufactured Home Low Income_New_Miscellaneous_Natural Gas_Pool Heater_E7 | F5 | Residential | Manufactured Home Low Income | New | Miscellaneous | Natural Gas | Pool Heater | E7 | Utility - Cost of Operation | 0 | 0 | 0 | 0 | 0 | 0 | 0 | 0 | 0 | 0 | 0 | 0 | 0 | 0 | 0 | 0 | 0 | 0 | 0 | 0 | 0 | 0 | 0 | 0 | 0 | 0 | 0 | 0 | 0 | 0 | 0 | 0 | 0
F5_Residential_Manufactured Home Low Income_New_Miscellaneous_Natural Gas_Pool Heater_E8 | F5 | Residential | Manufactured Home Low Income | New | Miscellaneous | Natural Gas | Pool Heater | E8 | Utility - Cost of Operation | 0 | 0 | 0 | 0 | 0 | 0 | 0 | 0 | 0 | 0 | 0 | 0 | 0 | 0 | 0 | 0 | 0 | 0 | 0 | 0 | 0 | 0 | 0 | 0 | 0 | 0 | 0 | 0 | 0 | 0 | 0 | 0 | 0
F5_Residential_Manufactured Home Low Income_New_Miscellaneous_Natural Gas_Pool Heater_E9 | F5 | Residential | Manufactured Home Low Income | New | Miscellaneous | Natural Gas | Pool Heater | E9 | Utility - Cost of Operation | 0 | 0 | 0 | 0 | 0 | 0 | 0 | 0 | 0 | 0 | 0 | 0 | 0 | 0 | 0 | 0 | 0 | 0 | 0 | 0 | 0 | 0 | 0 | 0 | 0 | 0 | 0 | 0 | 0 | 0 | 0 | 0 | 0
F5_Residential_Manufactured Home Low Income_New_Miscellaneous_Natural Gas_Pool Heater_E10 | F5 | Residential | Manufactured Home Low Income | New | Miscellaneous | Natural Gas | Pool Heater | E10 | Utility - Cost of Operation | 0 | 0 | 0 | 0 | 0 | 0 | 0 | 0 | 0 | 0 | 0 | 0 | 0 | 0 | 0 | 0 | 0 | 0 | 0 | 0 | 0 | 0 | 0 | 0 | 0 | 0 | 0 | 0 | 0 | 0 | 0 | 0 | 0
F6_Residential_Manufactured Home Low Income_New_Miscellaneous_Natural Gas_Pool Heater_E1 | F6 | Residential | Manufactured Home Low Income | New | Miscellaneous | Natural Gas | Pool Heater | E1 | Utility - Value of Sales | 142.6984 | 143.7861 | 145.2785 | 146.4983 | 146.4983 | 146.4983 | 146.4983 | 146.4983 | 146.4983 | 146.4983 | 146.4983 | 146.4983 | 146.4983 | 146.4983 | 146.4983 | 146.4983 | 146.4983 | 146.4983 | 146.4983 | 146.4983 | 146.4983 | 146.4983 | 146.4983 | 146.4983 | 146.4983 | 146.4983 | 146.4983 | 146.4983 | 146.4983 | 146.4983 | 146.4983 | 146.4983 | 146.4983
F6_Residential_Manufactured Home Low Income_New_Miscellaneous_Natural Gas_Pool Heater_E2 | F6 | Residential | Manufactured Home Low Income | New | Miscellaneous | Natural Gas | Pool Heater | E2 | Utility - Value of Sales | 137.5818 | 138.6304 | 140.0693 | 141.2454 | 141.2454 | 141.2454 | 141.2454 | 141.2454 | 141.2454 | 141.2454 | 141.2454 | 141.2454 | 141.2454 | 141.2454 | 141.2454 | 141.2454 | 141.2454 | 141.2454 | 141.2454 | 141.2454 | 141.2454 | 141.2454 | 141.2454 | 141.2454 | 141.2454 | 141.2454 | 141.2454 | 141.2454 | 141.2454 | 141.2454 | 141.2454 | 141.2454 | 141.2454
F6_Residential_Manufactured Home Low Income_New_Miscellaneous_Natural Gas_Pool Heater_E3 | F6 | Residential | Manufactured Home Low Income | New | Miscellaneous | Natural Gas | Pool Heater | E3 | Utility - Value of Sales | 121.9475 | 122.8769 | 124.1523 | 125.1948 | 125.1948 | 125.1948 | 125.1948 | 125.1948 | 125.1948 | 125.1948 | 125.1948 | 125.1948 | 125.1948 | 125.1948 | 125.1948 | 125.1948 | 125.1948 | 125.1948 | 125.1948 | 125.1948 | 125.1948 | 125.1948 | 125.1948 | 125.1948 | 125.1948 | 125.1948 | 125.1948 | 125.1948 | 125.1948 | 125.1948 | 125.1948 | 125.1948 | 125.1948
F6_Residential_Manufactured Home Low Income_New_Miscellaneous_Natural Gas_Pool Heater_E4 | F6 | Residential | Manufactured Home Low Income | New | Miscellaneous | Natural Gas | Pool Heater | E4 | Utility - Value of Sales | 120.728 | 121.6482 | 122.9108 | 123.9428 | 123.9428 | 123.9428 | 123.9428 | 123.9428 | 123.9428 | 123.9428 | 123.9428 | 123.9428 | 123.9428 | 123.9428 | 123.9428 | 123.9428 | 123.9428 | 123.9428 | 123.9428 | 123.9428 | 123.9428 | 123.9428 | 123.9428 | 123.9428 | 123.9428 | 123.9428 | 123.9428 | 123.9428 | 123.9428 | 123.9428 | 123.9428 | 123.9428 | 123.9428
F6_Residential_Manufactured Home Low Income_New_Miscellaneous_Natural Gas_Pool Heater_E5 | F6 | Residential | Manufactured Home Low Income | New | Miscellaneous | Natural Gas | Pool Heater | E5 | Utility - Value of Sales | 0 | 0 | 0 | 0 | 0 | 0 | 0 | 0 | 0 | 0 | 0 | 0 | 0 | 0 | 0 | 0 | 0 | 0 | 0 | 0 | 0 | 0 | 0 | 0 | 0 | 0 | 0 | 0 | 0 | 0 | 0 | 0 | 0
F6_Residential_Manufactured Home Low Income_New_Miscellaneous_Natural Gas_Pool Heater_E6 | F6 | Residential | Manufactured Home Low Income | New | Miscellaneous | Natural Gas | Pool Heater | E6 | Utility - Value of Sales | 0 | 0 | 0 | 0 | 0 | 0 | 0 | 0 | 0 | 0 | 0 | 0 | 0 | 0 | 0 | 0 | 0 | 0 | 0 | 0 | 0 | 0 | 0 | 0 | 0 | 0 | 0 | 0 | 0 | 0 | 0 | 0 | 0
F6_Residential_Manufactured Home Low Income_New_Miscellaneous_Natural Gas_Pool Heater_E7 | F6 | Residential | Manufactured Home Low Income | New | Miscellaneous | Natural Gas | Pool Heater | E7 | Utility - Value of Sales | 0 | 0 | 0 | 0 | 0 | 0 | 0 | 0 | 0 | 0 | 0 | 0 | 0 | 0 | 0 | 0 | 0 | 0 | 0 | 0 | 0 | 0 | 0 | 0 | 0 | 0 | 0 | 0 | 0 | 0 | 0 | 0 | 0
F6_Residential_Manufactured Home Low Income_New_Miscellaneous_Natural Gas_Pool Heater_E8 | F6 | Residential | Manufactured Home Low Income | New | Miscellaneous | Natural Gas | Pool Heater | E8 | Utility - Value of Sales | 0 | 0 | 0 | 0 | 0 | 0 | 0 | 0 | 0 | 0 | 0 | 0 | 0 | 0 | 0 | 0 | 0 | 0 | 0 | 0 | 0 | 0 | 0 | 0 | 0 | 0 | 0 | 0 | 0 | 0 | 0 | 0 | 0
F6_Residential_Manufactured Home Low Income_New_Miscellaneous_Natural Gas_Pool Heater_E9 | F6 | Residential | Manufactured Home Low Income | New | Miscellaneous | Natural Gas | Pool Heater | E9 | Utility - Value of Sales | 0 | 0 | 0 | 0 | 0 | 0 | 0 | 0 | 0 | 0 | 0 | 0 | 0 | 0 | 0 | 0 | 0 | 0 | 0 | 0 | 0 | 0 | 0 | 0 | 0 | 0 | 0 | 0 | 0 | 0 | 0 | 0 | 0
F6_Residential_Manufactured Home Low Income_New_Miscellaneous_Natural Gas_Pool Heater_E10 | F6 | Residential | Manufactured Home Low Income | New | Miscellaneous | Natural Gas | Pool Heater | E10 | Utility - Value of Sales | 0 | 0 | 0 | 0 | 0 | 0 | 0 | 0 | 0 | 0 | 0 | 0 | 0 | 0 | 0 | 0 | 0 | 0 | 0 | 0 | 0 | 0 | 0 | 0 | 0 | 0 | 0 | 0 | 0 | 0 | 0 | 0 | 0
F1_Residential_Manufactured Home Low Income_New_Miscellaneous_Natural Gas_Miscellaneous_E1 | F1 | Residential | Manufactured Home Low Income | New | Miscellaneous | Natural Gas | Miscellaneous | E1 | RVT - Cost of Equipment | 0 | 0 | 0 | 0 | 0 | 0 | 0 | 0 | 0 | 0 | 0 | 0 | 0 | 0 | 0 | 0 | 0 | 0 | 0 | 0 | 0 | 0 | 0 | 0 | 0 | 0 | 0 | 0 | 0 | 0 | 0 | 0 | 0
F1_Residential_Manufactured Home Low Income_New_Miscellaneous_Natural Gas_Miscellaneous_E2 | F1 | Residential | Manufactured Home Low Income | New | Miscellaneous | Natural Gas | Miscellaneous | E2 | RVT - Cost of Equipment | 0 | 0 | 0 | 0 | 0 | 0 | 0 | 0 | 0 | 0 | 0 | 0 | 0 | 0 | 0 | 0 | 0 | 0 | 0 | 0 | 0 | 0 | 0 | 0 | 0 | 0 | 0 | 0 | 0 | 0 | 0 | 0 | 0
F1_Residential_Manufactured Home Low Income_New_Miscellaneous_Natural Gas_Miscellaneous_E3 | F1 | Residential | Manufactured Home Low Income | New | Miscellaneous | Natural Gas | Miscellaneous | E3 | RVT - Cost of Equipment | 0 | 0 | 0 | 0 | 0 | 0 | 0 | 0 | 0 | 0 | 0 | 0 | 0 | 0 | 0 | 0 | 0 | 0 | 0 | 0 | 0 | 0 | 0 | 0 | 0 | 0 | 0 | 0 | 0 | 0 | 0 | 0 | 0
F1_Residential_Manufactured Home Low Income_New_Miscellaneous_Natural Gas_Miscellaneous_E4 | F1 | Residential | Manufactured Home Low Income | New | Miscellaneous | Natural Gas | Miscellaneous | E4 | RVT - Cost of Equipment | 0 | 0 | 0 | 0 | 0 | 0 | 0 | 0 | 0 | 0 | 0 | 0 | 0 | 0 | 0 | 0 | 0 | 0 | 0 | 0 | 0 | 0 | 0 | 0 | 0 | 0 | 0 | 0 | 0 | 0 | 0 | 0 | 0
F1_Residential_Manufactured Home Low Income_New_Miscellaneous_Natural Gas_Miscellaneous_E5 | F1 | Residential | Manufactured Home Low Income | New | Miscellaneous | Natural Gas | Miscellaneous | E5 | RVT - Cost of Equipment | 0 | 0 | 0 | 0 | 0 | 0 | 0 | 0 | 0 | 0 | 0 | 0 | 0 | 0 | 0 | 0 | 0 | 0 | 0 | 0 | 0 | 0 | 0 | 0 | 0 | 0 | 0 | 0 | 0 | 0 | 0 | 0 | 0
F1_Residential_Manufactured Home Low Income_New_Miscellaneous_Natural Gas_Miscellaneous_E6 | F1 | Residential | Manufactured Home Low Income | New | Miscellaneous | Natural Gas | Miscellaneous | E6 | RVT - Cost of Equipment | 0 | 0 | 0 | 0 | 0 | 0 | 0 | 0 | 0 | 0 | 0 | 0 | 0 | 0 | 0 | 0 | 0 | 0 | 0 | 0 | 0 | 0 | 0 | 0 | 0 | 0 | 0 | 0 | 0 | 0 | 0 | 0 | 0
F1_Residential_Manufactured Home Low Income_New_Miscellaneous_Natural Gas_Miscellaneous_E7 | F1 | Residential | Manufactured Home Low Income | New | Miscellaneous | Natural Gas | Miscellaneous | E7 | RVT - Cost of Equipment | 0 | 0 | 0 | 0 | 0 | 0 | 0 | 0 | 0 | 0 | 0 | 0 | 0 | 0 | 0 | 0 | 0 | 0 | 0 | 0 | 0 | 0 | 0 | 0 | 0 | 0 | 0 | 0 | 0 | 0 | 0 | 0 | 0
F1_Residential_Manufactured Home Low Income_New_Miscellaneous_Natural Gas_Miscellaneous_E8 | F1 | Residential | Manufactured Home Low Income | New | Miscellaneous | Natural Gas | Miscellaneous | E8 | RVT - Cost of Equipment | 0 | 0 | 0 | 0 | 0 | 0 | 0 | 0 | 0 | 0 | 0 | 0 | 0 | 0 | 0 | 0 | 0 | 0 | 0 | 0 | 0 | 0 | 0 | 0 | 0 | 0 | 0 | 0 | 0 | 0 | 0 | 0 | 0
F1_Residential_Manufactured Home Low Income_New_Miscellaneous_Natural Gas_Miscellaneous_E9 | F1 | Residential | Manufactured Home Low Income | New | Miscellaneous | Natural Gas | Miscellaneous | E9 | RVT - Cost of Equipment | 0 | 0 | 0 | 0 | 0 | 0 | 0 | 0 | 0 | 0 | 0 | 0 | 0 | 0 | 0 | 0 | 0 | 0 | 0 | 0 | 0 | 0 | 0 | 0 | 0 | 0 | 0 | 0 | 0 | 0 | 0 | 0 | 0
F1_Residential_Manufactured Home Low Income_New_Miscellaneous_Natural Gas_Miscellaneous_E10 | F1 | Residential | Manufactured Home Low Income | New | Miscellaneous | Natural Gas | Miscellaneous | E10 | RVT - Cost of Equipment | 0 | 0 | 0 | 0 | 0 | 0 | 0 | 0 | 0 | 0 | 0 | 0 | 0 | 0 | 0 | 0 | 0 | 0 | 0 | 0 | 0 | 0 | 0 | 0 | 0 | 0 | 0 | 0 | 0 | 0 | 0 | 0 | 0
F2_Residential_Manufactured Home Low Income_New_Miscellaneous_Natural Gas_Miscellaneous_E1 | F2 | Residential | Manufactured Home Low Income | New | Miscellaneous | Natural Gas | Miscellaneous | E1 | RVT - Cost of Operation | 0 | 0 | 0 | 0 | 0 | 0 | 0 | 0 | 0 | 0 | 0 | 0 | 0 | 0 | 0 | 0 | 0 | 0 | 0 | 0 | 0 | 0 | 0 | 0 | 0 | 0 | 0 | 0 | 0 | 0 | 0 | 0 | 0
F2_Residential_Manufactured Home Low Income_New_Miscellaneous_Natural Gas_Miscellaneous_E2 | F2 | Residential | Manufactured Home Low Income | New | Miscellaneous | Natural Gas | Miscellaneous | E2 | RVT - Cost of Operation | 0 | 0 | 0 | 0 | 0 | 0 | 0 | 0 | 0 | 0 | 0 | 0 | 0 | 0 | 0 | 0 | 0 | 0 | 0 | 0 | 0 | 0 | 0 | 0 | 0 | 0 | 0 | 0 | 0 | 0 | 0 | 0 | 0
F2_Residential_Manufactured Home Low Income_New_Miscellaneous_Natural Gas_Miscellaneous_E3 | F2 | Residential | Manufactured Home Low Income | New | Miscellaneous | Natural Gas | Miscellaneous | E3 | RVT - Cost of Operation | 0 | 0 | 0 | 0 | 0 | 0 | 0 | 0 | 0 | 0 | 0 | 0 | 0 | 0 | 0 | 0 | 0 | 0 | 0 | 0 | 0 | 0 | 0 | 0 | 0 | 0 | 0 | 0 | 0 | 0 | 0 | 0 | 0
F2_Residential_Manufactured Home Low Income_New_Miscellaneous_Natural Gas_Miscellaneous_E4 | F2 | Residential | Manufactured Home Low Income | New | Miscellaneous | Natural Gas | Miscellaneous | E4 | RVT - Cost of Operation | 0 | 0 | 0 | 0 | 0 | 0 | 0 | 0 | 0 | 0 | 0 | 0 | 0 | 0 | 0 | 0 | 0 | 0 | 0 | 0 | 0 | 0 | 0 | 0 | 0 | 0 | 0 | 0 | 0 | 0 | 0 | 0 | 0
F2_Residential_Manufactured Home Low Income_New_Miscellaneous_Natural Gas_Miscellaneous_E5 | F2 | Residential | Manufactured Home Low Income | New | Miscellaneous | Natural Gas | Miscellaneous | E5 | RVT - Cost of Operation | 0 | 0 | 0 | 0 | 0 | 0 | 0 | 0 | 0 | 0 | 0 | 0 | 0 | 0 | 0 | 0 | 0 | 0 | 0 | 0 | 0 | 0 | 0 | 0 | 0 | 0 | 0 | 0 | 0 | 0 | 0 | 0 | 0
F2_Residential_Manufactured Home Low Income_New_Miscellaneous_Natural Gas_Miscellaneous_E6 | F2 | Residential | Manufactured Home Low Income | New | Miscellaneous | Natural Gas | Miscellaneous | E6 | RVT - Cost of Operation | 0 | 0 | 0 | 0 | 0 | 0 | 0 | 0 | 0 | 0 | 0 | 0 | 0 | 0 | 0 | 0 | 0 | 0 | 0 | 0 | 0 | 0 | 0 | 0 | 0 | 0 | 0 | 0 | 0 | 0 | 0 | 0 | 0
F2_Residential_Manufactured Home Low Income_New_Miscellaneous_Natural Gas_Miscellaneous_E7 | F2 | Residential | Manufactured Home Low Income | New | Miscellaneous | Natural Gas | Miscellaneous | E7 | RVT - Cost of Operation | 0 | 0 | 0 | 0 | 0 | 0 | 0 | 0 | 0 | 0 | 0 | 0 | 0 | 0 | 0 | 0 | 0 | 0 | 0 | 0 | 0 | 0 | 0 | 0 | 0 | 0 | 0 | 0 | 0 | 0 | 0 | 0 | 0
F2_Residential_Manufactured Home Low Income_New_Miscellaneous_Natural Gas_Miscellaneous_E8 | F2 | Residential | Manufactured Home Low Income | New | Miscellaneous | Natural Gas | Miscellaneous | E8 | RVT - Cost of Operation | 0 | 0 | 0 | 0 | 0 | 0 | 0 | 0 | 0 | 0 | 0 | 0 | 0 | 0 | 0 | 0 | 0 | 0 | 0 | 0 | 0 | 0 | 0 | 0 | 0 | 0 | 0 | 0 | 0 | 0 | 0 | 0 | 0
F2_Residential_Manufactured Home Low Income_New_Miscellaneous_Natural Gas_Miscellaneous_E9 | F2 | Residential | Manufactured Home Low Income | New | Miscellaneous | Natural Gas | Miscellaneous | E9 | RVT - Cost of Operation | 0 | 0 | 0 | 0 | 0 | 0 | 0 | 0 | 0 | 0 | 0 | 0 | 0 | 0 | 0 | 0 | 0 | 0 | 0 | 0 | 0 | 0 | 0 | 0 | 0 | 0 | 0 | 0 | 0 | 0 | 0 | 0 | 0
F2_Residential_Manufactured Home Low Income_New_Miscellaneous_Natural Gas_Miscellaneous_E10 | F2 | Residential | Manufactured Home Low Income | New | Miscellaneous | Natural Gas | Miscellaneous | E10 | RVT - Cost of Operation | 0 | 0 | 0 | 0 | 0 | 0 | 0 | 0 | 0 | 0 | 0 | 0 | 0 | 0 | 0 | 0 | 0 | 0 | 0 | 0 | 0 | 0 | 0 | 0 | 0 | 0 | 0 | 0 | 0 | 0 | 0 | 0 | 0
F3_Residential_Manufactured Home Low Income_New_Miscellaneous_Natural Gas_Miscellaneous_E1 | F3 | Residential | Manufactured Home Low Income | New | Miscellaneous | Natural Gas | Miscellaneous | E1 | System - kBTUs of Consumption | 16.4611 | 16.4611 | 16.4611 | 16.4611 | 16.4611 | 16.4611 | 16.4611 | 16.4611 | 16.4611 | 16.4611 | 16.4611 | 16.4611 | 16.4611 | 16.4611 | 16.4611 | 16.4611 | 16.4611 | 16.4611 | 16.4611 | 16.4611 | 16.4611 | 16.4611 | 16.4611 | 16.4611 | 16.4611 | 16.4611 | 16.4611 | 16.4611 | 16.4611 | 16.4611 | 16.4611 | 16.4611 | 16.4611
F3_Residential_Manufactured Home Low Income_New_Miscellaneous_Natural Gas_Miscellaneous_E2 | F3 | Residential | Manufactured Home Low Income | New | Miscellaneous | Natural Gas | Miscellaneous | E2 | System - kBTUs of Consumption | 0 | 0 | 0 | 0 | 0 | 0 | 0 | 0 | 0 | 0 | 0 | 0 | 0 | 0 | 0 | 0 | 0 | 0 | 0 | 0 | 0 | 0 | 0 | 0 | 0 | 0 | 0 | 0 | 0 | 0 | 0 | 0 | 0
F3_Residential_Manufactured Home Low Income_New_Miscellaneous_Natural Gas_Miscellaneous_E3 | F3 | Residential | Manufactured Home Low Income | New | Miscellaneous | Natural Gas | Miscellaneous | E3 | System - kBTUs of Consumption | 0 | 0 | 0 | 0 | 0 | 0 | 0 | 0 | 0 | 0 | 0 | 0 | 0 | 0 | 0 | 0 | 0 | 0 | 0 | 0 | 0 | 0 | 0 | 0 | 0 | 0 | 0 | 0 | 0 | 0 | 0 | 0 | 0
F3_Residential_Manufactured Home Low Income_New_Miscellaneous_Natural Gas_Miscellaneous_E4 | F3 | Residential | Manufactured Home Low Income | New | Miscellaneous | Natural Gas | Miscellaneous | E4 | System - kBTUs of Consumption | 0 | 0 | 0 | 0 | 0 | 0 | 0 | 0 | 0 | 0 | 0 | 0 | 0 | 0 | 0 | 0 | 0 | 0 | 0 | 0 | 0 | 0 | 0 | 0 | 0 | 0 | 0 | 0 | 0 | 0 | 0 | 0 | 0
F3_Residential_Manufactured Home Low Income_New_Miscellaneous_Natural Gas_Miscellaneous_E5 | F3 | Residential | Manufactured Home Low Income | New | Miscellaneous | Natural Gas | Miscellaneous | E5 | System - kBTUs of Consumption | 0 | 0 | 0 | 0 | 0 | 0 | 0 | 0 | 0 | 0 | 0 | 0 | 0 | 0 | 0 | 0 | 0 | 0 | 0 | 0 | 0 | 0 | 0 | 0 | 0 | 0 | 0 | 0 | 0 | 0 | 0 | 0 | 0
F3_Residential_Manufactured Home Low Income_New_Miscellaneous_Natural Gas_Miscellaneous_E6 | F3 | Residential | Manufactured Home Low Income | New | Miscellaneous | Natural Gas | Miscellaneous | E6 | System - kBTUs of Consumption | 0 | 0 | 0 | 0 | 0 | 0 | 0 | 0 | 0 | 0 | 0 | 0 | 0 | 0 | 0 | 0 | 0 | 0 | 0 | 0 | 0 | 0 | 0 | 0 | 0 | 0 | 0 | 0 | 0 | 0 | 0 | 0 | 0
F3_Residential_Manufactured Home Low Income_New_Miscellaneous_Natural Gas_Miscellaneous_E7 | F3 | Residential | Manufactured Home Low Income | New | Miscellaneous | Natural Gas | Miscellaneous | E7 | System - kBTUs of Consumption | 0 | 0 | 0 | 0 | 0 | 0 | 0 | 0 | 0 | 0 | 0 | 0 | 0 | 0 | 0 | 0 | 0 | 0 | 0 | 0 | 0 | 0 | 0 | 0 | 0 | 0 | 0 | 0 | 0 | 0 | 0 | 0 | 0
F3_Residential_Manufactured Home Low Income_New_Miscellaneous_Natural Gas_Miscellaneous_E8 | F3 | Residential | Manufactured Home Low Income | New | Miscellaneous | Natural Gas | Miscellaneous | E8 | System - kBTUs of Consumption | 0 | 0 | 0 | 0 | 0 | 0 | 0 | 0 | 0 | 0 | 0 | 0 | 0 | 0 | 0 | 0 | 0 | 0 | 0 | 0 | 0 | 0 | 0 | 0 | 0 | 0 | 0 | 0 | 0 | 0 | 0 | 0 | 0
F3_Residential_Manufactured Home Low Income_New_Miscellaneous_Natural Gas_Miscellaneous_E9 | F3 | Residential | Manufactured Home Low Income | New | Miscellaneous | Natural Gas | Miscellaneous | E9 | System - kBTUs of Consumption | 0 | 0 | 0 | 0 | 0 | 0 | 0 | 0 | 0 | 0 | 0 | 0 | 0 | 0 | 0 | 0 | 0 | 0 | 0 | 0 | 0 | 0 | 0 | 0 | 0 | 0 | 0 | 0 | 0 | 0 | 0 | 0 | 0
F3_Residential_Manufactured Home Low Income_New_Miscellaneous_Natural Gas_Miscellaneous_E10 | F3 | Residential | Manufactured Home Low Income | New | Miscellaneous | Natural Gas | Miscellaneous | E10 | System - kBTUs of Consumption | 0 | 0 | 0 | 0 | 0 | 0 | 0 | 0 | 0 | 0 | 0 | 0 | 0 | 0 | 0 | 0 | 0 | 0 | 0 | 0 | 0 | 0 | 0 | 0 | 0 | 0 | 0 | 0 | 0 | 0 | 0 | 0 | 0
F4_Residential_Manufactured Home Low Income_New_Miscellaneous_Natural Gas_Miscellaneous_E1 | F4 | Residential | Manufactured Home Low Income | New | Miscellaneous | Natural Gas | Miscellaneous | E1 | Utility - Cost of Equipment | 0 | 0 | 0 | 0 | 0 | 0 | 0 | 0 | 0 | 0 | 0 | 0 | 0 | 0 | 0 | 0 | 0 | 0 | 0 | 0 | 0 | 0 | 0 | 0 | 0 | 0 | 0 | 0 | 0 | 0 | 0 | 0 | 0
F4_Residential_Manufactured Home Low Income_New_Miscellaneous_Natural Gas_Miscellaneous_E2 | F4 | Residential | Manufactured Home Low Income | New | Miscellaneous | Natural Gas | Miscellaneous | E2 | Utility - Cost of Equipment | 0 | 0 | 0 | 0 | 0 | 0 | 0 | 0 | 0 | 0 | 0 | 0 | 0 | 0 | 0 | 0 | 0 | 0 | 0 | 0 | 0 | 0 | 0 | 0 | 0 | 0 | 0 | 0 | 0 | 0 | 0 | 0 | 0
F4_Residential_Manufactured Home Low Income_New_Miscellaneous_Natural Gas_Miscellaneous_E3 | F4 | Residential | Manufactured Home Low Income | New | Miscellaneous | Natural Gas | Miscellaneous | E3 | Utility - Cost of Equipment | 0 | 0 | 0 | 0 | 0 | 0 | 0 | 0 | 0 | 0 | 0 | 0 | 0 | 0 | 0 | 0 | 0 | 0 | 0 | 0 | 0 | 0 | 0 | 0 | 0 | 0 | 0 | 0 | 0 | 0 | 0 | 0 | 0
F4_Residential_Manufactured Home Low Income_New_Miscellaneous_Natural Gas_Miscellaneous_E4 | F4 | Residential | Manufactured Home Low Income | New | Miscellaneous | Natural Gas | Miscellaneous | E4 | Utility - Cost of Equipment | 0 | 0 | 0 | 0 | 0 | 0 | 0 | 0 | 0 | 0 | 0 | 0 | 0 | 0 | 0 | 0 | 0 | 0 | 0 | 0 | 0 | 0 | 0 | 0 | 0 | 0 | 0 | 0 | 0 | 0 | 0 | 0 | 0
F4_Residential_Manufactured Home Low Income_New_Miscellaneous_Natural Gas_Miscellaneous_E5 | F4 | Residential | Manufactured Home Low Income | New | Miscellaneous | Natural Gas | Miscellaneous | E5 | Utility - Cost of Equipment | 0 | 0 | 0 | 0 | 0 | 0 | 0 | 0 | 0 | 0 | 0 | 0 | 0 | 0 | 0 | 0 | 0 | 0 | 0 | 0 | 0 | 0 | 0 | 0 | 0 | 0 | 0 | 0 | 0 | 0 | 0 | 0 | 0
F4_Residential_Manufactured Home Low Income_New_Miscellaneous_Natural Gas_Miscellaneous_E6 | F4 | Residential | Manufactured Home Low Income | New | Miscellaneous | Natural Gas | Miscellaneous | E6 | Utility - Cost of Equipment | 0 | 0 | 0 | 0 | 0 | 0 | 0 | 0 | 0 | 0 | 0 | 0 | 0 | 0 | 0 | 0 | 0 | 0 | 0 | 0 | 0 | 0 | 0 | 0 | 0 | 0 | 0 | 0 | 0 | 0 | 0 | 0 | 0
F4_Residential_Manufactured Home Low Income_New_Miscellaneous_Natural Gas_Miscellaneous_E7 | F4 | Residential | Manufactured Home Low Income | New | Miscellaneous | Natural Gas | Miscellaneous | E7 | Utility - Cost of Equipment | 0 | 0 | 0 | 0 | 0 | 0 | 0 | 0 | 0 | 0 | 0 | 0 | 0 | 0 | 0 | 0 | 0 | 0 | 0 | 0 | 0 | 0 | 0 | 0 | 0 | 0 | 0 | 0 | 0 | 0 | 0 | 0 | 0
F4_Residential_Manufactured Home Low Income_New_Miscellaneous_Natural Gas_Miscellaneous_E8 | F4 | Residential | Manufactured Home Low Income | New | Miscellaneous | Natural Gas | Miscellaneous | E8 | Utility - Cost of Equipment | 0 | 0 | 0 | 0 | 0 | 0 | 0 | 0 | 0 | 0 | 0 | 0 | 0 | 0 | 0 | 0 | 0 | 0 | 0 | 0 | 0 | 0 | 0 | 0 | 0 | 0 | 0 | 0 | 0 | 0 | 0 | 0 | 0
F4_Residential_Manufactured Home Low Income_New_Miscellaneous_Natural Gas_Miscellaneous_E9 | F4 | Residential | Manufactured Home Low Income | New | Miscellaneous | Natural Gas | Miscellaneous | E9 | Utility - Cost of Equipment | 0 | 0 | 0 | 0 | 0 | 0 | 0 | 0 | 0 | 0 | 0 | 0 | 0 | 0 | 0 | 0 | 0 | 0 | 0 | 0 | 0 | 0 | 0 | 0 | 0 | 0 | 0 | 0 | 0 | 0 | 0 | 0 | 0
F4_Residential_Manufactured Home Low Income_New_Miscellaneous_Natural Gas_Miscellaneous_E10 | F4 | Residential | Manufactured Home Low Income | New | Miscellaneous | Natural Gas | Miscellaneous | E10 | Utility - Cost of Equipment | 0 | 0 | 0 | 0 | 0 | 0 | 0 | 0 | 0 | 0 | 0 | 0 | 0 | 0 | 0 | 0 | 0 | 0 | 0 | 0 | 0 | 0 | 0 | 0 | 0 | 0 | 0 | 0 | 0 | 0 | 0 | 0 | 0
F5_Residential_Manufactured Home Low Income_New_Miscellaneous_Natural Gas_Miscellaneous_E1 | F5 | Residential | Manufactured Home Low Income | New | Miscellaneous | Natural Gas | Miscellaneous | E1 | Utility - Cost of Operation | 16.4611 | 16.4611 | 16.4611 | 16.4611 | 16.4611 | 16.4611 | 16.4611 | 16.4611 | 16.4611 | 16.4611 | 16.4611 | 16.4611 | 16.4611 | 16.4611 | 16.4611 | 16.4611 | 16.4611 | 16.4611 | 16.4611 | 16.4611 | 16.4611 | 16.4611 | 16.4611 | 16.4611 | 16.4611 | 16.4611 | 16.4611 | 16.4611 | 16.4611 | 16.4611 | 16.4611 | 16.4611 | 16.4611
F5_Residential_Manufactured Home Low Income_New_Miscellaneous_Natural Gas_Miscellaneous_E2 | F5 | Residential | Manufactured Home Low Income | New | Miscellaneous | Natural Gas | Miscellaneous | E2 | Utility - Cost of Operation | 0 | 0 | 0 | 0 | 0 | 0 | 0 | 0 | 0 | 0 | 0 | 0 | 0 | 0 | 0 | 0 | 0 | 0 | 0 | 0 | 0 | 0 | 0 | 0 | 0 | 0 | 0 | 0 | 0 | 0 | 0 | 0 | 0
F5_Residential_Manufactured Home Low Income_New_Miscellaneous_Natural Gas_Miscellaneous_E3 | F5 | Residential | Manufactured Home Low Income | New | Miscellaneous | Natural Gas | Miscellaneous | E3 | Utility - Cost of Operation | 0 | 0 | 0 | 0 | 0 | 0 | 0 | 0 | 0 | 0 | 0 | 0 | 0 | 0 | 0 | 0 | 0 | 0 | 0 | 0 | 0 | 0 | 0 | 0 | 0 | 0 | 0 | 0 | 0 | 0 | 0 | 0 | 0
F5_Residential_Manufactured Home Low Income_New_Miscellaneous_Natural Gas_Miscellaneous_E4 | F5 | Residential | Manufactured Home Low Income | New | Miscellaneous | Natural Gas | Miscellaneous | E4 | Utility - Cost of Operation | 0 | 0 | 0 | 0 | 0 | 0 | 0 | 0 | 0 | 0 | 0 | 0 | 0 | 0 | 0 | 0 | 0 | 0 | 0 | 0 | 0 | 0 | 0 | 0 | 0 | 0 | 0 | 0 | 0 | 0 | 0 | 0 | 0
F5_Residential_Manufactured Home Low Income_New_Miscellaneous_Natural Gas_Miscellaneous_E5 | F5 | Residential | Manufactured Home Low Income | New | Miscellaneous | Natural Gas | Miscellaneous | E5 | Utility - Cost of Operation | 0 | 0 | 0 | 0 | 0 | 0 | 0 | 0 | 0 | 0 | 0 | 0 | 0 | 0 | 0 | 0 | 0 | 0 | 0 | 0 | 0 | 0 | 0 | 0 | 0 | 0 | 0 | 0 | 0 | 0 | 0 | 0 | 0
F5_Residential_Manufactured Home Low Income_New_Miscellaneous_Natural Gas_Miscellaneous_E6 | F5 | Residential | Manufactured Home Low Income | New | Miscellaneous | Natural Gas | Miscellaneous | E6 | Utility - Cost of Operation | 0 | 0 | 0 | 0 | 0 | 0 | 0 | 0 | 0 | 0 | 0 | 0 | 0 | 0 | 0 | 0 | 0 | 0 | 0 | 0 | 0 | 0 | 0 | 0 | 0 | 0 | 0 | 0 | 0 | 0 | 0 | 0 | 0
F5_Residential_Manufactured Home Low Income_New_Miscellaneous_Natural Gas_Miscellaneous_E7 | F5 | Residential | Manufactured Home Low Income | New | Miscellaneous | Natural Gas | Miscellaneous | E7 | Utility - Cost of Operation | 0 | 0 | 0 | 0 | 0 | 0 | 0 | 0 | 0 | 0 | 0 | 0 | 0 | 0 | 0 | 0 | 0 | 0 | 0 | 0 | 0 | 0 | 0 | 0 | 0 | 0 | 0 | 0 | 0 | 0 | 0 | 0 | 0
F5_Residential_Manufactured Home Low Income_New_Miscellaneous_Natural Gas_Miscellaneous_E8 | F5 | Residential | Manufactured Home Low Income | New | Miscellaneous | Natural Gas | Miscellaneous | E8 | Utility - Cost of Operation | 0 | 0 | 0 | 0 | 0 | 0 | 0 | 0 | 0 | 0 | 0 | 0 | 0 | 0 | 0 | 0 | 0 | 0 | 0 | 0 | 0 | 0 | 0 | 0 | 0 | 0 | 0 | 0 | 0 | 0 | 0 | 0 | 0
F5_Residential_Manufactured Home Low Income_New_Miscellaneous_Natural Gas_Miscellaneous_E9 | F5 | Residential | Manufactured Home Low Income | New | Miscellaneous | Natural Gas | Miscellaneous | E9 | Utility - Cost of Operation | 0 | 0 | 0 | 0 | 0 | 0 | 0 | 0 | 0 | 0 | 0 | 0 | 0 | 0 | 0 | 0 | 0 | 0 | 0 | 0 | 0 | 0 | 0 | 0 | 0 | 0 | 0 | 0 | 0 | 0 | 0 | 0 | 0
F5_Residential_Manufactured Home Low Income_New_Miscellaneous_Natural Gas_Miscellaneous_E10 | F5 | Residential | Manufactured Home Low Income | New | Miscellaneous | Natural Gas | Miscellaneous | E10 | Utility - Cost of Operation | 0 | 0 | 0 | 0 | 0 | 0 | 0 | 0 | 0 | 0 | 0 | 0 | 0 | 0 | 0 | 0 | 0 | 0 | 0 | 0 | 0 | 0 | 0 | 0 | 0 | 0 | 0 | 0 | 0 | 0 | 0 | 0 | 0
F6_Residential_Manufactured Home Low Income_New_Miscellaneous_Natural Gas_Miscellaneous_E1 | F6 | Residential | Manufactured Home Low Income | New | Miscellaneous | Natural Gas | Miscellaneous | E1 | Utility - Value of Sales | 4.4238 | 4.4692 | 4.5314 | 4.5823 | 4.5823 | 4.5823 | 4.5823 | 4.5823 | 4.5823 | 4.5823 | 4.5823 | 4.5823 | 4.5823 | 4.5823 | 4.5823 | 4.5823 | 4.5823 | 4.5823 | 4.5823 | 4.5823 | 4.5823 | 4.5823 | 4.5823 | 4.5823 | 4.5823 | 4.5823 | 4.5823 | 4.5823 | 4.5823 | 4.5823 | 4.5823 | 4.5823 | 4.5823
F6_Residential_Manufactured Home Low Income_New_Miscellaneous_Natural Gas_Miscellaneous_E2 | F6 | Residential | Manufactured Home Low Income | New | Miscellaneous | Natural Gas | Miscellaneous | E2 | Utility - Value of Sales | 0 | 0 | 0 | 0 | 0 | 0 | 0 | 0 | 0 | 0 | 0 | 0 | 0 | 0 | 0 | 0 | 0 | 0 | 0 | 0 | 0 | 0 | 0 | 0 | 0 | 0 | 0 | 0 | 0 | 0 | 0 | 0 | 0
F6_Residential_Manufactured Home Low Income_New_Miscellaneous_Natural Gas_Miscellaneous_E3 | F6 | Residential | Manufactured Home Low Income | New | Miscellaneous | Natural Gas | Miscellaneous | E3 | Utility - Value of Sales | 0 | 0 | 0 | 0 | 0 | 0 | 0 | 0 | 0 | 0 | 0 | 0 | 0 | 0 | 0 | 0 | 0 | 0 | 0 | 0 | 0 | 0 | 0 | 0 | 0 | 0 | 0 | 0 | 0 | 0 | 0 | 0 | 0
F6_Residential_Manufactured Home Low Income_New_Miscellaneous_Natural Gas_Miscellaneous_E4 | F6 | Residential | Manufactured Home Low Income | New | Miscellaneous | Natural Gas | Miscellaneous | E4 | Utility - Value of Sales | 0 | 0 | 0 | 0 | 0 | 0 | 0 | 0 | 0 | 0 | 0 | 0 | 0 | 0 | 0 | 0 | 0 | 0 | 0 | 0 | 0 | 0 | 0 | 0 | 0 | 0 | 0 | 0 | 0 | 0 | 0 | 0 | 0
F6_Residential_Manufactured Home Low Income_New_Miscellaneous_Natural Gas_Miscellaneous_E5 | F6 | Residential | Manufactured Home Low Income | New | Miscellaneous | Natural Gas | Miscellaneous | E5 | Utility - Value of Sales | 0 | 0 | 0 | 0 | 0 | 0 | 0 | 0 | 0 | 0 | 0 | 0 | 0 | 0 | 0 | 0 | 0 | 0 | 0 | 0 | 0 | 0 | 0 | 0 | 0 | 0 | 0 | 0 | 0 | 0 | 0 | 0 | 0
F6_Residential_Manufactured Home Low Income_New_Miscellaneous_Natural Gas_Miscellaneous_E6 | F6 | Residential | Manufactured Home Low Income | New | Miscellaneous | Natural Gas | Miscellaneous | E6 | Utility - Value of Sales | 0 | 0 | 0 | 0 | 0 | 0 | 0 | 0 | 0 | 0 | 0 | 0 | 0 | 0 | 0 | 0 | 0 | 0 | 0 | 0 | 0 | 0 | 0 | 0 | 0 | 0 | 0 | 0 | 0 | 0 | 0 | 0 | 0
F6_Residential_Manufactured Home Low Income_New_Miscellaneous_Natural Gas_Miscellaneous_E7 | F6 | Residential | Manufactured Home Low Income | New | Miscellaneous | Natural Gas | Miscellaneous | E7 | Utility - Value of Sales | 0 | 0 | 0 | 0 | 0 | 0 | 0 | 0 | 0 | 0 | 0 | 0 | 0 | 0 | 0 | 0 | 0 | 0 | 0 | 0 | 0 | 0 | 0 | 0 | 0 | 0 | 0 | 0 | 0 | 0 | 0 | 0 | 0
F6_Residential_Manufactured Home Low Income_New_Miscellaneous_Natural Gas_Miscellaneous_E8 | F6 | Residential | Manufactured Home Low Income | New | Miscellaneous | Natural Gas | Miscellaneous | E8 | Utility - Value of Sales | 0 | 0 | 0 | 0 | 0 | 0 | 0 | 0 | 0 | 0 | 0 | 0 | 0 | 0 | 0 | 0 | 0 | 0 | 0 | 0 | 0 | 0 | 0 | 0 | 0 | 0 | 0 | 0 | 0 | 0 | 0 | 0 | 0
F6_Residential_Manufactured Home Low Income_New_Miscellaneous_Natural Gas_Miscellaneous_E9 | F6 | Residential | Manufactured Home Low Income | New | Miscellaneous | Natural Gas | Miscellaneous | E9 | Utility - Value of Sales | 0 | 0 | 0 | 0 | 0 | 0 | 0 | 0 | 0 | 0 | 0 | 0 | 0 | 0 | 0 | 0 | 0 | 0 | 0 | 0 | 0 | 0 | 0 | 0 | 0 | 0 | 0 | 0 | 0 | 0 | 0 | 0 | 0
F6_Residential_Manufactured Home Low Income_New_Miscellaneous_Natural Gas_Miscellaneous_E10 | F6 | Residential | Manufactured Home Low Income | New | Miscellaneous | Natural Gas | Miscellaneous | E10 | Utility - Value of Sales | 0 | 0 | 0 | 0 | 0 | 0 | 0 | 0 | 0 | 0 | 0 | 0 | 0 | 0 | 0 | 0 | 0 | 0 | 0 | 0 | 0 | 0 | 0 | 0 | 0 | 0 | 0 | 0 | 0 | 0 | 0 | 0 | 0

## Technology Economics
Key | Field | Sector | Segment | Vintage | End Use | Fuel | Technology | Equipment | Label | 2019 | 2020 | 2021 | 2022 | 2023 | 2024 | 2025 | 2026 | 2027 | 2028 | 2029 | 2030 | 2031 | 2032 | 2033 | 2034 | 2035 | 2036 | 2037 | 2038 | 2039 | 2040 | 2041 | 2042 | 2043 | 2044 | 2045 | 2046 | 2047 | 2048 | 2049 | 2050 | 2051
F0_Residential_Single Family Regular Income_Existing_Space Heating_Natural Gas_Furnace_E0 | F0 | Residential | Single Family Regular Income | Existing | Space Heating | Natural Gas | Furnace | E0 | Economic Unit | ASHP with AFUE 95% backup | ASHP with AFUE 95% backup | ASHP with AFUE 95% backup | ASHP with AFUE 95% backup | ASHP with AFUE 95% backup | ASHP with AFUE 95% backup | ASHP with AFUE 95% backup | ASHP with AFUE 95% backup | ASHP with AFUE 95% backup | ASHP with AFUE 95% backup | ASHP with AFUE 95% backup | ASHP with AFUE 95% backup | ASHP with AFUE 95% backup | ASHP with AFUE 95% backup | ASHP with AFUE 95% backup | ASHP with AFUE 95% backup | ASHP with AFUE 95% backup | ASHP with AFUE 95% backup | ASHP with AFUE 95% backup | ASHP with AFUE 95% backup | ASHP with AFUE 95% backup | ASHP with AFUE 95% backup | ASHP with AFUE 95% backup | ASHP with AFUE 95% backup | ASHP with AFUE 95% backup | ASHP with AFUE 95% backup | ASHP with AFUE 95% backup | ASHP with AFUE 95% backup | ASHP with AFUE 95% backup | ASHP with AFUE 95% backup | ASHP with AFUE 95% backup | ASHP with AFUE 95% backup | ASHP with AFUE 95% backup
F1_Residential_Single Family Regular Income_Existing_Space Heating_Natural Gas_Furnace_E1 | F1 | Residential | Single Family Regular Income | Existing | Space Heating | Natural Gas | Furnace | E1 | CCE | 0 | 0 | 0 | 0 | 0 | 0 | 0 | 0 | 0 | 0 | 0 | 0 | 0 | 0 | 0 | 0 | 0 | 0 | 0 | 0 | 0 | 0 | 0 | 0 | 0 | 0 | 0 | 0 | 0 | 0 | 0 | 0 | 0
F1_Residential_Single Family Regular Income_Existing_Space Heating_Natural Gas_Furnace_E2 | F1 | Residential | Single Family Regular Income | Existing | Space Heating | Natural Gas | Furnace | E2 | CCE | 0.73957 | 0.76233 | 0.75083 | 0.69199 | 0.69572 | 0 | 0 | 0 | 0 | 0 | 0 | 0 | 0 | 0 | 0 | 0 | 0 | 0 | 0 | 0 | 0 | 0 | 0 | 0 | 0 | 0 | 0 | 0 | 0 | 0 | 0 | 0 | 0
F1_Residential_Single Family Regular Income_Existing_Space Heating_Natural Gas_Furnace_E3 | F1 | Residential | Single Family Regular Income | Existing | Space Heating | Natural Gas | Furnace | E3 | CCE | 0.78598 | 0.81017 | 0.79795 | 0.73542 | 0.73938 | 0 | 0 | 0 | 0 | 0 | 0 | 0 | 0 | 0 | 0 | 0 | 0 | 0 | 0 | 0 | 0 | 0 | 0 | 0 | 0 | 0 | 0 | 0 | 0 | 0 | 0 | 0 | 0
F1_Residential_Single Family Regular Income_Existing_Space Heating_Natural Gas_Furnace_E4 | F1 | Residential | Single Family Regular Income | Existing | Space Heating | Natural Gas | Furnace | E4 | CCE | 6.0357 | 6.2214 | 6.1276 | 5.6474 | 5.6778 | 0 | 0 | 0 | 0 | 0 | 0 | 0 | 0 | 0 | 0 | 0 | 0 | 0 | 0 | 0 | 0 | 0 | 0 | 0 | 0 | 0 | 0 | 0 | 0 | 0 | 0 | 0 | 0
F1_Residential_Single Family Regular Income_Existing_Space Heating_Natural Gas_Furnace_E5 | F1 | Residential | Single Family Regular Income | Existing | Space Heating | Natural Gas | Furnace | E5 | CCE | 1.4493 | 1.4939 | 1.4714 | 1.3561 | 1.3634 | -9.4736 | -9.5252 | -9.5773 | -9.6299 | -9.6831 | -9.7369 | -9.7914 | -9.8464 | -9.902 | -9.9583 | -10.0152 | -10.0728 | -10.1309 | -10.1899 | -10.2495 | -10.3098 | -10.3706 | -10.4325 | -10.4949 | -10.5581 | -10.6219 | -10.6868 | -10.7523 | -10.8186 | -10.8857 | -10.9538 | -11.0227 | -11.0227
F1_Residential_Single Family Regular Income_Existing_Space Heating_Natural Gas_Furnace_E6 | F1 | Residential | Single Family Regular Income | Existing | Space Heating | Natural Gas | Furnace | E6 | CCE | 1.3589 | 1.4007 | 1.3796 | 1.2715 | 1.2783 | -5.4923 | -5.5222 | -5.5524 | -5.5829 | -5.6137 | -5.645 | -5.6765 | -5.7084 | -5.7406 | -5.7733 | -5.8063 | -5.8397 | -5.8734 | -5.9076 | -5.9421 | -5.9771 | -6.0124 | -6.0482 | -6.0844 | -6.121 | -6.158 | -6.1956 | -6.2336 | -6.2721 | -6.311 | -6.3505 | -6.3904 | -6.3904
F1_Residential_Single Family Regular Income_Existing_Space Heating_Natural Gas_Furnace_E7 | F1 | Residential | Single Family Regular Income | Existing | Space Heating | Natural Gas | Furnace | E7 | CCE | 0 | 0 | 0 | 0 | 0 | 0 | 0 | 0 | 0 | 0 | 0 | 0 | 0 | 0 | 0 | 0 | 0 | 0 | 0 | 0 | 0 | 0 | 0 | 0 | 0 | 0 | 0 | 0 | 0 | 0 | 0 | 0 | 0
F1_Residential_Single Family Regular Income_Existing_Space Heating_Natural Gas_Furnace_E8 | F1 | Residential | Single Family Regular Income | Existing | Space Heating | Natural Gas | Furnace | E8 | CCE | 0 | 0 | 0 | 0 | 0 | 0 | 0 | 0 | 0 | 0 | 0 | 0 | 0 | 0 | 0 | 0 | 0 | 0 | 0 | 0 | 0 | 0 | 0 | 0 | 0 | 0 | 0 | 0 | 0 | 0 | 0 | 0 | 0
F1_Residential_Single Family Regular Income_Existing_Space Heating_Natural Gas_Furnace_E9 | F1 | Residential | Single Family Regular Income | Existing | Space Heating | Natural Gas | Furnace | E9 | CCE | 0 | 0 | 0 | 0 | 0 | 0 | 0 | 0 | 0 | 0 | 0 | 0 | 0 | 0 | 0 | 0 | 0 | 0 | 0 | 0 | 0 | 0 | 0 | 0 | 0 | 0 | 0 | 0 | 0 | 0 | 0 | 0 | 0
F1_Residential_Single Family Regular Income_Existing_Space Heating_Natural Gas_Furnace_E10 | F1 | Residential | Single Family Regular Income | Existing | Space Heating | Natural Gas | Furnace | E10 | CCE | 0 | 0 | 0 | 0 | 0 | 0 | 0 | 0 | 0 | 0 | 0 | 0 | 0 | 0 | 0 | 0 | 0 | 0 | 0 | 0 | 0 | 0 | 0 | 0 | 0 | 0 | 0 | 0 | 0 | 0 | 0 | 0 | 0
F2_Residential_Single Family Regular Income_Existing_Space Heating_Natural Gas_Furnace_E1 | F2 | Residential | Single Family Regular Income | Existing | Space Heating | Natural Gas | Furnace | E1 | TRC BC Ratio | 1 | 1 | 1 | 1 | 1 | 0 | 0 | 0 | 0 | 0 | 0 | 0 | 0 | 0 | 0 | 0 | 0 | 0 | 0 | 0 | 0 | 0 | 0 | 0 | 0 | 0 | 0 | 0 | 0 | 0 | 0 | 0 | 0
F2_Residential_Single Family Regular Income_Existing_Space Heating_Natural Gas_Furnace_E2 | F2 | Residential | Single Family Regular Income | Existing | Space Heating | Natural Gas | Furnace | E2 | TRC BC Ratio | 2.749 | 2.7514 | 2.7593 | 2.765 | 2.7559 | 0 | 0 | 0 | 0 | 0 | 0 | 0 | 0 | 0 | 0 | 0 | 0 | 0 | 0 | 0 | 0 | 0 | 0 | 0 | 0 | 0 | 0 | 0 | 0 | 0 | 0 | 0 | 0
F2_Residential_Single Family Regular Income_Existing_Space Heating_Natural Gas_Furnace_E3 | F2 | Residential | Single Family Regular Income | Existing | Space Heating | Natural Gas | Furnace | E3 | TRC BC Ratio | 2.5867 | 2.5889 | 2.5964 | 2.6017 | 2.5931 | 0 | 0 | 0 | 0 | 0 | 0 | 0 | 0 | 0 | 0 | 0 | 0 | 0 | 0 | 0 | 0 | 0 | 0 | 0 | 0 | 0 | 0 | 0 | 0 | 0 | 0 | 0 | 0
F2_Residential_Single Family Regular Income_Existing_Space Heating_Natural Gas_Furnace_E4 | F2 | Residential | Single Family Regular Income | Existing | Space Heating | Natural Gas | Furnace | E4 | TRC BC Ratio | 0.336 | 0.3363 | 0.33689 | 0.33742 | 0.33727 | 1 | 1 | 1 | 1 | 1 | 1 | 1 | 1 | 1 | 1 | 1 | 1 | 1 | 1 | 1 | 1 | 1 | 1 | 1 | 1 | 1 | 1 | 1 | 1 | 1 | 1 | 1 | 1
F2_Residential_Single Family Regular Income_Existing_Space Heating_Natural Gas_Furnace_E5 | F2 | Residential | Single Family Regular Income | Existing | Space Heating | Natural Gas | Furnace | E5 | TRC BC Ratio | 1.4014 | 1.4026 | 1.4064 | 1.4092 | 1.4056 | 1 | 1 | 1 | 1 | 1 | 1 | 1 | 1 | 1 | 1 | 1 | 1 | 1 | 1 | 1 | 1 | 1 | 1 | 1 | 1 | 1 | 1 | 1 | 1 | 1 | 1 | 1 | 1
F2_Residential_Single Family Regular Income_Existing_Space Heating_Natural Gas_Furnace_E6 | F2 | Residential | Single Family Regular Income | Existing | Space Heating | Natural Gas | Furnace | E6 | TRC BC Ratio | 1.495 | 1.4964 | 1.5005 | 1.5035 | 1.4993 | 1 | 1 | 1 | 1 | 1 | 1 | 1 | 1 | 1 | 1 | 1 | 1 | 1 | 1 | 1 | 1 | 1 | 1 | 1 | 1 | 1 | 1 | 1 | 1 | 1 | 1 | 1 | 1
F2_Residential_Single Family Regular Income_Existing_Space Heating_Natural Gas_Furnace_E7 | F2 | Residential | Single Family Regular Income | Existing | Space Heating | Natural Gas | Furnace | E7 | TRC BC Ratio | 0 | 0 | 0 | 0 | 0 | 0 | 0 | 0 | 0 | 0 | 0 | 0 | 0 | 0 | 0 | 0 | 0 | 0 | 0 | 0 | 0 | 0 | 0 | 0 | 0 | 0 | 0 | 0 | 0 | 0 | 0 | 0 | 0
F2_Residential_Single Family Regular Income_Existing_Space Heating_Natural Gas_Furnace_E8 | F2 | Residential | Single Family Regular Income | Existing | Space Heating | Natural Gas | Furnace | E8 | TRC BC Ratio | 0 | 0 | 0 | 0 | 0 | 0 | 0 | 0 | 0 | 0 | 0 | 0 | 0 | 0 | 0 | 0 | 0 | 0 | 0 | 0 | 0 | 0 | 0 | 0 | 0 | 0 | 0 | 0 | 0 | 0 | 0 | 0 | 0
F2_Residential_Single Family Regular Income_Existing_Space Heating_Natural Gas_Furnace_E9 | F2 | Residential | Single Family Regular Income | Existing | Space Heating | Natural Gas | Furnace | E9 | TRC BC Ratio | 0 | 0 | 0 | 0 | 0 | 0 | 0 | 0 | 0 | 0 | 0 | 0 | 0 | 0 | 0 | 0 | 0 | 0 | 0 | 0 | 0 | 0 | 0 | 0 | 0 | 0 | 0 | 0 | 0 | 0 | 0 | 0 | 0
F2_Residential_Single Family Regular Income_Existing_Space Heating_Natural Gas_Furnace_E10 | F2 | Residential | Single Family Regular Income | Existing | Space Heating | Natural Gas | Furnace | E10 | TRC BC Ratio | 0 | 0 | 0 | 0 | 0 | 0 | 0 | 0 | 0 | 0 | 0 | 0 | 0 | 0 | 0 | 0 | 0 | 0 | 0 | 0 | 0 | 0 | 0 | 0 | 0 | 0 | 0 | 0 | 0 | 0 | 0 | 0 | 0
F3_Residential_Single Family Regular Income_Existing_Space Heating_Natural Gas_Furnace_E1 | F3 | Residential | Single Family Regular Income | Existing | Space Heating | Natural Gas | Furnace | E1 | PACT BC Ratio | 1 | 1 | 1 | 1 | 1 | 0 | 0 | 0 | 0 | 0 | 0 | 0 | 0 | 0 | 0 | 0 | 0 | 0 | 0 | 0 | 0 | 0 | 0 | 0 | 0 | 0 | 0 | 0 | 0 | 0 | 0 | 0 | 0
F3_Residential_Single Family Regular Income_Existing_Space Heating_Natural Gas_Furnace_E2 | F3 | Residential | Single Family Regular Income | Existing | Space Heating | Natural Gas | Furnace | E2 | PACT BC Ratio | 2.8 | 2.8024 | 2.8105 | 2.8163 | 2.8069 | 0 | 0 | 0 | 0 | 0 | 0 | 0 | 0 | 0 | 0 | 0 | 0 | 0 | 0 | 0 | 0 | 0 | 0 | 0 | 0 | 0 | 0 | 0 | 0 | 0 | 0 | 0 | 0
F3_Residential_Single Family Regular Income_Existing_Space Heating_Natural Gas_Furnace_E3 | F3 | Residential | Single Family Regular Income | Existing | Space Heating | Natural Gas | Furnace | E3 | PACT BC Ratio | 2.6347 | 2.6369 | 2.6445 | 2.65 | 2.6412 | 0 | 0 | 0 | 0 | 0 | 0 | 0 | 0 | 0 | 0 | 0 | 0 | 0 | 0 | 0 | 0 | 0 | 0 | 0 | 0 | 0 | 0 | 0 | 0 | 0 | 0 | 0 | 0
F3_Residential_Single Family Regular Income_Existing_Space Heating_Natural Gas_Furnace_E4 | F3 | Residential | Single Family Regular Income | Existing | Space Heating | Natural Gas | Furnace | E4 | PACT BC Ratio | 0.34223 | 0.34253 | 0.34314 | 0.34368 | 0.34352 | 1 | 1 | 1 | 1 | 1 | 1 | 1 | 1 | 1 | 1 | 1 | 1 | 1 | 1 | 1 | 1 | 1 | 1 | 1 | 1 | 1 | 1 | 1 | 1 | 1 | 1 | 1 | 1
F3_Residential_Single Family Regular Income_Existing_Space Heating_Natural Gas_Furnace_E5 | F3 | Residential | Single Family Regular Income | Existing | Space Heating | Natural Gas | Furnace | E5 | PACT BC Ratio | 1.4274 | 1.4286 | 1.4325 | 1.4353 | 1.4317 | 1 | 1 | 1 | 1 | 1 | 1 | 1 | 1 | 1 | 1 | 1 | 1 | 1 | 1 | 1 | 1 | 1 | 1 | 1 | 1 | 1 | 1 | 1 | 1 | 1 | 1 | 1 | 1
F3_Residential_Single Family Regular Income_Existing_Space Heating_Natural Gas_Furnace_E6 | F3 | Residential | Single Family Regular Income | Existing | Space Heating | Natural Gas | Furnace | E6 | PACT BC Ratio | 1.5228 | 1.5241 | 1.5283 | 1.5314 | 1.5271 | 1 | 1 | 1 | 1 | 1 | 1 | 1 | 1 | 1 | 1 | 1 | 1 | 1 | 1 | 1 | 1 | 1 | 1 | 1 | 1 | 1 | 1 | 1 | 1 | 1 | 1 | 1 | 1
F3_Residential_Single Family Regular Income_Existing_Space Heating_Natural Gas_Furnace_E7 | F3 | Residential | Single Family Regular Income | Existing | Space Heating | Natural Gas | Furnace | E7 | PACT BC Ratio | 0 | 0 | 0 | 0 | 0 | 0 | 0 | 0 | 0 | 0 | 0 | 0 | 0 | 0 | 0 | 0 | 0 | 0 | 0 | 0 | 0 | 0 | 0 | 0 | 0 | 0 | 0 | 0 | 0 | 0 | 0 | 0 | 0
F3_Residential_Single Family Regular Income_Existing_Space Heating_Natural Gas_Furnace_E8 | F3 | Residential | Single Family Regular Income | Existing | Space Heating | Natural Gas | Furnace | E8 | PACT BC Ratio | 0 | 0 | 0 | 0 | 0 | 0 | 0 | 0 | 0 | 0 | 0 | 0 | 0 | 0 | 0 | 0 | 0 | 0 | 0 | 0 | 0 | 0 | 0 | 0 | 0 | 0 | 0 | 0 | 0 | 0 | 0 | 0 | 0
F3_Residential_Single Family Regular Income_Existing_Space Heating_Natural Gas_Furnace_E9 | F3 | Residential | Single Family Regular Income | Existing | Space Heating | Natural Gas | Furnace | E9 | PACT BC Ratio | 0 | 0 | 0 | 0 | 0 | 0 | 0 | 0 | 0 | 0 | 0 | 0 | 0 | 0 | 0 | 0 | 0 | 0 | 0 | 0 | 0 | 0 | 0 | 0 | 0 | 0 | 0 | 0 | 0 | 0 | 0 | 0 | 0
F3_Residential_Single Family Regular Income_Existing_Space Heating_Natural Gas_Furnace_E10 | F3 | Residential | Single Family Regular Income | Existing | Space Heating | Natural Gas | Furnace | E10 | PACT BC Ratio | 0 | 0 | 0 | 0 | 0 | 0 | 0 | 0 | 0 | 0 | 0 | 0 | 0 | 0 | 0 | 0 | 0 | 0 | 0 | 0 | 0 | 0 | 0 | 0 | 0 | 0 | 0 | 0 | 0 | 0 | 0 | 0 | 0
F4_Residential_Single Family Regular Income_Existing_Space Heating_Natural Gas_Furnace_E1 | F4 | Residential | Single Family Regular Income | Existing | Space Heating | Natural Gas | Furnace | E1 | RVT BC Ratio | 1 | 1 | 1 | 1 | 1 | 0 | 0 | 0 | 0 | 0 | 0 | 0 | 0 | 0 | 0 | 0 | 0 | 0 | 0 | 0 | 0 | 0 | 0 | 0 | 0 | 0 | 0 | 0 | 0 | 0 | 0 | 0 | 0
F4_Residential_Single Family Regular Income_Existing_Space Heating_Natural Gas_Furnace_E2 | F4 | Residential | Single Family Regular Income | Existing | Space Heating | Natural Gas | Furnace | E2 | RVT BC Ratio | 4.2717 | 4.2745 | 4.284 | 4.2908 | 4.2798 | 0 | 0 | 0 | 0 | 0 | 0 | 0 | 0 | 0 | 0 | 0 | 0 | 0 | 0 | 0 | 0 | 0 | 0 | 0 | 0 | 0 | 0 | 0 | 0 | 0 | 0 | 0 | 0
F4_Residential_Single Family Regular Income_Existing_Space Heating_Natural Gas_Furnace_E3 | F4 | Residential | Single Family Regular Income | Existing | Space Heating | Natural Gas | Furnace | E3 | RVT BC Ratio | 4.0772 | 4.0798 | 4.0888 | 4.0952 | 4.0849 | 0 | 0 | 0 | 0 | 0 | 0 | 0 | 0 | 0 | 0 | 0 | 0 | 0 | 0 | 0 | 0 | 0 | 0 | 0 | 0 | 0 | 0 | 0 | 0 | 0 | 0 | 0 | 0
F4_Residential_Single Family Regular Income_Existing_Space Heating_Natural Gas_Furnace_E4 | F4 | Residential | Single Family Regular Income | Existing | Space Heating | Natural Gas | Furnace | E4 | RVT BC Ratio | 1.3807 | 1.3811 | 1.3818 | 1.3824 | 1.3822 | 1 | 1 | 1 | 1 | 1 | 1 | 1 | 1 | 1 | 1 | 1 | 1 | 1 | 1 | 1 | 1 | 1 | 1 | 1 | 1 | 1 | 1 | 1 | 1 | 1 | 1 | 1 | 1
F4_Residential_Single Family Regular Income_Existing_Space Heating_Natural Gas_Furnace_E5 | F4 | Residential | Single Family Regular Income | Existing | Space Heating | Natural Gas | Furnace | E5 | RVT BC Ratio | 2.6571 | 2.6586 | 2.6631 | 2.6665 | 2.6622 | 1 | 1 | 1 | 1 | 1 | 1 | 1 | 1 | 1 | 1 | 1 | 1 | 1 | 1 | 1 | 1 | 1 | 1 | 1 | 1 | 1 | 1 | 1 | 1 | 1 | 1 | 1 | 1
F4_Residential_Single Family Regular Income_Existing_Space Heating_Natural Gas_Furnace_E6 | F4 | Residential | Single Family Regular Income | Existing | Space Heating | Natural Gas | Furnace | E6 | RVT BC Ratio | 2.7693 | 2.7709 | 2.7758 | 2.7794 | 2.7745 | 1 | 1 | 1 | 1 | 1 | 1 | 1 | 1 | 1 | 1 | 1 | 1 | 1 | 1 | 1 | 1 | 1 | 1 | 1 | 1 | 1 | 1 | 1 | 1 | 1 | 1 | 1 | 1
F4_Residential_Single Family Regular Income_Existing_Space Heating_Natural Gas_Furnace_E7 | F4 | Residential | Single Family Regular Income | Existing | Space Heating | Natural Gas | Furnace | E7 | RVT BC Ratio | 0 | 0 | 0 | 0 | 0 | 0 | 0 | 0 | 0 | 0 | 0 | 0 | 0 | 0 | 0 | 0 | 0 | 0 | 0 | 0 | 0 | 0 | 0 | 0 | 0 | 0 | 0 | 0 | 0 | 0 | 0 | 0 | 0
F4_Residential_Single Family Regular Income_Existing_Space Heating_Natural Gas_Furnace_E8 | F4 | Residential | Single Family Regular Income | Existing | Space Heating | Natural Gas | Furnace | E8 | RVT BC Ratio | 0 | 0 | 0 | 0 | 0 | 0 | 0 | 0 | 0 | 0 | 0 | 0 | 0 | 0 | 0 | 0 | 0 | 0 | 0 | 0 | 0 | 0 | 0 | 0 | 0 | 0 | 0 | 0 | 0 | 0 | 0 | 0 | 0
F4_Residential_Single Family Regular Income_Existing_Space Heating_Natural Gas_Furnace_E9 | F4 | Residential | Single Family Regular Income | Existing | Space Heating | Natural Gas | Furnace | E9 | RVT BC Ratio | 0 | 0 | 0 | 0 | 0 | 0 | 0 | 0 | 0 | 0 | 0 | 0 | 0 | 0 | 0 | 0 | 0 | 0 | 0 | 0 | 0 | 0 | 0 | 0 | 0 | 0 | 0 | 0 | 0 | 0 | 0 | 0 | 0
F4_Residential_Single Family Regular Income_Existing_Space Heating_Natural Gas_Furnace_E10 | F4 | Residential | Single Family Regular Income | Existing | Space Heating | Natural Gas | Furnace | E10 | RVT BC Ratio | 0 | 0 | 0 | 0 | 0 | 0 | 0 | 0 | 0 | 0 | 0 | 0 | 0 | 0 | 0 | 0 | 0 | 0 | 0 | 0 | 0 | 0 | 0 | 0 | 0 | 0 | 0 | 0 | 0 | 0 | 0 | 0 | 0
F5_Residential_Single Family Regular Income_Existing_Space Heating_Natural Gas_Furnace_E1 | F5 | Residential | Single Family Regular Income | Existing | Space Heating | Natural Gas | Furnace | E1 | RIM BC Ratio | 1 | 1 | 1 | 1 | 1 | 0 | 0 | 0 | 0 | 0 | 0 | 0 | 0 | 0 | 0 | 0 | 0 | 0 | 0 | 0 | 0 | 0 | 0 | 0 | 0 | 0 | 0 | 0 | 0 | 0 | 0 | 0 | 0
F5_Residential_Single Family Regular Income_Existing_Space Heating_Natural Gas_Furnace_E2 | F5 | Residential | Single Family Regular Income | Existing | Space Heating | Natural Gas | Furnace | E2 | RIM BC Ratio | 0.73772 | 0.73788 | 0.73844 | 0.73884 | 0.7382 | 0 | 0 | 0 | 0 | 0 | 0 | 0 | 0 | 0 | 0 | 0 | 0 | 0 | 0 | 0 | 0 | 0 | 0 | 0 | 0 | 0 | 0 | 0 | 0 | 0 | 0 | 0 | 0
F5_Residential_Single Family Regular Income_Existing_Space Heating_Natural Gas_Furnace_E3 | F5 | Residential | Single Family Regular Income | Existing | Space Heating | Natural Gas | Furnace | E3 | RIM BC Ratio | 0.72572 | 0.72589 | 0.72647 | 0.72688 | 0.72621 | 0 | 0 | 0 | 0 | 0 | 0 | 0 | 0 | 0 | 0 | 0 | 0 | 0 | 0 | 0 | 0 | 0 | 0 | 0 | 0 | 0 | 0 | 0 | 0 | 0 | 0 | 0 | 0
F5_Residential_Single Family Regular Income_Existing_Space Heating_Natural Gas_Furnace_E4 | F5 | Residential | Single Family Regular Income | Existing | Space Heating | Natural Gas | Furnace | E4 | RIM BC Ratio | 0.25507 | 0.25524 | 0.25558 | 0.25588 | 0.25579 | 1 | 1 | 1 | 1 | 1 | 1 | 1 | 1 | 1 | 1 | 1 | 1 | 1 | 1 | 1 | 1 | 1 | 1 | 1 | 1 | 1 | 1 | 1 | 1 | 1 | 1 | 1 | 1
F5_Residential_Single Family Regular Income_Existing_Space Heating_Natural Gas_Furnace_E5 | F5 | Residential | Single Family Regular Income | Existing | Space Heating | Natural Gas | Furnace | E5 | RIM BC Ratio | 0.58859 | 0.58881 | 0.58945 | 0.58994 | 0.58932 | 1 | 1 | 1 | 1 | 1 | 1 | 1 | 1 | 1 | 1 | 1 | 1 | 1 | 1 | 1 | 1 | 1 | 1 | 1 | 1 | 1 | 1 | 1 | 1 | 1 | 1 | 1 | 1
F5_Residential_Single Family Regular Income_Existing_Space Heating_Natural Gas_Furnace_E6 | F5 | Residential | Single Family Regular Income | Existing | Space Heating | Natural Gas | Furnace | E6 | RIM BC Ratio | 0.6042 | 0.60441 | 0.60506 | 0.60554 | 0.60488 | 1 | 1 | 1 | 1 | 1 | 1 | 1 | 1 | 1 | 1 | 1 | 1 | 1 | 1 | 1 | 1 | 1 | 1 | 1 | 1 | 1 | 1 | 1 | 1 | 1 | 1 | 1 | 1
F5_Residential_Single Family Regular Income_Existing_Space Heating_Natural Gas_Furnace_E7 | F5 | Residential | Single Family Regular Income | Existing | Space Heating | Natural Gas | Furnace | E7 | RIM BC Ratio | 0 | 0 | 0 | 0 | 0 | 0 | 0 | 0 | 0 | 0 | 0 | 0 | 0 | 0 | 0 | 0 | 0 | 0 | 0 | 0 | 0 | 0 | 0 | 0 | 0 | 0 | 0 | 0 | 0 | 0 | 0 | 0 | 0
F5_Residential_Single Family Regular Income_Existing_Space Heating_Natural Gas_Furnace_E8 | F5 | Residential | Single Family Regular Income | Existing | Space Heating | Natural Gas | Furnace | E8 | RIM BC Ratio | 0 | 0 | 0 | 0 | 0 | 0 | 0 | 0 | 0 | 0 | 0 | 0 | 0 | 0 | 0 | 0 | 0 | 0 | 0 | 0 | 0 | 0 | 0 | 0 | 0 | 0 | 0 | 0 | 0 | 0 | 0 | 0 | 0
F5_Residential_Single Family Regular Income_Existing_Space Heating_Natural Gas_Furnace_E9 | F5 | Residential | Single Family Regular Income | Existing | Space Heating | Natural Gas | Furnace | E9 | RIM BC Ratio | 0 | 0 | 0 | 0 | 0 | 0 | 0 | 0 | 0 | 0 | 0 | 0 | 0 | 0 | 0 | 0 | 0 | 0 | 0 | 0 | 0 | 0 | 0 | 0 | 0 | 0 | 0 | 0 | 0 | 0 | 0 | 0 | 0
F5_Residential_Single Family Regular Income_Existing_Space Heating_Natural Gas_Furnace_E10 | F5 | Residential | Single Family Regular Income | Existing | Space Heating | Natural Gas | Furnace | E10 | RIM BC Ratio | 0 | 0 | 0 | 0 | 0 | 0 | 0 | 0 | 0 | 0 | 0 | 0 | 0 | 0 | 0 | 0 | 0 | 0 | 0 | 0 | 0 | 0 | 0 | 0 | 0 | 0 | 0 | 0 | 0 | 0 | 0 | 0 | 0
F0_Residential_Single Family Regular Income_Existing_Space Heating_Natural Gas_Boiler_E0 | F0 | Residential | Single Family Regular Income | Existing | Space Heating | Natural Gas | Boiler | E0 | Economic Unit | AFUE 95% | AFUE 95% | ASHP with AFUE 95% backup | ASHP with AFUE 95% backup | ASHP with AFUE 95% backup | ASHP with AFUE 95% backup | ASHP with AFUE 95% backup | ASHP with AFUE 95% backup | ASHP with AFUE 95% backup | ASHP with AFUE 95% backup | ASHP with AFUE 95% backup | ASHP with AFUE 95% backup | ASHP with AFUE 95% backup | ASHP with AFUE 95% backup | ASHP with AFUE 95% backup | ASHP with AFUE 95% backup | ASHP with AFUE 95% backup | ASHP with AFUE 95% backup | ASHP with AFUE 95% backup | ASHP with AFUE 95% backup | ASHP with AFUE 95% backup | ASHP with AFUE 95% backup | ASHP with AFUE 95% backup | ASHP with AFUE 95% backup | ASHP with AFUE 95% backup | ASHP with AFUE 95% backup | ASHP with AFUE 95% backup | ASHP with AFUE 95% backup | ASHP with AFUE 95% backup | ASHP with AFUE 95% backup | ASHP with AFUE 95% backup | ASHP with AFUE 95% backup | ASHP with AFUE 95% backup
F1_Residential_Single Family Regular Income_Existing_Space Heating_Natural Gas_Boiler_E1 | F1 | Residential | Single Family Regular Income | Existing | Space Heating | Natural Gas | Boiler | E1 | CCE | 0 | 0 | 0 | 0 | 0 | 0 | 0 | 0 | 0 | 0 | 0 | 0 | 0 | 0 | 0 | 0 | 0 | 0 | 0 | 0 | 0 | 0 | 0 | 0 | 0 | 0 | 0 | 0 | 0 | 0 | 0 | 0 | 0
F1_Residential_Single Family Regular Income_Existing_Space Heating_Natural Gas_Boiler_E2 | F1 | Residential | Single Family Regular Income | Existing | Space Heating | Natural Gas | Boiler | E2 | CCE | 4.2206 | 4.3504 | 0 | 0 | 0 | 0 | 0 | 0 | 0 | 0 | 0 | 0 | 0 | 0 | 0 | 0 | 0 | 0 | 0 | 0 | 0 | 0 | 0 | 0 | 0 | 0 | 0 | 0 | 0 | 0 | 0 | 0 | 0
F1_Residential_Single Family Regular Income_Existing_Space Heating_Natural Gas_Boiler_E3 | F1 | Residential | Single Family Regular Income | Existing | Space Heating | Natural Gas | Boiler | E3 | CCE | 4.5669 | 4.7074 | 5.2392 | 4.8287 | 4.8547 | 0 | 0 | 0 | 0 | 0 | 0 | 0 | 0 | 0 | 0 | 0 | 0 | 0 | 0 | 0 | 0 | 0 | 0 | 0 | 0 | 0 | 0 | 0 | 0 | 0 | 0 | 0 | 0
F1_Residential_Single Family Regular Income_Existing_Space Heating_Natural Gas_Boiler_E4 | F1 | Residential | Single Family Regular Income | Existing | Space Heating | Natural Gas | Boiler | E4 | CCE | 1.9547 | 2.0148 | 1.2856 | 1.1848 | 1.1912 | 0 | 0 | 0 | 0 | 0 | 0 | 0 | 0 | 0 | 0 | 0 | 0 | 0 | 0 | 0 | 0 | 0 | 0 | 0 | 0 | 0 | 0 | 0 | 0 | 0 | 0 | 0 | 0
F1_Residential_Single Family Regular Income_Existing_Space Heating_Natural Gas_Boiler_E5 | F1 | Residential | Single Family Regular Income | Existing | Space Heating | Natural Gas | Boiler | E5 | CCE | 1.6498 | 1.7006 | 1.2459 | 1.1483 | 1.1545 | 0 | 0 | 0 | 0 | 0 | 0 | 0 | 0 | 0 | 0 | 0 | 0 | 0 | 0 | 0 | 0 | 0 | 0 | 0 | 0 | 0 | 0 | 0 | 0 | 0 | 0 | 0 | 0
F1_Residential_Single Family Regular Income_Existing_Space Heating_Natural Gas_Boiler_E6 | F1 | Residential | Single Family Regular Income | Existing | Space Heating | Natural Gas | Boiler | E6 | CCE | 8.0436 | 8.2911 | 8.446 | 7.7842 | 7.8261 | 0 | 0 | 0 | 0 | 0 | 0 | 0 | 0 | 0 | 0 | 0 | 0 | 0 | 0 | 0 | 0 | 0 | 0 | 0 | 0 | 0 | 0 | 0 | 0 | 0 | 0 | 0 | 0
F1_Residential_Single Family Regular Income_Existing_Space Heating_Natural Gas_Boiler_E7 | F1 | Residential | Single Family Regular Income | Existing | Space Heating | Natural Gas | Boiler | E7 | CCE | 2.2799 | 2.3501 | 2.2157 | 2.0421 | 2.0531 | -11.2092 | -11.2703 | -11.3319 | -11.3941 | -11.4571 | -11.5208 | -11.5852 | -11.6503 | -11.716 | -11.7827 | -11.85 | -11.9181 | -11.987 | -12.0567 | -12.1273 | -12.1986 | -12.2706 | -12.3437 | -12.4176 | -12.4924 | -12.5679 | -12.6446 | -12.7221 | -12.8006 | -12.88 | -12.9606 | -13.0421 | -13.0421
F1_Residential_Single Family Regular Income_Existing_Space Heating_Natural Gas_Boiler_E8 | F1 | Residential | Single Family Regular Income | Existing | Space Heating | Natural Gas | Boiler | E8 | CCE | 2.0843 | 2.1484 | 2.0247 | 1.8661 | 1.8761 | -6.4985 | -6.5339 | -6.5696 | -6.6057 | -6.6422 | -6.6792 | -6.7165 | -6.7542 | -6.7924 | -6.831 | -6.87 | -6.9095 | -6.9494 | -6.9899 | -7.0308 | -7.0721 | -7.1138 | -7.1563 | -7.1991 | -7.2424 | -7.2862 | -7.3307 | -7.3756 | -7.4211 | -7.4672 | -7.5139 | -7.5611 | -7.5611
F1_Residential_Single Family Regular Income_Existing_Space Heating_Natural Gas_Boiler_E9 | F1 | Residential | Single Family Regular Income | Existing | Space Heating | Natural Gas | Boiler | E9 | CCE | 0 | 0 | 0 | 0 | 0 | 0 | 0 | 0 | 0 | 0 | 0 | 0 | 0 | 0 | 0 | 0 | 0 | 0 | 0 | 0 | 0 | 0 | 0 | 0 | 0 | 0 | 0 | 0 | 0 | 0 | 0 | 0 | 0
F1_Residential_Single Family Regular Income_Existing_Space Heating_Natural Gas_Boiler_E10 | F1 | Residential | Single Family Regular Income | Existing | Space Heating | Natural Gas | Boiler | E10 | CCE | 0 | 0 | 0 | 0 | 0 | 0 | 0 | 0 | 0 | 0 | 0 | 0 | 0 | 0 | 0 | 0 | 0 | 0 | 0 | 0 | 0 | 0 | 0 | 0 | 0 | 0 | 0 | 0 | 0 | 0 | 0 | 0 | 0
F2_Residential_Single Family Regular Income_Existing_Space Heating_Natural Gas_Boiler_E1 | F2 | Residential | Single Family Regular Income | Existing | Space Heating | Natural Gas | Boiler | E1 | TRC BC Ratio | 1 | 1 | 0 | 0 | 0 | 0 | 0 | 0 | 0 | 0 | 0 | 0 | 0 | 0 | 0 | 0 | 0 | 0 | 0 | 0 | 0 | 0 | 0 | 0 | 0 | 0 | 0 | 0 | 0 | 0 | 0 | 0 | 0
F2_Residential_Single Family Regular Income_Existing_Space Heating_Natural Gas_Boiler_E2 | F2 | Residential | Single Family Regular Income | Existing | Space Heating | Natural Gas | Boiler | E2 | TRC BC Ratio | 0.4832 | 0.48365 | 1 | 1 | 1 | 0 | 0 | 0 | 0 | 0 | 0 | 0 | 0 | 0 | 0 | 0 | 0 | 0 | 0 | 0 | 0 | 0 | 0 | 0 | 0 | 0 | 0 | 0 | 0 | 0 | 0 | 0 | 0
F2_Residential_Single Family Regular Income_Existing_Space Heating_Natural Gas_Boiler_E3 | F2 | Residential | Single Family Regular Income | Existing | Space Heating | Natural Gas | Boiler | E3 | TRC BC Ratio | 0.44656 | 0.44697 | 0.39666 | 0.39738 | 0.39608 | 0 | 0 | 0 | 0 | 0 | 0 | 0 | 0 | 0 | 0 | 0 | 0 | 0 | 0 | 0 | 0 | 0 | 0 | 0 | 0 | 0 | 0 | 0 | 0 | 0 | 0 | 0 | 0
F2_Residential_Single Family Regular Income_Existing_Space Heating_Natural Gas_Boiler_E4 | F2 | Residential | Single Family Regular Income | Existing | Space Heating | Natural Gas | Boiler | E4 | TRC BC Ratio | 1.0433 | 1.0443 | 1.6165 | 1.6195 | 1.6142 | 0 | 0 | 0 | 0 | 0 | 0 | 0 | 0 | 0 | 0 | 0 | 0 | 0 | 0 | 0 | 0 | 0 | 0 | 0 | 0 | 0 | 0 | 0 | 0 | 0 | 0 | 0 | 0
F2_Residential_Single Family Regular Income_Existing_Space Heating_Natural Gas_Boiler_E5 | F2 | Residential | Single Family Regular Income | Existing | Space Heating | Natural Gas | Boiler | E5 | TRC BC Ratio | 1.2361 | 1.2373 | 1.6679 | 1.671 | 1.6655 | 0 | 0 | 0 | 0 | 0 | 0 | 0 | 0 | 0 | 0 | 0 | 0 | 0 | 0 | 0 | 0 | 0 | 0 | 0 | 0 | 0 | 0 | 0 | 0 | 0 | 0 | 0 | 0
F2_Residential_Single Family Regular Income_Existing_Space Heating_Natural Gas_Boiler_E6 | F2 | Residential | Single Family Regular Income | Existing | Space Heating | Natural Gas | Boiler | E6 | TRC BC Ratio | 0.25449 | 0.25478 | 0.24674 | 0.24693 | 0.24692 | 1 | 1 | 1 | 1 | 1 | 1 | 1 | 1 | 1 | 1 | 1 | 1 | 1 | 1 | 1 | 1 | 1 | 1 | 1 | 1 | 1 | 1 | 1 | 1 | 1 | 1 | 1 | 1
F2_Residential_Single Family Regular Income_Existing_Space Heating_Natural Gas_Boiler_E7 | F2 | Residential | Single Family Regular Income | Existing | Space Heating | Natural Gas | Boiler | E7 | TRC BC Ratio | 0.89677 | 0.89774 | 0.94023 | 0.94161 | 0.93937 | 1 | 1 | 1 | 1 | 1 | 1 | 1 | 1 | 1 | 1 | 1 | 1 | 1 | 1 | 1 | 1 | 1 | 1 | 1 | 1 | 1 | 1 | 1 | 1 | 1 | 1 | 1 | 1
F2_Residential_Single Family Regular Income_Existing_Space Heating_Natural Gas_Boiler_E8 | F2 | Residential | Single Family Regular Income | Existing | Space Heating | Natural Gas | Boiler | E8 | TRC BC Ratio | 0.98022 | 0.98124 | 1.0282 | 1.0298 | 1.0271 | 1 | 1 | 1 | 1 | 1 | 1 | 1 | 1 | 1 | 1 | 1 | 1 | 1 | 1 | 1 | 1 | 1 | 1 | 1 | 1 | 1 | 1 | 1 | 1 | 1 | 1 | 1 | 1
F2_Residential_Single Family Regular Income_Existing_Space Heating_Natural Gas_Boiler_E9 | F2 | Residential | Single Family Regular Income | Existing | Space Heating | Natural Gas | Boiler | E9 | TRC BC Ratio | 0 | 0 | 0 | 0 | 0 | 0 | 0 | 0 | 0 | 0 | 0 | 0 | 0 | 0 | 0 | 0 | 0 | 0 | 0 | 0 | 0 | 0 | 0 | 0 | 0 | 0 | 0 | 0 | 0 | 0 | 0 | 0 | 0
F2_Residential_Single Family Regular Income_Existing_Space Heating_Natural Gas_Boiler_E10 | F2 | Residential | Single Family Regular Income | Existing | Space Heating | Natural Gas | Boiler | E10 | TRC BC Ratio | 0 | 0 | 0 | 0 | 0 | 0 | 0 | 0 | 0 | 0 | 0 | 0 | 0 | 0 | 0 | 0 | 0 | 0 | 0 | 0 | 0 | 0 | 0 | 0 | 0 | 0 | 0 | 0 | 0 | 0 | 0 | 0 | 0
F3_Residential_Single Family Regular Income_Existing_Space Heating_Natural Gas_Boiler_E1 | F3 | Residential | Single Family Regular Income | Existing | Space Heating | Natural Gas | Boiler | E1 | PACT BC Ratio | 1 | 1 | 0 | 0 | 0 | 0 | 0 | 0 | 0 | 0 | 0 | 0 | 0 | 0 | 0 | 0 | 0 | 0 | 0 | 0 | 0 | 0 | 0 | 0 | 0 | 0 | 0 | 0 | 0 | 0 | 0 | 0 | 0
F3_Residential_Single Family Regular Income_Existing_Space Heating_Natural Gas_Boiler_E2 | F3 | Residential | Single Family Regular Income | Existing | Space Heating | Natural Gas | Boiler | E2 | PACT BC Ratio | 0.4832 | 0.48365 | 1 | 1 | 1 | 0 | 0 | 0 | 0 | 0 | 0 | 0 | 0 | 0 | 0 | 0 | 0 | 0 | 0 | 0 | 0 | 0 | 0 | 0 | 0 | 0 | 0 | 0 | 0 | 0 | 0 | 0 | 0
F3_Residential_Single Family Regular Income_Existing_Space Heating_Natural Gas_Boiler_E3 | F3 | Residential | Single Family Regular Income | Existing | Space Heating | Natural Gas | Boiler | E3 | PACT BC Ratio | 0.44656 | 0.44697 | 0.39666 | 0.39738 | 0.39608 | 0 | 0 | 0 | 0 | 0 | 0 | 0 | 0 | 0 | 0 | 0 | 0 | 0 | 0 | 0 | 0 | 0 | 0 | 0 | 0 | 0 | 0 | 0 | 0 | 0 | 0 | 0 | 0
F3_Residential_Single Family Regular Income_Existing_Space Heating_Natural Gas_Boiler_E4 | F3 | Residential | Single Family Regular Income | Existing | Space Heating | Natural Gas | Boiler | E4 | PACT BC Ratio | 1.0433 | 1.0443 | 1.6165 | 1.6195 | 1.6142 | 0 | 0 | 0 | 0 | 0 | 0 | 0 | 0 | 0 | 0 | 0 | 0 | 0 | 0 | 0 | 0 | 0 | 0 | 0 | 0 | 0 | 0 | 0 | 0 | 0 | 0 | 0 | 0
F3_Residential_Single Family Regular Income_Existing_Space Heating_Natural Gas_Boiler_E5 | F3 | Residential | Single Family Regular Income | Existing | Space Heating | Natural Gas | Boiler | E5 | PACT BC Ratio | 1.2361 | 1.2373 | 1.6679 | 1.671 | 1.6655 | 0 | 0 | 0 | 0 | 0 | 0 | 0 | 0 | 0 | 0 | 0 | 0 | 0 | 0 | 0 | 0 | 0 | 0 | 0 | 0 | 0 | 0 | 0 | 0 | 0 | 0 | 0 | 0
F3_Residential_Single Family Regular Income_Existing_Space Heating_Natural Gas_Boiler_E6 | F3 | Residential | Single Family Regular Income | Existing | Space Heating | Natural Gas | Boiler | E6 | PACT BC Ratio | 0.25449 | 0.25478 | 0.24674 | 0.24693 | 0.24692 | 1 | 1 | 1 | 1 | 1 | 1 | 1 | 1 | 1 | 1 | 1 | 1 | 1 | 1 | 1 | 1 | 1 | 1 | 1 | 1 | 1 | 1 | 1 | 1 | 1 | 1 | 1 | 1
F3_Residential_Single Family Regular Income_Existing_Space Heating_Natural Gas_Boiler_E7 | F3 | Residential | Single Family Regular Income | Existing | Space Heating | Natural Gas | Boiler | E7 | PACT BC Ratio | 0.89677 | 0.89774 | 0.94023 | 0.94161 | 0.93937 | 1 | 1 | 1 | 1 | 1 | 1 | 1 | 1 | 1 | 1 | 1 | 1 | 1 | 1 | 1 | 1 | 1 | 1 | 1 | 1 | 1 | 1 | 1 | 1 | 1 | 1 | 1 | 1
F3_Residential_Single Family Regular Income_Existing_Space Heating_Natural Gas_Boiler_E8 | F3 | Residential | Single Family Regular Income | Existing | Space Heating | Natural Gas | Boiler | E8 | PACT BC Ratio | 0.98022 | 0.98124 | 1.0282 | 1.0298 | 1.0271 | 1 | 1 | 1 | 1 | 1 | 1 | 1 | 1 | 1 | 1 | 1 | 1 | 1 | 1 | 1 | 1 | 1 | 1 | 1 | 1 | 1 | 1 | 1 | 1 | 1 | 1 | 1 | 1
F3_Residential_Single Family Regular Income_Existing_Space Heating_Natural Gas_Boiler_E9 | F3 | Residential | Single Family Regular Income | Existing | Space Heating | Natural Gas | Boiler | E9 | PACT BC Ratio | 0 | 0 | 0 | 0 | 0 | 0 | 0 | 0 | 0 | 0 | 0 | 0 | 0 | 0 | 0 | 0 | 0 | 0 | 0 | 0 | 0 | 0 | 0 | 0 | 0 | 0 | 0 | 0 | 0 | 0 | 0 | 0 | 0
F3_Residential_Single Family Regular Income_Existing_Space Heating_Natural Gas_Boiler_E10 | F3 | Residential | Single Family Regular Income | Existing | Space Heating | Natural Gas | Boiler | E10 | PACT BC Ratio | 0 | 0 | 0 | 0 | 0 | 0 | 0 | 0 | 0 | 0 | 0 | 0 | 0 | 0 | 0 | 0 | 0 | 0 | 0 | 0 | 0 | 0 | 0 | 0 | 0 | 0 | 0 | 0 | 0 | 0 | 0 | 0 | 0
F4_Residential_Single Family Regular Income_Existing_Space Heating_Natural Gas_Boiler_E1 | F4 | Residential | Single Family Regular Income | Existing | Space Heating | Natural Gas | Boiler | E1 | RVT BC Ratio | 1 | 1 | 0 | 0 | 0 | 0 | 0 | 0 | 0 | 0 | 0 | 0 | 0 | 0 | 0 | 0 | 0 | 0 | 0 | 0 | 0 | 0 | 0 | 0 | 0 | 0 | 0 | 0 | 0 | 0 | 0 | 0 | 0
F4_Residential_Single Family Regular Income_Existing_Space Heating_Natural Gas_Boiler_E2 | F4 | Residential | Single Family Regular Income | Existing | Space Heating | Natural Gas | Boiler | E2 | RVT BC Ratio | 1.5789 | 1.5794 | 1 | 1 | 1 | 0 | 0 | 0 | 0 | 0 | 0 | 0 | 0 | 0 | 0 | 0 | 0 | 0 | 0 | 0 | 0 | 0 | 0 | 0 | 0 | 0 | 0 | 0 | 0 | 0 | 0 | 0 | 0
F4_Residential_Single Family Regular Income_Existing_Space Heating_Natural Gas_Boiler_E3 | F4 | Residential | Single Family Regular Income | Existing | Space Heating | Natural Gas | Boiler | E3 | RVT BC Ratio | 1.535 | 1.5355 | 1.4752 | 1.4761 | 1.4745 | 0 | 0 | 0 | 0 | 0 | 0 | 0 | 0 | 0 | 0 | 0 | 0 | 0 | 0 | 0 | 0 | 0 | 0 | 0 | 0 | 0 | 0 | 0 | 0 | 0 | 0 | 0 | 0
F4_Residential_Single Family Regular Income_Existing_Space Heating_Natural Gas_Boiler_E4 | F4 | Residential | Single Family Regular Income | Existing | Space Heating | Natural Gas | Boiler | E4 | RVT BC Ratio | 2.25 | 2.2512 | 2.9367 | 2.9402 | 2.9339 | 0 | 0 | 0 | 0 | 0 | 0 | 0 | 0 | 0 | 0 | 0 | 0 | 0 | 0 | 0 | 0 | 0 | 0 | 0 | 0 | 0 | 0 | 0 | 0 | 0 | 0 | 0 | 0
F4_Residential_Single Family Regular Income_Existing_Space Heating_Natural Gas_Boiler_E5 | F4 | Residential | Single Family Regular Income | Existing | Space Heating | Natural Gas | Boiler | E5 | RVT BC Ratio | 2.4809 | 2.4823 | 2.9983 | 3.002 | 2.9954 | 0 | 0 | 0 | 0 | 0 | 0 | 0 | 0 | 0 | 0 | 0 | 0 | 0 | 0 | 0 | 0 | 0 | 0 | 0 | 0 | 0 | 0 | 0 | 0 | 0 | 0 | 0 | 0
F4_Residential_Single Family Regular Income_Existing_Space Heating_Natural Gas_Boiler_E6 | F4 | Residential | Single Family Regular Income | Existing | Space Heating | Natural Gas | Boiler | E6 | RVT BC Ratio | 1.3049 | 1.3052 | 1.2956 | 1.2958 | 1.2958 | 1 | 1 | 1 | 1 | 1 | 1 | 1 | 1 | 1 | 1 | 1 | 1 | 1 | 1 | 1 | 1 | 1 | 1 | 1 | 1 | 1 | 1 | 1 | 1 | 1 | 1 | 1 | 1
F4_Residential_Single Family Regular Income_Existing_Space Heating_Natural Gas_Boiler_E7 | F4 | Residential | Single Family Regular Income | Existing | Space Heating | Natural Gas | Boiler | E7 | RVT BC Ratio | 2.0744 | 2.0755 | 2.1265 | 2.1281 | 2.1254 | 1 | 1 | 1 | 1 | 1 | 1 | 1 | 1 | 1 | 1 | 1 | 1 | 1 | 1 | 1 | 1 | 1 | 1 | 1 | 1 | 1 | 1 | 1 | 1 | 1 | 1 | 1 | 1
F4_Residential_Single Family Regular Income_Existing_Space Heating_Natural Gas_Boiler_E8 | F4 | Residential | Single Family Regular Income | Existing | Space Heating | Natural Gas | Boiler | E8 | RVT BC Ratio | 2.1744 | 2.1756 | 2.2318 | 2.2338 | 2.2305 | 1 | 1 | 1 | 1 | 1 | 1 | 1 | 1 | 1 | 1 | 1 | 1 | 1 | 1 | 1 | 1 | 1 | 1 | 1 | 1 | 1 | 1 | 1 | 1 | 1 | 1 | 1 | 1
F4_Residential_Single Family Regular Income_Existing_Space Heating_Natural Gas_Boiler_E9 | F4 | Residential | Single Family Regular Income | Existing | Space Heating | Natural Gas | Boiler | E9 | RVT BC Ratio | 0 | 0 | 0 | 0 | 0 | 0 | 0 | 0 | 0 | 0 | 0 | 0 | 0 | 0 | 0 | 0 | 0 | 0 | 0 | 0 | 0 | 0 | 0 | 0 | 0 | 0 | 0 | 0 | 0 | 0 | 0 | 0 | 0
F4_Residential_Single Family Regular Income_Existing_Space Heating_Natural Gas_Boiler_E10 | F4 | Residential | Single Family Regular Income | Existing | Space Heating | Natural Gas | Boiler | E10 | RVT BC Ratio | 0 | 0 | 0 | 0 | 0 | 0 | 0 | 0 | 0 | 0 | 0 | 0 | 0 | 0 | 0 | 0 | 0 | 0 | 0 | 0 | 0 | 0 | 0 | 0 | 0 | 0 | 0 | 0 | 0 | 0 | 0 | 0 | 0
F5_Residential_Single Family Regular Income_Existing_Space Heating_Natural Gas_Boiler_E1 | F5 | Residential | Single Family Regular Income | Existing | Space Heating | Natural Gas | Boiler | E1 | RIM BC Ratio | 1 | 1 | 0 | 0 | 0 | 0 | 0 | 0 | 0 | 0 | 0 | 0 | 0 | 0 | 0 | 0 | 0 | 0 | 0 | 0 | 0 | 0 | 0 | 0 | 0 | 0 | 0 | 0 | 0 | 0 | 0 | 0 | 0
F5_Residential_Single Family Regular Income_Existing_Space Heating_Natural Gas_Boiler_E2 | F5 | Residential | Single Family Regular Income | Existing | Space Heating | Natural Gas | Boiler | E2 | RIM BC Ratio | 0.32595 | 0.32616 | 1 | 1 | 1 | 0 | 0 | 0 | 0 | 0 | 0 | 0 | 0 | 0 | 0 | 0 | 0 | 0 | 0 | 0 | 0 | 0 | 0 | 0 | 0 | 0 | 0 | 0 | 0 | 0 | 0 | 0 | 0
F5_Residential_Single Family Regular Income_Existing_Space Heating_Natural Gas_Boiler_E3 | F5 | Residential | Single Family Regular Income | Existing | Space Heating | Natural Gas | Boiler | E3 | RIM BC Ratio | 0.30886 | 0.30906 | 0.28413 | 0.28451 | 0.28384 | 0 | 0 | 0 | 0 | 0 | 0 | 0 | 0 | 0 | 0 | 0 | 0 | 0 | 0 | 0 | 0 | 0 | 0 | 0 | 0 | 0 | 0 | 0 | 0 | 0 | 0 | 0 | 0
F5_Residential_Single Family Regular Income_Existing_Space Heating_Natural Gas_Boiler_E4 | F5 | Residential | Single Family Regular Income | Existing | Space Heating | Natural Gas | Boiler | E4 | RIM BC Ratio | 0.51103 | 0.51126 | 0.61843 | 0.61886 | 0.61809 | 0 | 0 | 0 | 0 | 0 | 0 | 0 | 0 | 0 | 0 | 0 | 0 | 0 | 0 | 0 | 0 | 0 | 0 | 0 | 0 | 0 | 0 | 0 | 0 | 0 | 0 | 0 | 0
F5_Residential_Single Family Regular Income_Existing_Space Heating_Natural Gas_Boiler_E5 | F5 | Residential | Single Family Regular Income | Existing | Space Heating | Natural Gas | Boiler | E5 | RIM BC Ratio | 0.55329 | 0.55352 | 0.62581 | 0.62624 | 0.62547 | 0 | 0 | 0 | 0 | 0 | 0 | 0 | 0 | 0 | 0 | 0 | 0 | 0 | 0 | 0 | 0 | 0 | 0 | 0 | 0 | 0 | 0 | 0 | 0 | 0 | 0 | 0 | 0
F5_Residential_Single Family Regular Income_Existing_Space Heating_Natural Gas_Boiler_E6 | F5 | Residential | Single Family Regular Income | Existing | Space Heating | Natural Gas | Boiler | E6 | RIM BC Ratio | 0.20293 | 0.20311 | 0.19797 | 0.1981 | 0.19809 | 1 | 1 | 1 | 1 | 1 | 1 | 1 | 1 | 1 | 1 | 1 | 1 | 1 | 1 | 1 | 1 | 1 | 1 | 1 | 1 | 1 | 1 | 1 | 1 | 1 | 1 | 1 | 1
F5_Residential_Single Family Regular Income_Existing_Space Heating_Natural Gas_Boiler_E7 | F5 | Residential | Single Family Regular Income | Existing | Space Heating | Natural Gas | Boiler | E7 | RIM BC Ratio | 0.47315 | 0.47342 | 0.48498 | 0.48534 | 0.48475 | 1 | 1 | 1 | 1 | 1 | 1 | 1 | 1 | 1 | 1 | 1 | 1 | 1 | 1 | 1 | 1 | 1 | 1 | 1 | 1 | 1 | 1 | 1 | 1 | 1 | 1 | 1 | 1
F5_Residential_Single Family Regular Income_Existing_Space Heating_Natural Gas_Boiler_E8 | F5 | Residential | Single Family Regular Income | Existing | Space Heating | Natural Gas | Boiler | E8 | RIM BC Ratio | 0.4954 | 0.49566 | 0.50736 | 0.50776 | 0.5071 | 1 | 1 | 1 | 1 | 1 | 1 | 1 | 1 | 1 | 1 | 1 | 1 | 1 | 1 | 1 | 1 | 1 | 1 | 1 | 1 | 1 | 1 | 1 | 1 | 1 | 1 | 1 | 1
F5_Residential_Single Family Regular Income_Existing_Space Heating_Natural Gas_Boiler_E9 | F5 | Residential | Single Family Regular Income | Existing | Space Heating | Natural Gas | Boiler | E9 | RIM BC Ratio | 0 | 0 | 0 | 0 | 0 | 0 | 0 | 0 | 0 | 0 | 0 | 0 | 0 | 0 | 0 | 0 | 0 | 0 | 0 | 0 | 0 | 0 | 0 | 0 | 0 | 0 | 0 | 0 | 0 | 0 | 0 | 0 | 0
F5_Residential_Single Family Regular Income_Existing_Space Heating_Natural Gas_Boiler_E10 | F5 | Residential | Single Family Regular Income | Existing | Space Heating | Natural Gas | Boiler | E10 | RIM BC Ratio | 0 | 0 | 0 | 0 | 0 | 0 | 0 | 0 | 0 | 0 | 0 | 0 | 0 | 0 | 0 | 0 | 0 | 0 | 0 | 0 | 0 | 0 | 0 | 0 | 0 | 0 | 0 | 0 | 0 | 0 | 0 | 0 | 0
F0_Residential_Single Family Regular Income_Existing_Secondary Heating_Natural Gas_Fireplace_E0 | F0 | Residential | Single Family Regular Income | Existing | Secondary Heating | Natural Gas | Fireplace | E0 | Economic Unit | Tier 2 (>75% FE) | Tier 2 (>75% FE) | Tier 2 (>75% FE) | Tier 2 (>75% FE) | Tier 2 (>75% FE) | Tier 2 (>75% FE) | Tier 2 (>75% FE) | Tier 2 (>75% FE) | Tier 2 (>75% FE) | Tier 2 (>75% FE) | Tier 2 (>75% FE) | Tier 2 (>75% FE) | Tier 2 (>75% FE) | Tier 2 (>75% FE) | Tier 2 (>75% FE) | Tier 2 (>75% FE) | Tier 2 (>75% FE) | Tier 2 (>75% FE) | Tier 2 (>75% FE) | Tier 2 (>75% FE) | Tier 2 (>75% FE) | Tier 2 (>75% FE) | Tier 2 (>75% FE) | Tier 2 (>75% FE) | Tier 2 (>75% FE) | Tier 2 (>75% FE) | Tier 2 (>75% FE) | Tier 2 (>75% FE) | Tier 2 (>75% FE) | Tier 2 (>75% FE) | Tier 2 (>75% FE) | Tier 2 (>75% FE) | Tier 2 (>75% FE)
F1_Residential_Single Family Regular Income_Existing_Secondary Heating_Natural Gas_Fireplace_E1 | F1 | Residential | Single Family Regular Income | Existing | Secondary Heating | Natural Gas | Fireplace | E1 | CCE | 0 | 0 | 0 | 0 | 0 | 0 | 0 | 0 | 0 | 0 | 0 | 0 | 0 | 0 | 0 | 0 | 0 | 0 | 0 | 0 | 0 | 0 | 0 | 0 | 0 | 0 | 0 | 0 | 0 | 0 | 0 | 0 | 0
F1_Residential_Single Family Regular Income_Existing_Secondary Heating_Natural Gas_Fireplace_E2 | F1 | Residential | Single Family Regular Income | Existing | Secondary Heating | Natural Gas | Fireplace | E2 | CCE | 1.6367 | 1.6871 | 1.6572 | 1.5233 | 1.5274 | 1.5315 | 1.5357 | 1.5399 | 1.5441 | 1.5484 | 1.5527 | 1.557 | 1.5614 | 1.5658 | 1.5702 | 1.5747 | 1.5792 | 1.5838 | 1.5884 | 1.593 | 1.5977 | 1.6024 | 1.6072 | 1.612 | 1.6168 | 1.6217 | 1.6266 | 1.6316 | 1.6366 | 1.6417 | 1.6468 | 1.652 | 1.652
F1_Residential_Single Family Regular Income_Existing_Secondary Heating_Natural Gas_Fireplace_E3 | F1 | Residential | Single Family Regular Income | Existing | Secondary Heating | Natural Gas | Fireplace | E3 | CCE | 1.6503 | 1.7011 | 1.671 | 1.5359 | 1.5401 | 1.5442 | 1.5484 | 1.5526 | 1.5569 | 1.5612 | 1.5655 | 1.5699 | 1.5743 | 1.5787 | 1.5832 | 1.5877 | 1.5923 | 1.5969 | 1.6015 | 1.6062 | 1.6109 | 1.6157 | 1.6205 | 1.6253 | 1.6302 | 1.6351 | 1.6401 | 1.6451 | 1.6502 | 1.6553 | 1.6605 | 1.6657 | 1.6657
F1_Residential_Single Family Regular Income_Existing_Secondary Heating_Natural Gas_Fireplace_E4 | F1 | Residential | Single Family Regular Income | Existing | Secondary Heating | Natural Gas | Fireplace | E4 | CCE | 0 | 0 | 0 | 0 | 0 | 0 | 0 | 0 | 0 | 0 | 0 | 0 | 0 | 0 | 0 | 0 | 0 | 0 | 0 | 0 | 0 | 0 | 0 | 0 | 0 | 0 | 0 | 0 | 0 | 0 | 0 | 0 | 0
F1_Residential_Single Family Regular Income_Existing_Secondary Heating_Natural Gas_Fireplace_E5 | F1 | Residential | Single Family Regular Income | Existing | Secondary Heating | Natural Gas | Fireplace | E5 | CCE | 0 | 0 | 0 | 0 | 0 | 0 | 0 | 0 | 0 | 0 | 0 | 0 | 0 | 0 | 0 | 0 | 0 | 0 | 0 | 0 | 0 | 0 | 0 | 0 | 0 | 0 | 0 | 0 | 0 | 0 | 0 | 0 | 0
F1_Residential_Single Family Regular Income_Existing_Secondary Heating_Natural Gas_Fireplace_E6 | F1 | Residential | Single Family Regular Income | Existing | Secondary Heating | Natural Gas | Fireplace | E6 | CCE | 0 | 0 | 0 | 0 | 0 | 0 | 0 | 0 | 0 | 0 | 0 | 0 | 0 | 0 | 0 | 0 | 0 | 0 | 0 | 0 | 0 | 0 | 0 | 0 | 0 | 0 | 0 | 0 | 0 | 0 | 0 | 0 | 0
F1_Residential_Single Family Regular Income_Existing_Secondary Heating_Natural Gas_Fireplace_E7 | F1 | Residential | Single Family Regular Income | Existing | Secondary Heating | Natural Gas | Fireplace | E7 | CCE | 0 | 0 | 0 | 0 | 0 | 0 | 0 | 0 | 0 | 0 | 0 | 0 | 0 | 0 | 0 | 0 | 0 | 0 | 0 | 0 | 0 | 0 | 0 | 0 | 0 | 0 | 0 | 0 | 0 | 0 | 0 | 0 | 0
F1_Residential_Single Family Regular Income_Existing_Secondary Heating_Natural Gas_Fireplace_E8 | F1 | Residential | Single Family Regular Income | Existing | Secondary Heating | Natural Gas | Fireplace | E8 | CCE | 0 | 0 | 0 | 0 | 0 | 0 | 0 | 0 | 0 | 0 | 0 | 0 | 0 | 0 | 0 | 0 | 0 | 0 | 0 | 0 | 0 | 0 | 0 | 0 | 0 | 0 | 0 | 0 | 0 | 0 | 0 | 0 | 0
F1_Residential_Single Family Regular Income_Existing_Secondary Heating_Natural Gas_Fireplace_E9 | F1 | Residential | Single Family Regular Income | Existing | Secondary Heating | Natural Gas | Fireplace | E9 | CCE | 0 | 0 | 0 | 0 | 0 | 0 | 0 | 0 | 0 | 0 | 0 | 0 | 0 | 0 | 0 | 0 | 0 | 0 | 0 | 0 | 0 | 0 | 0 | 0 | 0 | 0 | 0 | 0 | 0 | 0 | 0 | 0 | 0
F1_Residential_Single Family Regular Income_Existing_Secondary Heating_Natural Gas_Fireplace_E10 | F1 | Residential | Single Family Regular Income | Existing | Secondary Heating | Natural Gas | Fireplace | E10 | CCE | 0 | 0 | 0 | 0 | 0 | 0 | 0 | 0 | 0 | 0 | 0 | 0 | 0 | 0 | 0 | 0 | 0 | 0 | 0 | 0 | 0 | 0 | 0 | 0 | 0 | 0 | 0 | 0 | 0 | 0 | 0 | 0 | 0
F2_Residential_Single Family Regular Income_Existing_Secondary Heating_Natural Gas_Fireplace_E1 | F2 | Residential | Single Family Regular Income | Existing | Secondary Heating | Natural Gas | Fireplace | E1 | TRC BC Ratio | bar: 2019 to 2051
F2_Residential_Single Family Regular Income_Existing_Secondary Heating_Natural Gas_Fireplace_E2 | F2 | Residential | Single Family Regular Income | Existing | Secondary Heating | Natural Gas | Fireplace | E2 | TRC BC Ratio | 0.9921 | 0.9955 | 1.0017 | 1.0069 | 1.0057 | 1.0083 | 1.0145 | 1.0198 | 1.0264 | 1.0327 | 1.0388 | 1.0445 | 1.0508 | 1.0567 | 1.0617 | 1.0661 | 1.0699 | 1.0732 | 1.0756 | 1.0775 | 1.0781 | 1.0776 | 1.0763 | 1.0747 | 1.0721 | 1.0687 | 1.0648 | 1.0602 | 1.0546 | 1.0483 | 1.0409 | 1.033 | 1.0234
F2_Residential_Single Family Regular Income_Existing_Secondary Heating_Natural Gas_Fireplace_E3 | F2 | Residential | Single Family Regular Income | Existing | Secondary Heating | Natural Gas | Fireplace | E3 | TRC BC Ratio | 0.98396 | 0.98732 | 0.99346 | 0.99866 | 0.9974 | 0.99999 | 1.0062 | 1.0115 | 1.018 | 1.0242 | 1.0302 | 1.036 | 1.0421 | 1.048 | 1.053 | 1.0574 | 1.0611 | 1.0644 | 1.0668 | 1.0687 | 1.0693 | 1.0688 | 1.0674 | 1.0658 | 1.0632 | 1.06 | 1.056 | 1.0515 | 1.0459 | 1.0397 | 1.0324 | 1.0245 | 1.015
F2_Residential_Single Family Regular Income_Existing_Secondary Heating_Natural Gas_Fireplace_E4 | F2 | Residential | Single Family Regular Income | Existing | Secondary Heating | Natural Gas | Fireplace | E4 | TRC BC Ratio | 0 | 0 | 0 | 0 | 0 | 0 | 0 | 0 | 0 | 0 | 0 | 0 | 0 | 0 | 0 | 0 | 0 | 0 | 0 | 0 | 0 | 0 | 0 | 0 | 0 | 0 | 0 | 0 | 0 | 0 | 0 | 0 | 0
F2_Residential_Single Family Regular Income_Existing_Secondary Heating_Natural Gas_Fireplace_E5 | F2 | Residential | Single Family Regular Income | Existing | Secondary Heating | Natural Gas | Fireplace | E5 | TRC BC Ratio | 0 | 0 | 0 | 0 | 0 | 0 | 0 | 0 | 0 | 0 | 0 | 0 | 0 | 0 | 0 | 0 | 0 | 0 | 0 | 0 | 0 | 0 | 0 | 0 | 0 | 0 | 0 | 0 | 0 | 0 | 0 | 0 | 0
F2_Residential_Single Family Regular Income_Existing_Secondary Heating_Natural Gas_Fireplace_E6 | F2 | Residential | Single Family Regular Income | Existing | Secondary Heating | Natural Gas | Fireplace | E6 | TRC BC Ratio | 0 | 0 | 0 | 0 | 0 | 0 | 0 | 0 | 0 | 0 | 0 | 0 | 0 | 0 | 0 | 0 | 0 | 0 | 0 | 0 | 0 | 0 | 0 | 0 | 0 | 0 | 0 | 0 | 0 | 0 | 0 | 0 | 0
F2_Residential_Single Family Regular Income_Existing_Secondary Heating_Natural Gas_Fireplace_E7 | F2 | Residential | Single Family Regular Income | Existing | Secondary Heating | Natural Gas | Fireplace | E7 | TRC BC Ratio | 0 | 0 | 0 | 0 | 0 | 0 | 0 | 0 | 0 | 0 | 0 | 0 | 0 | 0 | 0 | 0 | 0 | 0 | 0 | 0 | 0 | 0 | 0 | 0 | 0 | 0 | 0 | 0 | 0 | 0 | 0 | 0 | 0
F2_Residential_Single Family Regular Income_Existing_Secondary Heating_Natural Gas_Fireplace_E8 | F2 | Residential | Single Family Regular Income | Existing | Secondary Heating | Natural Gas | Fireplace | E8 | TRC BC Ratio | 0 | 0 | 0 | 0 | 0 | 0 | 0 | 0 | 0 | 0 | 0 | 0 | 0 | 0 | 0 | 0 | 0 | 0 | 0 | 0 | 0 | 0 | 0 | 0 | 0 | 0 | 0 | 0 | 0 | 0 | 0 | 0 | 0
F2_Residential_Single Family Regular Income_Existing_Secondary Heating_Natural Gas_Fireplace_E9 | F2 | Residential | Single Family Regular Income | Existing | Secondary Heating | Natural Gas | Fireplace | E9 | TRC BC Ratio | 0 | 0 | 0 | 0 | 0 | 0 | 0 | 0 | 0 | 0 | 0 | 0 | 0 | 0 | 0 | 0 | 0 | 0 | 0 | 0 | 0 | 0 | 0 | 0 | 0 | 0 | 0 | 0 | 0 | 0 | 0 | 0 | 0
F2_Residential_Single Family Regular Income_Existing_Secondary Heating_Natural Gas_Fireplace_E10 | F2 | Residential | Single Family Regular Income | Existing | Secondary Heating | Natural Gas | Fireplace | E10 | TRC BC Ratio | 0 | 0 | 0 | 0 | 0 | 0 | 0 | 0 | 0 | 0 | 0 | 0 | 0 | 0 | 0 | 0 | 0 | 0 | 0 | 0 | 0 | 0 | 0 | 0 | 0 | 0 | 0 | 0 | 0 | 0 | 0 | 0 | 0
F3_Residential_Single Family Regular Income_Existing_Secondary Heating_Natural Gas_Fireplace_E1 | F3 | Residential | Single Family Regular Income | Existing | Secondary Heating | Natural Gas | Fireplace | E1 | PACT BC Ratio | bar: 2019 to 2051
F3_Residential_Single Family Regular Income_Existing_Secondary Heating_Natural Gas_Fireplace_E2 | F3 | Residential | Single Family Regular Income | Existing | Secondary Heating | Natural Gas | Fireplace | E2 | PACT BC Ratio | 1.8164 | 1.8226 | 1.834 | 1.8436 | 1.8412 | 1.846 | 1.8574 | 1.8672 | 1.8792 | 1.8907 | 1.9018 | 1.9124 | 1.9238 | 1.9346 | 1.9438 | 1.9519 | 1.9588 | 1.9649 | 1.9694 | 1.9728 | 1.9739 | 1.973 | 1.9705 | 1.9675 | 1.9628 | 1.9567 | 1.9494 | 1.9412 | 1.9308 | 1.9193 | 1.9058 | 1.8912 | 1.8738
F3_Residential_Single Family Regular Income_Existing_Secondary Heating_Natural Gas_Fireplace_E3 | F3 | Residential | Single Family Regular Income | Existing | Secondary Heating | Natural Gas | Fireplace | E3 | PACT BC Ratio | 1.8015 | 1.8077 | 1.8189 | 1.8284 | 1.8261 | 1.8308 | 1.8421 | 1.8519 | 1.8638 | 1.8751 | 1.8862 | 1.8967 | 1.908 | 1.9188 | 1.9278 | 1.9359 | 1.9427 | 1.9488 | 1.9532 | 1.9566 | 1.9577 | 1.9568 | 1.9543 | 1.9514 | 1.9467 | 1.9407 | 1.9334 | 1.9252 | 1.9149 | 1.9036 | 1.8901 | 1.8757 | 1.8584
F3_Residential_Single Family Regular Income_Existing_Secondary Heating_Natural Gas_Fireplace_E4 | F3 | Residential | Single Family Regular Income | Existing | Secondary Heating | Natural Gas | Fireplace | E4 | PACT BC Ratio | 0 | 0 | 0 | 0 | 0 | 0 | 0 | 0 | 0 | 0 | 0 | 0 | 0 | 0 | 0 | 0 | 0 | 0 | 0 | 0 | 0 | 0 | 0 | 0 | 0 | 0 | 0 | 0 | 0 | 0 | 0 | 0 | 0
F3_Residential_Single Family Regular Income_Existing_Secondary Heating_Natural Gas_Fireplace_E5 | F3 | Residential | Single Family Regular Income | Existing | Secondary Heating | Natural Gas | Fireplace | E5 | PACT BC Ratio | 0 | 0 | 0 | 0 | 0 | 0 | 0 | 0 | 0 | 0 | 0 | 0 | 0 | 0 | 0 | 0 | 0 | 0 | 0 | 0 | 0 | 0 | 0 | 0 | 0 | 0 | 0 | 0 | 0 | 0 | 0 | 0 | 0
F3_Residential_Single Family Regular Income_Existing_Secondary Heating_Natural Gas_Fireplace_E6 | F3 | Residential | Single Family Regular Income | Existing | Secondary Heating | Natural Gas | Fireplace | E6 | PACT BC Ratio | 0 | 0 | 0 | 0 | 0 | 0 | 0 | 0 | 0 | 0 | 0 | 0 | 0 | 0 | 0 | 0 | 0 | 0 | 0 | 0 | 0 | 0 | 0 | 0 | 0 | 0 | 0 | 0 | 0 | 0 | 0 | 0 | 0
F3_Residential_Single Family Regular Income_Existing_Secondary Heating_Natural Gas_Fireplace_E7 | F3 | Residential | Single Family Regular Income | Existing | Secondary Heating | Natural Gas | Fireplace | E7 | PACT BC Ratio | 0 | 0 | 0 | 0 | 0 | 0 | 0 | 0 | 0 | 0 | 0 | 0 | 0 | 0 | 0 | 0 | 0 | 0 | 0 | 0 | 0 | 0 | 0 | 0 | 0 | 0 | 0 | 0 | 0 | 0 | 0 | 0 | 0
F3_Residential_Single Family Regular Income_Existing_Secondary Heating_Natural Gas_Fireplace_E8 | F3 | Residential | Single Family Regular Income | Existing | Secondary Heating | Natural Gas | Fireplace | E8 | PACT BC Ratio | 0 | 0 | 0 | 0 | 0 | 0 | 0 | 0 | 0 | 0 | 0 | 0 | 0 | 0 | 0 | 0 | 0 | 0 | 0 | 0 | 0 | 0 | 0 | 0 | 0 | 0 | 0 | 0 | 0 | 0 | 0 | 0 | 0
F3_Residential_Single Family Regular Income_Existing_Secondary Heating_Natural Gas_Fireplace_E9 | F3 | Residential | Single Family Regular Income | Existing | Secondary Heating | Natural Gas | Fireplace | E9 | PACT BC Ratio | 0 | 0 | 0 | 0 | 0 | 0 | 0 | 0 | 0 | 0 | 0 | 0 | 0 | 0 | 0 | 0 | 0 | 0 | 0 | 0 | 0 | 0 | 0 | 0 | 0 | 0 | 0 | 0 | 0 | 0 | 0 | 0 | 0
F3_Residential_Single Family Regular Income_Existing_Secondary Heating_Natural Gas_Fireplace_E10 | F3 | Residential | Single Family Regular Income | Existing | Secondary Heating | Natural Gas | Fireplace | E10 | PACT BC Ratio | 0 | 0 | 0 | 0 | 0 | 0 | 0 | 0 | 0 | 0 | 0 | 0 | 0 | 0 | 0 | 0 | 0 | 0 | 0 | 0 | 0 | 0 | 0 | 0 | 0 | 0 | 0 | 0 | 0 | 0 | 0 | 0 | 0
F4_Residential_Single Family Regular Income_Existing_Secondary Heating_Natural Gas_Fireplace_E1 | F4 | Residential | Single Family Regular Income | Existing | Secondary Heating | Natural Gas | Fireplace | E1 | RVT BC Ratio | bar: 2019 to 2051
F4_Residential_Single Family Regular Income_Existing_Secondary Heating_Natural Gas_Fireplace_E2 | F4 | Residential | Single Family Regular Income | Existing | Secondary Heating | Natural Gas | Fireplace | E2 | RVT BC Ratio | 1.644 | 1.6481 | 1.6555 | 1.6618 | 1.6603 | 1.6634 | 1.6708 | 1.6773 | 1.6851 | 1.6926 | 1.6999 | 1.7068 | 1.7143 | 1.7214 | 1.7274 | 1.7327 | 1.7372 | 1.7412 | 1.7441 | 1.7464 | 1.7471 | 1.7465 | 1.7448 | 1.7429 | 1.7398 | 1.7359 | 1.7311 | 1.7257 | 1.7189 | 1.7114 | 1.7025 | 1.693 | 1.6816
F4_Residential_Single Family Regular Income_Existing_Secondary Heating_Natural Gas_Fireplace_E3 | F4 | Residential | Single Family Regular Income | Existing | Secondary Heating | Natural Gas | Fireplace | E3 | RVT BC Ratio | 1.6343 | 1.6383 | 1.6457 | 1.6519 | 1.6504 | 1.6535 | 1.6609 | 1.6672 | 1.6751 | 1.6825 | 1.6897 | 1.6966 | 1.704 | 1.711 | 1.7169 | 1.7222 | 1.7267 | 1.7307 | 1.7335 | 1.7358 | 1.7365 | 1.7359 | 1.7343 | 1.7324 | 1.7293 | 1.7253 | 1.7206 | 1.7152 | 1.7085 | 1.7011 | 1.6923 | 1.6828 | 1.6715
F4_Residential_Single Family Regular Income_Existing_Secondary Heating_Natural Gas_Fireplace_E4 | F4 | Residential | Single Family Regular Income | Existing | Secondary Heating | Natural Gas | Fireplace | E4 | RVT BC Ratio | 0 | 0 | 0 | 0 | 0 | 0 | 0 | 0 | 0 | 0 | 0 | 0 | 0 | 0 | 0 | 0 | 0 | 0 | 0 | 0 | 0 | 0 | 0 | 0 | 0 | 0 | 0 | 0 | 0 | 0 | 0 | 0 | 0
F4_Residential_Single Family Regular Income_Existing_Secondary Heating_Natural Gas_Fireplace_E5 | F4 | Residential | Single Family Regular Income | Existing | Secondary Heating | Natural Gas | Fireplace | E5 | RVT BC Ratio | 0 | 0 | 0 | 0 | 0 | 0 | 0 | 0 | 0 | 0 | 0 | 0 | 0 | 0 | 0 | 0 | 0 | 0 | 0 | 0 | 0 | 0 | 0 | 0 | 0 | 0 | 0 | 0 | 0 | 0 | 0 | 0 | 0
F4_Residential_Single Family Regular Income_Existing_Secondary Heating_Natural Gas_Fireplace_E6 | F4 | Residential | Single Family Regular Income | Existing | Secondary Heating | Natural Gas | Fireplace | E6 | RVT BC Ratio | 0 | 0 | 0 | 0 | 0 | 0 | 0 | 0 | 0 | 0 | 0 | 0 | 0 | 0 | 0 | 0 | 0 | 0 | 0 | 0 | 0 | 0 | 0 | 0 | 0 | 0 | 0 | 0 | 0 | 0 | 0 | 0 | 0
F4_Residential_Single Family Regular Income_Existing_Secondary Heating_Natural Gas_Fireplace_E7 | F4 | Residential | Single Family Regular Income | Existing | Secondary Heating | Natural Gas | Fireplace | E7 | RVT BC Ratio | 0 | 0 | 0 | 0 | 0 | 0 | 0 | 0 | 0 | 0 | 0 | 0 | 0 | 0 | 0 | 0 | 0 | 0 | 0 | 0 | 0 | 0 | 0 | 0 | 0 | 0 | 0 | 0 | 0 | 0 | 0 | 0 | 0
F4_Residential_Single Family Regular Income_Existing_Secondary Heating_Natural Gas_Fireplace_E8 | F4 | Residential | Single Family Regular Income | Existing | Secondary Heating | Natural Gas | Fireplace | E8 | RVT BC Ratio | 0 | 0 | 0 | 0 | 0 | 0 | 0 | 0 | 0 | 0 | 0 | 0 | 0 | 0 | 0 | 0 | 0 | 0 | 0 | 0 | 0 | 0 | 0 | 0 | 0 | 0 | 0 | 0 | 0 | 0 | 0 | 0 | 0
F4_Residential_Single Family Regular Income_Existing_Secondary Heating_Natural Gas_Fireplace_E9 | F4 | Residential | Single Family Regular Income | Existing | Secondary Heating | Natural Gas | Fireplace | E9 | RVT BC Ratio | 0 | 0 | 0 | 0 | 0 | 0 | 0 | 0 | 0 | 0 | 0 | 0 | 0 | 0 | 0 | 0 | 0 | 0 | 0 | 0 | 0 | 0 | 0 | 0 | 0 | 0 | 0 | 0 | 0 | 0 | 0 | 0 | 0
F4_Residential_Single Family Regular Income_Existing_Secondary Heating_Natural Gas_Fireplace_E10 | F4 | Residential | Single Family Regular Income | Existing | Secondary Heating | Natural Gas | Fireplace | E10 | RVT BC Ratio | 0 | 0 | 0 | 0 | 0 | 0 | 0 | 0 | 0 | 0 | 0 | 0 | 0 | 0 | 0 | 0 | 0 | 0 | 0 | 0 | 0 | 0 | 0 | 0 | 0 | 0 | 0 | 0 | 0 | 0 | 0 | 0 | 0
F5_Residential_Single Family Regular Income_Existing_Secondary Heating_Natural Gas_Fireplace_E1 | F5 | Residential | Single Family Regular Income | Existing | Secondary Heating | Natural Gas | Fireplace | E1 | RIM BC Ratio | bar: 2019 to 2051
F5_Residential_Single Family Regular Income_Existing_Secondary Heating_Natural Gas_Fireplace_E2 | F5 | Residential | Single Family Regular Income | Existing | Secondary Heating | Natural Gas | Fireplace | E2 | RIM BC Ratio | 0.64561 | 0.64639 | 0.64781 | 0.64901 | 0.64872 | 0.64931 | 0.65071 | 0.65191 | 0.65337 | 0.65475 | 0.65608 | 0.65734 | 0.65868 | 0.65994 | 0.661 | 0.66194 | 0.66273 | 0.66343 | 0.66394 | 0.66433 | 0.66445 | 0.66435 | 0.66406 | 0.66373 | 0.66319 | 0.6625 | 0.66166 | 0.6607 | 0.6595 | 0.65815 | 0.65655 | 0.65481 | 0.65271
F5_Residential_Single Family Regular Income_Existing_Secondary Heating_Natural Gas_Fireplace_E3 | F5 | Residential | Single Family Regular Income | Existing | Secondary Heating | Natural Gas | Fireplace | E3 | RIM BC Ratio | 0.64371 | 0.6445 | 0.64592 | 0.64712 | 0.64683 | 0.64742 | 0.64883 | 0.65003 | 0.6515 | 0.65288 | 0.65421 | 0.65547 | 0.65682 | 0.65809 | 0.65915 | 0.66009 | 0.66088 | 0.66158 | 0.66209 | 0.66248 | 0.6626 | 0.6625 | 0.66222 | 0.66188 | 0.66134 | 0.66064 | 0.6598 | 0.65884 | 0.65764 | 0.65629 | 0.65469 | 0.65294 | 0.65084
F5_Residential_Single Family Regular Income_Existing_Secondary Heating_Natural Gas_Fireplace_E4 | F5 | Residential | Single Family Regular Income | Existing | Secondary Heating | Natural Gas | Fireplace | E4 | RIM BC Ratio | 0 | 0 | 0 | 0 | 0 | 0 | 0 | 0 | 0 | 0 | 0 | 0 | 0 | 0 | 0 | 0 | 0 | 0 | 0 | 0 | 0 | 0 | 0 | 0 | 0 | 0 | 0 | 0 | 0 | 0 | 0 | 0 | 0
F5_Residential_Single Family Regular Income_Existing_Secondary Heating_Natural Gas_Fireplace_E5 | F5 | Residential | Single Family Regular Income | Existing | Secondary Heating | Natural Gas | Fireplace | E5 | RIM BC Ratio | 0 | 0 | 0 | 0 | 0 | 0 | 0 | 0 | 0 | 0 | 0 | 0 | 0 | 0 | 0 | 0 | 0 | 0 | 0 | 0 | 0 | 0 | 0 | 0 | 0 | 0 | 0 | 0 | 0 | 0 | 0 | 0 | 0
F5_Residential_Single Family Regular Income_Existing_Secondary Heating_Natural Gas_Fireplace_E6 | F5 | Residential | Single Family Regular Income | Existing | Secondary Heating | Natural Gas | Fireplace | E6 | RIM BC Ratio | 0 | 0 | 0 | 0 | 0 | 0 | 0 | 0 | 0 | 0 | 0 | 0 | 0 | 0 | 0 | 0 | 0 | 0 | 0 | 0 | 0 | 0 | 0 | 0 | 0 | 0 | 0 | 0 | 0 | 0 | 0 | 0 | 0
F5_Residential_Single Family Regular Income_Existing_Secondary Heating_Natural Gas_Fireplace_E7 | F5 | Residential | Single Family Regular Income | Existing | Secondary Heating | Natural Gas | Fireplace | E7 | RIM BC Ratio | 0 | 0 | 0 | 0 | 0 | 0 | 0 | 0 | 0 | 0 | 0 | 0 | 0 | 0 | 0 | 0 | 0 | 0 | 0 | 0 | 0 | 0 | 0 | 0 | 0 | 0 | 0 | 0 | 0 | 0 | 0 | 0 | 0
F5_Residential_Single Family Regular Income_Existing_Secondary Heating_Natural Gas_Fireplace_E8 | F5 | Residential | Single Family Regular Income | Existing | Secondary Heating | Natural Gas | Fireplace | E8 | RIM BC Ratio | 0 | 0 | 0 | 0 | 0 | 0 | 0 | 0 | 0 | 0 | 0 | 0 | 0 | 0 | 0 | 0 | 0 | 0 | 0 | 0 | 0 | 0 | 0 | 0 | 0 | 0 | 0 | 0 | 0 | 0 | 0 | 0 | 0
F5_Residential_Single Family Regular Income_Existing_Secondary Heating_Natural Gas_Fireplace_E9 | F5 | Residential | Single Family Regular Income | Existing | Secondary Heating | Natural Gas | Fireplace | E9 | RIM BC Ratio | 0 | 0 | 0 | 0 | 0 | 0 | 0 | 0 | 0 | 0 | 0 | 0 | 0 | 0 | 0 | 0 | 0 | 0 | 0 | 0 | 0 | 0 | 0 | 0 | 0 | 0 | 0 | 0 | 0 | 0 | 0 | 0 | 0
F5_Residential_Single Family Regular Income_Existing_Secondary Heating_Natural Gas_Fireplace_E10 | F5 | Residential | Single Family Regular Income | Existing | Secondary Heating | Natural Gas | Fireplace | E10 | RIM BC Ratio | 0 | 0 | 0 | 0 | 0 | 0 | 0 | 0 | 0 | 0 | 0 | 0 | 0 | 0 | 0 | 0 | 0 | 0 | 0 | 0 | 0 | 0 | 0 | 0 | 0 | 0 | 0 | 0 | 0 | 0 | 0 | 0 | 0
F0_Residential_Single Family Regular Income_Existing_Water Heating_Natural Gas_Water Heater (<= 55 gal)_E0 | F0 | Residential | Single Family Regular Income | Existing | Water Heating | Natural Gas | Water Heater (<= 55 gal) | E0 | Economic Unit | UEF 0.87 (Instantaneous, ENERGY STAR 4.0) | UEF 0.87 (Instantaneous, ENERGY STAR 4.0) | UEF 0.87 (Instantaneous, ENERGY STAR 4.0) | UEF 0.87 (Instantaneous, ENERGY STAR 4.0) | UEF 0.64 (ENERGY STAR 4.0) | UEF 0.87 (Instantaneous, ENERGY STAR 4.0) | UEF 0.87 (Instantaneous, ENERGY STAR 4.0) | UEF 0.87 (Instantaneous, ENERGY STAR 4.0) | UEF 0.87 (Instantaneous, ENERGY STAR 4.0) | UEF 0.87 (Instantaneous, ENERGY STAR 4.0) | UEF 0.87 (Instantaneous, ENERGY STAR 4.0) | UEF 0.87 (Instantaneous, ENERGY STAR 4.0) | UEF 0.87 (Instantaneous, ENERGY STAR 4.0) | UEF 0.87 (Instantaneous, ENERGY STAR 4.0) | UEF 0.87 (Instantaneous, ENERGY STAR 4.0) | UEF 0.87 (Instantaneous, ENERGY STAR 4.0) | UEF 0.87 (Instantaneous, ENERGY STAR 4.0) | UEF 0.87 (Instantaneous, ENERGY STAR 4.0) | UEF 0.87 (Instantaneous, ENERGY STAR 4.0) | UEF 0.87 (Instantaneous, ENERGY STAR 4.0) | UEF 0.87 (Instantaneous, ENERGY STAR 4.0) | UEF 0.87 (Instantaneous, ENERGY STAR 4.0) | UEF 0.87 (Instantaneous, ENERGY STAR 4.0) | UEF 0.87 (Instantaneous, ENERGY STAR 4.0) | UEF 0.87 (Instantaneous, ENERGY STAR 4.0) | UEF 0.87 (Instantaneous, ENERGY STAR 4.0) | UEF 0.95 (Instantaneous, ENERGY STAR 5.0) | UEF 0.95 (Instantaneous, ENERGY STAR 5.0) | UEF 0.95 (Instantaneous, ENERGY STAR 5.0) | UEF 0.87 (Instantaneous, ENERGY STAR 4.0) | UEF 0.87 (Instantaneous, ENERGY STAR 4.0) | UEF 0.87 (Instantaneous, ENERGY STAR 4.0) | UEF 0.87 (Instantaneous, ENERGY STAR 4.0)
F1_Residential_Single Family Regular Income_Existing_Water Heating_Natural Gas_Water Heater (<= 55 gal)_E1 | F1 | Residential | Single Family Regular Income | Existing | Water Heating | Natural Gas | Water Heater (<= 55 gal) | E1 | CCE | 0 | 0 | 0 | 0 | 0 | 0 | 0 | 0 | 0 | 0 | 0 | 0 | 0 | 0 | 0 | 0 | 0 | 0 | 0 | 0 | 0 | 0 | 0 | 0 | 0 | 0 | 0 | 0 | 0 | 0 | 0 | 0 | 0
F1_Residential_Single Family Regular Income_Existing_Water Heating_Natural Gas_Water Heater (<= 55 gal)_E2 | F1 | Residential | Single Family Regular Income | Existing | Water Heating | Natural Gas | Water Heater (<= 55 gal) | E2 | CCE | 1.1955 | 1.2323 | 1.2073 | 1.1067 | 1.1067 | 1.1067 | 1.1067 | 1.1067 | 1.1067 | 1.1067 | 1.1067 | 1.1067 | 1.1067 | 1.1067 | 1.1067 | 1.1067 | 1.1067 | 1.1067 | 1.1067 | 1.1067 | 1.1067 | 1.1067 | 1.1067 | 1.1067 | 1.1067 | 1.1067 | 1.1067 | 1.1067 | 1.1067 | 1.1067 | 1.1067 | 1.1067 | 1.1067
F1_Residential_Single Family Regular Income_Existing_Water Heating_Natural Gas_Water Heater (<= 55 gal)_E3 | F1 | Residential | Single Family Regular Income | Existing | Water Heating | Natural Gas | Water Heater (<= 55 gal) | E3 | CCE | 6.7267 | 6.9336 | 6.7929 | 6.2273 | 6.2273 | 6.2273 | 6.2273 | 6.2273 | 6.2273 | 6.2273 | 6.2273 | 6.2273 | 6.2273 | 6.2273 | 6.2273 | 6.2273 | 6.2273 | 6.2273 | 6.2273 | 6.2273 | 6.2273 | 6.2273 | 6.2273 | 6.2273 | 6.2273 | 6.2273 | 6.2273 | 6.2273 | 6.2273 | 6.2273 | 6.2273 | 6.2273 | 6.2273
F1_Residential_Single Family Regular Income_Existing_Water Heating_Natural Gas_Water Heater (<= 55 gal)_E4 | F1 | Residential | Single Family Regular Income | Existing | Water Heating | Natural Gas | Water Heater (<= 55 gal) | E4 | CCE | 1.2458 | 1.2841 | 1.2581 | 1.1533 | 1.1533 | 1.1533 | 1.1533 | 1.1533 | 1.1533 | 1.1533 | 1.1533 | 1.1533 | 1.1533 | 1.1533 | 1.1533 | 1.1533 | 1.1533 | 1.1533 | 1.1533 | 1.1533 | 1.1533 | 1.1533 | 1.1533 | 1.1533 | 1.1533 | 1.1533 | 1.1533 | 1.1533 | 1.1533 | 1.1533 | 1.1533 | 1.1533 | 1.1533
F1_Residential_Single Family Regular Income_Existing_Water Heating_Natural Gas_Water Heater (<= 55 gal)_E5 | F1 | Residential | Single Family Regular Income | Existing | Water Heating | Natural Gas | Water Heater (<= 55 gal) | E5 | CCE | 1.6221 | 1.672 | 1.6381 | 1.5017 | 1.5017 | 1.5017 | 1.5017 | 1.5017 | 1.5017 | 1.5017 | 1.5017 | 1.5017 | 1.5017 | 1.5017 | 1.5017 | 1.5017 | 1.5017 | 1.5017 | 1.5017 | 1.5017 | 1.5017 | 1.5017 | 1.5017 | 1.5017 | 1.5017 | 1.5017 | 1.5017 | 1.5017 | 1.5017 | 1.5017 | 1.5017 | 1.5017 | 1.5017
F1_Residential_Single Family Regular Income_Existing_Water Heating_Natural Gas_Water Heater (<= 55 gal)_E6 | F1 | Residential | Single Family Regular Income | Existing | Water Heating | Natural Gas | Water Heater (<= 55 gal) | E6 | CCE | 6.9699 | 7.1844 | 7.0385 | 6.4525 | 6.4525 | 6.4525 | 6.4525 | 6.4525 | 6.4525 | 6.4525 | 6.4525 | 6.4525 | 6.4525 | 6.4525 | 6.4525 | 6.4525 | 6.4525 | 6.4525 | 6.4525 | 6.4525 | 6.4525 | 6.4525 | 6.4525 | 6.4525 | 6.4525 | 6.4525 | 6.4525 | 6.4525 | 6.4525 | 6.4525 | 6.4525 | 6.4525 | 6.4525
F1_Residential_Single Family Regular Income_Existing_Water Heating_Natural Gas_Water Heater (<= 55 gal)_E7 | F1 | Residential | Single Family Regular Income | Existing | Water Heating | Natural Gas | Water Heater (<= 55 gal) | E7 | CCE | 0 | 0 | 0 | 0 | 6.5193 | 6.5193 | 6.5193 | 6.5193 | 6.5193 | 6.5193 | 6.5193 | 6.5193 | 6.5193 | 6.5193 | 6.5193 | 6.5193 | 6.5193 | 6.5193 | 6.5193 | 6.5193 | 6.5193 | 6.5193 | 6.5193 | 6.5193 | 6.5193 | 6.5193 | 6.5193 | 6.5193 | 6.5193 | 6.5193 | 6.5193 | 6.5193 | 6.5193
F1_Residential_Single Family Regular Income_Existing_Water Heating_Natural Gas_Water Heater (<= 55 gal)_E8 | F1 | Residential | Single Family Regular Income | Existing | Water Heating | Natural Gas | Water Heater (<= 55 gal) | E8 | CCE | 0 | 0 | 0 | 0 | 0 | 0 | 0 | 0 | 0 | 0 | 0 | 0 | 0 | 0 | 0 | 0 | 0 | 0 | 0 | 0 | 0 | 0 | 0 | 0 | 0 | 0 | 0 | 0 | 0 | 0 | 0 | 0 | 0
F1_Residential_Single Family Regular Income_Existing_Water Heating_Natural Gas_Water Heater (<= 55 gal)_E9 | F1 | Residential | Single Family Regular Income | Existing | Water Heating | Natural Gas | Water Heater (<= 55 gal) | E9 | CCE | 0 | 0 | 0 | 0 | 0 | 0 | 0 | 0 | 0 | 0 | 0 | 0 | 0 | 0 | 0 | 0 | 0 | 0 | 0 | 0 | 0 | 0 | 0 | 0 | 0 | 0 | 0 | 0 | 0 | 0 | 0 | 0 | 0
F1_Residential_Single Family Regular Income_Existing_Water Heating_Natural Gas_Water Heater (<= 55 gal)_E10 | F1 | Residential | Single Family Regular Income | Existing | Water Heating | Natural Gas | Water Heater (<= 55 gal) | E10 | CCE | 0 | 0 | 0 | 0 | 0 | 0 | 0 | 0 | 0 | 0 | 0 | 0 | 0 | 0 | 0 | 0 | 0 | 0 | 0 | 0 | 0 | 0 | 0 | 0 | 0 | 0 | 0 | 0 | 0 | 0 | 0 | 0 | 0
F2_Residential_Single Family Regular Income_Existing_Water Heating_Natural Gas_Water Heater (<= 55 gal)_E1 | F2 | Residential | Single Family Regular Income | Existing | Water Heating | Natural Gas | Water Heater (<= 55 gal) | E1 | TRC BC Ratio | bar: 2019 to 2051
F2_Residential_Single Family Regular Income_Existing_Water Heating_Natural Gas_Water Heater (<= 55 gal)_E2 | F2 | Residential | Single Family Regular Income | Existing | Water Heating | Natural Gas | Water Heater (<= 55 gal) | E2 | TRC BC Ratio | 1.0934 | 1.0966 | 1.1038 | 1.1099 | 1.1074 | 1.1133 | 1.1267 | 1.1377 | 1.151 | 1.164 | 1.1771 | 1.1895 | 1.2027 | 1.2163 | 1.2296 | 1.2432 | 1.2568 | 1.2706 | 1.284 | 1.2967 | 1.3079 | 1.3182 | 1.3261 | 1.3329 | 1.3379 | 1.3412 | 1.3435 | 1.3443 | 1.3433 | 1.3411 | 1.3364 | 1.3306 | 1.3228
F2_Residential_Single Family Regular Income_Existing_Water Heating_Natural Gas_Water Heater (<= 55 gal)_E3 | F2 | Residential | Single Family Regular Income | Existing | Water Heating | Natural Gas | Water Heater (<= 55 gal) | E3 | TRC BC Ratio | 0.19433 | 0.1949 | 0.19617 | 0.19725 | 0.19681 | 0.19786 | 0.20023 | 0.2022 | 0.20457 | 0.20688 | 0.2092 | 0.2114 | 0.21375 | 0.21617 | 0.21853 | 0.22094 | 0.22336 | 0.22582 | 0.22819 | 0.23046 | 0.23245 | 0.23428 | 0.23567 | 0.23689 | 0.23778 | 0.23837 | 0.23877 | 0.23892 | 0.23874 | 0.23834 | 0.23751 | 0.23648 | 0.23509
F2_Residential_Single Family Regular Income_Existing_Water Heating_Natural Gas_Water Heater (<= 55 gal)_E4 | F2 | Residential | Single Family Regular Income | Existing | Water Heating | Natural Gas | Water Heater (<= 55 gal) | E4 | TRC BC Ratio | 1.006 | 1.0042 | 1.0082 | 1.0103 | 0.99964 | 1.0011 | 1.0134 | 1.0218 | 1.034 | 1.0461 | 1.0591 | 1.0719 | 1.0869 | 1.1036 | 1.1213 | 1.1409 | 1.1624 | 1.1851 | 1.2077 | 1.2295 | 1.2487 | 1.2659 | 1.2788 | 1.289 | 1.2964 | 1.3014 | 1.3047 | 1.306 | 1.3045 | 1.3011 | 1.2942 | 1.2856 | 1.2739
F2_Residential_Single Family Regular Income_Existing_Water Heating_Natural Gas_Water Heater (<= 55 gal)_E5 | F2 | Residential | Single Family Regular Income | Existing | Water Heating | Natural Gas | Water Heater (<= 55 gal) | E5 | TRC BC Ratio | 0.77668 | 0.77575 | 0.77909 | 0.78105 | 0.7736 | 0.7751 | 0.78458 | 0.79129 | 0.80069 | 0.81005 | 0.81999 | 0.8297 | 0.841 | 0.85349 | 0.86662 | 0.88111 | 0.89683 | 0.91333 | 0.9298 | 0.94567 | 0.95963 | 0.97216 | 0.98154 | 0.98906 | 0.99451 | 0.99815 | 1.0006 | 1.0015 | 1.0004 | 0.99796 | 0.99287 | 0.98653 | 0.97793
F2_Residential_Single Family Regular Income_Existing_Water Heating_Natural Gas_Water Heater (<= 55 gal)_E6 | F2 | Residential | Single Family Regular Income | Existing | Water Heating | Natural Gas | Water Heater (<= 55 gal) | E6 | TRC BC Ratio | 0.18755 | 0.1881 | 0.18933 | 0.19036 | 0.18994 | 0.19096 | 0.19325 | 0.19515 | 0.19743 | 0.19966 | 0.2019 | 0.20403 | 0.20629 | 0.20862 | 0.2109 | 0.21323 | 0.21557 | 0.21794 | 0.22022 | 0.22242 | 0.22434 | 0.2261 | 0.22745 | 0.22863 | 0.22948 | 0.23005 | 0.23043 | 0.23058 | 0.23041 | 0.23002 | 0.22922 | 0.22823 | 0.22688
F2_Residential_Single Family Regular Income_Existing_Water Heating_Natural Gas_Water Heater (<= 55 gal)_E7 | F2 | Residential | Single Family Regular Income | Existing | Water Heating | Natural Gas | Water Heater (<= 55 gal) | E7 | TRC BC Ratio | 0 | 0 | 0 | 0 | 0.1897 | 0.19071 | 0.19299 | 0.19485 | 0.19709 | 0.19929 | 0.20151 | 0.20362 | 0.20587 | 0.20824 | 0.21062 | 0.21312 | 0.21571 | 0.21832 | 0.22081 | 0.22316 | 0.2252 | 0.22699 | 0.22829 | 0.22931 | 0.23002 | 0.23049 | 0.23081 | 0.23096 | 0.23078 | 0.2304 | 0.22961 | 0.22863 | 0.2273
F2_Residential_Single Family Regular Income_Existing_Water Heating_Natural Gas_Water Heater (<= 55 gal)_E8 | F2 | Residential | Single Family Regular Income | Existing | Water Heating | Natural Gas | Water Heater (<= 55 gal) | E8 | TRC BC Ratio | 0 | 0 | 0 | 0 | 0 | 0 | 0 | 0 | 0 | 0 | 0 | 0 | 0 | 0 | 0 | 0 | 0 | 0 | 0 | 0 | 0 | 0 | 0 | 0 | 0 | 0 | 0 | 0 | 0 | 0 | 0 | 0 | 0
F2_Residential_Single Family Regular Income_Existing_Water Heating_Natural Gas_Water Heater (<= 55 gal)_E9 | F2 | Residential | Single Family Regular Income | Existing | Water Heating | Natural Gas | Water Heater (<= 55 gal) | E9 | TRC BC Ratio | 0 | 0 | 0 | 0 | 0 | 0 | 0 | 0 | 0 | 0 | 0 | 0 | 0 | 0 | 0 | 0 | 0 | 0 | 0 | 0 | 0 | 0 | 0 | 0 | 0 | 0 | 0 | 0 | 0 | 0 | 0 | 0 | 0
F2_Residential_Single Family Regular Income_Existing_Water Heating_Natural Gas_Water Heater (<= 55 gal)_E10 | F2 | Residential | Single Family Regular Income | Existing | Water Heating | Natural Gas | Water Heater (<= 55 gal) | E10 | TRC BC Ratio | 0 | 0 | 0 | 0 | 0 | 0 | 0 | 0 | 0 | 0 | 0 | 0 | 0 | 0 | 0 | 0 | 0 | 0 | 0 | 0 | 0 | 0 | 0 | 0 | 0 | 0 | 0 | 0 | 0 | 0 | 0 | 0 | 0
F3_Residential_Single Family Regular Income_Existing_Water Heating_Natural Gas_Water Heater (<= 55 gal)_E1 | F3 | Residential | Single Family Regular Income | Existing | Water Heating | Natural Gas | Water Heater (<= 55 gal) | E1 | PACT BC Ratio | bar: 2019 to 2051
F3_Residential_Single Family Regular Income_Existing_Water Heating_Natural Gas_Water Heater (<= 55 gal)_E2 | F3 | Residential | Single Family Regular Income | Existing | Water Heating | Natural Gas | Water Heater (<= 55 gal) | E2 | PACT BC Ratio | 1.0934 | 1.0966 | 1.1038 | 1.1099 | 1.1074 | 1.1133 | 1.1267 | 1.1377 | 1.151 | 1.164 | 1.1771 | 1.1895 | 1.2027 | 1.2163 | 1.2296 | 1.2432 | 1.2568 | 1.2706 | 1.284 | 1.2967 | 1.3079 | 1.3182 | 1.3261 | 1.3329 | 1.3379 | 1.3412 | 1.3435 | 1.3443 | 1.3433 | 1.3411 | 1.3364 | 1.3306 | 1.3228
F3_Residential_Single Family Regular Income_Existing_Water Heating_Natural Gas_Water Heater (<= 55 gal)_E3 | F3 | Residential | Single Family Regular Income | Existing | Water Heating | Natural Gas | Water Heater (<= 55 gal) | E3 | PACT BC Ratio | 0.19433 | 0.1949 | 0.19617 | 0.19725 | 0.19681 | 0.19786 | 0.20023 | 0.2022 | 0.20457 | 0.20688 | 0.2092 | 0.2114 | 0.21375 | 0.21617 | 0.21853 | 0.22094 | 0.22336 | 0.22582 | 0.22819 | 0.23046 | 0.23245 | 0.23428 | 0.23567 | 0.23689 | 0.23778 | 0.23837 | 0.23877 | 0.23892 | 0.23874 | 0.23834 | 0.23751 | 0.23648 | 0.23509
F3_Residential_Single Family Regular Income_Existing_Water Heating_Natural Gas_Water Heater (<= 55 gal)_E4 | F3 | Residential | Single Family Regular Income | Existing | Water Heating | Natural Gas | Water Heater (<= 55 gal) | E4 | PACT BC Ratio | 1.006 | 1.0042 | 1.0082 | 1.0103 | 0.99964 | 1.0011 | 1.0134 | 1.0218 | 1.034 | 1.0461 | 1.0591 | 1.0719 | 1.0869 | 1.1036 | 1.1213 | 1.1409 | 1.1624 | 1.1851 | 1.2077 | 1.2295 | 1.2487 | 1.2659 | 1.2788 | 1.289 | 1.2964 | 1.3014 | 1.3047 | 1.306 | 1.3045 | 1.3011 | 1.2942 | 1.2856 | 1.2739
F3_Residential_Single Family Regular Income_Existing_Water Heating_Natural Gas_Water Heater (<= 55 gal)_E5 | F3 | Residential | Single Family Regular Income | Existing | Water Heating | Natural Gas | Water Heater (<= 55 gal) | E5 | PACT BC Ratio | 0.77668 | 0.77575 | 0.77909 | 0.78105 | 0.7736 | 0.7751 | 0.78458 | 0.79129 | 0.80069 | 0.81005 | 0.81999 | 0.8297 | 0.841 | 0.85349 | 0.86662 | 0.88111 | 0.89683 | 0.91333 | 0.9298 | 0.94567 | 0.95963 | 0.97216 | 0.98154 | 0.98906 | 0.99451 | 0.99815 | 1.0006 | 1.0015 | 1.0004 | 0.99796 | 0.99287 | 0.98653 | 0.97793
F3_Residential_Single Family Regular Income_Existing_Water Heating_Natural Gas_Water Heater (<= 55 gal)_E6 | F3 | Residential | Single Family Regular Income | Existing | Water Heating | Natural Gas | Water Heater (<= 55 gal) | E6 | PACT BC Ratio | 0.18755 | 0.1881 | 0.18933 | 0.19036 | 0.18994 | 0.19096 | 0.19325 | 0.19515 | 0.19743 | 0.19966 | 0.2019 | 0.20403 | 0.20629 | 0.20862 | 0.2109 | 0.21323 | 0.21557 | 0.21794 | 0.22022 | 0.22242 | 0.22434 | 0.2261 | 0.22745 | 0.22863 | 0.22948 | 0.23005 | 0.23043 | 0.23058 | 0.23041 | 0.23002 | 0.22922 | 0.22823 | 0.22688
F3_Residential_Single Family Regular Income_Existing_Water Heating_Natural Gas_Water Heater (<= 55 gal)_E7 | F3 | Residential | Single Family Regular Income | Existing | Water Heating | Natural Gas | Water Heater (<= 55 gal) | E7 | PACT BC Ratio | 0 | 0 | 0 | 0 | 0.1897 | 0.19071 | 0.19299 | 0.19485 | 0.19709 | 0.19929 | 0.20151 | 0.20362 | 0.20587 | 0.20824 | 0.21062 | 0.21312 | 0.21571 | 0.21832 | 0.22081 | 0.22316 | 0.2252 | 0.22699 | 0.22829 | 0.22931 | 0.23002 | 0.23049 | 0.23081 | 0.23096 | 0.23078 | 0.2304 | 0.22961 | 0.22863 | 0.2273
F3_Residential_Single Family Regular Income_Existing_Water Heating_Natural Gas_Water Heater (<= 55 gal)_E8 | F3 | Residential | Single Family Regular Income | Existing | Water Heating | Natural Gas | Water Heater (<= 55 gal) | E8 | PACT BC Ratio | 0 | 0 | 0 | 0 | 0 | 0 | 0 | 0 | 0 | 0 | 0 | 0 | 0 | 0 | 0 | 0 | 0 | 0 | 0 | 0 | 0 | 0 | 0 | 0 | 0 | 0 | 0 | 0 | 0 | 0 | 0 | 0 | 0
F3_Residential_Single Family Regular Income_Existing_Water Heating_Natural Gas_Water Heater (<= 55 gal)_E9 | F3 | Residential | Single Family Regular Income | Existing | Water Heating | Natural Gas | Water Heater (<= 55 gal) | E9 | PACT BC Ratio | 0 | 0 | 0 | 0 | 0 | 0 | 0 | 0 | 0 | 0 | 0 | 0 | 0 | 0 | 0 | 0 | 0 | 0 | 0 | 0 | 0 | 0 | 0 | 0 | 0 | 0 | 0 | 0 | 0 | 0 | 0 | 0 | 0
F3_Residential_Single Family Regular Income_Existing_Water Heating_Natural Gas_Water Heater (<= 55 gal)_E10 | F3 | Residential | Single Family Regular Income | Existing | Water Heating | Natural Gas | Water Heater (<= 55 gal) | E10 | PACT BC Ratio | 0 | 0 | 0 | 0 | 0 | 0 | 0 | 0 | 0 | 0 | 0 | 0 | 0 | 0 | 0 | 0 | 0 | 0 | 0 | 0 | 0 | 0 | 0 | 0 | 0 | 0 | 0 | 0 | 0 | 0 | 0 | 0 | 0
F4_Residential_Single Family Regular Income_Existing_Water Heating_Natural Gas_Water Heater (<= 55 gal)_E1 | F4 | Residential | Single Family Regular Income | Existing | Water Heating | Natural Gas | Water Heater (<= 55 gal) | E1 | RVT BC Ratio | bar: 2019 to 2051
F4_Residential_Single Family Regular Income_Existing_Water Heating_Natural Gas_Water Heater (<= 55 gal)_E2 | F4 | Residential | Single Family Regular Income | Existing | Water Heating | Natural Gas | Water Heater (<= 55 gal) | E2 | RVT BC Ratio | 2.31 | 2.3138 | 2.3224 | 2.3297 | 2.3267 | 2.3338 | 2.3498 | 2.3631 | 2.379 | 2.3946 | 2.4103 | 2.4251 | 2.4409 | 2.4572 | 2.4731 | 2.4894 | 2.5057 | 2.5223 | 2.5383 | 2.5536 | 2.567 | 2.5793 | 2.5887 | 2.5969 | 2.6029 | 2.6069 | 2.6096 | 2.6106 | 2.6094 | 2.6067 | 2.6011 | 2.5942 | 2.5848
F4_Residential_Single Family Regular Income_Existing_Water Heating_Natural Gas_Water Heater (<= 55 gal)_E3 | F4 | Residential | Single Family Regular Income | Existing | Water Heating | Natural Gas | Water Heater (<= 55 gal) | E3 | RVT BC Ratio | 1.2328 | 1.2335 | 1.235 | 1.2363 | 1.2358 | 1.2371 | 1.2399 | 1.2423 | 1.2451 | 1.2479 | 1.2506 | 1.2533 | 1.2561 | 1.259 | 1.2618 | 1.2647 | 1.2676 | 1.2706 | 1.2734 | 1.2761 | 1.2785 | 1.2807 | 1.2824 | 1.2838 | 1.2849 | 1.2856 | 1.2861 | 1.2862 | 1.286 | 1.2855 | 1.2846 | 1.2833 | 1.2817
F4_Residential_Single Family Regular Income_Existing_Water Heating_Natural Gas_Water Heater (<= 55 gal)_E4 | F4 | Residential | Single Family Regular Income | Existing | Water Heating | Natural Gas | Water Heater (<= 55 gal) | E4 | RVT BC Ratio | 2.2053 | 2.2032 | 2.2079 | 2.2105 | 2.1976 | 2.1993 | 2.2141 | 2.2242 | 2.2388 | 2.2534 | 2.2689 | 2.2842 | 2.3021 | 2.3222 | 2.3434 | 2.3669 | 2.3927 | 2.4198 | 2.4469 | 2.473 | 2.496 | 2.5167 | 2.5321 | 2.5443 | 2.5532 | 2.5592 | 2.5631 | 2.5647 | 2.5629 | 2.5588 | 2.5505 | 2.5402 | 2.5262
F4_Residential_Single Family Regular Income_Existing_Water Heating_Natural Gas_Water Heater (<= 55 gal)_E5 | F4 | Residential | Single Family Regular Income | Existing | Water Heating | Natural Gas | Water Heater (<= 55 gal) | E5 | RVT BC Ratio | 1.9305 | 1.9294 | 1.9334 | 1.9357 | 1.9268 | 1.9286 | 1.94 | 1.948 | 1.9593 | 1.9705 | 1.9824 | 1.994 | 2.0076 | 2.0225 | 2.0383 | 2.0556 | 2.0745 | 2.0942 | 2.114 | 2.133 | 2.1497 | 2.1647 | 2.1759 | 2.185 | 2.1915 | 2.1959 | 2.1988 | 2.1999 | 2.1986 | 2.1956 | 2.1895 | 2.1819 | 2.1716
F4_Residential_Single Family Regular Income_Existing_Water Heating_Natural Gas_Water Heater (<= 55 gal)_E6 | F4 | Residential | Single Family Regular Income | Existing | Water Heating | Natural Gas | Water Heater (<= 55 gal) | E6 | RVT BC Ratio | 1.2247 | 1.2254 | 1.2268 | 1.2281 | 1.2276 | 1.2288 | 1.2315 | 1.2338 | 1.2365 | 1.2392 | 1.2419 | 1.2444 | 1.2471 | 1.2499 | 1.2527 | 1.2555 | 1.2583 | 1.2611 | 1.2638 | 1.2665 | 1.2688 | 1.2709 | 1.2725 | 1.2739 | 1.2749 | 1.2756 | 1.2761 | 1.2763 | 1.276 | 1.2756 | 1.2746 | 1.2734 | 1.2718
F4_Residential_Single Family Regular Income_Existing_Water Heating_Natural Gas_Water Heater (<= 55 gal)_E7 | F4 | Residential | Single Family Regular Income | Existing | Water Heating | Natural Gas | Water Heater (<= 55 gal) | E7 | RVT BC Ratio | 0 | 0 | 0 | 0 | 1.2273 | 1.2285 | 1.2312 | 1.2334 | 1.2361 | 1.2388 | 1.2414 | 1.2439 | 1.2466 | 1.2495 | 1.2523 | 1.2553 | 1.2584 | 1.2616 | 1.2645 | 1.2674 | 1.2698 | 1.2719 | 1.2735 | 1.2747 | 1.2756 | 1.2761 | 1.2765 | 1.2767 | 1.2765 | 1.276 | 1.2751 | 1.2739 | 1.2723
F4_Residential_Single Family Regular Income_Existing_Water Heating_Natural Gas_Water Heater (<= 55 gal)_E8 | F4 | Residential | Single Family Regular Income | Existing | Water Heating | Natural Gas | Water Heater (<= 55 gal) | E8 | RVT BC Ratio | 0 | 0 | 0 | 0 | 0 | 0 | 0 | 0 | 0 | 0 | 0 | 0 | 0 | 0 | 0 | 0 | 0 | 0 | 0 | 0 | 0 | 0 | 0 | 0 | 0 | 0 | 0 | 0 | 0 | 0 | 0 | 0 | 0
F4_Residential_Single Family Regular Income_Existing_Water Heating_Natural Gas_Water Heater (<= 55 gal)_E9 | F4 | Residential | Single Family Regular Income | Existing | Water Heating | Natural Gas | Water Heater (<= 55 gal) | E9 | RVT BC Ratio | 0 | 0 | 0 | 0 | 0 | 0 | 0 | 0 | 0 | 0 | 0 | 0 | 0 | 0 | 0 | 0 | 0 | 0 | 0 | 0 | 0 | 0 | 0 | 0 | 0 | 0 | 0 | 0 | 0 | 0 | 0 | 0 | 0
F4_Residential_Single Family Regular Income_Existing_Water Heating_Natural Gas_Water Heater (<= 55 gal)_E10 | F4 | Residential | Single Family Regular Income | Existing | Water Heating | Natural Gas | Water Heater (<= 55 gal) | E10 | RVT BC Ratio | 0 | 0 | 0 | 0 | 0 | 0 | 0 | 0 | 0 | 0 | 0 | 0 | 0 | 0 | 0 | 0 | 0 | 0 | 0 | 0 | 0 | 0 | 0 | 0 | 0 | 0 | 0 | 0 | 0 | 0 | 0 | 0 | 0
F5_Residential_Single Family Regular Income_Existing_Water Heating_Natural Gas_Water Heater (<= 55 gal)_E1 | F5 | Residential | Single Family Regular Income | Existing | Water Heating | Natural Gas | Water Heater (<= 55 gal) | E1 | RIM BC Ratio | bar: 2019 to 2051
F5_Residential_Single Family Regular Income_Existing_Water Heating_Natural Gas_Water Heater (<= 55 gal)_E2 | F5 | Residential | Single Family Regular Income | Existing | Water Heating | Natural Gas | Water Heater (<= 55 gal) | E2 | RIM BC Ratio | 0.52276 | 0.52349 | 0.52512 | 0.52648 | 0.52593 | 0.52726 | 0.53023 | 0.53267 | 0.53557 | 0.53837 | 0.54115 | 0.54375 | 0.54649 | 0.54929 | 0.55198 | 0.5547 | 0.5574 | 0.5601 | 0.56267 | 0.56512 | 0.56723 | 0.56915 | 0.57062 | 0.57188 | 0.5728 | 0.5734 | 0.57381 | 0.57397 | 0.57379 | 0.57337 | 0.57252 | 0.57146 | 0.57
F5_Residential_Single Family Regular Income_Existing_Water Heating_Natural Gas_Water Heater (<= 55 gal)_E3 | F5 | Residential | Single Family Regular Income | Existing | Water Heating | Natural Gas | Water Heater (<= 55 gal) | E3 | RIM BC Ratio | 0.16275 | 0.16315 | 0.16404 | 0.16479 | 0.16449 | 0.16522 | 0.16687 | 0.16824 | 0.16987 | 0.17146 | 0.17306 | 0.17456 | 0.17616 | 0.1778 | 0.17939 | 0.18101 | 0.18264 | 0.18428 | 0.18585 | 0.18735 | 0.18867 | 0.18987 | 0.19078 | 0.19158 | 0.19216 | 0.19255 | 0.1928 | 0.1929 | 0.19279 | 0.19253 | 0.19199 | 0.19131 | 0.1904
F5_Residential_Single Family Regular Income_Existing_Water Heating_Natural Gas_Water Heater (<= 55 gal)_E4 | F5 | Residential | Single Family Regular Income | Existing | Water Heating | Natural Gas | Water Heater (<= 55 gal) | E4 | RIM BC Ratio | 0.50191 | 0.50146 | 0.50246 | 0.50298 | 0.50031 | 0.50067 | 0.50372 | 0.50581 | 0.50877 | 0.5117 | 0.51479 | 0.51778 | 0.52125 | 0.52507 | 0.52904 | 0.53338 | 0.53803 | 0.54282 | 0.54752 | 0.55196 | 0.5558 | 0.55918 | 0.56168 | 0.56364 | 0.56506 | 0.566 | 0.56663 | 0.56687 | 0.56659 | 0.56595 | 0.56463 | 0.56298 | 0.56073
F5_Residential_Single Family Regular Income_Existing_Water Heating_Natural Gas_Water Heater (<= 55 gal)_E5 | F5 | Residential | Single Family Regular Income | Existing | Water Heating | Natural Gas | Water Heater (<= 55 gal) | E5 | RIM BC Ratio | 0.43746 | 0.43717 | 0.43823 | 0.43884 | 0.43648 | 0.43696 | 0.43996 | 0.44206 | 0.44498 | 0.44785 | 0.45087 | 0.4538 | 0.45715 | 0.46082 | 0.46462 | 0.46875 | 0.47317 | 0.47772 | 0.48219 | 0.48642 | 0.49009 | 0.49333 | 0.49574 | 0.49765 | 0.49902 | 0.49994 | 0.50055 | 0.50079 | 0.50051 | 0.49989 | 0.49861 | 0.49701 | 0.49481
F5_Residential_Single Family Regular Income_Existing_Water Heating_Natural Gas_Water Heater (<= 55 gal)_E6 | F5 | Residential | Single Family Regular Income | Existing | Water Heating | Natural Gas | Water Heater (<= 55 gal) | E6 | RIM BC Ratio | 0.15797 | 0.15836 | 0.15923 | 0.15996 | 0.15966 | 0.16038 | 0.16199 | 0.16332 | 0.16492 | 0.16647 | 0.16803 | 0.1695 | 0.17106 | 0.17266 | 0.17422 | 0.1758 | 0.17739 | 0.17899 | 0.18053 | 0.182 | 0.18329 | 0.18446 | 0.18536 | 0.18614 | 0.1867 | 0.18708 | 0.18733 | 0.18743 | 0.18732 | 0.18706 | 0.18653 | 0.18588 | 0.18498
F5_Residential_Single Family Regular Income_Existing_Water Heating_Natural Gas_Water Heater (<= 55 gal)_E7 | F5 | Residential | Single Family Regular Income | Existing | Water Heating | Natural Gas | Water Heater (<= 55 gal) | E7 | RIM BC Ratio | 0 | 0 | 0 | 0 | 0.15949 | 0.16021 | 0.16181 | 0.16312 | 0.16469 | 0.16622 | 0.16776 | 0.16922 | 0.17077 | 0.1724 | 0.17403 | 0.17573 | 0.17749 | 0.17925 | 0.18092 | 0.1825 | 0.18386 | 0.18505 | 0.18592 | 0.18659 | 0.18706 | 0.18737 | 0.18758 | 0.18768 | 0.18757 | 0.18731 | 0.18679 | 0.18614 | 0.18526
F5_Residential_Single Family Regular Income_Existing_Water Heating_Natural Gas_Water Heater (<= 55 gal)_E8 | F5 | Residential | Single Family Regular Income | Existing | Water Heating | Natural Gas | Water Heater (<= 55 gal) | E8 | RIM BC Ratio | 0 | 0 | 0 | 0 | 0 | 0 | 0 | 0 | 0 | 0 | 0 | 0 | 0 | 0 | 0 | 0 | 0 | 0 | 0 | 0 | 0 | 0 | 0 | 0 | 0 | 0 | 0 | 0 | 0 | 0 | 0 | 0 | 0
F5_Residential_Single Family Regular Income_Existing_Water Heating_Natural Gas_Water Heater (<= 55 gal)_E9 | F5 | Residential | Single Family Regular Income | Existing | Water Heating | Natural Gas | Water Heater (<= 55 gal) | E9 | RIM BC Ratio | 0 | 0 | 0 | 0 | 0 | 0 | 0 | 0 | 0 | 0 | 0 | 0 | 0 | 0 | 0 | 0 | 0 | 0 | 0 | 0 | 0 | 0 | 0 | 0 | 0 | 0 | 0 | 0 | 0 | 0 | 0 | 0 | 0
F5_Residential_Single Family Regular Income_Existing_Water Heating_Natural Gas_Water Heater (<= 55 gal)_E10 | F5 | Residential | Single Family Regular Income | Existing | Water Heating | Natural Gas | Water Heater (<= 55 gal) | E10 | RIM BC Ratio | 0 | 0 | 0 | 0 | 0 | 0 | 0 | 0 | 0 | 0 | 0 | 0 | 0 | 0 | 0 | 0 | 0 | 0 | 0 | 0 | 0 | 0 | 0 | 0 | 0 | 0 | 0 | 0 | 0 | 0 | 0 | 0 | 0
F0_Residential_Single Family Regular Income_Existing_Water Heating_Natural Gas_Water Heater (> 55 gal)_E0 | F0 | Residential | Single Family Regular Income | Existing | Water Heating | Natural Gas | Water Heater (> 55 gal) | E0 | Economic Unit | UEF 0.76 (Standard) | UEF 0.76 (Standard) | UEF 0.76 (Standard) | UEF 0.76 (Standard) | UEF 0.76 (Standard) | UEF 0.76 (Standard) | UEF 0.76 (Standard) | UEF 0.76 (Standard) | UEF 0.76 (Standard) | UEF 0.76 (Standard) | UEF 0.76 (Standard) | UEF 0.76 (Standard) | UEF 0.76 (Standard) | UEF 0.76 (Standard) | UEF 0.76 (Standard) | UEF 0.76 (Standard) | UEF 0.76 (Standard) | UEF 0.76 (Standard) | UEF 0.76 (Standard) | UEF 0.76 (Standard) | UEF 0.76 (Standard) | UEF 0.76 (Standard) | UEF 0.76 (Standard) | UEF 0.76 (Standard) | UEF 0.76 (Standard) | UEF 0.76 (Standard) | UEF 0.76 (Standard) | UEF 0.76 (Standard) | UEF 0.76 (Standard) | UEF 0.76 (Standard) | UEF 0.76 (Standard) | UEF 0.76 (Standard) | UEF 0.76 (Standard)
F1_Residential_Single Family Regular Income_Existing_Water Heating_Natural Gas_Water Heater (> 55 gal)_E1 | F1 | Residential | Single Family Regular Income | Existing | Water Heating | Natural Gas | Water Heater (> 55 gal) | E1 | CCE | 0 | 0 | 0 | 0 | 0 | 0 | 0 | 0 | 0 | 0 | 0 | 0 | 0 | 0 | 0 | 0 | 0 | 0 | 0 | 0 | 0 | 0 | 0 | 0 | 0 | 0 | 0 | 0 | 0 | 0 | 0 | 0 | 0
F1_Residential_Single Family Regular Income_Existing_Water Heating_Natural Gas_Water Heater (> 55 gal)_E2 | F1 | Residential | Single Family Regular Income | Existing | Water Heating | Natural Gas | Water Heater (> 55 gal) | E2 | CCE | 5.0266 | 5.1813 | 5.0761 | 4.6535 | 4.6535 | 4.6535 | 4.6535 | 4.6535 | 4.6535 | 4.6535 | 4.6535 | 4.6535 | 4.6535 | 4.6535 | 4.6535 | 4.6535 | 4.6535 | 4.6535 | 4.6535 | 4.6535 | 4.6535 | 4.6535 | 4.6535 | 4.6535 | 4.6535 | 4.6535 | 4.6535 | 4.6535 | 4.6535 | 4.6535 | 4.6535 | 4.6535 | 4.6535
F1_Residential_Single Family Regular Income_Existing_Water Heating_Natural Gas_Water Heater (> 55 gal)_E3 | F1 | Residential | Single Family Regular Income | Existing | Water Heating | Natural Gas | Water Heater (> 55 gal) | E3 | CCE | 35.5841 | 36.679 | 35.9343 | 32.9423 | 32.9423 | 32.9423 | 32.9423 | 32.9423 | 32.9423 | 32.9423 | 32.9423 | 32.9423 | 32.9423 | 32.9423 | 32.9423 | 32.9423 | 32.9423 | 32.9423 | 32.9423 | 32.9423 | 32.9423 | 32.9423 | 32.9423 | 32.9423 | 32.9423 | 32.9423 | 32.9423 | 32.9423 | 32.9423 | 32.9423 | 32.9423 | 32.9423 | 32.9423
F1_Residential_Single Family Regular Income_Existing_Water Heating_Natural Gas_Water Heater (> 55 gal)_E4 | F1 | Residential | Single Family Regular Income | Existing | Water Heating | Natural Gas | Water Heater (> 55 gal) | E4 | CCE | 3.7771 | 3.8933 | 3.8142 | 3.4967 | 3.4967 | 3.4967 | 3.4967 | 3.4967 | 3.4967 | 3.4967 | 3.4967 | 3.4967 | 3.4967 | 3.4967 | 3.4967 | 3.4967 | 3.4967 | 3.4967 | 3.4967 | 3.4967 | 3.4967 | 3.4967 | 3.4967 | 3.4967 | 3.4967 | 3.4967 | 3.4967 | 3.4967 | 3.4967 | 3.4967 | 3.4967 | 3.4967 | 3.4967
F1_Residential_Single Family Regular Income_Existing_Water Heating_Natural Gas_Water Heater (> 55 gal)_E5 | F1 | Residential | Single Family Regular Income | Existing | Water Heating | Natural Gas | Water Heater (> 55 gal) | E5 | CCE | 4.104 | 4.2302 | 4.1444 | 3.7993 | 3.7993 | 3.7993 | 3.7993 | 3.7993 | 3.7993 | 3.7993 | 3.7993 | 3.7993 | 3.7993 | 3.7993 | 3.7993 | 3.7993 | 3.7993 | 3.7993 | 3.7993 | 3.7993 | 3.7993 | 3.7993 | 3.7993 | 3.7993 | 3.7993 | 3.7993 | 3.7993 | 3.7993 | 3.7993 | 3.7993 | 3.7993 | 3.7993 | 3.7993
F1_Residential_Single Family Regular Income_Existing_Water Heating_Natural Gas_Water Heater (> 55 gal)_E6 | F1 | Residential | Single Family Regular Income | Existing | Water Heating | Natural Gas | Water Heater (> 55 gal) | E6 | CCE | 12.8247 | 13.2193 | 12.9509 | 11.8725 | 11.8725 | 11.8725 | 11.8725 | 11.8725 | 11.8725 | 11.8725 | 11.8725 | 11.8725 | 11.8725 | 11.8725 | 11.8725 | 11.8725 | 11.8725 | 11.8725 | 11.8725 | 11.8725 | 11.8725 | 11.8725 | 11.8725 | 11.8725 | 11.8725 | 11.8725 | 11.8725 | 11.8725 | 11.8725 | 11.8725 | 11.8725 | 11.8725 | 11.8725
F1_Residential_Single Family Regular Income_Existing_Water Heating_Natural Gas_Water Heater (> 55 gal)_E7 | F1 | Residential | Single Family Regular Income | Existing | Water Heating | Natural Gas | Water Heater (> 55 gal) | E7 | CCE | 0 | 0 | 0 | 0 | 0 | 9.9963 | 9.9963 | 9.9963 | 9.9963 | 9.9963 | 9.9963 | 9.9963 | 9.9963 | 9.9963 | 9.9963 | 9.9963 | 9.9963 | 9.9963 | 9.9963 | 9.9963 | 9.9963 | 9.9963 | 9.9963 | 9.9963 | 9.9963 | 9.9963 | 9.9963 | 9.9963 | 9.9963 | 9.9963 | 9.9963 | 9.9963 | 9.9963
F1_Residential_Single Family Regular Income_Existing_Water Heating_Natural Gas_Water Heater (> 55 gal)_E8 | F1 | Residential | Single Family Regular Income | Existing | Water Heating | Natural Gas | Water Heater (> 55 gal) | E8 | CCE | 0 | 0 | 0 | 0 | 0 | 0 | 0 | 0 | 0 | 0 | 0 | 0 | 0 | 0 | 0 | 0 | 0 | 0 | 0 | 0 | 0 | 0 | 0 | 0 | 0 | 0 | 0 | 0 | 0 | 0 | 0 | 0 | 0
F1_Residential_Single Family Regular Income_Existing_Water Heating_Natural Gas_Water Heater (> 55 gal)_E9 | F1 | Residential | Single Family Regular Income | Existing | Water Heating | Natural Gas | Water Heater (> 55 gal) | E9 | CCE | 0 | 0 | 0 | 0 | 0 | 0 | 0 | 0 | 0 | 0 | 0 | 0 | 0 | 0 | 0 | 0 | 0 | 0 | 0 | 0 | 0 | 0 | 0 | 0 | 0 | 0 | 0 | 0 | 0 | 0 | 0 | 0 | 0
F1_Residential_Single Family Regular Income_Existing_Water Heating_Natural Gas_Water Heater (> 55 gal)_E10 | F1 | Residential | Single Family Regular Income | Existing | Water Heating | Natural Gas | Water Heater (> 55 gal) | E10 | CCE | 0 | 0 | 0 | 0 | 0 | 0 | 0 | 0 | 0 | 0 | 0 | 0 | 0 | 0 | 0 | 0 | 0 | 0 | 0 | 0 | 0 | 0 | 0 | 0 | 0 | 0 | 0 | 0 | 0 | 0 | 0 | 0 | 0
F2_Residential_Single Family Regular Income_Existing_Water Heating_Natural Gas_Water Heater (> 55 gal)_E1 | F2 | Residential | Single Family Regular Income | Existing | Water Heating | Natural Gas | Water Heater (> 55 gal) | E1 | TRC BC Ratio | bar: 2019 to 2051
F2_Residential_Single Family Regular Income_Existing_Water Heating_Natural Gas_Water Heater (> 55 gal)_E2 | F2 | Residential | Single Family Regular Income | Existing | Water Heating | Natural Gas | Water Heater (> 55 gal) | E2 | TRC BC Ratio | 0.26005 | 0.26081 | 0.26252 | 0.26396 | 0.26337 | 0.26478 | 0.26795 | 0.27059 | 0.27375 | 0.27684 | 0.27995 | 0.2829 | 0.28604 | 0.28928 | 0.29243 | 0.29566 | 0.29891 | 0.3022 | 0.30536 | 0.3084 | 0.31107 | 0.31351 | 0.31538 | 0.31701 | 0.31819 | 0.31899 | 0.31952 | 0.31972 | 0.31948 | 0.31894 | 0.31784 | 0.31646 | 0.3146
F2_Residential_Single Family Regular Income_Existing_Water Heating_Natural Gas_Water Heater (> 55 gal)_E3 | F2 | Residential | Single Family Regular Income | Existing | Water Heating | Natural Gas | Water Heater (> 55 gal) | E3 | TRC BC Ratio | 0.036735 | 0.036843 | 0.037084 | 0.037287 | 0.037204 | 0.037403 | 0.037852 | 0.038224 | 0.038671 | 0.039107 | 0.039547 | 0.039963 | 0.040406 | 0.040864 | 0.04131 | 0.041766 | 0.042224 | 0.042689 | 0.043136 | 0.043566 | 0.043942 | 0.044287 | 0.044551 | 0.044781 | 0.044948 | 0.04506 | 0.045135 | 0.045164 | 0.04513 | 0.045054 | 0.044898 | 0.044704 | 0.04444
F2_Residential_Single Family Regular Income_Existing_Water Heating_Natural Gas_Water Heater (> 55 gal)_E4 | F2 | Residential | Single Family Regular Income | Existing | Water Heating | Natural Gas | Water Heater (> 55 gal) | E4 | TRC BC Ratio | 0.29683 | 0.2923 | 0.29128 | 0.28897 | 0.27869 | 0.27572 | 0.27935 | 0.2804 | 0.28393 | 0.28768 | 0.29232 | 0.29722 | 0.30405 | 0.31251 | 0.32236 | 0.33422 | 0.34811 | 0.36313 | 0.37859 | 0.39351 | 0.4067 | 0.41833 | 0.42686 | 0.4332 | 0.43778 | 0.44085 | 0.44291 | 0.44371 | 0.44278 | 0.44069 | 0.4364 | 0.43106 | 0.42382
F2_Residential_Single Family Regular Income_Existing_Water Heating_Natural Gas_Water Heater (> 55 gal)_E5 | F2 | Residential | Single Family Regular Income | Existing | Water Heating | Natural Gas | Water Heater (> 55 gal) | E5 | TRC BC Ratio | 0.28528 | 0.28247 | 0.28234 | 0.28125 | 0.27412 | 0.27257 | 0.27606 | 0.27763 | 0.28104 | 0.28459 | 0.28873 | 0.293 | 0.29864 | 0.3054 | 0.31309 | 0.32214 | 0.33258 | 0.34379 | 0.35526 | 0.36632 | 0.37609 | 0.38474 | 0.39111 | 0.39592 | 0.3994 | 0.40173 | 0.40329 | 0.4039 | 0.40319 | 0.4016 | 0.39835 | 0.3943 | 0.3888
F2_Residential_Single Family Regular Income_Existing_Water Heating_Natural Gas_Water Heater (> 55 gal)_E6 | F2 | Residential | Single Family Regular Income | Existing | Water Heating | Natural Gas | Water Heater (> 55 gal) | E6 | TRC BC Ratio | 0.10193 | 0.10223 | 0.1029 | 0.10346 | 0.10323 | 0.10378 | 0.10503 | 0.10606 | 0.1073 | 0.10851 | 0.10973 | 0.11088 | 0.11211 | 0.11338 | 0.11462 | 0.11589 | 0.11716 | 0.11845 | 0.11969 | 0.12088 | 0.12192 | 0.12288 | 0.12361 | 0.12425 | 0.12472 | 0.12503 | 0.12523 | 0.12532 | 0.12522 | 0.12501 | 0.12458 | 0.12404 | 0.12331
F2_Residential_Single Family Regular Income_Existing_Water Heating_Natural Gas_Water Heater (> 55 gal)_E7 | F2 | Residential | Single Family Regular Income | Existing | Water Heating | Natural Gas | Water Heater (> 55 gal) | E7 | TRC BC Ratio | 0 | 0 | 0 | 0 | 0 | 0.12521 | 0.1267 | 0.12791 | 0.12936 | 0.13079 | 0.13223 | 0.13361 | 0.13509 | 0.13666 | 0.13828 | 0.14 | 0.14183 | 0.14366 | 0.14539 | 0.14702 | 0.14841 | 0.1496 | 0.15043 | 0.15103 | 0.15143 | 0.15168 | 0.15186 | 0.15196 | 0.15185 | 0.15159 | 0.15108 | 0.15044 | 0.14957
F2_Residential_Single Family Regular Income_Existing_Water Heating_Natural Gas_Water Heater (> 55 gal)_E8 | F2 | Residential | Single Family Regular Income | Existing | Water Heating | Natural Gas | Water Heater (> 55 gal) | E8 | TRC BC Ratio | 0 | 0 | 0 | 0 | 0 | 0 | 0 | 0 | 0 | 0 | 0 | 0 | 0 | 0 | 0 | 0 | 0 | 0 | 0 | 0 | 0 | 0 | 0 | 0 | 0 | 0 | 0 | 0 | 0 | 0 | 0 | 0 | 0
F2_Residential_Single Family Regular Income_Existing_Water Heating_Natural Gas_Water Heater (> 55 gal)_E9 | F2 | Residential | Single Family Regular Income | Existing | Water Heating | Natural Gas | Water Heater (> 55 gal) | E9 | TRC BC Ratio | 0 | 0 | 0 | 0 | 0 | 0 | 0 | 0 | 0 | 0 | 0 | 0 | 0 | 0 | 0 | 0 | 0 | 0 | 0 | 0 | 0 | 0 | 0 | 0 | 0 | 0 | 0 | 0 | 0 | 0 | 0 | 0 | 0
F2_Residential_Single Family Regular Income_Existing_Water Heating_Natural Gas_Water Heater (> 55 gal)_E10 | F2 | Residential | Single Family Regular Income | Existing | Water Heating | Natural Gas | Water Heater (> 55 gal) | E10 | TRC BC Ratio | 0 | 0 | 0 | 0 | 0 | 0 | 0 | 0 | 0 | 0 | 0 | 0 | 0 | 0 | 0 | 0 | 0 | 0 | 0 | 0 | 0 | 0 | 0 | 0 | 0 | 0 | 0 | 0 | 0 | 0 | 0 | 0 | 0
F3_Residential_Single Family Regular Income_Existing_Water Heating_Natural Gas_Water Heater (> 55 gal)_E1 | F3 | Residential | Single Family Regular Income | Existing | Water Heating | Natural Gas | Water Heater (> 55 gal) | E1 | PACT BC Ratio | bar: 2019 to 2051
F3_Residential_Single Family Regular Income_Existing_Water Heating_Natural Gas_Water Heater (> 55 gal)_E2 | F3 | Residential | Single Family Regular Income | Existing | Water Heating | Natural Gas | Water Heater (> 55 gal) | E2 | PACT BC Ratio | 0.33082 | 0.33179 | 0.33396 | 0.33579 | 0.33505 | 0.33684 | 0.34087 | 0.34422 | 0.34825 | 0.35218 | 0.35614 | 0.35989 | 0.36388 | 0.368 | 0.37202 | 0.37613 | 0.38025 | 0.38444 | 0.38846 | 0.39233 | 0.39572 | 0.39883 | 0.40121 | 0.40328 | 0.40479 | 0.40579 | 0.40647 | 0.40673 | 0.40643 | 0.40574 | 0.40433 | 0.40258 | 0.40021
F3_Residential_Single Family Regular Income_Existing_Water Heating_Natural Gas_Water Heater (> 55 gal)_E3 | F3 | Residential | Single Family Regular Income | Existing | Water Heating | Natural Gas | Water Heater (> 55 gal) | E3 | PACT BC Ratio | 0.046732 | 0.046869 | 0.047176 | 0.047434 | 0.047329 | 0.047582 | 0.048152 | 0.048626 | 0.049194 | 0.049749 | 0.050309 | 0.050838 | 0.051402 | 0.051984 | 0.052552 | 0.053132 | 0.053715 | 0.054306 | 0.054875 | 0.055421 | 0.0559 | 0.056339 | 0.056675 | 0.056968 | 0.057181 | 0.057323 | 0.057418 | 0.057455 | 0.057412 | 0.057315 | 0.057117 | 0.056869 | 0.056534
F3_Residential_Single Family Regular Income_Existing_Water Heating_Natural Gas_Water Heater (> 55 gal)_E4 | F3 | Residential | Single Family Regular Income | Existing | Water Heating | Natural Gas | Water Heater (> 55 gal) | E4 | PACT BC Ratio | 0.37761 | 0.37184 | 0.37055 | 0.36761 | 0.35453 | 0.35075 | 0.35537 | 0.35671 | 0.36119 | 0.36597 | 0.37187 | 0.37811 | 0.3868 | 0.39756 | 0.41009 | 0.42517 | 0.44285 | 0.46195 | 0.48162 | 0.50061 | 0.51737 | 0.53217 | 0.54303 | 0.55108 | 0.55692 | 0.56083 | 0.56345 | 0.56446 | 0.56328 | 0.56062 | 0.55516 | 0.54837 | 0.53916
F3_Residential_Single Family Regular Income_Existing_Water Heating_Natural Gas_Water Heater (> 55 gal)_E5 | F3 | Residential | Single Family Regular Income | Existing | Water Heating | Natural Gas | Water Heater (> 55 gal) | E5 | PACT BC Ratio | 0.36291 | 0.35934 | 0.35917 | 0.35779 | 0.34871 | 0.34675 | 0.35118 | 0.35318 | 0.35752 | 0.36203 | 0.36731 | 0.37274 | 0.37991 | 0.38852 | 0.39829 | 0.40981 | 0.42308 | 0.43735 | 0.45194 | 0.46601 | 0.47844 | 0.48944 | 0.49755 | 0.50366 | 0.50809 | 0.51105 | 0.51304 | 0.51381 | 0.51292 | 0.5109 | 0.50676 | 0.5016 | 0.49461
F3_Residential_Single Family Regular Income_Existing_Water Heating_Natural Gas_Water Heater (> 55 gal)_E6 | F3 | Residential | Single Family Regular Income | Existing | Water Heating | Natural Gas | Water Heater (> 55 gal) | E6 | PACT BC Ratio | 0.12967 | 0.13005 | 0.1309 | 0.13161 | 0.13132 | 0.13202 | 0.13361 | 0.13492 | 0.1365 | 0.13804 | 0.13959 | 0.14106 | 0.14262 | 0.14424 | 0.14581 | 0.14742 | 0.14904 | 0.15068 | 0.15226 | 0.15378 | 0.1551 | 0.15632 | 0.15725 | 0.15807 | 0.15866 | 0.15905 | 0.15932 | 0.15942 | 0.1593 | 0.15903 | 0.15848 | 0.15779 | 0.15686
F3_Residential_Single Family Regular Income_Existing_Water Heating_Natural Gas_Water Heater (> 55 gal)_E7 | F3 | Residential | Single Family Regular Income | Existing | Water Heating | Natural Gas | Water Heater (> 55 gal) | E7 | PACT BC Ratio | 0 | 0 | 0 | 0 | 0 | 0.15929 | 0.16118 | 0.16272 | 0.16457 | 0.16638 | 0.16822 | 0.16997 | 0.17185 | 0.17385 | 0.17591 | 0.17811 | 0.18042 | 0.18275 | 0.18496 | 0.18702 | 0.18879 | 0.19031 | 0.19137 | 0.19213 | 0.19264 | 0.19296 | 0.19319 | 0.19331 | 0.19317 | 0.19285 | 0.1922 | 0.19138 | 0.19028
F3_Residential_Single Family Regular Income_Existing_Water Heating_Natural Gas_Water Heater (> 55 gal)_E8 | F3 | Residential | Single Family Regular Income | Existing | Water Heating | Natural Gas | Water Heater (> 55 gal) | E8 | PACT BC Ratio | 0 | 0 | 0 | 0 | 0 | 0 | 0 | 0 | 0 | 0 | 0 | 0 | 0 | 0 | 0 | 0 | 0 | 0 | 0 | 0 | 0 | 0 | 0 | 0 | 0 | 0 | 0 | 0 | 0 | 0 | 0 | 0 | 0
F3_Residential_Single Family Regular Income_Existing_Water Heating_Natural Gas_Water Heater (> 55 gal)_E9 | F3 | Residential | Single Family Regular Income | Existing | Water Heating | Natural Gas | Water Heater (> 55 gal) | E9 | PACT BC Ratio | 0 | 0 | 0 | 0 | 0 | 0 | 0 | 0 | 0 | 0 | 0 | 0 | 0 | 0 | 0 | 0 | 0 | 0 | 0 | 0 | 0 | 0 | 0 | 0 | 0 | 0 | 0 | 0 | 0 | 0 | 0 | 0 | 0
F3_Residential_Single Family Regular Income_Existing_Water Heating_Natural Gas_Water Heater (> 55 gal)_E10 | F3 | Residential | Single Family Regular Income | Existing | Water Heating | Natural Gas | Water Heater (> 55 gal) | E10 | PACT BC Ratio | 0 | 0 | 0 | 0 | 0 | 0 | 0 | 0 | 0 | 0 | 0 | 0 | 0 | 0 | 0 | 0 | 0 | 0 | 0 | 0 | 0 | 0 | 0 | 0 | 0 | 0 | 0 | 0 | 0 | 0 | 0 | 0 | 0
F4_Residential_Single Family Regular Income_Existing_Water Heating_Natural Gas_Water Heater (> 55 gal)_E1 | F4 | Residential | Single Family Regular Income | Existing | Water Heating | Natural Gas | Water Heater (> 55 gal) | E1 | RVT BC Ratio | bar: 2019 to 2051
F4_Residential_Single Family Regular Income_Existing_Water Heating_Natural Gas_Water Heater (> 55 gal)_E2 | F4 | Residential | Single Family Regular Income | Existing | Water Heating | Natural Gas | Water Heater (> 55 gal) | E2 | RVT BC Ratio | 1.0549 | 1.0558 | 1.0578 | 1.0595 | 1.0588 | 1.0605 | 1.0643 | 1.0675 | 1.0713 | 1.075 | 1.0787 | 1.0822 | 1.086 | 1.0899 | 1.0937 | 1.0975 | 1.1014 | 1.1053 | 1.1091 | 1.1128 | 1.116 | 1.1189 | 1.1211 | 1.1231 | 1.1245 | 1.1255 | 1.1261 | 1.1263 | 1.1261 | 1.1254 | 1.1241 | 1.1224 | 1.1202
F4_Residential_Single Family Regular Income_Existing_Water Heating_Natural Gas_Water Heater (> 55 gal)_E3 | F4 | Residential | Single Family Regular Income | Existing | Water Heating | Natural Gas | Water Heater (> 55 gal) | E3 | RVT BC Ratio | 0.78731 | 0.78743 | 0.78772 | 0.78797 | 0.78787 | 0.78811 | 0.78864 | 0.78909 | 0.78962 | 0.79015 | 0.79067 | 0.79117 | 0.7917 | 0.79225 | 0.79279 | 0.79333 | 0.79388 | 0.79444 | 0.79497 | 0.79549 | 0.79594 | 0.79635 | 0.79667 | 0.79695 | 0.79715 | 0.79728 | 0.79737 | 0.7974 | 0.79736 | 0.79727 | 0.79709 | 0.79685 | 0.79654
F4_Residential_Single Family Regular Income_Existing_Water Heating_Natural Gas_Water Heater (> 55 gal)_E4 | F4 | Residential | Single Family Regular Income | Existing | Water Heating | Natural Gas | Water Heater (> 55 gal) | E4 | RVT BC Ratio | 1.0989 | 1.0935 | 1.0923 | 1.0895 | 1.0772 | 1.0736 | 1.078 | 1.0792 | 1.0835 | 1.088 | 1.0935 | 1.0994 | 1.1076 | 1.1177 | 1.1295 | 1.1437 | 1.1604 | 1.1784 | 1.1969 | 1.2148 | 1.2305 | 1.2445 | 1.2547 | 1.2623 | 1.2678 | 1.2715 | 1.2739 | 1.2749 | 1.2738 | 1.2713 | 1.2661 | 1.2597 | 1.2511
F4_Residential_Single Family Regular Income_Existing_Water Heating_Natural Gas_Water Heater (> 55 gal)_E5 | F4 | Residential | Single Family Regular Income | Existing | Water Heating | Natural Gas | Water Heater (> 55 gal) | E5 | RVT BC Ratio | 1.0851 | 1.0817 | 1.0816 | 1.0802 | 1.0717 | 1.0699 | 1.074 | 1.0759 | 1.08 | 1.0842 | 1.0892 | 1.0943 | 1.1011 | 1.1092 | 1.1184 | 1.1292 | 1.1417 | 1.1552 | 1.1689 | 1.1822 | 1.1939 | 1.2042 | 1.2119 | 1.2176 | 1.2218 | 1.2246 | 1.2265 | 1.2272 | 1.2263 | 1.2244 | 1.2205 | 1.2157 | 1.2091
F4_Residential_Single Family Regular Income_Existing_Water Heating_Natural Gas_Water Heater (> 55 gal)_E6 | F4 | Residential | Single Family Regular Income | Existing | Water Heating | Natural Gas | Water Heater (> 55 gal) | E6 | RVT BC Ratio | 0.86541 | 0.86577 | 0.86657 | 0.86724 | 0.86697 | 0.86763 | 0.86912 | 0.87036 | 0.87184 | 0.87329 | 0.87476 | 0.87614 | 0.87761 | 0.87913 | 0.88062 | 0.88213 | 0.88366 | 0.8852 | 0.88669 | 0.88812 | 0.88937 | 0.89051 | 0.89139 | 0.89216 | 0.89271 | 0.89308 | 0.89333 | 0.89343 | 0.89332 | 0.89307 | 0.89255 | 0.8919 | 0.89102
F4_Residential_Single Family Regular Income_Existing_Water Heating_Natural Gas_Water Heater (> 55 gal)_E7 | F4 | Residential | Single Family Regular Income | Existing | Water Heating | Natural Gas | Water Heater (> 55 gal) | E7 | RVT BC Ratio | 0 | 0 | 0 | 0 | 0 | 0.89331 | 0.89509 | 0.89654 | 0.89828 | 0.89999 | 0.90172 | 0.90337 | 0.90514 | 0.90702 | 0.90896 | 0.91103 | 0.91321 | 0.9154 | 0.91748 | 0.91943 | 0.92109 | 0.92253 | 0.92352 | 0.92423 | 0.92471 | 0.92502 | 0.92523 | 0.92535 | 0.92522 | 0.92492 | 0.9243 | 0.92353 | 0.92249
F4_Residential_Single Family Regular Income_Existing_Water Heating_Natural Gas_Water Heater (> 55 gal)_E8 | F4 | Residential | Single Family Regular Income | Existing | Water Heating | Natural Gas | Water Heater (> 55 gal) | E8 | RVT BC Ratio | 0 | 0 | 0 | 0 | 0 | 0 | 0 | 0 | 0 | 0 | 0 | 0 | 0 | 0 | 0 | 0 | 0 | 0 | 0 | 0 | 0 | 0 | 0 | 0 | 0 | 0 | 0 | 0 | 0 | 0 | 0 | 0 | 0
F4_Residential_Single Family Regular Income_Existing_Water Heating_Natural Gas_Water Heater (> 55 gal)_E9 | F4 | Residential | Single Family Regular Income | Existing | Water Heating | Natural Gas | Water Heater (> 55 gal) | E9 | RVT BC Ratio | 0 | 0 | 0 | 0 | 0 | 0 | 0 | 0 | 0 | 0 | 0 | 0 | 0 | 0 | 0 | 0 | 0 | 0 | 0 | 0 | 0 | 0 | 0 | 0 | 0 | 0 | 0 | 0 | 0 | 0 | 0 | 0 | 0
F4_Residential_Single Family Regular Income_Existing_Water Heating_Natural Gas_Water Heater (> 55 gal)_E10 | F4 | Residential | Single Family Regular Income | Existing | Water Heating | Natural Gas | Water Heater (> 55 gal) | E10 | RVT BC Ratio | 0 | 0 | 0 | 0 | 0 | 0 | 0 | 0 | 0 | 0 | 0 | 0 | 0 | 0 | 0 | 0 | 0 | 0 | 0 | 0 | 0 | 0 | 0 | 0 | 0 | 0 | 0 | 0 | 0 | 0 | 0 | 0 | 0
F5_Residential_Single Family Regular Income_Existing_Water Heating_Natural Gas_Water Heater (> 55 gal)_E1 | F5 | Residential | Single Family Regular Income | Existing | Water Heating | Natural Gas | Water Heater (> 55 gal) | E1 | RIM BC Ratio | bar: 2019 to 2051
F5_Residential_Single Family Regular Income_Existing_Water Heating_Natural Gas_Water Heater (> 55 gal)_E2 | F5 | Residential | Single Family Regular Income | Existing | Water Heating | Natural Gas | Water Heater (> 55 gal) | E2 | RIM BC Ratio | 0.24868 | 0.24923 | 0.25045 | 0.25148 | 0.25106 | 0.25207 | 0.25432 | 0.25618 | 0.25841 | 0.26056 | 0.26272 | 0.26476 | 0.26691 | 0.26912 | 0.27126 | 0.27344 | 0.27562 | 0.27781 | 0.27991 | 0.28191 | 0.28365 | 0.28525 | 0.28646 | 0.28752 | 0.28828 | 0.28879 | 0.28913 | 0.28927 | 0.28911 | 0.28876 | 0.28805 | 0.28716 | 0.28595
F5_Residential_Single Family Regular Income_Existing_Water Heating_Natural Gas_Water Heater (> 55 gal)_E3 | F5 | Residential | Single Family Regular Income | Existing | Water Heating | Natural Gas | Water Heater (> 55 gal) | E3 | RIM BC Ratio | 0.044649 | 0.044774 | 0.045054 | 0.045289 | 0.045194 | 0.045424 | 0.045944 | 0.046374 | 0.046891 | 0.047395 | 0.047903 | 0.048383 | 0.048893 | 0.049419 | 0.049932 | 0.050455 | 0.050981 | 0.051513 | 0.052024 | 0.052516 | 0.052945 | 0.053338 | 0.05364 | 0.053902 | 0.054092 | 0.05422 | 0.054305 | 0.054338 | 0.0543 | 0.054213 | 0.054035 | 0.053814 | 0.053514
F5_Residential_Single Family Regular Income_Existing_Water Heating_Natural Gas_Water Heater (> 55 gal)_E4 | F5 | Residential | Single Family Regular Income | Existing | Water Heating | Natural Gas | Water Heater (> 55 gal) | E4 | RIM BC Ratio | 0.27423 | 0.27117 | 0.27048 | 0.26892 | 0.26185 | 0.25978 | 0.2623 | 0.26304 | 0.26546 | 0.26804 | 0.27119 | 0.27449 | 0.27904 | 0.2846 | 0.29096 | 0.29847 | 0.30708 | 0.31615 | 0.32523 | 0.33378 | 0.34115 | 0.34753 | 0.35212 | 0.35549 | 0.35791 | 0.35952 | 0.3606 | 0.36101 | 0.36053 | 0.35944 | 0.35719 | 0.35436 | 0.35049
F5_Residential_Single Family Regular Income_Existing_Water Heating_Natural Gas_Water Heater (> 55 gal)_E5 | F5 | Residential | Single Family Regular Income | Existing | Water Heating | Natural Gas | Water Heater (> 55 gal) | E5 | RIM BC Ratio | 0.26639 | 0.26446 | 0.26437 | 0.26362 | 0.25866 | 0.25758 | 0.26002 | 0.26111 | 0.26348 | 0.26592 | 0.26875 | 0.27165 | 0.27544 | 0.27993 | 0.28497 | 0.29082 | 0.29744 | 0.30442 | 0.31142 | 0.31804 | 0.32378 | 0.32878 | 0.33242 | 0.33514 | 0.33709 | 0.33839 | 0.33927 | 0.3396 | 0.33921 | 0.33833 | 0.33651 | 0.33422 | 0.3311
F5_Residential_Single Family Regular Income_Existing_Water Heating_Natural Gas_Water Heater (> 55 gal)_E6 | F5 | Residential | Single Family Regular Income | Existing | Water Heating | Natural Gas | Water Heater (> 55 gal) | E6 | RIM BC Ratio | 0.1148 | 0.1151 | 0.11577 | 0.11633 | 0.1161 | 0.11665 | 0.11788 | 0.1189 | 0.12013 | 0.12132 | 0.12252 | 0.12365 | 0.12485 | 0.12608 | 0.12728 | 0.12851 | 0.12974 | 0.13098 | 0.13217 | 0.13331 | 0.13431 | 0.13522 | 0.13592 | 0.13652 | 0.13696 | 0.13726 | 0.13745 | 0.13753 | 0.13744 | 0.13724 | 0.13683 | 0.13632 | 0.13562
F5_Residential_Single Family Regular Income_Existing_Water Heating_Natural Gas_Water Heater (> 55 gal)_E7 | F5 | Residential | Single Family Regular Income | Existing | Water Heating | Natural Gas | Water Heater (> 55 gal) | E7 | RIM BC Ratio | 0 | 0 | 0 | 0 | 0 | 0.13743 | 0.13884 | 0.13998 | 0.14134 | 0.14268 | 0.14403 | 0.14531 | 0.14668 | 0.14814 | 0.14963 | 0.15122 | 0.15288 | 0.15455 | 0.15613 | 0.1576 | 0.15885 | 0.15993 | 0.16067 | 0.1612 | 0.16156 | 0.16179 | 0.16195 | 0.16204 | 0.16194 | 0.16171 | 0.16125 | 0.16068 | 0.1599
F5_Residential_Single Family Regular Income_Existing_Water Heating_Natural Gas_Water Heater (> 55 gal)_E8 | F5 | Residential | Single Family Regular Income | Existing | Water Heating | Natural Gas | Water Heater (> 55 gal) | E8 | RIM BC Ratio | 0 | 0 | 0 | 0 | 0 | 0 | 0 | 0 | 0 | 0 | 0 | 0 | 0 | 0 | 0 | 0 | 0 | 0 | 0 | 0 | 0 | 0 | 0 | 0 | 0 | 0 | 0 | 0 | 0 | 0 | 0 | 0 | 0
F5_Residential_Single Family Regular Income_Existing_Water Heating_Natural Gas_Water Heater (> 55 gal)_E9 | F5 | Residential | Single Family Regular Income | Existing | Water Heating | Natural Gas | Water Heater (> 55 gal) | E9 | RIM BC Ratio | 0 | 0 | 0 | 0 | 0 | 0 | 0 | 0 | 0 | 0 | 0 | 0 | 0 | 0 | 0 | 0 | 0 | 0 | 0 | 0 | 0 | 0 | 0 | 0 | 0 | 0 | 0 | 0 | 0 | 0 | 0 | 0 | 0
F5_Residential_Single Family Regular Income_Existing_Water Heating_Natural Gas_Water Heater (> 55 gal)_E10 | F5 | Residential | Single Family Regular Income | Existing | Water Heating | Natural Gas | Water Heater (> 55 gal) | E10 | RIM BC Ratio | 0 | 0 | 0 | 0 | 0 | 0 | 0 | 0 | 0 | 0 | 0 | 0 | 0 | 0 | 0 | 0 | 0 | 0 | 0 | 0 | 0 | 0 | 0 | 0 | 0 | 0 | 0 | 0 | 0 | 0 | 0 | 0 | 0
F0_Residential_Single Family Regular Income_Existing_Appliances_Natural Gas_Clothes Dryer_E0 | F0 | Residential | Single Family Regular Income | Existing | Appliances | Natural Gas | Clothes Dryer | E0 | Economic Unit | Standard | Standard | Standard | Standard | Standard | Standard | Standard | Standard | Standard | Standard | Standard | Standard | Standard | Standard | Standard | Standard | Standard | Standard | Standard | Standard | Standard | Standard | Standard | Standard | Standard | Standard | Standard | Standard | Standard | Standard | Standard | Standard | Standard
F1_Residential_Single Family Regular Income_Existing_Appliances_Natural Gas_Clothes Dryer_E1 | F1 | Residential | Single Family Regular Income | Existing | Appliances | Natural Gas | Clothes Dryer | E1 | CCE | 0 | 0 | 0 | 0 | 0 | 0 | 0 | 0 | 0 | 0 | 0 | 0 | 0 | 0 | 0 | 0 | 0 | 0 | 0 | 0 | 0 | 0 | 0 | 0 | 0 | 0 | 0 | 0 | 0 | 0 | 0 | 0 | 0
F1_Residential_Single Family Regular Income_Existing_Appliances_Natural Gas_Clothes Dryer_E2 | F1 | Residential | Single Family Regular Income | Existing | Appliances | Natural Gas | Clothes Dryer | E2 | CCE | 7.2382 | 7.4609 | 7.3095 | 6.7009 | 6.7009 | 6.7009 | 6.7009 | 6.7009 | 6.7009 | 6.7009 | 6.7009 | 6.7009 | 6.7009 | 6.7009 | 6.7009 | 6.7009 | 6.7009 | 6.7009 | 6.7009 | 6.7009 | 6.7009 | 6.7009 | 6.7009 | 6.7009 | 6.7009 | 6.7009 | 6.7009 | 6.7009 | 6.7009 | 6.7009 | 6.7009 | 6.7009 | 6.7009
F1_Residential_Single Family Regular Income_Existing_Appliances_Natural Gas_Clothes Dryer_E3 | F1 | Residential | Single Family Regular Income | Existing | Appliances | Natural Gas | Clothes Dryer | E3 | CCE | 0 | 0 | 0 | 0 | 0 | 0 | 0 | 0 | 0 | 0 | 0 | 0 | 0 | 0 | 0 | 0 | 0 | 0 | 0 | 0 | 0 | 0 | 0 | 0 | 0 | 0 | 0 | 0 | 0 | 0 | 0 | 0 | 0
F1_Residential_Single Family Regular Income_Existing_Appliances_Natural Gas_Clothes Dryer_E4 | F1 | Residential | Single Family Regular Income | Existing | Appliances | Natural Gas | Clothes Dryer | E4 | CCE | 0 | 0 | 0 | 0 | 0 | 0 | 0 | 0 | 0 | 0 | 0 | 0 | 0 | 0 | 0 | 0 | 0 | 0 | 0 | 0 | 0 | 0 | 0 | 0 | 0 | 0 | 0 | 0 | 0 | 0 | 0 | 0 | 0
F1_Residential_Single Family Regular Income_Existing_Appliances_Natural Gas_Clothes Dryer_E5 | F1 | Residential | Single Family Regular Income | Existing | Appliances | Natural Gas | Clothes Dryer | E5 | CCE | 0 | 0 | 0 | 0 | 0 | 0 | 0 | 0 | 0 | 0 | 0 | 0 | 0 | 0 | 0 | 0 | 0 | 0 | 0 | 0 | 0 | 0 | 0 | 0 | 0 | 0 | 0 | 0 | 0 | 0 | 0 | 0 | 0
F1_Residential_Single Family Regular Income_Existing_Appliances_Natural Gas_Clothes Dryer_E6 | F1 | Residential | Single Family Regular Income | Existing | Appliances | Natural Gas | Clothes Dryer | E6 | CCE | 0 | 0 | 0 | 0 | 0 | 0 | 0 | 0 | 0 | 0 | 0 | 0 | 0 | 0 | 0 | 0 | 0 | 0 | 0 | 0 | 0 | 0 | 0 | 0 | 0 | 0 | 0 | 0 | 0 | 0 | 0 | 0 | 0
F1_Residential_Single Family Regular Income_Existing_Appliances_Natural Gas_Clothes Dryer_E7 | F1 | Residential | Single Family Regular Income | Existing | Appliances | Natural Gas | Clothes Dryer | E7 | CCE | 0 | 0 | 0 | 0 | 0 | 0 | 0 | 0 | 0 | 0 | 0 | 0 | 0 | 0 | 0 | 0 | 0 | 0 | 0 | 0 | 0 | 0 | 0 | 0 | 0 | 0 | 0 | 0 | 0 | 0 | 0 | 0 | 0
F1_Residential_Single Family Regular Income_Existing_Appliances_Natural Gas_Clothes Dryer_E8 | F1 | Residential | Single Family Regular Income | Existing | Appliances | Natural Gas | Clothes Dryer | E8 | CCE | 0 | 0 | 0 | 0 | 0 | 0 | 0 | 0 | 0 | 0 | 0 | 0 | 0 | 0 | 0 | 0 | 0 | 0 | 0 | 0 | 0 | 0 | 0 | 0 | 0 | 0 | 0 | 0 | 0 | 0 | 0 | 0 | 0
F1_Residential_Single Family Regular Income_Existing_Appliances_Natural Gas_Clothes Dryer_E9 | F1 | Residential | Single Family Regular Income | Existing | Appliances | Natural Gas | Clothes Dryer | E9 | CCE | 0 | 0 | 0 | 0 | 0 | 0 | 0 | 0 | 0 | 0 | 0 | 0 | 0 | 0 | 0 | 0 | 0 | 0 | 0 | 0 | 0 | 0 | 0 | 0 | 0 | 0 | 0 | 0 | 0 | 0 | 0 | 0 | 0
F1_Residential_Single Family Regular Income_Existing_Appliances_Natural Gas_Clothes Dryer_E10 | F1 | Residential | Single Family Regular Income | Existing | Appliances | Natural Gas | Clothes Dryer | E10 | CCE | 0 | 0 | 0 | 0 | 0 | 0 | 0 | 0 | 0 | 0 | 0 | 0 | 0 | 0 | 0 | 0 | 0 | 0 | 0 | 0 | 0 | 0 | 0 | 0 | 0 | 0 | 0 | 0 | 0 | 0 | 0 | 0 | 0
F2_Residential_Single Family Regular Income_Existing_Appliances_Natural Gas_Clothes Dryer_E1 | F2 | Residential | Single Family Regular Income | Existing | Appliances | Natural Gas | Clothes Dryer | E1 | TRC BC Ratio | bar: 2019 to 2051
F2_Residential_Single Family Regular Income_Existing_Appliances_Natural Gas_Clothes Dryer_E2 | F2 | Residential | Single Family Regular Income | Existing | Appliances | Natural Gas | Clothes Dryer | E2 | TRC BC Ratio | 0.22897 | 0.22968 | 0.23127 | 0.23257 | 0.23194 | 0.23286 | 0.23508 | 0.23692 | 0.23912 | 0.24125 | 0.2434 | 0.24543 | 0.24758 | 0.24983 | 0.25198 | 0.2542 | 0.25643 | 0.25883 | 0.26114 | 0.26338 | 0.26533 | 0.26714 | 0.26851 | 0.26973 | 0.27043 | 0.27083 | 0.27104 | 0.271 | 0.27063 | 0.27002 | 0.26898 | 0.26774 | 0.26615
F2_Residential_Single Family Regular Income_Existing_Appliances_Natural Gas_Clothes Dryer_E3 | F2 | Residential | Single Family Regular Income | Existing | Appliances | Natural Gas | Clothes Dryer | E3 | TRC BC Ratio | 0 | 0 | 0 | 0 | 0 | 0 | 0 | 0 | 0 | 0 | 0 | 0 | 0 | 0 | 0 | 0 | 0 | 0 | 0 | 0 | 0 | 0 | 0 | 0 | 0 | 0 | 0 | 0 | 0 | 0 | 0 | 0 | 0
F2_Residential_Single Family Regular Income_Existing_Appliances_Natural Gas_Clothes Dryer_E4 | F2 | Residential | Single Family Regular Income | Existing | Appliances | Natural Gas | Clothes Dryer | E4 | TRC BC Ratio | 0 | 0 | 0 | 0 | 0 | 0 | 0 | 0 | 0 | 0 | 0 | 0 | 0 | 0 | 0 | 0 | 0 | 0 | 0 | 0 | 0 | 0 | 0 | 0 | 0 | 0 | 0 | 0 | 0 | 0 | 0 | 0 | 0
F2_Residential_Single Family Regular Income_Existing_Appliances_Natural Gas_Clothes Dryer_E5 | F2 | Residential | Single Family Regular Income | Existing | Appliances | Natural Gas | Clothes Dryer | E5 | TRC BC Ratio | 0 | 0 | 0 | 0 | 0 | 0 | 0 | 0 | 0 | 0 | 0 | 0 | 0 | 0 | 0 | 0 | 0 | 0 | 0 | 0 | 0 | 0 | 0 | 0 | 0 | 0 | 0 | 0 | 0 | 0 | 0 | 0 | 0
F2_Residential_Single Family Regular Income_Existing_Appliances_Natural Gas_Clothes Dryer_E6 | F2 | Residential | Single Family Regular Income | Existing | Appliances | Natural Gas | Clothes Dryer | E6 | TRC BC Ratio | 0 | 0 | 0 | 0 | 0 | 0 | 0 | 0 | 0 | 0 | 0 | 0 | 0 | 0 | 0 | 0 | 0 | 0 | 0 | 0 | 0 | 0 | 0 | 0 | 0 | 0 | 0 | 0 | 0 | 0 | 0 | 0 | 0
F2_Residential_Single Family Regular Income_Existing_Appliances_Natural Gas_Clothes Dryer_E7 | F2 | Residential | Single Family Regular Income | Existing | Appliances | Natural Gas | Clothes Dryer | E7 | TRC BC Ratio | 0 | 0 | 0 | 0 | 0 | 0 | 0 | 0 | 0 | 0 | 0 | 0 | 0 | 0 | 0 | 0 | 0 | 0 | 0 | 0 | 0 | 0 | 0 | 0 | 0 | 0 | 0 | 0 | 0 | 0 | 0 | 0 | 0
F2_Residential_Single Family Regular Income_Existing_Appliances_Natural Gas_Clothes Dryer_E8 | F2 | Residential | Single Family Regular Income | Existing | Appliances | Natural Gas | Clothes Dryer | E8 | TRC BC Ratio | 0 | 0 | 0 | 0 | 0 | 0 | 0 | 0 | 0 | 0 | 0 | 0 | 0 | 0 | 0 | 0 | 0 | 0 | 0 | 0 | 0 | 0 | 0 | 0 | 0 | 0 | 0 | 0 | 0 | 0 | 0 | 0 | 0
F2_Residential_Single Family Regular Income_Existing_Appliances_Natural Gas_Clothes Dryer_E9 | F2 | Residential | Single Family Regular Income | Existing | Appliances | Natural Gas | Clothes Dryer | E9 | TRC BC Ratio | 0 | 0 | 0 | 0 | 0 | 0 | 0 | 0 | 0 | 0 | 0 | 0 | 0 | 0 | 0 | 0 | 0 | 0 | 0 | 0 | 0 | 0 | 0 | 0 | 0 | 0 | 0 | 0 | 0 | 0 | 0 | 0 | 0
F2_Residential_Single Family Regular Income_Existing_Appliances_Natural Gas_Clothes Dryer_E10 | F2 | Residential | Single Family Regular Income | Existing | Appliances | Natural Gas | Clothes Dryer | E10 | TRC BC Ratio | 0 | 0 | 0 | 0 | 0 | 0 | 0 | 0 | 0 | 0 | 0 | 0 | 0 | 0 | 0 | 0 | 0 | 0 | 0 | 0 | 0 | 0 | 0 | 0 | 0 | 0 | 0 | 0 | 0 | 0 | 0 | 0 | 0
F3_Residential_Single Family Regular Income_Existing_Appliances_Natural Gas_Clothes Dryer_E1 | F3 | Residential | Single Family Regular Income | Existing | Appliances | Natural Gas | Clothes Dryer | E1 | PACT BC Ratio | bar: 2019 to 2051
F3_Residential_Single Family Regular Income_Existing_Appliances_Natural Gas_Clothes Dryer_E2 | F3 | Residential | Single Family Regular Income | Existing | Appliances | Natural Gas | Clothes Dryer | E2 | PACT BC Ratio | 0.30529 | 0.30624 | 0.30836 | 0.31009 | 0.30925 | 0.31049 | 0.31345 | 0.31589 | 0.31882 | 0.32166 | 0.32453 | 0.32724 | 0.33011 | 0.33311 | 0.33597 | 0.33893 | 0.34191 | 0.3451 | 0.34819 | 0.35117 | 0.35377 | 0.35619 | 0.35802 | 0.35963 | 0.36058 | 0.36111 | 0.36139 | 0.36133 | 0.36083 | 0.36003 | 0.35864 | 0.35699 | 0.35486
F3_Residential_Single Family Regular Income_Existing_Appliances_Natural Gas_Clothes Dryer_E3 | F3 | Residential | Single Family Regular Income | Existing | Appliances | Natural Gas | Clothes Dryer | E3 | PACT BC Ratio | 0 | 0 | 0 | 0 | 0 | 0 | 0 | 0 | 0 | 0 | 0 | 0 | 0 | 0 | 0 | 0 | 0 | 0 | 0 | 0 | 0 | 0 | 0 | 0 | 0 | 0 | 0 | 0 | 0 | 0 | 0 | 0 | 0
F3_Residential_Single Family Regular Income_Existing_Appliances_Natural Gas_Clothes Dryer_E4 | F3 | Residential | Single Family Regular Income | Existing | Appliances | Natural Gas | Clothes Dryer | E4 | PACT BC Ratio | 0 | 0 | 0 | 0 | 0 | 0 | 0 | 0 | 0 | 0 | 0 | 0 | 0 | 0 | 0 | 0 | 0 | 0 | 0 | 0 | 0 | 0 | 0 | 0 | 0 | 0 | 0 | 0 | 0 | 0 | 0 | 0 | 0
F3_Residential_Single Family Regular Income_Existing_Appliances_Natural Gas_Clothes Dryer_E5 | F3 | Residential | Single Family Regular Income | Existing | Appliances | Natural Gas | Clothes Dryer | E5 | PACT BC Ratio | 0 | 0 | 0 | 0 | 0 | 0 | 0 | 0 | 0 | 0 | 0 | 0 | 0 | 0 | 0 | 0 | 0 | 0 | 0 | 0 | 0 | 0 | 0 | 0 | 0 | 0 | 0 | 0 | 0 | 0 | 0 | 0 | 0
F3_Residential_Single Family Regular Income_Existing_Appliances_Natural Gas_Clothes Dryer_E6 | F3 | Residential | Single Family Regular Income | Existing | Appliances | Natural Gas | Clothes Dryer | E6 | PACT BC Ratio | 0 | 0 | 0 | 0 | 0 | 0 | 0 | 0 | 0 | 0 | 0 | 0 | 0 | 0 | 0 | 0 | 0 | 0 | 0 | 0 | 0 | 0 | 0 | 0 | 0 | 0 | 0 | 0 | 0 | 0 | 0 | 0 | 0
F3_Residential_Single Family Regular Income_Existing_Appliances_Natural Gas_Clothes Dryer_E7 | F3 | Residential | Single Family Regular Income | Existing | Appliances | Natural Gas | Clothes Dryer | E7 | PACT BC Ratio | 0 | 0 | 0 | 0 | 0 | 0 | 0 | 0 | 0 | 0 | 0 | 0 | 0 | 0 | 0 | 0 | 0 | 0 | 0 | 0 | 0 | 0 | 0 | 0 | 0 | 0 | 0 | 0 | 0 | 0 | 0 | 0 | 0
F3_Residential_Single Family Regular Income_Existing_Appliances_Natural Gas_Clothes Dryer_E8 | F3 | Residential | Single Family Regular Income | Existing | Appliances | Natural Gas | Clothes Dryer | E8 | PACT BC Ratio | 0 | 0 | 0 | 0 | 0 | 0 | 0 | 0 | 0 | 0 | 0 | 0 | 0 | 0 | 0 | 0 | 0 | 0 | 0 | 0 | 0 | 0 | 0 | 0 | 0 | 0 | 0 | 0 | 0 | 0 | 0 | 0 | 0
F3_Residential_Single Family Regular Income_Existing_Appliances_Natural Gas_Clothes Dryer_E9 | F3 | Residential | Single Family Regular Income | Existing | Appliances | Natural Gas | Clothes Dryer | E9 | PACT BC Ratio | 0 | 0 | 0 | 0 | 0 | 0 | 0 | 0 | 0 | 0 | 0 | 0 | 0 | 0 | 0 | 0 | 0 | 0 | 0 | 0 | 0 | 0 | 0 | 0 | 0 | 0 | 0 | 0 | 0 | 0 | 0 | 0 | 0
F3_Residential_Single Family Regular Income_Existing_Appliances_Natural Gas_Clothes Dryer_E10 | F3 | Residential | Single Family Regular Income | Existing | Appliances | Natural Gas | Clothes Dryer | E10 | PACT BC Ratio | 0 | 0 | 0 | 0 | 0 | 0 | 0 | 0 | 0 | 0 | 0 | 0 | 0 | 0 | 0 | 0 | 0 | 0 | 0 | 0 | 0 | 0 | 0 | 0 | 0 | 0 | 0 | 0 | 0 | 0 | 0 | 0 | 0
F4_Residential_Single Family Regular Income_Existing_Appliances_Natural Gas_Clothes Dryer_E1 | F4 | Residential | Single Family Regular Income | Existing | Appliances | Natural Gas | Clothes Dryer | E1 | RVT BC Ratio | bar: 2019 to 2051
F4_Residential_Single Family Regular Income_Existing_Appliances_Natural Gas_Clothes Dryer_E2 | F4 | Residential | Single Family Regular Income | Existing | Appliances | Natural Gas | Clothes Dryer | E2 | RVT BC Ratio | 0.8962 | 0.8965 | 0.89761 | 0.8985 | 0.89775 | 0.89886 | 0.90152 | 0.90371 | 0.90635 | 0.9089 | 0.91148 | 0.91391 | 0.91649 | 0.91918 | 0.92176 | 0.92442 | 0.92709 | 0.92996 | 0.93277 | 0.93552 | 0.93796 | 0.94028 | 0.94212 | 0.94381 | 0.94495 | 0.94573 | 0.94629 | 0.94656 | 0.94644 | 0.94606 | 0.94517 | 0.94405 | 0.94251
F4_Residential_Single Family Regular Income_Existing_Appliances_Natural Gas_Clothes Dryer_E3 | F4 | Residential | Single Family Regular Income | Existing | Appliances | Natural Gas | Clothes Dryer | E3 | RVT BC Ratio | 0 | 0 | 0 | 0 | 0 | 0 | 0 | 0 | 0 | 0 | 0 | 0 | 0 | 0 | 0 | 0 | 0 | 0 | 0 | 0 | 0 | 0 | 0 | 0 | 0 | 0 | 0 | 0 | 0 | 0 | 0 | 0 | 0
F4_Residential_Single Family Regular Income_Existing_Appliances_Natural Gas_Clothes Dryer_E4 | F4 | Residential | Single Family Regular Income | Existing | Appliances | Natural Gas | Clothes Dryer | E4 | RVT BC Ratio | 0 | 0 | 0 | 0 | 0 | 0 | 0 | 0 | 0 | 0 | 0 | 0 | 0 | 0 | 0 | 0 | 0 | 0 | 0 | 0 | 0 | 0 | 0 | 0 | 0 | 0 | 0 | 0 | 0 | 0 | 0 | 0 | 0
F4_Residential_Single Family Regular Income_Existing_Appliances_Natural Gas_Clothes Dryer_E5 | F4 | Residential | Single Family Regular Income | Existing | Appliances | Natural Gas | Clothes Dryer | E5 | RVT BC Ratio | 0 | 0 | 0 | 0 | 0 | 0 | 0 | 0 | 0 | 0 | 0 | 0 | 0 | 0 | 0 | 0 | 0 | 0 | 0 | 0 | 0 | 0 | 0 | 0 | 0 | 0 | 0 | 0 | 0 | 0 | 0 | 0 | 0
F4_Residential_Single Family Regular Income_Existing_Appliances_Natural Gas_Clothes Dryer_E6 | F4 | Residential | Single Family Regular Income | Existing | Appliances | Natural Gas | Clothes Dryer | E6 | RVT BC Ratio | 0 | 0 | 0 | 0 | 0 | 0 | 0 | 0 | 0 | 0 | 0 | 0 | 0 | 0 | 0 | 0 | 0 | 0 | 0 | 0 | 0 | 0 | 0 | 0 | 0 | 0 | 0 | 0 | 0 | 0 | 0 | 0 | 0
F4_Residential_Single Family Regular Income_Existing_Appliances_Natural Gas_Clothes Dryer_E7 | F4 | Residential | Single Family Regular Income | Existing | Appliances | Natural Gas | Clothes Dryer | E7 | RVT BC Ratio | 0 | 0 | 0 | 0 | 0 | 0 | 0 | 0 | 0 | 0 | 0 | 0 | 0 | 0 | 0 | 0 | 0 | 0 | 0 | 0 | 0 | 0 | 0 | 0 | 0 | 0 | 0 | 0 | 0 | 0 | 0 | 0 | 0
F4_Residential_Single Family Regular Income_Existing_Appliances_Natural Gas_Clothes Dryer_E8 | F4 | Residential | Single Family Regular Income | Existing | Appliances | Natural Gas | Clothes Dryer | E8 | RVT BC Ratio | 0 | 0 | 0 | 0 | 0 | 0 | 0 | 0 | 0 | 0 | 0 | 0 | 0 | 0 | 0 | 0 | 0 | 0 | 0 | 0 | 0 | 0 | 0 | 0 | 0 | 0 | 0 | 0 | 0 | 0 | 0 | 0 | 0
F4_Residential_Single Family Regular Income_Existing_Appliances_Natural Gas_Clothes Dryer_E9 | F4 | Residential | Single Family Regular Income | Existing | Appliances | Natural Gas | Clothes Dryer | E9 | RVT BC Ratio | 0 | 0 | 0 | 0 | 0 | 0 | 0 | 0 | 0 | 0 | 0 | 0 | 0 | 0 | 0 | 0 | 0 | 0 | 0 | 0 | 0 | 0 | 0 | 0 | 0 | 0 | 0 | 0 | 0 | 0 | 0 | 0 | 0
F4_Residential_Single Family Regular Income_Existing_Appliances_Natural Gas_Clothes Dryer_E10 | F4 | Residential | Single Family Regular Income | Existing | Appliances | Natural Gas | Clothes Dryer | E10 | RVT BC Ratio | 0 | 0 | 0 | 0 | 0 | 0 | 0 | 0 | 0 | 0 | 0 | 0 | 0 | 0 | 0 | 0 | 0 | 0 | 0 | 0 | 0 | 0 | 0 | 0 | 0 | 0 | 0 | 0 | 0 | 0 | 0 | 0 | 0
F5_Residential_Single Family Regular Income_Existing_Appliances_Natural Gas_Clothes Dryer_E1 | F5 | Residential | Single Family Regular Income | Existing | Appliances | Natural Gas | Clothes Dryer | E1 | RIM BC Ratio | bar: 2019 to 2051
F5_Residential_Single Family Regular Income_Existing_Appliances_Natural Gas_Clothes Dryer_E2 | F5 | Residential | Single Family Regular Income | Existing | Appliances | Natural Gas | Clothes Dryer | E2 | RIM BC Ratio | 0.25065 | 0.25136 | 0.25284 | 0.25406 | 0.25354 | 0.2543 | 0.2561 | 0.25758 | 0.25936 | 0.26107 | 0.26278 | 0.2644 | 0.2661 | 0.26787 | 0.26955 | 0.27129 | 0.27302 | 0.27487 | 0.27664 | 0.27833 | 0.27979 | 0.28113 | 0.28212 | 0.28297 | 0.28343 | 0.28366 | 0.28374 | 0.28363 | 0.28327 | 0.28273 | 0.28186 | 0.28084 | 0.27954
F5_Residential_Single Family Regular Income_Existing_Appliances_Natural Gas_Clothes Dryer_E3 | F5 | Residential | Single Family Regular Income | Existing | Appliances | Natural Gas | Clothes Dryer | E3 | RIM BC Ratio | 0 | 0 | 0 | 0 | 0 | 0 | 0 | 0 | 0 | 0 | 0 | 0 | 0 | 0 | 0 | 0 | 0 | 0 | 0 | 0 | 0 | 0 | 0 | 0 | 0 | 0 | 0 | 0 | 0 | 0 | 0 | 0 | 0
F5_Residential_Single Family Regular Income_Existing_Appliances_Natural Gas_Clothes Dryer_E4 | F5 | Residential | Single Family Regular Income | Existing | Appliances | Natural Gas | Clothes Dryer | E4 | RIM BC Ratio | 0 | 0 | 0 | 0 | 0 | 0 | 0 | 0 | 0 | 0 | 0 | 0 | 0 | 0 | 0 | 0 | 0 | 0 | 0 | 0 | 0 | 0 | 0 | 0 | 0 | 0 | 0 | 0 | 0 | 0 | 0 | 0 | 0
F5_Residential_Single Family Regular Income_Existing_Appliances_Natural Gas_Clothes Dryer_E5 | F5 | Residential | Single Family Regular Income | Existing | Appliances | Natural Gas | Clothes Dryer | E5 | RIM BC Ratio | 0 | 0 | 0 | 0 | 0 | 0 | 0 | 0 | 0 | 0 | 0 | 0 | 0 | 0 | 0 | 0 | 0 | 0 | 0 | 0 | 0 | 0 | 0 | 0 | 0 | 0 | 0 | 0 | 0 | 0 | 0 | 0 | 0
F5_Residential_Single Family Regular Income_Existing_Appliances_Natural Gas_Clothes Dryer_E6 | F5 | Residential | Single Family Regular Income | Existing | Appliances | Natural Gas | Clothes Dryer | E6 | RIM BC Ratio | 0 | 0 | 0 | 0 | 0 | 0 | 0 | 0 | 0 | 0 | 0 | 0 | 0 | 0 | 0 | 0 | 0 | 0 | 0 | 0 | 0 | 0 | 0 | 0 | 0 | 0 | 0 | 0 | 0 | 0 | 0 | 0 | 0
F5_Residential_Single Family Regular Income_Existing_Appliances_Natural Gas_Clothes Dryer_E7 | F5 | Residential | Single Family Regular Income | Existing | Appliances | Natural Gas | Clothes Dryer | E7 | RIM BC Ratio | 0 | 0 | 0 | 0 | 0 | 0 | 0 | 0 | 0 | 0 | 0 | 0 | 0 | 0 | 0 | 0 | 0 | 0 | 0 | 0 | 0 | 0 | 0 | 0 | 0 | 0 | 0 | 0 | 0 | 0 | 0 | 0 | 0
F5_Residential_Single Family Regular Income_Existing_Appliances_Natural Gas_Clothes Dryer_E8 | F5 | Residential | Single Family Regular Income | Existing | Appliances | Natural Gas | Clothes Dryer | E8 | RIM BC Ratio | 0 | 0 | 0 | 0 | 0 | 0 | 0 | 0 | 0 | 0 | 0 | 0 | 0 | 0 | 0 | 0 | 0 | 0 | 0 | 0 | 0 | 0 | 0 | 0 | 0 | 0 | 0 | 0 | 0 | 0 | 0 | 0 | 0
F5_Residential_Single Family Regular Income_Existing_Appliances_Natural Gas_Clothes Dryer_E9 | F5 | Residential | Single Family Regular Income | Existing | Appliances | Natural Gas | Clothes Dryer | E9 | RIM BC Ratio | 0 | 0 | 0 | 0 | 0 | 0 | 0 | 0 | 0 | 0 | 0 | 0 | 0 | 0 | 0 | 0 | 0 | 0 | 0 | 0 | 0 | 0 | 0 | 0 | 0 | 0 | 0 | 0 | 0 | 0 | 0 | 0 | 0
F5_Residential_Single Family Regular Income_Existing_Appliances_Natural Gas_Clothes Dryer_E10 | F5 | Residential | Single Family Regular Income | Existing | Appliances | Natural Gas | Clothes Dryer | E10 | RIM BC Ratio | 0 | 0 | 0 | 0 | 0 | 0 | 0 | 0 | 0 | 0 | 0 | 0 | 0 | 0 | 0 | 0 | 0 | 0 | 0 | 0 | 0 | 0 | 0 | 0 | 0 | 0 | 0 | 0 | 0 | 0 | 0 | 0 | 0
F0_Residential_Single Family Regular Income_Existing_Appliances_Natural Gas_Stove/Oven_E0 | F0 | Residential | Single Family Regular Income | Existing | Appliances | Natural Gas | Stove/Oven | E0 | Economic Unit | High Efficiency (730 + 1660 IAEC) | High Efficiency (730 + 1660 IAEC) | High Efficiency (730 + 1660 IAEC) | High Efficiency (730 + 1660 IAEC) | High Efficiency (730 + 1660 IAEC) | High Efficiency (730 + 1660 IAEC) | High Efficiency (730 + 1660 IAEC) | High Efficiency (730 + 1660 IAEC) | High Efficiency (730 + 1660 IAEC) | High Efficiency (730 + 1660 IAEC) | High Efficiency (730 + 1660 IAEC) | High Efficiency (730 + 1660 IAEC) | High Efficiency (730 + 1660 IAEC) | High Efficiency (730 + 1660 IAEC) | High Efficiency (730 + 1660 IAEC) | High Efficiency (730 + 1660 IAEC) | High Efficiency (730 + 1660 IAEC) | High Efficiency (730 + 1660 IAEC) | High Efficiency (730 + 1660 IAEC) | High Efficiency (730 + 1660 IAEC) | High Efficiency (730 + 1660 IAEC) | High Efficiency (730 + 1660 IAEC) | High Efficiency (730 + 1660 IAEC) | High Efficiency (730 + 1660 IAEC) | High Efficiency (730 + 1660 IAEC) | High Efficiency (730 + 1660 IAEC) | High Efficiency (730 + 1660 IAEC) | High Efficiency (730 + 1660 IAEC) | High Efficiency (730 + 1660 IAEC) | High Efficiency (730 + 1660 IAEC) | High Efficiency (730 + 1660 IAEC) | High Efficiency (730 + 1660 IAEC) | High Efficiency (730 + 1660 IAEC)
F1_Residential_Single Family Regular Income_Existing_Appliances_Natural Gas_Stove/Oven_E1 | F1 | Residential | Single Family Regular Income | Existing | Appliances | Natural Gas | Stove/Oven | E1 | CCE | 0 | 0 | 0 | 0 | 0 | 0 | 0 | 0 | 0 | 0 | 0 | 0 | 0 | 0 | 0 | 0 | 0 | 0 | 0 | 0 | 0 | 0 | 0 | 0 | 0 | 0 | 0 | 0 | 0 | 0 | 0 | 0 | 0
F1_Residential_Single Family Regular Income_Existing_Appliances_Natural Gas_Stove/Oven_E2 | F1 | Residential | Single Family Regular Income | Existing | Appliances | Natural Gas | Stove/Oven | E2 | CCE | 1.4575 | 1.5023 | 1.4718 | 1.3493 | 1.3493 | 1.3493 | 1.3493 | 1.3493 | 1.3493 | 1.3493 | 1.3493 | 1.3493 | 1.3493 | 1.3493 | 1.3493 | 1.3493 | 1.3493 | 1.3493 | 1.3493 | 1.3493 | 1.3493 | 1.3493 | 1.3493 | 1.3493 | 1.3493 | 1.3493 | 1.3493 | 1.3493 | 1.3493 | 1.3493 | 1.3493 | 1.3493 | 1.3493
F1_Residential_Single Family Regular Income_Existing_Appliances_Natural Gas_Stove/Oven_E3 | F1 | Residential | Single Family Regular Income | Existing | Appliances | Natural Gas | Stove/Oven | E3 | CCE | 0 | 0 | 0 | 0 | 0 | 0 | 0 | 0 | 0 | 0 | 0 | 0 | 0 | 0 | 0 | 0 | 0 | 0 | 0 | 0 | 0 | 0 | 0 | 0 | 0 | 0 | 0 | 0 | 0 | 0 | 0 | 0 | 0
F1_Residential_Single Family Regular Income_Existing_Appliances_Natural Gas_Stove/Oven_E4 | F1 | Residential | Single Family Regular Income | Existing | Appliances | Natural Gas | Stove/Oven | E4 | CCE | 0 | 0 | 0 | 0 | 0 | 0 | 0 | 0 | 0 | 0 | 0 | 0 | 0 | 0 | 0 | 0 | 0 | 0 | 0 | 0 | 0 | 0 | 0 | 0 | 0 | 0 | 0 | 0 | 0 | 0 | 0 | 0 | 0
F1_Residential_Single Family Regular Income_Existing_Appliances_Natural Gas_Stove/Oven_E5 | F1 | Residential | Single Family Regular Income | Existing | Appliances | Natural Gas | Stove/Oven | E5 | CCE | 0 | 0 | 0 | 0 | 0 | 0 | 0 | 0 | 0 | 0 | 0 | 0 | 0 | 0 | 0 | 0 | 0 | 0 | 0 | 0 | 0 | 0 | 0 | 0 | 0 | 0 | 0 | 0 | 0 | 0 | 0 | 0 | 0
F1_Residential_Single Family Regular Income_Existing_Appliances_Natural Gas_Stove/Oven_E6 | F1 | Residential | Single Family Regular Income | Existing | Appliances | Natural Gas | Stove/Oven | E6 | CCE | 0 | 0 | 0 | 0 | 0 | 0 | 0 | 0 | 0 | 0 | 0 | 0 | 0 | 0 | 0 | 0 | 0 | 0 | 0 | 0 | 0 | 0 | 0 | 0 | 0 | 0 | 0 | 0 | 0 | 0 | 0 | 0 | 0
F1_Residential_Single Family Regular Income_Existing_Appliances_Natural Gas_Stove/Oven_E7 | F1 | Residential | Single Family Regular Income | Existing | Appliances | Natural Gas | Stove/Oven | E7 | CCE | 0 | 0 | 0 | 0 | 0 | 0 | 0 | 0 | 0 | 0 | 0 | 0 | 0 | 0 | 0 | 0 | 0 | 0 | 0 | 0 | 0 | 0 | 0 | 0 | 0 | 0 | 0 | 0 | 0 | 0 | 0 | 0 | 0
F1_Residential_Single Family Regular Income_Existing_Appliances_Natural Gas_Stove/Oven_E8 | F1 | Residential | Single Family Regular Income | Existing | Appliances | Natural Gas | Stove/Oven | E8 | CCE | 0 | 0 | 0 | 0 | 0 | 0 | 0 | 0 | 0 | 0 | 0 | 0 | 0 | 0 | 0 | 0 | 0 | 0 | 0 | 0 | 0 | 0 | 0 | 0 | 0 | 0 | 0 | 0 | 0 | 0 | 0 | 0 | 0
F1_Residential_Single Family Regular Income_Existing_Appliances_Natural Gas_Stove/Oven_E9 | F1 | Residential | Single Family Regular Income | Existing | Appliances | Natural Gas | Stove/Oven | E9 | CCE | 0 | 0 | 0 | 0 | 0 | 0 | 0 | 0 | 0 | 0 | 0 | 0 | 0 | 0 | 0 | 0 | 0 | 0 | 0 | 0 | 0 | 0 | 0 | 0 | 0 | 0 | 0 | 0 | 0 | 0 | 0 | 0 | 0
F1_Residential_Single Family Regular Income_Existing_Appliances_Natural Gas_Stove/Oven_E10 | F1 | Residential | Single Family Regular Income | Existing | Appliances | Natural Gas | Stove/Oven | E10 | CCE | 0 | 0 | 0 | 0 | 0 | 0 | 0 | 0 | 0 | 0 | 0 | 0 | 0 | 0 | 0 | 0 | 0 | 0 | 0 | 0 | 0 | 0 | 0 | 0 | 0 | 0 | 0 | 0 | 0 | 0 | 0 | 0 | 0
F2_Residential_Single Family Regular Income_Existing_Appliances_Natural Gas_Stove/Oven_E1 | F2 | Residential | Single Family Regular Income | Existing | Appliances | Natural Gas | Stove/Oven | E1 | TRC BC Ratio | bar: 2019 to 2051
F2_Residential_Single Family Regular Income_Existing_Appliances_Natural Gas_Stove/Oven_E2 | F2 | Residential | Single Family Regular Income | Existing | Appliances | Natural Gas | Stove/Oven | E2 | TRC BC Ratio | 1.1371 | 1.1406 | 1.1485 | 1.155 | 1.1519 | 1.1565 | 1.1675 | 1.1766 | 1.1875 | 1.1981 | 1.2088 | 1.2189 | 1.2295 | 1.2407 | 1.2514 | 1.2624 | 1.2735 | 1.2854 | 1.2969 | 1.308 | 1.3177 | 1.3267 | 1.3335 | 1.3395 | 1.343 | 1.345 | 1.3461 | 1.3458 | 1.344 | 1.341 | 1.3358 | 1.3297 | 1.3217
F2_Residential_Single Family Regular Income_Existing_Appliances_Natural Gas_Stove/Oven_E3 | F2 | Residential | Single Family Regular Income | Existing | Appliances | Natural Gas | Stove/Oven | E3 | TRC BC Ratio | 0 | 0 | 0 | 0 | 0 | 0 | 0 | 0 | 0 | 0 | 0 | 0 | 0 | 0 | 0 | 0 | 0 | 0 | 0 | 0 | 0 | 0 | 0 | 0 | 0 | 0 | 0 | 0 | 0 | 0 | 0 | 0 | 0
F2_Residential_Single Family Regular Income_Existing_Appliances_Natural Gas_Stove/Oven_E4 | F2 | Residential | Single Family Regular Income | Existing | Appliances | Natural Gas | Stove/Oven | E4 | TRC BC Ratio | 0 | 0 | 0 | 0 | 0 | 0 | 0 | 0 | 0 | 0 | 0 | 0 | 0 | 0 | 0 | 0 | 0 | 0 | 0 | 0 | 0 | 0 | 0 | 0 | 0 | 0 | 0 | 0 | 0 | 0 | 0 | 0 | 0
F2_Residential_Single Family Regular Income_Existing_Appliances_Natural Gas_Stove/Oven_E5 | F2 | Residential | Single Family Regular Income | Existing | Appliances | Natural Gas | Stove/Oven | E5 | TRC BC Ratio | 0 | 0 | 0 | 0 | 0 | 0 | 0 | 0 | 0 | 0 | 0 | 0 | 0 | 0 | 0 | 0 | 0 | 0 | 0 | 0 | 0 | 0 | 0 | 0 | 0 | 0 | 0 | 0 | 0 | 0 | 0 | 0 | 0
F2_Residential_Single Family Regular Income_Existing_Appliances_Natural Gas_Stove/Oven_E6 | F2 | Residential | Single Family Regular Income | Existing | Appliances | Natural Gas | Stove/Oven | E6 | TRC BC Ratio | 0 | 0 | 0 | 0 | 0 | 0 | 0 | 0 | 0 | 0 | 0 | 0 | 0 | 0 | 0 | 0 | 0 | 0 | 0 | 0 | 0 | 0 | 0 | 0 | 0 | 0 | 0 | 0 | 0 | 0 | 0 | 0 | 0
F2_Residential_Single Family Regular Income_Existing_Appliances_Natural Gas_Stove/Oven_E7 | F2 | Residential | Single Family Regular Income | Existing | Appliances | Natural Gas | Stove/Oven | E7 | TRC BC Ratio | 0 | 0 | 0 | 0 | 0 | 0 | 0 | 0 | 0 | 0 | 0 | 0 | 0 | 0 | 0 | 0 | 0 | 0 | 0 | 0 | 0 | 0 | 0 | 0 | 0 | 0 | 0 | 0 | 0 | 0 | 0 | 0 | 0
F2_Residential_Single Family Regular Income_Existing_Appliances_Natural Gas_Stove/Oven_E8 | F2 | Residential | Single Family Regular Income | Existing | Appliances | Natural Gas | Stove/Oven | E8 | TRC BC Ratio | 0 | 0 | 0 | 0 | 0 | 0 | 0 | 0 | 0 | 0 | 0 | 0 | 0 | 0 | 0 | 0 | 0 | 0 | 0 | 0 | 0 | 0 | 0 | 0 | 0 | 0 | 0 | 0 | 0 | 0 | 0 | 0 | 0
F2_Residential_Single Family Regular Income_Existing_Appliances_Natural Gas_Stove/Oven_E9 | F2 | Residential | Single Family Regular Income | Existing | Appliances | Natural Gas | Stove/Oven | E9 | TRC BC Ratio | 0 | 0 | 0 | 0 | 0 | 0 | 0 | 0 | 0 | 0 | 0 | 0 | 0 | 0 | 0 | 0 | 0 | 0 | 0 | 0 | 0 | 0 | 0 | 0 | 0 | 0 | 0 | 0 | 0 | 0 | 0 | 0 | 0
F2_Residential_Single Family Regular Income_Existing_Appliances_Natural Gas_Stove/Oven_E10 | F2 | Residential | Single Family Regular Income | Existing | Appliances | Natural Gas | Stove/Oven | E10 | TRC BC Ratio | 0 | 0 | 0 | 0 | 0 | 0 | 0 | 0 | 0 | 0 | 0 | 0 | 0 | 0 | 0 | 0 | 0 | 0 | 0 | 0 | 0 | 0 | 0 | 0 | 0 | 0 | 0 | 0 | 0 | 0 | 0 | 0 | 0
F3_Residential_Single Family Regular Income_Existing_Appliances_Natural Gas_Stove/Oven_E1 | F3 | Residential | Single Family Regular Income | Existing | Appliances | Natural Gas | Stove/Oven | E1 | PACT BC Ratio | bar: 2019 to 2051
F3_Residential_Single Family Regular Income_Existing_Appliances_Natural Gas_Stove/Oven_E2 | F3 | Residential | Single Family Regular Income | Existing | Appliances | Natural Gas | Stove/Oven | E2 | PACT BC Ratio | 1.5161 | 1.5209 | 1.5314 | 1.54 | 1.5358 | 1.5419 | 1.5566 | 1.5688 | 1.5833 | 1.5975 | 1.6117 | 1.6252 | 1.6394 | 1.6543 | 1.6685 | 1.6832 | 1.698 | 1.7139 | 1.7292 | 1.744 | 1.7569 | 1.7689 | 1.778 | 1.786 | 1.7907 | 1.7934 | 1.7947 | 1.7945 | 1.792 | 1.788 | 1.7811 | 1.7729 | 1.7623
F3_Residential_Single Family Regular Income_Existing_Appliances_Natural Gas_Stove/Oven_E3 | F3 | Residential | Single Family Regular Income | Existing | Appliances | Natural Gas | Stove/Oven | E3 | PACT BC Ratio | 0 | 0 | 0 | 0 | 0 | 0 | 0 | 0 | 0 | 0 | 0 | 0 | 0 | 0 | 0 | 0 | 0 | 0 | 0 | 0 | 0 | 0 | 0 | 0 | 0 | 0 | 0 | 0 | 0 | 0 | 0 | 0 | 0
F3_Residential_Single Family Regular Income_Existing_Appliances_Natural Gas_Stove/Oven_E4 | F3 | Residential | Single Family Regular Income | Existing | Appliances | Natural Gas | Stove/Oven | E4 | PACT BC Ratio | 0 | 0 | 0 | 0 | 0 | 0 | 0 | 0 | 0 | 0 | 0 | 0 | 0 | 0 | 0 | 0 | 0 | 0 | 0 | 0 | 0 | 0 | 0 | 0 | 0 | 0 | 0 | 0 | 0 | 0 | 0 | 0 | 0
F3_Residential_Single Family Regular Income_Existing_Appliances_Natural Gas_Stove/Oven_E5 | F3 | Residential | Single Family Regular Income | Existing | Appliances | Natural Gas | Stove/Oven | E5 | PACT BC Ratio | 0 | 0 | 0 | 0 | 0 | 0 | 0 | 0 | 0 | 0 | 0 | 0 | 0 | 0 | 0 | 0 | 0 | 0 | 0 | 0 | 0 | 0 | 0 | 0 | 0 | 0 | 0 | 0 | 0 | 0 | 0 | 0 | 0
F3_Residential_Single Family Regular Income_Existing_Appliances_Natural Gas_Stove/Oven_E6 | F3 | Residential | Single Family Regular Income | Existing | Appliances | Natural Gas | Stove/Oven | E6 | PACT BC Ratio | 0 | 0 | 0 | 0 | 0 | 0 | 0 | 0 | 0 | 0 | 0 | 0 | 0 | 0 | 0 | 0 | 0 | 0 | 0 | 0 | 0 | 0 | 0 | 0 | 0 | 0 | 0 | 0 | 0 | 0 | 0 | 0 | 0
F3_Residential_Single Family Regular Income_Existing_Appliances_Natural Gas_Stove/Oven_E7 | F3 | Residential | Single Family Regular Income | Existing | Appliances | Natural Gas | Stove/Oven | E7 | PACT BC Ratio | 0 | 0 | 0 | 0 | 0 | 0 | 0 | 0 | 0 | 0 | 0 | 0 | 0 | 0 | 0 | 0 | 0 | 0 | 0 | 0 | 0 | 0 | 0 | 0 | 0 | 0 | 0 | 0 | 0 | 0 | 0 | 0 | 0
F3_Residential_Single Family Regular Income_Existing_Appliances_Natural Gas_Stove/Oven_E8 | F3 | Residential | Single Family Regular Income | Existing | Appliances | Natural Gas | Stove/Oven | E8 | PACT BC Ratio | 0 | 0 | 0 | 0 | 0 | 0 | 0 | 0 | 0 | 0 | 0 | 0 | 0 | 0 | 0 | 0 | 0 | 0 | 0 | 0 | 0 | 0 | 0 | 0 | 0 | 0 | 0 | 0 | 0 | 0 | 0 | 0 | 0
F3_Residential_Single Family Regular Income_Existing_Appliances_Natural Gas_Stove/Oven_E9 | F3 | Residential | Single Family Regular Income | Existing | Appliances | Natural Gas | Stove/Oven | E9 | PACT BC Ratio | 0 | 0 | 0 | 0 | 0 | 0 | 0 | 0 | 0 | 0 | 0 | 0 | 0 | 0 | 0 | 0 | 0 | 0 | 0 | 0 | 0 | 0 | 0 | 0 | 0 | 0 | 0 | 0 | 0 | 0 | 0 | 0 | 0
F3_Residential_Single Family Regular Income_Existing_Appliances_Natural Gas_Stove/Oven_E10 | F3 | Residential | Single Family Regular Income | Existing | Appliances | Natural Gas | Stove/Oven | E10 | PACT BC Ratio | 0 | 0 | 0 | 0 | 0 | 0 | 0 | 0 | 0 | 0 | 0 | 0 | 0 | 0 | 0 | 0 | 0 | 0 | 0 | 0 | 0 | 0 | 0 | 0 | 0 | 0 | 0 | 0 | 0 | 0 | 0 | 0 | 0
F4_Residential_Single Family Regular Income_Existing_Appliances_Natural Gas_Stove/Oven_E1 | F4 | Residential | Single Family Regular Income | Existing | Appliances | Natural Gas | Stove/Oven | E1 | RVT BC Ratio | bar: 2019 to 2051
F4_Residential_Single Family Regular Income_Existing_Appliances_Natural Gas_Stove/Oven_E2 | F4 | Residential | Single Family Regular Income | Existing | Appliances | Natural Gas | Stove/Oven | E2 | RVT BC Ratio | 1.6743 | 1.6759 | 1.6814 | 1.6858 | 1.6821 | 1.6876 | 1.7008 | 1.7117 | 1.7248 | 1.7374 | 1.7502 | 1.7623 | 1.7751 | 1.7885 | 1.8013 | 1.8145 | 1.8278 | 1.842 | 1.856 | 1.8696 | 1.8818 | 1.8933 | 1.9024 | 1.9108 | 1.9165 | 1.9204 | 1.9231 | 1.9245 | 1.9239 | 1.922 | 1.9176 | 1.912 | 1.9044
F4_Residential_Single Family Regular Income_Existing_Appliances_Natural Gas_Stove/Oven_E3 | F4 | Residential | Single Family Regular Income | Existing | Appliances | Natural Gas | Stove/Oven | E3 | RVT BC Ratio | 0 | 0 | 0 | 0 | 0 | 0 | 0 | 0 | 0 | 0 | 0 | 0 | 0 | 0 | 0 | 0 | 0 | 0 | 0 | 0 | 0 | 0 | 0 | 0 | 0 | 0 | 0 | 0 | 0 | 0 | 0 | 0 | 0
F4_Residential_Single Family Regular Income_Existing_Appliances_Natural Gas_Stove/Oven_E4 | F4 | Residential | Single Family Regular Income | Existing | Appliances | Natural Gas | Stove/Oven | E4 | RVT BC Ratio | 0 | 0 | 0 | 0 | 0 | 0 | 0 | 0 | 0 | 0 | 0 | 0 | 0 | 0 | 0 | 0 | 0 | 0 | 0 | 0 | 0 | 0 | 0 | 0 | 0 | 0 | 0 | 0 | 0 | 0 | 0 | 0 | 0
F4_Residential_Single Family Regular Income_Existing_Appliances_Natural Gas_Stove/Oven_E5 | F4 | Residential | Single Family Regular Income | Existing | Appliances | Natural Gas | Stove/Oven | E5 | RVT BC Ratio | 0 | 0 | 0 | 0 | 0 | 0 | 0 | 0 | 0 | 0 | 0 | 0 | 0 | 0 | 0 | 0 | 0 | 0 | 0 | 0 | 0 | 0 | 0 | 0 | 0 | 0 | 0 | 0 | 0 | 0 | 0 | 0 | 0
F4_Residential_Single Family Regular Income_Existing_Appliances_Natural Gas_Stove/Oven_E6 | F4 | Residential | Single Family Regular Income | Existing | Appliances | Natural Gas | Stove/Oven | E6 | RVT BC Ratio | 0 | 0 | 0 | 0 | 0 | 0 | 0 | 0 | 0 | 0 | 0 | 0 | 0 | 0 | 0 | 0 | 0 | 0 | 0 | 0 | 0 | 0 | 0 | 0 | 0 | 0 | 0 | 0 | 0 | 0 | 0 | 0 | 0
F4_Residential_Single Family Regular Income_Existing_Appliances_Natural Gas_Stove/Oven_E7 | F4 | Residential | Single Family Regular Income | Existing | Appliances | Natural Gas | Stove/Oven | E7 | RVT BC Ratio | 0 | 0 | 0 | 0 | 0 | 0 | 0 | 0 | 0 | 0 | 0 | 0 | 0 | 0 | 0 | 0 | 0 | 0 | 0 | 0 | 0 | 0 | 0 | 0 | 0 | 0 | 0 | 0 | 0 | 0 | 0 | 0 | 0
F4_Residential_Single Family Regular Income_Existing_Appliances_Natural Gas_Stove/Oven_E8 | F4 | Residential | Single Family Regular Income | Existing | Appliances | Natural Gas | Stove/Oven | E8 | RVT BC Ratio | 0 | 0 | 0 | 0 | 0 | 0 | 0 | 0 | 0 | 0 | 0 | 0 | 0 | 0 | 0 | 0 | 0 | 0 | 0 | 0 | 0 | 0 | 0 | 0 | 0 | 0 | 0 | 0 | 0 | 0 | 0 | 0 | 0
F4_Residential_Single Family Regular Income_Existing_Appliances_Natural Gas_Stove/Oven_E9 | F4 | Residential | Single Family Regular Income | Existing | Appliances | Natural Gas | Stove/Oven | E9 | RVT BC Ratio | 0 | 0 | 0 | 0 | 0 | 0 | 0 | 0 | 0 | 0 | 0 | 0 | 0 | 0 | 0 | 0 | 0 | 0 | 0 | 0 | 0 | 0 | 0 | 0 | 0 | 0 | 0 | 0 | 0 | 0 | 0 | 0 | 0
F4_Residential_Single Family Regular Income_Existing_Appliances_Natural Gas_Stove/Oven_E10 | F4 | Residential | Single Family Regular Income | Existing | Appliances | Natural Gas | Stove/Oven | E10 | RVT BC Ratio | 0 | 0 | 0 | 0 | 0 | 0 | 0 | 0 | 0 | 0 | 0 | 0 | 0 | 0 | 0 | 0 | 0 | 0 | 0 | 0 | 0 | 0 | 0 | 0 | 0 | 0 | 0 | 0 | 0 | 0 | 0 | 0 | 0
F5_Residential_Single Family Regular Income_Existing_Appliances_Natural Gas_Stove/Oven_E1 | F5 | Residential | Single Family Regular Income | Existing | Appliances | Natural Gas | Stove/Oven | E1 | RIM BC Ratio | bar: 2019 to 2051
F5_Residential_Single Family Regular Income_Existing_Appliances_Natural Gas_Stove/Oven_E2 | F5 | Residential | Single Family Regular Income | Existing | Appliances | Natural Gas | Stove/Oven | E2 | RIM BC Ratio | 0.728 | 0.72967 | 0.73257 | 0.73496 | 0.73442 | 0.7352 | 0.73706 | 0.73856 | 0.74035 | 0.74206 | 0.74377 | 0.74536 | 0.74702 | 0.74873 | 0.75034 | 0.75199 | 0.75363 | 0.75536 | 0.75695 | 0.75839 | 0.75955 | 0.76053 | 0.76112 | 0.76151 | 0.76147 | 0.76121 | 0.7608 | 0.7602 | 0.75936 | 0.75834 | 0.757 | 0.7555 | 0.75371
F5_Residential_Single Family Regular Income_Existing_Appliances_Natural Gas_Stove/Oven_E3 | F5 | Residential | Single Family Regular Income | Existing | Appliances | Natural Gas | Stove/Oven | E3 | RIM BC Ratio | 0 | 0 | 0 | 0 | 0 | 0 | 0 | 0 | 0 | 0 | 0 | 0 | 0 | 0 | 0 | 0 | 0 | 0 | 0 | 0 | 0 | 0 | 0 | 0 | 0 | 0 | 0 | 0 | 0 | 0 | 0 | 0 | 0
F5_Residential_Single Family Regular Income_Existing_Appliances_Natural Gas_Stove/Oven_E4 | F5 | Residential | Single Family Regular Income | Existing | Appliances | Natural Gas | Stove/Oven | E4 | RIM BC Ratio | 0 | 0 | 0 | 0 | 0 | 0 | 0 | 0 | 0 | 0 | 0 | 0 | 0 | 0 | 0 | 0 | 0 | 0 | 0 | 0 | 0 | 0 | 0 | 0 | 0 | 0 | 0 | 0 | 0 | 0 | 0 | 0 | 0
F5_Residential_Single Family Regular Income_Existing_Appliances_Natural Gas_Stove/Oven_E5 | F5 | Residential | Single Family Regular Income | Existing | Appliances | Natural Gas | Stove/Oven | E5 | RIM BC Ratio | 0 | 0 | 0 | 0 | 0 | 0 | 0 | 0 | 0 | 0 | 0 | 0 | 0 | 0 | 0 | 0 | 0 | 0 | 0 | 0 | 0 | 0 | 0 | 0 | 0 | 0 | 0 | 0 | 0 | 0 | 0 | 0 | 0
F5_Residential_Single Family Regular Income_Existing_Appliances_Natural Gas_Stove/Oven_E6 | F5 | Residential | Single Family Regular Income | Existing | Appliances | Natural Gas | Stove/Oven | E6 | RIM BC Ratio | 0 | 0 | 0 | 0 | 0 | 0 | 0 | 0 | 0 | 0 | 0 | 0 | 0 | 0 | 0 | 0 | 0 | 0 | 0 | 0 | 0 | 0 | 0 | 0 | 0 | 0 | 0 | 0 | 0 | 0 | 0 | 0 | 0
F5_Residential_Single Family Regular Income_Existing_Appliances_Natural Gas_Stove/Oven_E7 | F5 | Residential | Single Family Regular Income | Existing | Appliances | Natural Gas | Stove/Oven | E7 | RIM BC Ratio | 0 | 0 | 0 | 0 | 0 | 0 | 0 | 0 | 0 | 0 | 0 | 0 | 0 | 0 | 0 | 0 | 0 | 0 | 0 | 0 | 0 | 0 | 0 | 0 | 0 | 0 | 0 | 0 | 0 | 0 | 0 | 0 | 0
F5_Residential_Single Family Regular Income_Existing_Appliances_Natural Gas_Stove/Oven_E8 | F5 | Residential | Single Family Regular Income | Existing | Appliances | Natural Gas | Stove/Oven | E8 | RIM BC Ratio | 0 | 0 | 0 | 0 | 0 | 0 | 0 | 0 | 0 | 0 | 0 | 0 | 0 | 0 | 0 | 0 | 0 | 0 | 0 | 0 | 0 | 0 | 0 | 0 | 0 | 0 | 0 | 0 | 0 | 0 | 0 | 0 | 0
F5_Residential_Single Family Regular Income_Existing_Appliances_Natural Gas_Stove/Oven_E9 | F5 | Residential | Single Family Regular Income | Existing | Appliances | Natural Gas | Stove/Oven | E9 | RIM BC Ratio | 0 | 0 | 0 | 0 | 0 | 0 | 0 | 0 | 0 | 0 | 0 | 0 | 0 | 0 | 0 | 0 | 0 | 0 | 0 | 0 | 0 | 0 | 0 | 0 | 0 | 0 | 0 | 0 | 0 | 0 | 0 | 0 | 0
F5_Residential_Single Family Regular Income_Existing_Appliances_Natural Gas_Stove/Oven_E10 | F5 | Residential | Single Family Regular Income | Existing | Appliances | Natural Gas | Stove/Oven | E10 | RIM BC Ratio | 0 | 0 | 0 | 0 | 0 | 0 | 0 | 0 | 0 | 0 | 0 | 0 | 0 | 0 | 0 | 0 | 0 | 0 | 0 | 0 | 0 | 0 | 0 | 0 | 0 | 0 | 0 | 0 | 0 | 0 | 0 | 0 | 0
F0_Residential_Single Family Regular Income_Existing_Miscellaneous_Natural Gas_Pool Heater_E0 | F0 | Residential | Single Family Regular Income | Existing | Miscellaneous | Natural Gas | Pool Heater | E0 | Economic Unit | Standard (EF 0.82) | Standard (EF 0.82) | Standard (EF 0.82) | Standard (EF 0.82) | Standard (EF 0.82) | Standard (EF 0.82) | Standard (EF 0.82) | Standard (EF 0.82) | Standard (EF 0.82) | Standard (EF 0.82) | Standard (EF 0.82) | Standard (EF 0.82) | Standard (EF 0.82) | Standard (EF 0.82) | Standard (EF 0.82) | Standard (EF 0.82) | Standard (EF 0.82) | Standard (EF 0.82) | Standard (EF 0.82) | Standard (EF 0.82) | Standard (EF 0.82) | Standard (EF 0.82) | Standard (EF 0.82) | Standard (EF 0.82) | Standard (EF 0.82) | Standard (EF 0.82) | Standard (EF 0.82) | Standard (EF 0.82) | Standard (EF 0.82) | Standard (EF 0.82) | Standard (EF 0.82) | Standard (EF 0.82) | Standard (EF 0.82)
F1_Residential_Single Family Regular Income_Existing_Miscellaneous_Natural Gas_Pool Heater_E1 | F1 | Residential | Single Family Regular Income | Existing | Miscellaneous | Natural Gas | Pool Heater | E1 | CCE | 0 | 0 | 0 | 0 | 0 | 0 | 0 | 0 | 0 | 0 | 0 | 0 | 0 | 0 | 0 | 0 | 0 | 0 | 0 | 0 | 0 | 0 | 0 | 0 | 0 | 0 | 0 | 0 | 0 | 0 | 0 | 0 | 0
F1_Residential_Single Family Regular Income_Existing_Miscellaneous_Natural Gas_Pool Heater_E2 | F1 | Residential | Single Family Regular Income | Existing | Miscellaneous | Natural Gas | Pool Heater | E2 | CCE | 32.9091 | 33.9217 | 33.2331 | 30.466 | 30.466 | 30.466 | 30.466 | 30.466 | 30.466 | 30.466 | 30.466 | 30.466 | 30.466 | 30.466 | 30.466 | 30.466 | 30.466 | 30.466 | 30.466 | 30.466 | 30.466 | 30.466 | 30.466 | 30.466 | 30.466 | 30.466 | 30.466 | 30.466 | 30.466 | 30.466 | 30.466 | 30.466 | 30.466
F1_Residential_Single Family Regular Income_Existing_Miscellaneous_Natural Gas_Pool Heater_E3 | F1 | Residential | Single Family Regular Income | Existing | Miscellaneous | Natural Gas | Pool Heater | E3 | CCE | 38.5966 | 39.7842 | 38.9765 | 35.7312 | 35.7312 | 35.7312 | 35.7312 | 35.7312 | 35.7312 | 35.7312 | 35.7312 | 35.7312 | 35.7312 | 35.7312 | 35.7312 | 35.7312 | 35.7312 | 35.7312 | 35.7312 | 35.7312 | 35.7312 | 35.7312 | 35.7312 | 35.7312 | 35.7312 | 35.7312 | 35.7312 | 35.7312 | 35.7312 | 35.7312 | 35.7312 | 35.7312 | 35.7312
F1_Residential_Single Family Regular Income_Existing_Miscellaneous_Natural Gas_Pool Heater_E4 | F1 | Residential | Single Family Regular Income | Existing | Miscellaneous | Natural Gas | Pool Heater | E4 | CCE | 37.1037 | 38.2453 | 37.4689 | 34.3491 | 34.3491 | 34.3491 | 34.3491 | 34.3491 | 34.3491 | 34.3491 | 34.3491 | 34.3491 | 34.3491 | 34.3491 | 34.3491 | 34.3491 | 34.3491 | 34.3491 | 34.3491 | 34.3491 | 34.3491 | 34.3491 | 34.3491 | 34.3491 | 34.3491 | 34.3491 | 34.3491 | 34.3491 | 34.3491 | 34.3491 | 34.3491 | 34.3491 | 34.3491
F1_Residential_Single Family Regular Income_Existing_Miscellaneous_Natural Gas_Pool Heater_E5 | F1 | Residential | Single Family Regular Income | Existing | Miscellaneous | Natural Gas | Pool Heater | E5 | CCE | 0 | 0 | 0 | 0 | 0 | 0 | 0 | 0 | 0 | 0 | 0 | 0 | 0 | 0 | 0 | 0 | 0 | 0 | 0 | 0 | 0 | 0 | 0 | 0 | 0 | 0 | 0 | 0 | 0 | 0 | 0 | 0 | 0
F1_Residential_Single Family Regular Income_Existing_Miscellaneous_Natural Gas_Pool Heater_E6 | F1 | Residential | Single Family Regular Income | Existing | Miscellaneous | Natural Gas | Pool Heater | E6 | CCE | 0 | 0 | 0 | 0 | 0 | 0 | 0 | 0 | 0 | 0 | 0 | 0 | 0 | 0 | 0 | 0 | 0 | 0 | 0 | 0 | 0 | 0 | 0 | 0 | 0 | 0 | 0 | 0 | 0 | 0 | 0 | 0 | 0
F1_Residential_Single Family Regular Income_Existing_Miscellaneous_Natural Gas_Pool Heater_E7 | F1 | Residential | Single Family Regular Income | Existing | Miscellaneous | Natural Gas | Pool Heater | E7 | CCE | 0 | 0 | 0 | 0 | 0 | 0 | 0 | 0 | 0 | 0 | 0 | 0 | 0 | 0 | 0 | 0 | 0 | 0 | 0 | 0 | 0 | 0 | 0 | 0 | 0 | 0 | 0 | 0 | 0 | 0 | 0 | 0 | 0
F1_Residential_Single Family Regular Income_Existing_Miscellaneous_Natural Gas_Pool Heater_E8 | F1 | Residential | Single Family Regular Income | Existing | Miscellaneous | Natural Gas | Pool Heater | E8 | CCE | 0 | 0 | 0 | 0 | 0 | 0 | 0 | 0 | 0 | 0 | 0 | 0 | 0 | 0 | 0 | 0 | 0 | 0 | 0 | 0 | 0 | 0 | 0 | 0 | 0 | 0 | 0 | 0 | 0 | 0 | 0 | 0 | 0
F1_Residential_Single Family Regular Income_Existing_Miscellaneous_Natural Gas_Pool Heater_E9 | F1 | Residential | Single Family Regular Income | Existing | Miscellaneous | Natural Gas | Pool Heater | E9 | CCE | 0 | 0 | 0 | 0 | 0 | 0 | 0 | 0 | 0 | 0 | 0 | 0 | 0 | 0 | 0 | 0 | 0 | 0 | 0 | 0 | 0 | 0 | 0 | 0 | 0 | 0 | 0 | 0 | 0 | 0 | 0 | 0 | 0
F1_Residential_Single Family Regular Income_Existing_Miscellaneous_Natural Gas_Pool Heater_E10 | F1 | Residential | Single Family Regular Income | Existing | Miscellaneous | Natural Gas | Pool Heater | E10 | CCE | 0 | 0 | 0 | 0 | 0 | 0 | 0 | 0 | 0 | 0 | 0 | 0 | 0 | 0 | 0 | 0 | 0 | 0 | 0 | 0 | 0 | 0 | 0 | 0 | 0 | 0 | 0 | 0 | 0 | 0 | 0 | 0 | 0
F2_Residential_Single Family Regular Income_Existing_Miscellaneous_Natural Gas_Pool Heater_E1 | F2 | Residential | Single Family Regular Income | Existing | Miscellaneous | Natural Gas | Pool Heater | E1 | TRC BC Ratio | bar: 2019 to 2051
F2_Residential_Single Family Regular Income_Existing_Miscellaneous_Natural Gas_Pool Heater_E2 | F2 | Residential | Single Family Regular Income | Existing | Miscellaneous | Natural Gas | Pool Heater | E2 | TRC BC Ratio | 0 | 0 | 0 | 0 | 0 | 0 | 0 | 0 | 0 | 0 | 0 | 0 | 0 | 0 | 0 | 0 | 0 | 0 | 0 | 0 | 0 | 0 | 0 | 0 | 0 | 0 | 0 | 0 | 0 | 0 | 0 | 0 | 0
F2_Residential_Single Family Regular Income_Existing_Miscellaneous_Natural Gas_Pool Heater_E3 | F2 | Residential | Single Family Regular Income | Existing | Miscellaneous | Natural Gas | Pool Heater | E3 | TRC BC Ratio | 0 | 0 | 0 | 0 | 0 | 0 | 0 | 0 | 0 | 0 | 0 | 0 | 0 | 0 | 0 | 0 | 0 | 0 | 0 | 0 | 0 | 0 | 0 | 0 | 0 | 0 | 0 | 0 | 0 | 0 | 0 | 0 | 0
F2_Residential_Single Family Regular Income_Existing_Miscellaneous_Natural Gas_Pool Heater_E4 | F2 | Residential | Single Family Regular Income | Existing | Miscellaneous | Natural Gas | Pool Heater | E4 | TRC BC Ratio | 0 | 0 | 0 | 0 | 0 | 0 | 0 | 0 | 0 | 0 | 0 | 0 | 0 | 0 | 0 | 0 | 0 | 0 | 0 | 0 | 0 | 0 | 0 | 0 | 0 | 0 | 0 | 0 | 0 | 0 | 0 | 0 | 0
F2_Residential_Single Family Regular Income_Existing_Miscellaneous_Natural Gas_Pool Heater_E5 | F2 | Residential | Single Family Regular Income | Existing | Miscellaneous | Natural Gas | Pool Heater | E5 | TRC BC Ratio | 0 | 0 | 0 | 0 | 0 | 0 | 0 | 0 | 0 | 0 | 0 | 0 | 0 | 0 | 0 | 0 | 0 | 0 | 0 | 0 | 0 | 0 | 0 | 0 | 0 | 0 | 0 | 0 | 0 | 0 | 0 | 0 | 0
F2_Residential_Single Family Regular Income_Existing_Miscellaneous_Natural Gas_Pool Heater_E6 | F2 | Residential | Single Family Regular Income | Existing | Miscellaneous | Natural Gas | Pool Heater | E6 | TRC BC Ratio | 0 | 0 | 0 | 0 | 0 | 0 | 0 | 0 | 0 | 0 | 0 | 0 | 0 | 0 | 0 | 0 | 0 | 0 | 0 | 0 | 0 | 0 | 0 | 0 | 0 | 0 | 0 | 0 | 0 | 0 | 0 | 0 | 0
F2_Residential_Single Family Regular Income_Existing_Miscellaneous_Natural Gas_Pool Heater_E7 | F2 | Residential | Single Family Regular Income | Existing | Miscellaneous | Natural Gas | Pool Heater | E7 | TRC BC Ratio | 0 | 0 | 0 | 0 | 0 | 0 | 0 | 0 | 0 | 0 | 0 | 0 | 0 | 0 | 0 | 0 | 0 | 0 | 0 | 0 | 0 | 0 | 0 | 0 | 0 | 0 | 0 | 0 | 0 | 0 | 0 | 0 | 0
F2_Residential_Single Family Regular Income_Existing_Miscellaneous_Natural Gas_Pool Heater_E8 | F2 | Residential | Single Family Regular Income | Existing | Miscellaneous | Natural Gas | Pool Heater | E8 | TRC BC Ratio | 0 | 0 | 0 | 0 | 0 | 0 | 0 | 0 | 0 | 0 | 0 | 0 | 0 | 0 | 0 | 0 | 0 | 0 | 0 | 0 | 0 | 0 | 0 | 0 | 0 | 0 | 0 | 0 | 0 | 0 | 0 | 0 | 0
F2_Residential_Single Family Regular Income_Existing_Miscellaneous_Natural Gas_Pool Heater_E9 | F2 | Residential | Single Family Regular Income | Existing | Miscellaneous | Natural Gas | Pool Heater | E9 | TRC BC Ratio | 0 | 0 | 0 | 0 | 0 | 0 | 0 | 0 | 0 | 0 | 0 | 0 | 0 | 0 | 0 | 0 | 0 | 0 | 0 | 0 | 0 | 0 | 0 | 0 | 0 | 0 | 0 | 0 | 0 | 0 | 0 | 0 | 0
F2_Residential_Single Family Regular Income_Existing_Miscellaneous_Natural Gas_Pool Heater_E10 | F2 | Residential | Single Family Regular Income | Existing | Miscellaneous | Natural Gas | Pool Heater | E10 | TRC BC Ratio | 0 | 0 | 0 | 0 | 0 | 0 | 0 | 0 | 0 | 0 | 0 | 0 | 0 | 0 | 0 | 0 | 0 | 0 | 0 | 0 | 0 | 0 | 0 | 0 | 0 | 0 | 0 | 0 | 0 | 0 | 0 | 0 | 0
F3_Residential_Single Family Regular Income_Existing_Miscellaneous_Natural Gas_Pool Heater_E1 | F3 | Residential | Single Family Regular Income | Existing | Miscellaneous | Natural Gas | Pool Heater | E1 | PACT BC Ratio | bar: 2019 to 2051
F3_Residential_Single Family Regular Income_Existing_Miscellaneous_Natural Gas_Pool Heater_E2 | F3 | Residential | Single Family Regular Income | Existing | Miscellaneous | Natural Gas | Pool Heater | E2 | PACT BC Ratio | 0 | 0 | 0 | 0 | 0 | 0 | 0 | 0 | 0 | 0 | 0 | 0 | 0 | 0 | 0 | 0 | 0 | 0 | 0 | 0 | 0 | 0 | 0 | 0 | 0 | 0 | 0 | 0 | 0 | 0 | 0 | 0 | 0
F3_Residential_Single Family Regular Income_Existing_Miscellaneous_Natural Gas_Pool Heater_E3 | F3 | Residential | Single Family Regular Income | Existing | Miscellaneous | Natural Gas | Pool Heater | E3 | PACT BC Ratio | 0 | 0 | 0 | 0 | 0 | 0 | 0 | 0 | 0 | 0 | 0 | 0 | 0 | 0 | 0 | 0 | 0 | 0 | 0 | 0 | 0 | 0 | 0 | 0 | 0 | 0 | 0 | 0 | 0 | 0 | 0 | 0 | 0
F3_Residential_Single Family Regular Income_Existing_Miscellaneous_Natural Gas_Pool Heater_E4 | F3 | Residential | Single Family Regular Income | Existing | Miscellaneous | Natural Gas | Pool Heater | E4 | PACT BC Ratio | 0 | 0 | 0 | 0 | 0 | 0 | 0 | 0 | 0 | 0 | 0 | 0 | 0 | 0 | 0 | 0 | 0 | 0 | 0 | 0 | 0 | 0 | 0 | 0 | 0 | 0 | 0 | 0 | 0 | 0 | 0 | 0 | 0
F3_Residential_Single Family Regular Income_Existing_Miscellaneous_Natural Gas_Pool Heater_E5 | F3 | Residential | Single Family Regular Income | Existing | Miscellaneous | Natural Gas | Pool Heater | E5 | PACT BC Ratio | 0 | 0 | 0 | 0 | 0 | 0 | 0 | 0 | 0 | 0 | 0 | 0 | 0 | 0 | 0 | 0 | 0 | 0 | 0 | 0 | 0 | 0 | 0 | 0 | 0 | 0 | 0 | 0 | 0 | 0 | 0 | 0 | 0
F3_Residential_Single Family Regular Income_Existing_Miscellaneous_Natural Gas_Pool Heater_E6 | F3 | Residential | Single Family Regular Income | Existing | Miscellaneous | Natural Gas | Pool Heater | E6 | PACT BC Ratio | 0 | 0 | 0 | 0 | 0 | 0 | 0 | 0 | 0 | 0 | 0 | 0 | 0 | 0 | 0 | 0 | 0 | 0 | 0 | 0 | 0 | 0 | 0 | 0 | 0 | 0 | 0 | 0 | 0 | 0 | 0 | 0 | 0
F3_Residential_Single Family Regular Income_Existing_Miscellaneous_Natural Gas_Pool Heater_E7 | F3 | Residential | Single Family Regular Income | Existing | Miscellaneous | Natural Gas | Pool Heater | E7 | PACT BC Ratio | 0 | 0 | 0 | 0 | 0 | 0 | 0 | 0 | 0 | 0 | 0 | 0 | 0 | 0 | 0 | 0 | 0 | 0 | 0 | 0 | 0 | 0 | 0 | 0 | 0 | 0 | 0 | 0 | 0 | 0 | 0 | 0 | 0
F3_Residential_Single Family Regular Income_Existing_Miscellaneous_Natural Gas_Pool Heater_E8 | F3 | Residential | Single Family Regular Income | Existing | Miscellaneous | Natural Gas | Pool Heater | E8 | PACT BC Ratio | 0 | 0 | 0 | 0 | 0 | 0 | 0 | 0 | 0 | 0 | 0 | 0 | 0 | 0 | 0 | 0 | 0 | 0 | 0 | 0 | 0 | 0 | 0 | 0 | 0 | 0 | 0 | 0 | 0 | 0 | 0 | 0 | 0
F3_Residential_Single Family Regular Income_Existing_Miscellaneous_Natural Gas_Pool Heater_E9 | F3 | Residential | Single Family Regular Income | Existing | Miscellaneous | Natural Gas | Pool Heater | E9 | PACT BC Ratio | 0 | 0 | 0 | 0 | 0 | 0 | 0 | 0 | 0 | 0 | 0 | 0 | 0 | 0 | 0 | 0 | 0 | 0 | 0 | 0 | 0 | 0 | 0 | 0 | 0 | 0 | 0 | 0 | 0 | 0 | 0 | 0 | 0
F3_Residential_Single Family Regular Income_Existing_Miscellaneous_Natural Gas_Pool Heater_E10 | F3 | Residential | Single Family Regular Income | Existing | Miscellaneous | Natural Gas | Pool Heater | E10 | PACT BC Ratio | 0 | 0 | 0 | 0 | 0 | 0 | 0 | 0 | 0 | 0 | 0 | 0 | 0 | 0 | 0 | 0 | 0 | 0 | 0 | 0 | 0 | 0 | 0 | 0 | 0 | 0 | 0 | 0 | 0 | 0 | 0 | 0 | 0
F4_Residential_Single Family Regular Income_Existing_Miscellaneous_Natural Gas_Pool Heater_E1 | F4 | Residential | Single Family Regular Income | Existing | Miscellaneous | Natural Gas | Pool Heater | E1 | RVT BC Ratio | bar: 2019 to 2051
F4_Residential_Single Family Regular Income_Existing_Miscellaneous_Natural Gas_Pool Heater_E2 | F4 | Residential | Single Family Regular Income | Existing | Miscellaneous | Natural Gas | Pool Heater | E2 | RVT BC Ratio | 0.7 | 0.7 | 0.7 | 0.7 | 0.7 | 0.7 | 0.7 | 0.7 | 0.7 | 0.7 | 0.7 | 0.7 | 0.7 | 0.7 | 0.7 | 0.7 | 0.7 | 0.7 | 0.7 | 0.7 | 0.7 | 0.7 | 0.7 | 0.7 | 0.7 | 0.7 | 0.7 | 0.7 | 0.7 | 0.7 | 0.7 | 0.7 | 0.7
F4_Residential_Single Family Regular Income_Existing_Miscellaneous_Natural Gas_Pool Heater_E3 | F4 | Residential | Single Family Regular Income | Existing | Miscellaneous | Natural Gas | Pool Heater | E3 | RVT BC Ratio | 0.7 | 0.7 | 0.7 | 0.7 | 0.7 | 0.7 | 0.7 | 0.7 | 0.7 | 0.7 | 0.7 | 0.7 | 0.7 | 0.7 | 0.7 | 0.7 | 0.7 | 0.7 | 0.7 | 0.7 | 0.7 | 0.7 | 0.7 | 0.7 | 0.7 | 0.7 | 0.7 | 0.7 | 0.7 | 0.7 | 0.7 | 0.7 | 0.7
F4_Residential_Single Family Regular Income_Existing_Miscellaneous_Natural Gas_Pool Heater_E4 | F4 | Residential | Single Family Regular Income | Existing | Miscellaneous | Natural Gas | Pool Heater | E4 | RVT BC Ratio | 0.7 | 0.7 | 0.7 | 0.7 | 0.7 | 0.7 | 0.7 | 0.7 | 0.7 | 0.7 | 0.7 | 0.7 | 0.7 | 0.7 | 0.7 | 0.7 | 0.7 | 0.7 | 0.7 | 0.7 | 0.7 | 0.7 | 0.7 | 0.7 | 0.7 | 0.7 | 0.7 | 0.7 | 0.7 | 0.7 | 0.7 | 0.7 | 0.7
F4_Residential_Single Family Regular Income_Existing_Miscellaneous_Natural Gas_Pool Heater_E5 | F4 | Residential | Single Family Regular Income | Existing | Miscellaneous | Natural Gas | Pool Heater | E5 | RVT BC Ratio | 0 | 0 | 0 | 0 | 0 | 0 | 0 | 0 | 0 | 0 | 0 | 0 | 0 | 0 | 0 | 0 | 0 | 0 | 0 | 0 | 0 | 0 | 0 | 0 | 0 | 0 | 0 | 0 | 0 | 0 | 0 | 0 | 0
F4_Residential_Single Family Regular Income_Existing_Miscellaneous_Natural Gas_Pool Heater_E6 | F4 | Residential | Single Family Regular Income | Existing | Miscellaneous | Natural Gas | Pool Heater | E6 | RVT BC Ratio | 0 | 0 | 0 | 0 | 0 | 0 | 0 | 0 | 0 | 0 | 0 | 0 | 0 | 0 | 0 | 0 | 0 | 0 | 0 | 0 | 0 | 0 | 0 | 0 | 0 | 0 | 0 | 0 | 0 | 0 | 0 | 0 | 0
F4_Residential_Single Family Regular Income_Existing_Miscellaneous_Natural Gas_Pool Heater_E7 | F4 | Residential | Single Family Regular Income | Existing | Miscellaneous | Natural Gas | Pool Heater | E7 | RVT BC Ratio | 0 | 0 | 0 | 0 | 0 | 0 | 0 | 0 | 0 | 0 | 0 | 0 | 0 | 0 | 0 | 0 | 0 | 0 | 0 | 0 | 0 | 0 | 0 | 0 | 0 | 0 | 0 | 0 | 0 | 0 | 0 | 0 | 0
F4_Residential_Single Family Regular Income_Existing_Miscellaneous_Natural Gas_Pool Heater_E8 | F4 | Residential | Single Family Regular Income | Existing | Miscellaneous | Natural Gas | Pool Heater | E8 | RVT BC Ratio | 0 | 0 | 0 | 0 | 0 | 0 | 0 | 0 | 0 | 0 | 0 | 0 | 0 | 0 | 0 | 0 | 0 | 0 | 0 | 0 | 0 | 0 | 0 | 0 | 0 | 0 | 0 | 0 | 0 | 0 | 0 | 0 | 0
F4_Residential_Single Family Regular Income_Existing_Miscellaneous_Natural Gas_Pool Heater_E9 | F4 | Residential | Single Family Regular Income | Existing | Miscellaneous | Natural Gas | Pool Heater | E9 | RVT BC Ratio | 0 | 0 | 0 | 0 | 0 | 0 | 0 | 0 | 0 | 0 | 0 | 0 | 0 | 0 | 0 | 0 | 0 | 0 | 0 | 0 | 0 | 0 | 0 | 0 | 0 | 0 | 0 | 0 | 0 | 0 | 0 | 0 | 0
F4_Residential_Single Family Regular Income_Existing_Miscellaneous_Natural Gas_Pool Heater_E10 | F4 | Residential | Single Family Regular Income | Existing | Miscellaneous | Natural Gas | Pool Heater | E10 | RVT BC Ratio | 0 | 0 | 0 | 0 | 0 | 0 | 0 | 0 | 0 | 0 | 0 | 0 | 0 | 0 | 0 | 0 | 0 | 0 | 0 | 0 | 0 | 0 | 0 | 0 | 0 | 0 | 0 | 0 | 0 | 0 | 0 | 0 | 0
F5_Residential_Single Family Regular Income_Existing_Miscellaneous_Natural Gas_Pool Heater_E1 | F5 | Residential | Single Family Regular Income | Existing | Miscellaneous | Natural Gas | Pool Heater | E1 | RIM BC Ratio | bar: 2019 to 2051
F5_Residential_Single Family Regular Income_Existing_Miscellaneous_Natural Gas_Pool Heater_E2 | F5 | Residential | Single Family Regular Income | Existing | Miscellaneous | Natural Gas | Pool Heater | E2 | RIM BC Ratio | 0 | 0 | 0 | 0 | 0 | 0 | 0 | 0 | 0 | 0 | 0 | 0 | 0 | 0 | 0 | 0 | 0 | 0 | 0 | 0 | 0 | 0 | 0 | 0 | 0 | 0 | 0 | 0 | 0 | 0 | 0 | 0 | 0
F5_Residential_Single Family Regular Income_Existing_Miscellaneous_Natural Gas_Pool Heater_E3 | F5 | Residential | Single Family Regular Income | Existing | Miscellaneous | Natural Gas | Pool Heater | E3 | RIM BC Ratio | 0 | 0 | 0 | 0 | 0 | 0 | 0 | 0 | 0 | 0 | 0 | 0 | 0 | 0 | 0 | 0 | 0 | 0 | 0 | 0 | 0 | 0 | 0 | 0 | 0 | 0 | 0 | 0 | 0 | 0 | 0 | 0 | 0
F5_Residential_Single Family Regular Income_Existing_Miscellaneous_Natural Gas_Pool Heater_E4 | F5 | Residential | Single Family Regular Income | Existing | Miscellaneous | Natural Gas | Pool Heater | E4 | RIM BC Ratio | 0 | 0 | 0 | 0 | 0 | 0 | 0 | 0 | 0 | 0 | 0 | 0 | 0 | 0 | 0 | 0 | 0 | 0 | 0 | 0 | 0 | 0 | 0 | 0 | 0 | 0 | 0 | 0 | 0 | 0 | 0 | 0 | 0
F5_Residential_Single Family Regular Income_Existing_Miscellaneous_Natural Gas_Pool Heater_E5 | F5 | Residential | Single Family Regular Income | Existing | Miscellaneous | Natural Gas | Pool Heater | E5 | RIM BC Ratio | 0 | 0 | 0 | 0 | 0 | 0 | 0 | 0 | 0 | 0 | 0 | 0 | 0 | 0 | 0 | 0 | 0 | 0 | 0 | 0 | 0 | 0 | 0 | 0 | 0 | 0 | 0 | 0 | 0 | 0 | 0 | 0 | 0
F5_Residential_Single Family Regular Income_Existing_Miscellaneous_Natural Gas_Pool Heater_E6 | F5 | Residential | Single Family Regular Income | Existing | Miscellaneous | Natural Gas | Pool Heater | E6 | RIM BC Ratio | 0 | 0 | 0 | 0 | 0 | 0 | 0 | 0 | 0 | 0 | 0 | 0 | 0 | 0 | 0 | 0 | 0 | 0 | 0 | 0 | 0 | 0 | 0 | 0 | 0 | 0 | 0 | 0 | 0 | 0 | 0 | 0 | 0
F5_Residential_Single Family Regular Income_Existing_Miscellaneous_Natural Gas_Pool Heater_E7 | F5 | Residential | Single Family Regular Income | Existing | Miscellaneous | Natural Gas | Pool Heater | E7 | RIM BC Ratio | 0 | 0 | 0 | 0 | 0 | 0 | 0 | 0 | 0 | 0 | 0 | 0 | 0 | 0 | 0 | 0 | 0 | 0 | 0 | 0 | 0 | 0 | 0 | 0 | 0 | 0 | 0 | 0 | 0 | 0 | 0 | 0 | 0
F5_Residential_Single Family Regular Income_Existing_Miscellaneous_Natural Gas_Pool Heater_E8 | F5 | Residential | Single Family Regular Income | Existing | Miscellaneous | Natural Gas | Pool Heater | E8 | RIM BC Ratio | 0 | 0 | 0 | 0 | 0 | 0 | 0 | 0 | 0 | 0 | 0 | 0 | 0 | 0 | 0 | 0 | 0 | 0 | 0 | 0 | 0 | 0 | 0 | 0 | 0 | 0 | 0 | 0 | 0 | 0 | 0 | 0 | 0
F5_Residential_Single Family Regular Income_Existing_Miscellaneous_Natural Gas_Pool Heater_E9 | F5 | Residential | Single Family Regular Income | Existing | Miscellaneous | Natural Gas | Pool Heater | E9 | RIM BC Ratio | 0 | 0 | 0 | 0 | 0 | 0 | 0 | 0 | 0 | 0 | 0 | 0 | 0 | 0 | 0 | 0 | 0 | 0 | 0 | 0 | 0 | 0 | 0 | 0 | 0 | 0 | 0 | 0 | 0 | 0 | 0 | 0 | 0
F5_Residential_Single Family Regular Income_Existing_Miscellaneous_Natural Gas_Pool Heater_E10 | F5 | Residential | Single Family Regular Income | Existing | Miscellaneous | Natural Gas | Pool Heater | E10 | RIM BC Ratio | 0 | 0 | 0 | 0 | 0 | 0 | 0 | 0 | 0 | 0 | 0 | 0 | 0 | 0 | 0 | 0 | 0 | 0 | 0 | 0 | 0 | 0 | 0 | 0 | 0 | 0 | 0 | 0 | 0 | 0 | 0 | 0 | 0
F0_Residential_Single Family Regular Income_Existing_Miscellaneous_Natural Gas_Miscellaneous_E0 | F0 | Residential | Single Family Regular Income | Existing | Miscellaneous | Natural Gas | Miscellaneous | E0 | Economic Unit | Default | Default | Default | Default | Default | Default | Default | Default | Default | Default | Default | Default | Default | Default | Default | Default | Default | Default | Default | Default | Default | Default | Default | Default | Default | Default | Default | Default | Default | Default | Default | Default | Default
F1_Residential_Single Family Regular Income_Existing_Miscellaneous_Natural Gas_Miscellaneous_E1 | F1 | Residential | Single Family Regular Income | Existing | Miscellaneous | Natural Gas | Miscellaneous | E1 | CCE | 0 | 0 | 0 | 0 | 0 | 0 | 0 | 0 | 0 | 0 | 0 | 0 | 0 | 0 | 0 | 0 | 0 | 0 | 0 | 0 | 0 | 0 | 0 | 0 | 0 | 0 | 0 | 0 | 0 | 0 | 0 | 0 | 0
F1_Residential_Single Family Regular Income_Existing_Miscellaneous_Natural Gas_Miscellaneous_E2 | F1 | Residential | Single Family Regular Income | Existing | Miscellaneous | Natural Gas | Miscellaneous | E2 | CCE | 0 | 0 | 0 | 0 | 0 | 0 | 0 | 0 | 0 | 0 | 0 | 0 | 0 | 0 | 0 | 0 | 0 | 0 | 0 | 0 | 0 | 0 | 0 | 0 | 0 | 0 | 0 | 0 | 0 | 0 | 0 | 0 | 0
F1_Residential_Single Family Regular Income_Existing_Miscellaneous_Natural Gas_Miscellaneous_E3 | F1 | Residential | Single Family Regular Income | Existing | Miscellaneous | Natural Gas | Miscellaneous | E3 | CCE | 0 | 0 | 0 | 0 | 0 | 0 | 0 | 0 | 0 | 0 | 0 | 0 | 0 | 0 | 0 | 0 | 0 | 0 | 0 | 0 | 0 | 0 | 0 | 0 | 0 | 0 | 0 | 0 | 0 | 0 | 0 | 0 | 0
F1_Residential_Single Family Regular Income_Existing_Miscellaneous_Natural Gas_Miscellaneous_E4 | F1 | Residential | Single Family Regular Income | Existing | Miscellaneous | Natural Gas | Miscellaneous | E4 | CCE | 0 | 0 | 0 | 0 | 0 | 0 | 0 | 0 | 0 | 0 | 0 | 0 | 0 | 0 | 0 | 0 | 0 | 0 | 0 | 0 | 0 | 0 | 0 | 0 | 0 | 0 | 0 | 0 | 0 | 0 | 0 | 0 | 0
F1_Residential_Single Family Regular Income_Existing_Miscellaneous_Natural Gas_Miscellaneous_E5 | F1 | Residential | Single Family Regular Income | Existing | Miscellaneous | Natural Gas | Miscellaneous | E5 | CCE | 0 | 0 | 0 | 0 | 0 | 0 | 0 | 0 | 0 | 0 | 0 | 0 | 0 | 0 | 0 | 0 | 0 | 0 | 0 | 0 | 0 | 0 | 0 | 0 | 0 | 0 | 0 | 0 | 0 | 0 | 0 | 0 | 0
F1_Residential_Single Family Regular Income_Existing_Miscellaneous_Natural Gas_Miscellaneous_E6 | F1 | Residential | Single Family Regular Income | Existing | Miscellaneous | Natural Gas | Miscellaneous | E6 | CCE | 0 | 0 | 0 | 0 | 0 | 0 | 0 | 0 | 0 | 0 | 0 | 0 | 0 | 0 | 0 | 0 | 0 | 0 | 0 | 0 | 0 | 0 | 0 | 0 | 0 | 0 | 0 | 0 | 0 | 0 | 0 | 0 | 0
F1_Residential_Single Family Regular Income_Existing_Miscellaneous_Natural Gas_Miscellaneous_E7 | F1 | Residential | Single Family Regular Income | Existing | Miscellaneous | Natural Gas | Miscellaneous | E7 | CCE | 0 | 0 | 0 | 0 | 0 | 0 | 0 | 0 | 0 | 0 | 0 | 0 | 0 | 0 | 0 | 0 | 0 | 0 | 0 | 0 | 0 | 0 | 0 | 0 | 0 | 0 | 0 | 0 | 0 | 0 | 0 | 0 | 0
F1_Residential_Single Family Regular Income_Existing_Miscellaneous_Natural Gas_Miscellaneous_E8 | F1 | Residential | Single Family Regular Income | Existing | Miscellaneous | Natural Gas | Miscellaneous | E8 | CCE | 0 | 0 | 0 | 0 | 0 | 0 | 0 | 0 | 0 | 0 | 0 | 0 | 0 | 0 | 0 | 0 | 0 | 0 | 0 | 0 | 0 | 0 | 0 | 0 | 0 | 0 | 0 | 0 | 0 | 0 | 0 | 0 | 0
F1_Residential_Single Family Regular Income_Existing_Miscellaneous_Natural Gas_Miscellaneous_E9 | F1 | Residential | Single Family Regular Income | Existing | Miscellaneous | Natural Gas | Miscellaneous | E9 | CCE | 0 | 0 | 0 | 0 | 0 | 0 | 0 | 0 | 0 | 0 | 0 | 0 | 0 | 0 | 0 | 0 | 0 | 0 | 0 | 0 | 0 | 0 | 0 | 0 | 0 | 0 | 0 | 0 | 0 | 0 | 0 | 0 | 0
F1_Residential_Single Family Regular Income_Existing_Miscellaneous_Natural Gas_Miscellaneous_E10 | F1 | Residential | Single Family Regular Income | Existing | Miscellaneous | Natural Gas | Miscellaneous | E10 | CCE | 0 | 0 | 0 | 0 | 0 | 0 | 0 | 0 | 0 | 0 | 0 | 0 | 0 | 0 | 0 | 0 | 0 | 0 | 0 | 0 | 0 | 0 | 0 | 0 | 0 | 0 | 0 | 0 | 0 | 0 | 0 | 0 | 0
F2_Residential_Single Family Regular Income_Existing_Miscellaneous_Natural Gas_Miscellaneous_E1 | F2 | Residential | Single Family Regular Income | Existing | Miscellaneous | Natural Gas | Miscellaneous | E1 | TRC BC Ratio | bar: 2019 to 2051
F2_Residential_Single Family Regular Income_Existing_Miscellaneous_Natural Gas_Miscellaneous_E2 | F2 | Residential | Single Family Regular Income | Existing | Miscellaneous | Natural Gas | Miscellaneous | E2 | TRC BC Ratio | 0 | 0 | 0 | 0 | 0 | 0 | 0 | 0 | 0 | 0 | 0 | 0 | 0 | 0 | 0 | 0 | 0 | 0 | 0 | 0 | 0 | 0 | 0 | 0 | 0 | 0 | 0 | 0 | 0 | 0 | 0 | 0 | 0
F2_Residential_Single Family Regular Income_Existing_Miscellaneous_Natural Gas_Miscellaneous_E3 | F2 | Residential | Single Family Regular Income | Existing | Miscellaneous | Natural Gas | Miscellaneous | E3 | TRC BC Ratio | 0 | 0 | 0 | 0 | 0 | 0 | 0 | 0 | 0 | 0 | 0 | 0 | 0 | 0 | 0 | 0 | 0 | 0 | 0 | 0 | 0 | 0 | 0 | 0 | 0 | 0 | 0 | 0 | 0 | 0 | 0 | 0 | 0
F2_Residential_Single Family Regular Income_Existing_Miscellaneous_Natural Gas_Miscellaneous_E4 | F2 | Residential | Single Family Regular Income | Existing | Miscellaneous | Natural Gas | Miscellaneous | E4 | TRC BC Ratio | 0 | 0 | 0 | 0 | 0 | 0 | 0 | 0 | 0 | 0 | 0 | 0 | 0 | 0 | 0 | 0 | 0 | 0 | 0 | 0 | 0 | 0 | 0 | 0 | 0 | 0 | 0 | 0 | 0 | 0 | 0 | 0 | 0
F2_Residential_Single Family Regular Income_Existing_Miscellaneous_Natural Gas_Miscellaneous_E5 | F2 | Residential | Single Family Regular Income | Existing | Miscellaneous | Natural Gas | Miscellaneous | E5 | TRC BC Ratio | 0 | 0 | 0 | 0 | 0 | 0 | 0 | 0 | 0 | 0 | 0 | 0 | 0 | 0 | 0 | 0 | 0 | 0 | 0 | 0 | 0 | 0 | 0 | 0 | 0 | 0 | 0 | 0 | 0 | 0 | 0 | 0 | 0
F2_Residential_Single Family Regular Income_Existing_Miscellaneous_Natural Gas_Miscellaneous_E6 | F2 | Residential | Single Family Regular Income | Existing | Miscellaneous | Natural Gas | Miscellaneous | E6 | TRC BC Ratio | 0 | 0 | 0 | 0 | 0 | 0 | 0 | 0 | 0 | 0 | 0 | 0 | 0 | 0 | 0 | 0 | 0 | 0 | 0 | 0 | 0 | 0 | 0 | 0 | 0 | 0 | 0 | 0 | 0 | 0 | 0 | 0 | 0
F2_Residential_Single Family Regular Income_Existing_Miscellaneous_Natural Gas_Miscellaneous_E7 | F2 | Residential | Single Family Regular Income | Existing | Miscellaneous | Natural Gas | Miscellaneous | E7 | TRC BC Ratio | 0 | 0 | 0 | 0 | 0 | 0 | 0 | 0 | 0 | 0 | 0 | 0 | 0 | 0 | 0 | 0 | 0 | 0 | 0 | 0 | 0 | 0 | 0 | 0 | 0 | 0 | 0 | 0 | 0 | 0 | 0 | 0 | 0
F2_Residential_Single Family Regular Income_Existing_Miscellaneous_Natural Gas_Miscellaneous_E8 | F2 | Residential | Single Family Regular Income | Existing | Miscellaneous | Natural Gas | Miscellaneous | E8 | TRC BC Ratio | 0 | 0 | 0 | 0 | 0 | 0 | 0 | 0 | 0 | 0 | 0 | 0 | 0 | 0 | 0 | 0 | 0 | 0 | 0 | 0 | 0 | 0 | 0 | 0 | 0 | 0 | 0 | 0 | 0 | 0 | 0 | 0 | 0
F2_Residential_Single Family Regular Income_Existing_Miscellaneous_Natural Gas_Miscellaneous_E9 | F2 | Residential | Single Family Regular Income | Existing | Miscellaneous | Natural Gas | Miscellaneous | E9 | TRC BC Ratio | 0 | 0 | 0 | 0 | 0 | 0 | 0 | 0 | 0 | 0 | 0 | 0 | 0 | 0 | 0 | 0 | 0 | 0 | 0 | 0 | 0 | 0 | 0 | 0 | 0 | 0 | 0 | 0 | 0 | 0 | 0 | 0 | 0
F2_Residential_Single Family Regular Income_Existing_Miscellaneous_Natural Gas_Miscellaneous_E10 | F2 | Residential | Single Family Regular Income | Existing | Miscellaneous | Natural Gas | Miscellaneous | E10 | TRC BC Ratio | 0 | 0 | 0 | 0 | 0 | 0 | 0 | 0 | 0 | 0 | 0 | 0 | 0 | 0 | 0 | 0 | 0 | 0 | 0 | 0 | 0 | 0 | 0 | 0 | 0 | 0 | 0 | 0 | 0 | 0 | 0 | 0 | 0
F3_Residential_Single Family Regular Income_Existing_Miscellaneous_Natural Gas_Miscellaneous_E1 | F3 | Residential | Single Family Regular Income | Existing | Miscellaneous | Natural Gas | Miscellaneous | E1 | PACT BC Ratio | bar: 2019 to 2051
F3_Residential_Single Family Regular Income_Existing_Miscellaneous_Natural Gas_Miscellaneous_E2 | F3 | Residential | Single Family Regular Income | Existing | Miscellaneous | Natural Gas | Miscellaneous | E2 | PACT BC Ratio | 0 | 0 | 0 | 0 | 0 | 0 | 0 | 0 | 0 | 0 | 0 | 0 | 0 | 0 | 0 | 0 | 0 | 0 | 0 | 0 | 0 | 0 | 0 | 0 | 0 | 0 | 0 | 0 | 0 | 0 | 0 | 0 | 0
F3_Residential_Single Family Regular Income_Existing_Miscellaneous_Natural Gas_Miscellaneous_E3 | F3 | Residential | Single Family Regular Income | Existing | Miscellaneous | Natural Gas | Miscellaneous | E3 | PACT BC Ratio | 0 | 0 | 0 | 0 | 0 | 0 | 0 | 0 | 0 | 0 | 0 | 0 | 0 | 0 | 0 | 0 | 0 | 0 | 0 | 0 | 0 | 0 | 0 | 0 | 0 | 0 | 0 | 0 | 0 | 0 | 0 | 0 | 0
F3_Residential_Single Family Regular Income_Existing_Miscellaneous_Natural Gas_Miscellaneous_E4 | F3 | Residential | Single Family Regular Income | Existing | Miscellaneous | Natural Gas | Miscellaneous | E4 | PACT BC Ratio | 0 | 0 | 0 | 0 | 0 | 0 | 0 | 0 | 0 | 0 | 0 | 0 | 0 | 0 | 0 | 0 | 0 | 0 | 0 | 0 | 0 | 0 | 0 | 0 | 0 | 0 | 0 | 0 | 0 | 0 | 0 | 0 | 0
F3_Residential_Single Family Regular Income_Existing_Miscellaneous_Natural Gas_Miscellaneous_E5 | F3 | Residential | Single Family Regular Income | Existing | Miscellaneous | Natural Gas | Miscellaneous | E5 | PACT BC Ratio | 0 | 0 | 0 | 0 | 0 | 0 | 0 | 0 | 0 | 0 | 0 | 0 | 0 | 0 | 0 | 0 | 0 | 0 | 0 | 0 | 0 | 0 | 0 | 0 | 0 | 0 | 0 | 0 | 0 | 0 | 0 | 0 | 0
F3_Residential_Single Family Regular Income_Existing_Miscellaneous_Natural Gas_Miscellaneous_E6 | F3 | Residential | Single Family Regular Income | Existing | Miscellaneous | Natural Gas | Miscellaneous | E6 | PACT BC Ratio | 0 | 0 | 0 | 0 | 0 | 0 | 0 | 0 | 0 | 0 | 0 | 0 | 0 | 0 | 0 | 0 | 0 | 0 | 0 | 0 | 0 | 0 | 0 | 0 | 0 | 0 | 0 | 0 | 0 | 0 | 0 | 0 | 0
F3_Residential_Single Family Regular Income_Existing_Miscellaneous_Natural Gas_Miscellaneous_E7 | F3 | Residential | Single Family Regular Income | Existing | Miscellaneous | Natural Gas | Miscellaneous | E7 | PACT BC Ratio | 0 | 0 | 0 | 0 | 0 | 0 | 0 | 0 | 0 | 0 | 0 | 0 | 0 | 0 | 0 | 0 | 0 | 0 | 0 | 0 | 0 | 0 | 0 | 0 | 0 | 0 | 0 | 0 | 0 | 0 | 0 | 0 | 0
F3_Residential_Single Family Regular Income_Existing_Miscellaneous_Natural Gas_Miscellaneous_E8 | F3 | Residential | Single Family Regular Income | Existing | Miscellaneous | Natural Gas | Miscellaneous | E8 | PACT BC Ratio | 0 | 0 | 0 | 0 | 0 | 0 | 0 | 0 | 0 | 0 | 0 | 0 | 0 | 0 | 0 | 0 | 0 | 0 | 0 | 0 | 0 | 0 | 0 | 0 | 0 | 0 | 0 | 0 | 0 | 0 | 0 | 0 | 0
F3_Residential_Single Family Regular Income_Existing_Miscellaneous_Natural Gas_Miscellaneous_E9 | F3 | Residential | Single Family Regular Income | Existing | Miscellaneous | Natural Gas | Miscellaneous | E9 | PACT BC Ratio | 0 | 0 | 0 | 0 | 0 | 0 | 0 | 0 | 0 | 0 | 0 | 0 | 0 | 0 | 0 | 0 | 0 | 0 | 0 | 0 | 0 | 0 | 0 | 0 | 0 | 0 | 0 | 0 | 0 | 0 | 0 | 0 | 0
F3_Residential_Single Family Regular Income_Existing_Miscellaneous_Natural Gas_Miscellaneous_E10 | F3 | Residential | Single Family Regular Income | Existing | Miscellaneous | Natural Gas | Miscellaneous | E10 | PACT BC Ratio | 0 | 0 | 0 | 0 | 0 | 0 | 0 | 0 | 0 | 0 | 0 | 0 | 0 | 0 | 0 | 0 | 0 | 0 | 0 | 0 | 0 | 0 | 0 | 0 | 0 | 0 | 0 | 0 | 0 | 0 | 0 | 0 | 0
F4_Residential_Single Family Regular Income_Existing_Miscellaneous_Natural Gas_Miscellaneous_E1 | F4 | Residential | Single Family Regular Income | Existing | Miscellaneous | Natural Gas | Miscellaneous | E1 | RVT BC Ratio | bar: 2019 to 2051
F4_Residential_Single Family Regular Income_Existing_Miscellaneous_Natural Gas_Miscellaneous_E2 | F4 | Residential | Single Family Regular Income | Existing | Miscellaneous | Natural Gas | Miscellaneous | E2 | RVT BC Ratio | 0 | 0 | 0 | 0 | 0 | 0 | 0 | 0 | 0 | 0 | 0 | 0 | 0 | 0 | 0 | 0 | 0 | 0 | 0 | 0 | 0 | 0 | 0 | 0 | 0 | 0 | 0 | 0 | 0 | 0 | 0 | 0 | 0
F4_Residential_Single Family Regular Income_Existing_Miscellaneous_Natural Gas_Miscellaneous_E3 | F4 | Residential | Single Family Regular Income | Existing | Miscellaneous | Natural Gas | Miscellaneous | E3 | RVT BC Ratio | 0 | 0 | 0 | 0 | 0 | 0 | 0 | 0 | 0 | 0 | 0 | 0 | 0 | 0 | 0 | 0 | 0 | 0 | 0 | 0 | 0 | 0 | 0 | 0 | 0 | 0 | 0 | 0 | 0 | 0 | 0 | 0 | 0
F4_Residential_Single Family Regular Income_Existing_Miscellaneous_Natural Gas_Miscellaneous_E4 | F4 | Residential | Single Family Regular Income | Existing | Miscellaneous | Natural Gas | Miscellaneous | E4 | RVT BC Ratio | 0 | 0 | 0 | 0 | 0 | 0 | 0 | 0 | 0 | 0 | 0 | 0 | 0 | 0 | 0 | 0 | 0 | 0 | 0 | 0 | 0 | 0 | 0 | 0 | 0 | 0 | 0 | 0 | 0 | 0 | 0 | 0 | 0
F4_Residential_Single Family Regular Income_Existing_Miscellaneous_Natural Gas_Miscellaneous_E5 | F4 | Residential | Single Family Regular Income | Existing | Miscellaneous | Natural Gas | Miscellaneous | E5 | RVT BC Ratio | 0 | 0 | 0 | 0 | 0 | 0 | 0 | 0 | 0 | 0 | 0 | 0 | 0 | 0 | 0 | 0 | 0 | 0 | 0 | 0 | 0 | 0 | 0 | 0 | 0 | 0 | 0 | 0 | 0 | 0 | 0 | 0 | 0
F4_Residential_Single Family Regular Income_Existing_Miscellaneous_Natural Gas_Miscellaneous_E6 | F4 | Residential | Single Family Regular Income | Existing | Miscellaneous | Natural Gas | Miscellaneous | E6 | RVT BC Ratio | 0 | 0 | 0 | 0 | 0 | 0 | 0 | 0 | 0 | 0 | 0 | 0 | 0 | 0 | 0 | 0 | 0 | 0 | 0 | 0 | 0 | 0 | 0 | 0 | 0 | 0 | 0 | 0 | 0 | 0 | 0 | 0 | 0
F4_Residential_Single Family Regular Income_Existing_Miscellaneous_Natural Gas_Miscellaneous_E7 | F4 | Residential | Single Family Regular Income | Existing | Miscellaneous | Natural Gas | Miscellaneous | E7 | RVT BC Ratio | 0 | 0 | 0 | 0 | 0 | 0 | 0 | 0 | 0 | 0 | 0 | 0 | 0 | 0 | 0 | 0 | 0 | 0 | 0 | 0 | 0 | 0 | 0 | 0 | 0 | 0 | 0 | 0 | 0 | 0 | 0 | 0 | 0
F4_Residential_Single Family Regular Income_Existing_Miscellaneous_Natural Gas_Miscellaneous_E8 | F4 | Residential | Single Family Regular Income | Existing | Miscellaneous | Natural Gas | Miscellaneous | E8 | RVT BC Ratio | 0 | 0 | 0 | 0 | 0 | 0 | 0 | 0 | 0 | 0 | 0 | 0 | 0 | 0 | 0 | 0 | 0 | 0 | 0 | 0 | 0 | 0 | 0 | 0 | 0 | 0 | 0 | 0 | 0 | 0 | 0 | 0 | 0
F4_Residential_Single Family Regular Income_Existing_Miscellaneous_Natural Gas_Miscellaneous_E9 | F4 | Residential | Single Family Regular Income | Existing | Miscellaneous | Natural Gas | Miscellaneous | E9 | RVT BC Ratio | 0 | 0 | 0 | 0 | 0 | 0 | 0 | 0 | 0 | 0 | 0 | 0 | 0 | 0 | 0 | 0 | 0 | 0 | 0 | 0 | 0 | 0 | 0 | 0 | 0 | 0 | 0 | 0 | 0 | 0 | 0 | 0 | 0
F4_Residential_Single Family Regular Income_Existing_Miscellaneous_Natural Gas_Miscellaneous_E10 | F4 | Residential | Single Family Regular Income | Existing | Miscellaneous | Natural Gas | Miscellaneous | E10 | RVT BC Ratio | 0 | 0 | 0 | 0 | 0 | 0 | 0 | 0 | 0 | 0 | 0 | 0 | 0 | 0 | 0 | 0 | 0 | 0 | 0 | 0 | 0 | 0 | 0 | 0 | 0 | 0 | 0 | 0 | 0 | 0 | 0 | 0 | 0
F5_Residential_Single Family Regular Income_Existing_Miscellaneous_Natural Gas_Miscellaneous_E1 | F5 | Residential | Single Family Regular Income | Existing | Miscellaneous | Natural Gas | Miscellaneous | E1 | RIM BC Ratio | bar: 2019 to 2051
F5_Residential_Single Family Regular Income_Existing_Miscellaneous_Natural Gas_Miscellaneous_E2 | F5 | Residential | Single Family Regular Income | Existing | Miscellaneous | Natural Gas | Miscellaneous | E2 | RIM BC Ratio | 0 | 0 | 0 | 0 | 0 | 0 | 0 | 0 | 0 | 0 | 0 | 0 | 0 | 0 | 0 | 0 | 0 | 0 | 0 | 0 | 0 | 0 | 0 | 0 | 0 | 0 | 0 | 0 | 0 | 0 | 0 | 0 | 0
F5_Residential_Single Family Regular Income_Existing_Miscellaneous_Natural Gas_Miscellaneous_E3 | F5 | Residential | Single Family Regular Income | Existing | Miscellaneous | Natural Gas | Miscellaneous | E3 | RIM BC Ratio | 0 | 0 | 0 | 0 | 0 | 0 | 0 | 0 | 0 | 0 | 0 | 0 | 0 | 0 | 0 | 0 | 0 | 0 | 0 | 0 | 0 | 0 | 0 | 0 | 0 | 0 | 0 | 0 | 0 | 0 | 0 | 0 | 0
F5_Residential_Single Family Regular Income_Existing_Miscellaneous_Natural Gas_Miscellaneous_E4 | F5 | Residential | Single Family Regular Income | Existing | Miscellaneous | Natural Gas | Miscellaneous | E4 | RIM BC Ratio | 0 | 0 | 0 | 0 | 0 | 0 | 0 | 0 | 0 | 0 | 0 | 0 | 0 | 0 | 0 | 0 | 0 | 0 | 0 | 0 | 0 | 0 | 0 | 0 | 0 | 0 | 0 | 0 | 0 | 0 | 0 | 0 | 0
F5_Residential_Single Family Regular Income_Existing_Miscellaneous_Natural Gas_Miscellaneous_E5 | F5 | Residential | Single Family Regular Income | Existing | Miscellaneous | Natural Gas | Miscellaneous | E5 | RIM BC Ratio | 0 | 0 | 0 | 0 | 0 | 0 | 0 | 0 | 0 | 0 | 0 | 0 | 0 | 0 | 0 | 0 | 0 | 0 | 0 | 0 | 0 | 0 | 0 | 0 | 0 | 0 | 0 | 0 | 0 | 0 | 0 | 0 | 0
F5_Residential_Single Family Regular Income_Existing_Miscellaneous_Natural Gas_Miscellaneous_E6 | F5 | Residential | Single Family Regular Income | Existing | Miscellaneous | Natural Gas | Miscellaneous | E6 | RIM BC Ratio | 0 | 0 | 0 | 0 | 0 | 0 | 0 | 0 | 0 | 0 | 0 | 0 | 0 | 0 | 0 | 0 | 0 | 0 | 0 | 0 | 0 | 0 | 0 | 0 | 0 | 0 | 0 | 0 | 0 | 0 | 0 | 0 | 0
F5_Residential_Single Family Regular Income_Existing_Miscellaneous_Natural Gas_Miscellaneous_E7 | F5 | Residential | Single Family Regular Income | Existing | Miscellaneous | Natural Gas | Miscellaneous | E7 | RIM BC Ratio | 0 | 0 | 0 | 0 | 0 | 0 | 0 | 0 | 0 | 0 | 0 | 0 | 0 | 0 | 0 | 0 | 0 | 0 | 0 | 0 | 0 | 0 | 0 | 0 | 0 | 0 | 0 | 0 | 0 | 0 | 0 | 0 | 0
F5_Residential_Single Family Regular Income_Existing_Miscellaneous_Natural Gas_Miscellaneous_E8 | F5 | Residential | Single Family Regular Income | Existing | Miscellaneous | Natural Gas | Miscellaneous | E8 | RIM BC Ratio | 0 | 0 | 0 | 0 | 0 | 0 | 0 | 0 | 0 | 0 | 0 | 0 | 0 | 0 | 0 | 0 | 0 | 0 | 0 | 0 | 0 | 0 | 0 | 0 | 0 | 0 | 0 | 0 | 0 | 0 | 0 | 0 | 0
F5_Residential_Single Family Regular Income_Existing_Miscellaneous_Natural Gas_Miscellaneous_E9 | F5 | Residential | Single Family Regular Income | Existing | Miscellaneous | Natural Gas | Miscellaneous | E9 | RIM BC Ratio | 0 | 0 | 0 | 0 | 0 | 0 | 0 | 0 | 0 | 0 | 0 | 0 | 0 | 0 | 0 | 0 | 0 | 0 | 0 | 0 | 0 | 0 | 0 | 0 | 0 | 0 | 0 | 0 | 0 | 0 | 0 | 0 | 0
F5_Residential_Single Family Regular Income_Existing_Miscellaneous_Natural Gas_Miscellaneous_E10 | F5 | Residential | Single Family Regular Income | Existing | Miscellaneous | Natural Gas | Miscellaneous | E10 | RIM BC Ratio | 0 | 0 | 0 | 0 | 0 | 0 | 0 | 0 | 0 | 0 | 0 | 0 | 0 | 0 | 0 | 0 | 0 | 0 | 0 | 0 | 0 | 0 | 0 | 0 | 0 | 0 | 0 | 0 | 0 | 0 | 0 | 0 | 0
F0_Residential_Single Family Regular Income_New_Space Heating_Natural Gas_Furnace_E0 | F0 | Residential | Single Family Regular Income | New | Space Heating | Natural Gas | Furnace | E0 | Economic Unit | ASHP with AFUE 95% backup | ASHP with AFUE 95% backup | ASHP with AFUE 95% backup | ASHP with AFUE 95% backup | ASHP with AFUE 95% backup | ASHP with AFUE 95% backup | ASHP with AFUE 95% backup | ASHP with AFUE 95% backup | ASHP with AFUE 95% backup | ASHP with AFUE 95% backup | ASHP with AFUE 95% backup | ASHP with AFUE 95% backup | ASHP with AFUE 95% backup | ASHP with AFUE 95% backup | ASHP with AFUE 95% backup | ASHP with AFUE 95% backup | ASHP with AFUE 95% backup | ASHP with AFUE 95% backup | ASHP with AFUE 95% backup | ASHP with AFUE 95% backup | ASHP with AFUE 95% backup | ASHP with AFUE 95% backup | ASHP with AFUE 95% backup | ASHP with AFUE 95% backup | ASHP with AFUE 95% backup | ASHP with AFUE 95% backup | ASHP with AFUE 95% backup | ASHP with AFUE 95% backup | ASHP with AFUE 95% backup | ASHP with AFUE 95% backup | ASHP with AFUE 95% backup | ASHP with AFUE 95% backup | ASHP with AFUE 95% backup
F1_Residential_Single Family Regular Income_New_Space Heating_Natural Gas_Furnace_E1 | F1 | Residential | Single Family Regular Income | New | Space Heating | Natural Gas | Furnace | E1 | CCE | 0 | 0 | 0 | 0 | 0 | 0 | 0 | 0 | 0 | 0 | 0 | 0 | 0 | 0 | 0 | 0 | 0 | 0 | 0 | 0 | 0 | 0 | 0 | 0 | 0 | 0 | 0 | 0 | 0 | 0 | 0 | 0 | 0
F1_Residential_Single Family Regular Income_New_Space Heating_Natural Gas_Furnace_E2 | F1 | Residential | Single Family Regular Income | New | Space Heating | Natural Gas | Furnace | E2 | CCE | 0.86308 | 0.88963 | 0.87621 | 0.80755 | 0.8119 | 0 | 0 | 0 | 0 | 0 | 0 | 0 | 0 | 0 | 0 | 0 | 0 | 0 | 0 | 0 | 0 | 0 | 0 | 0 | 0 | 0 | 0 | 0 | 0 | 0 | 0 | 0 | 0
F1_Residential_Single Family Regular Income_New_Space Heating_Natural Gas_Furnace_E3 | F1 | Residential | Single Family Regular Income | New | Space Heating | Natural Gas | Furnace | E3 | CCE | 0.91944 | 0.94773 | 0.93343 | 0.86029 | 0.86491 | 0 | 0 | 0 | 0 | 0 | 0 | 0 | 0 | 0 | 0 | 0 | 0 | 0 | 0 | 0 | 0 | 0 | 0 | 0 | 0 | 0 | 0 | 0 | 0 | 0 | 0 | 0 | 0
F1_Residential_Single Family Regular Income_New_Space Heating_Natural Gas_Furnace_E4 | F1 | Residential | Single Family Regular Income | New | Space Heating | Natural Gas | Furnace | E4 | CCE | 7.0618 | 7.2791 | 7.1693 | 6.6075 | 6.6431 | 0 | 0 | 0 | 0 | 0 | 0 | 0 | 0 | 0 | 0 | 0 | 0 | 0 | 0 | 0 | 0 | 0 | 0 | 0 | 0 | 0 | 0 | 0 | 0 | 0 | 0 | 0 | 0
F1_Residential_Single Family Regular Income_New_Space Heating_Natural Gas_Furnace_E5 | F1 | Residential | Single Family Regular Income | New | Space Heating | Natural Gas | Furnace | E5 | CCE | 1.6957 | 1.7479 | 1.7215 | 1.5866 | 1.5952 | -11.0842 | -11.1445 | -11.2054 | -11.267 | -11.3292 | -11.3922 | -11.4559 | -11.5203 | -11.5853 | -11.6512 | -11.7178 | -11.7852 | -11.8532 | -11.9222 | -11.9919 | -12.0625 | -12.1337 | -12.206 | -12.2791 | -12.353 | -12.4277 | -12.5036 | -12.5802 | -12.6578 | -12.7363 | -12.816 | -12.8966 | -12.8966
F1_Residential_Single Family Regular Income_New_Space Heating_Natural Gas_Furnace_E6 | F1 | Residential | Single Family Regular Income | New | Space Heating | Natural Gas | Furnace | E6 | CCE | 1.5899 | 1.6389 | 1.6141 | 1.4877 | 1.4957 | -6.426 | -6.461 | -6.4963 | -6.532 | -6.5681 | -6.6046 | -6.6415 | -6.6789 | -6.7166 | -6.7548 | -6.7934 | -6.8324 | -6.8719 | -6.9119 | -6.9523 | -6.9932 | -7.0345 | -7.0764 | -7.1188 | -7.1616 | -7.2049 | -7.2489 | -7.2934 | -7.3384 | -7.3839 | -7.43 | -7.4768 | -7.4768
F1_Residential_Single Family Regular Income_New_Space Heating_Natural Gas_Furnace_E7 | F1 | Residential | Single Family Regular Income | New | Space Heating | Natural Gas | Furnace | E7 | CCE | 0 | 0 | 0 | 0 | 0 | 0 | 0 | 0 | 0 | 0 | 0 | 0 | 0 | 0 | 0 | 0 | 0 | 0 | 0 | 0 | 0 | 0 | 0 | 0 | 0 | 0 | 0 | 0 | 0 | 0 | 0 | 0 | 0
F1_Residential_Single Family Regular Income_New_Space Heating_Natural Gas_Furnace_E8 | F1 | Residential | Single Family Regular Income | New | Space Heating | Natural Gas | Furnace | E8 | CCE | 0 | 0 | 0 | 0 | 0 | 0 | 0 | 0 | 0 | 0 | 0 | 0 | 0 | 0 | 0 | 0 | 0 | 0 | 0 | 0 | 0 | 0 | 0 | 0 | 0 | 0 | 0 | 0 | 0 | 0 | 0 | 0 | 0
F1_Residential_Single Family Regular Income_New_Space Heating_Natural Gas_Furnace_E9 | F1 | Residential | Single Family Regular Income | New | Space Heating | Natural Gas | Furnace | E9 | CCE | 0 | 0 | 0 | 0 | 0 | 0 | 0 | 0 | 0 | 0 | 0 | 0 | 0 | 0 | 0 | 0 | 0 | 0 | 0 | 0 | 0 | 0 | 0 | 0 | 0 | 0 | 0 | 0 | 0 | 0 | 0 | 0 | 0
F1_Residential_Single Family Regular Income_New_Space Heating_Natural Gas_Furnace_E10 | F1 | Residential | Single Family Regular Income | New | Space Heating | Natural Gas | Furnace | E10 | CCE | 0 | 0 | 0 | 0 | 0 | 0 | 0 | 0 | 0 | 0 | 0 | 0 | 0 | 0 | 0 | 0 | 0 | 0 | 0 | 0 | 0 | 0 | 0 | 0 | 0 | 0 | 0 | 0 | 0 | 0 | 0 | 0 | 0
F2_Residential_Single Family Regular Income_New_Space Heating_Natural Gas_Furnace_E1 | F2 | Residential | Single Family Regular Income | New | Space Heating | Natural Gas | Furnace | E1 | TRC BC Ratio | 1 | 1 | 1 | 1 | 1 | 0 | 0 | 0 | 0 | 0 | 0 | 0 | 0 | 0 | 0 | 0 | 0 | 0 | 0 | 0 | 0 | 0 | 0 | 0 | 0 | 0 | 0 | 0 | 0 | 0 | 0 | 0 | 0
F2_Residential_Single Family Regular Income_New_Space Heating_Natural Gas_Furnace_E2 | F2 | Residential | Single Family Regular Income | New | Space Heating | Natural Gas | Furnace | E2 | TRC BC Ratio | 2.3557 | 2.3577 | 2.3645 | 2.3694 | 2.3615 | 0 | 0 | 0 | 0 | 0 | 0 | 0 | 0 | 0 | 0 | 0 | 0 | 0 | 0 | 0 | 0 | 0 | 0 | 0 | 0 | 0 | 0 | 0 | 0 | 0 | 0 | 0 | 0
F2_Residential_Single Family Regular Income_New_Space Heating_Natural Gas_Furnace_E3 | F2 | Residential | Single Family Regular Income | New | Space Heating | Natural Gas | Furnace | E3 | TRC BC Ratio | 2.2113 | 2.2131 | 2.2195 | 2.2241 | 2.2167 | 0 | 0 | 0 | 0 | 0 | 0 | 0 | 0 | 0 | 0 | 0 | 0 | 0 | 0 | 0 | 0 | 0 | 0 | 0 | 0 | 0 | 0 | 0 | 0 | 0 | 0 | 0 | 0
F2_Residential_Single Family Regular Income_New_Space Heating_Natural Gas_Furnace_E4 | F2 | Residential | Single Family Regular Income | New | Space Heating | Natural Gas | Furnace | E4 | TRC BC Ratio | 0.28718 | 0.28743 | 0.28794 | 0.28839 | 0.28826 | 1 | 1 | 1 | 1 | 1 | 1 | 1 | 1 | 1 | 1 | 1 | 1 | 1 | 1 | 1 | 1 | 1 | 1 | 1 | 1 | 1 | 1 | 1 | 1 | 1 | 1 | 1 | 1
F2_Residential_Single Family Regular Income_New_Space Heating_Natural Gas_Furnace_E5 | F2 | Residential | Single Family Regular Income | New | Space Heating | Natural Gas | Furnace | E5 | TRC BC Ratio | 1.1978 | 1.1988 | 1.202 | 1.2044 | 1.2014 | 1 | 1 | 1 | 1 | 1 | 1 | 1 | 1 | 1 | 1 | 1 | 1 | 1 | 1 | 1 | 1 | 1 | 1 | 1 | 1 | 1 | 1 | 1 | 1 | 1 | 1 | 1 | 1
F2_Residential_Single Family Regular Income_New_Space Heating_Natural Gas_Furnace_E6 | F2 | Residential | Single Family Regular Income | New | Space Heating | Natural Gas | Furnace | E6 | TRC BC Ratio | 1.2778 | 1.2789 | 1.2824 | 1.285 | 1.2815 | 1 | 1 | 1 | 1 | 1 | 1 | 1 | 1 | 1 | 1 | 1 | 1 | 1 | 1 | 1 | 1 | 1 | 1 | 1 | 1 | 1 | 1 | 1 | 1 | 1 | 1 | 1 | 1
F2_Residential_Single Family Regular Income_New_Space Heating_Natural Gas_Furnace_E7 | F2 | Residential | Single Family Regular Income | New | Space Heating | Natural Gas | Furnace | E7 | TRC BC Ratio | 0 | 0 | 0 | 0 | 0 | 0 | 0 | 0 | 0 | 0 | 0 | 0 | 0 | 0 | 0 | 0 | 0 | 0 | 0 | 0 | 0 | 0 | 0 | 0 | 0 | 0 | 0 | 0 | 0 | 0 | 0 | 0 | 0
F2_Residential_Single Family Regular Income_New_Space Heating_Natural Gas_Furnace_E8 | F2 | Residential | Single Family Regular Income | New | Space Heating | Natural Gas | Furnace | E8 | TRC BC Ratio | 0 | 0 | 0 | 0 | 0 | 0 | 0 | 0 | 0 | 0 | 0 | 0 | 0 | 0 | 0 | 0 | 0 | 0 | 0 | 0 | 0 | 0 | 0 | 0 | 0 | 0 | 0 | 0 | 0 | 0 | 0 | 0 | 0
F2_Residential_Single Family Regular Income_New_Space Heating_Natural Gas_Furnace_E9 | F2 | Residential | Single Family Regular Income | New | Space Heating | Natural Gas | Furnace | E9 | TRC BC Ratio | 0 | 0 | 0 | 0 | 0 | 0 | 0 | 0 | 0 | 0 | 0 | 0 | 0 | 0 | 0 | 0 | 0 | 0 | 0 | 0 | 0 | 0 | 0 | 0 | 0 | 0 | 0 | 0 | 0 | 0 | 0 | 0 | 0
F2_Residential_Single Family Regular Income_New_Space Heating_Natural Gas_Furnace_E10 | F2 | Residential | Single Family Regular Income | New | Space Heating | Natural Gas | Furnace | E10 | TRC BC Ratio | 0 | 0 | 0 | 0 | 0 | 0 | 0 | 0 | 0 | 0 | 0 | 0 | 0 | 0 | 0 | 0 | 0 | 0 | 0 | 0 | 0 | 0 | 0 | 0 | 0 | 0 | 0 | 0 | 0 | 0 | 0 | 0 | 0
F3_Residential_Single Family Regular Income_New_Space Heating_Natural Gas_Furnace_E1 | F3 | Residential | Single Family Regular Income | New | Space Heating | Natural Gas | Furnace | E1 | PACT BC Ratio | 1 | 1 | 1 | 1 | 1 | 0 | 0 | 0 | 0 | 0 | 0 | 0 | 0 | 0 | 0 | 0 | 0 | 0 | 0 | 0 | 0 | 0 | 0 | 0 | 0 | 0 | 0 | 0 | 0 | 0 | 0 | 0 | 0
F3_Residential_Single Family Regular Income_New_Space Heating_Natural Gas_Furnace_E2 | F3 | Residential | Single Family Regular Income | New | Space Heating | Natural Gas | Furnace | E2 | PACT BC Ratio | 2.3993 | 2.4014 | 2.4083 | 2.4133 | 2.4053 | 0 | 0 | 0 | 0 | 0 | 0 | 0 | 0 | 0 | 0 | 0 | 0 | 0 | 0 | 0 | 0 | 0 | 0 | 0 | 0 | 0 | 0 | 0 | 0 | 0 | 0 | 0 | 0
F3_Residential_Single Family Regular Income_New_Space Heating_Natural Gas_Furnace_E3 | F3 | Residential | Single Family Regular Income | New | Space Heating | Natural Gas | Furnace | E3 | PACT BC Ratio | 2.2522 | 2.2542 | 2.2607 | 2.2653 | 2.2578 | 0 | 0 | 0 | 0 | 0 | 0 | 0 | 0 | 0 | 0 | 0 | 0 | 0 | 0 | 0 | 0 | 0 | 0 | 0 | 0 | 0 | 0 | 0 | 0 | 0 | 0 | 0 | 0
F3_Residential_Single Family Regular Income_New_Space Heating_Natural Gas_Furnace_E4 | F3 | Residential | Single Family Regular Income | New | Space Heating | Natural Gas | Furnace | E4 | PACT BC Ratio | 0.2925 | 0.29276 | 0.29328 | 0.29374 | 0.2936 | 1 | 1 | 1 | 1 | 1 | 1 | 1 | 1 | 1 | 1 | 1 | 1 | 1 | 1 | 1 | 1 | 1 | 1 | 1 | 1 | 1 | 1 | 1 | 1 | 1 | 1 | 1 | 1
F3_Residential_Single Family Regular Income_New_Space Heating_Natural Gas_Furnace_E5 | F3 | Residential | Single Family Regular Income | New | Space Heating | Natural Gas | Furnace | E5 | PACT BC Ratio | 1.22 | 1.2211 | 1.2243 | 1.2268 | 1.2236 | 1 | 1 | 1 | 1 | 1 | 1 | 1 | 1 | 1 | 1 | 1 | 1 | 1 | 1 | 1 | 1 | 1 | 1 | 1 | 1 | 1 | 1 | 1 | 1 | 1 | 1 | 1 | 1
F3_Residential_Single Family Regular Income_New_Space Heating_Natural Gas_Furnace_E6 | F3 | Residential | Single Family Regular Income | New | Space Heating | Natural Gas | Furnace | E6 | PACT BC Ratio | 1.3015 | 1.3027 | 1.3062 | 1.3088 | 1.3052 | 1 | 1 | 1 | 1 | 1 | 1 | 1 | 1 | 1 | 1 | 1 | 1 | 1 | 1 | 1 | 1 | 1 | 1 | 1 | 1 | 1 | 1 | 1 | 1 | 1 | 1 | 1 | 1
F3_Residential_Single Family Regular Income_New_Space Heating_Natural Gas_Furnace_E7 | F3 | Residential | Single Family Regular Income | New | Space Heating | Natural Gas | Furnace | E7 | PACT BC Ratio | 0 | 0 | 0 | 0 | 0 | 0 | 0 | 0 | 0 | 0 | 0 | 0 | 0 | 0 | 0 | 0 | 0 | 0 | 0 | 0 | 0 | 0 | 0 | 0 | 0 | 0 | 0 | 0 | 0 | 0 | 0 | 0 | 0
F3_Residential_Single Family Regular Income_New_Space Heating_Natural Gas_Furnace_E8 | F3 | Residential | Single Family Regular Income | New | Space Heating | Natural Gas | Furnace | E8 | PACT BC Ratio | 0 | 0 | 0 | 0 | 0 | 0 | 0 | 0 | 0 | 0 | 0 | 0 | 0 | 0 | 0 | 0 | 0 | 0 | 0 | 0 | 0 | 0 | 0 | 0 | 0 | 0 | 0 | 0 | 0 | 0 | 0 | 0 | 0
F3_Residential_Single Family Regular Income_New_Space Heating_Natural Gas_Furnace_E9 | F3 | Residential | Single Family Regular Income | New | Space Heating | Natural Gas | Furnace | E9 | PACT BC Ratio | 0 | 0 | 0 | 0 | 0 | 0 | 0 | 0 | 0 | 0 | 0 | 0 | 0 | 0 | 0 | 0 | 0 | 0 | 0 | 0 | 0 | 0 | 0 | 0 | 0 | 0 | 0 | 0 | 0 | 0 | 0 | 0 | 0
F3_Residential_Single Family Regular Income_New_Space Heating_Natural Gas_Furnace_E10 | F3 | Residential | Single Family Regular Income | New | Space Heating | Natural Gas | Furnace | E10 | PACT BC Ratio | 0 | 0 | 0 | 0 | 0 | 0 | 0 | 0 | 0 | 0 | 0 | 0 | 0 | 0 | 0 | 0 | 0 | 0 | 0 | 0 | 0 | 0 | 0 | 0 | 0 | 0 | 0 | 0 | 0 | 0 | 0 | 0 | 0
F4_Residential_Single Family Regular Income_New_Space Heating_Natural Gas_Furnace_E1 | F4 | Residential | Single Family Regular Income | New | Space Heating | Natural Gas | Furnace | E1 | RVT BC Ratio | 1 | 1 | 1 | 1 | 1 | 0 | 0 | 0 | 0 | 0 | 0 | 0 | 0 | 0 | 0 | 0 | 0 | 0 | 0 | 0 | 0 | 0 | 0 | 0 | 0 | 0 | 0 | 0 | 0 | 0 | 0 | 0 | 0
F4_Residential_Single Family Regular Income_New_Space Heating_Natural Gas_Furnace_E2 | F4 | Residential | Single Family Regular Income | New | Space Heating | Natural Gas | Furnace | E2 | RVT BC Ratio | 3.8004 | 3.8028 | 3.811 | 3.8168 | 3.8074 | 0 | 0 | 0 | 0 | 0 | 0 | 0 | 0 | 0 | 0 | 0 | 0 | 0 | 0 | 0 | 0 | 0 | 0 | 0 | 0 | 0 | 0 | 0 | 0 | 0 | 0 | 0 | 0
F4_Residential_Single Family Regular Income_New_Space Heating_Natural Gas_Furnace_E3 | F4 | Residential | Single Family Regular Income | New | Space Heating | Natural Gas | Furnace | E3 | RVT BC Ratio | 3.6274 | 3.6296 | 3.6373 | 3.6428 | 3.634 | 0 | 0 | 0 | 0 | 0 | 0 | 0 | 0 | 0 | 0 | 0 | 0 | 0 | 0 | 0 | 0 | 0 | 0 | 0 | 0 | 0 | 0 | 0 | 0 | 0 | 0 | 0 | 0
F4_Residential_Single Family Regular Income_New_Space Heating_Natural Gas_Furnace_E4 | F4 | Residential | Single Family Regular Income | New | Space Heating | Natural Gas | Furnace | E4 | RVT BC Ratio | 1.3222 | 1.3225 | 1.3231 | 1.3237 | 1.3235 | 1 | 1 | 1 | 1 | 1 | 1 | 1 | 1 | 1 | 1 | 1 | 1 | 1 | 1 | 1 | 1 | 1 | 1 | 1 | 1 | 1 | 1 | 1 | 1 | 1 | 1 | 1 | 1
F4_Residential_Single Family Regular Income_New_Space Heating_Natural Gas_Furnace_E5 | F4 | Residential | Single Family Regular Income | New | Space Heating | Natural Gas | Furnace | E5 | RVT BC Ratio | 2.4132 | 2.4144 | 2.4183 | 2.4212 | 2.4175 | 1 | 1 | 1 | 1 | 1 | 1 | 1 | 1 | 1 | 1 | 1 | 1 | 1 | 1 | 1 | 1 | 1 | 1 | 1 | 1 | 1 | 1 | 1 | 1 | 1 | 1 | 1 | 1
F4_Residential_Single Family Regular Income_New_Space Heating_Natural Gas_Furnace_E6 | F4 | Residential | Single Family Regular Income | New | Space Heating | Natural Gas | Furnace | E6 | RVT BC Ratio | 2.5091 | 2.5104 | 2.5146 | 2.5177 | 2.5134 | 1 | 1 | 1 | 1 | 1 | 1 | 1 | 1 | 1 | 1 | 1 | 1 | 1 | 1 | 1 | 1 | 1 | 1 | 1 | 1 | 1 | 1 | 1 | 1 | 1 | 1 | 1 | 1
F4_Residential_Single Family Regular Income_New_Space Heating_Natural Gas_Furnace_E7 | F4 | Residential | Single Family Regular Income | New | Space Heating | Natural Gas | Furnace | E7 | RVT BC Ratio | 0 | 0 | 0 | 0 | 0 | 0 | 0 | 0 | 0 | 0 | 0 | 0 | 0 | 0 | 0 | 0 | 0 | 0 | 0 | 0 | 0 | 0 | 0 | 0 | 0 | 0 | 0 | 0 | 0 | 0 | 0 | 0 | 0
F4_Residential_Single Family Regular Income_New_Space Heating_Natural Gas_Furnace_E8 | F4 | Residential | Single Family Regular Income | New | Space Heating | Natural Gas | Furnace | E8 | RVT BC Ratio | 0 | 0 | 0 | 0 | 0 | 0 | 0 | 0 | 0 | 0 | 0 | 0 | 0 | 0 | 0 | 0 | 0 | 0 | 0 | 0 | 0 | 0 | 0 | 0 | 0 | 0 | 0 | 0 | 0 | 0 | 0 | 0 | 0
F4_Residential_Single Family Regular Income_New_Space Heating_Natural Gas_Furnace_E9 | F4 | Residential | Single Family Regular Income | New | Space Heating | Natural Gas | Furnace | E9 | RVT BC Ratio | 0 | 0 | 0 | 0 | 0 | 0 | 0 | 0 | 0 | 0 | 0 | 0 | 0 | 0 | 0 | 0 | 0 | 0 | 0 | 0 | 0 | 0 | 0 | 0 | 0 | 0 | 0 | 0 | 0 | 0 | 0 | 0 | 0
F4_Residential_Single Family Regular Income_New_Space Heating_Natural Gas_Furnace_E10 | F4 | Residential | Single Family Regular Income | New | Space Heating | Natural Gas | Furnace | E10 | RVT BC Ratio | 0 | 0 | 0 | 0 | 0 | 0 | 0 | 0 | 0 | 0 | 0 | 0 | 0 | 0 | 0 | 0 | 0 | 0 | 0 | 0 | 0 | 0 | 0 | 0 | 0 | 0 | 0 | 0 | 0 | 0 | 0 | 0 | 0
F5_Residential_Single Family Regular Income_New_Space Heating_Natural Gas_Furnace_E1 | F5 | Residential | Single Family Regular Income | New | Space Heating | Natural Gas | Furnace | E1 | RIM BC Ratio | 1 | 1 | 1 | 1 | 1 | 0 | 0 | 0 | 0 | 0 | 0 | 0 | 0 | 0 | 0 | 0 | 0 | 0 | 0 | 0 | 0 | 0 | 0 | 0 | 0 | 0 | 0 | 0 | 0 | 0 | 0 | 0 | 0
F5_Residential_Single Family Regular Income_New_Space Heating_Natural Gas_Furnace_E2 | F5 | Residential | Single Family Regular Income | New | Space Heating | Natural Gas | Furnace | E2 | RIM BC Ratio | 0.70663 | 0.7068 | 0.70741 | 0.70783 | 0.70714 | 0 | 0 | 0 | 0 | 0 | 0 | 0 | 0 | 0 | 0 | 0 | 0 | 0 | 0 | 0 | 0 | 0 | 0 | 0 | 0 | 0 | 0 | 0 | 0 | 0 | 0 | 0 | 0
F5_Residential_Single Family Regular Income_New_Space Heating_Natural Gas_Furnace_E3 | F5 | Residential | Single Family Regular Income | New | Space Heating | Natural Gas | Furnace | E3 | RIM BC Ratio | 0.69329 | 0.69348 | 0.69409 | 0.69453 | 0.69382 | 0 | 0 | 0 | 0 | 0 | 0 | 0 | 0 | 0 | 0 | 0 | 0 | 0 | 0 | 0 | 0 | 0 | 0 | 0 | 0 | 0 | 0 | 0 | 0 | 0 | 0 | 0 | 0
F5_Residential_Single Family Regular Income_New_Space Heating_Natural Gas_Furnace_E4 | F5 | Residential | Single Family Regular Income | New | Space Heating | Natural Gas | Furnace | E4 | RIM BC Ratio | 0.22639 | 0.22655 | 0.22685 | 0.22713 | 0.22705 | 1 | 1 | 1 | 1 | 1 | 1 | 1 | 1 | 1 | 1 | 1 | 1 | 1 | 1 | 1 | 1 | 1 | 1 | 1 | 1 | 1 | 1 | 1 | 1 | 1 | 1 | 1 | 1
F5_Residential_Single Family Regular Income_New_Space Heating_Natural Gas_Furnace_E5 | F5 | Residential | Single Family Regular Income | New | Space Heating | Natural Gas | Furnace | E5 | RIM BC Ratio | 0.55003 | 0.55025 | 0.55091 | 0.55141 | 0.55078 | 1 | 1 | 1 | 1 | 1 | 1 | 1 | 1 | 1 | 1 | 1 | 1 | 1 | 1 | 1 | 1 | 1 | 1 | 1 | 1 | 1 | 1 | 1 | 1 | 1 | 1 | 1 | 1
F5_Residential_Single Family Regular Income_New_Space Heating_Natural Gas_Furnace_E6 | F5 | Residential | Single Family Regular Income | New | Space Heating | Natural Gas | Furnace | E6 | RIM BC Ratio | 0.56602 | 0.56623 | 0.56691 | 0.5674 | 0.56672 | 1 | 1 | 1 | 1 | 1 | 1 | 1 | 1 | 1 | 1 | 1 | 1 | 1 | 1 | 1 | 1 | 1 | 1 | 1 | 1 | 1 | 1 | 1 | 1 | 1 | 1 | 1 | 1
F5_Residential_Single Family Regular Income_New_Space Heating_Natural Gas_Furnace_E7 | F5 | Residential | Single Family Regular Income | New | Space Heating | Natural Gas | Furnace | E7 | RIM BC Ratio | 0 | 0 | 0 | 0 | 0 | 0 | 0 | 0 | 0 | 0 | 0 | 0 | 0 | 0 | 0 | 0 | 0 | 0 | 0 | 0 | 0 | 0 | 0 | 0 | 0 | 0 | 0 | 0 | 0 | 0 | 0 | 0 | 0
F5_Residential_Single Family Regular Income_New_Space Heating_Natural Gas_Furnace_E8 | F5 | Residential | Single Family Regular Income | New | Space Heating | Natural Gas | Furnace | E8 | RIM BC Ratio | 0 | 0 | 0 | 0 | 0 | 0 | 0 | 0 | 0 | 0 | 0 | 0 | 0 | 0 | 0 | 0 | 0 | 0 | 0 | 0 | 0 | 0 | 0 | 0 | 0 | 0 | 0 | 0 | 0 | 0 | 0 | 0 | 0
F5_Residential_Single Family Regular Income_New_Space Heating_Natural Gas_Furnace_E9 | F5 | Residential | Single Family Regular Income | New | Space Heating | Natural Gas | Furnace | E9 | RIM BC Ratio | 0 | 0 | 0 | 0 | 0 | 0 | 0 | 0 | 0 | 0 | 0 | 0 | 0 | 0 | 0 | 0 | 0 | 0 | 0 | 0 | 0 | 0 | 0 | 0 | 0 | 0 | 0 | 0 | 0 | 0 | 0 | 0 | 0
F5_Residential_Single Family Regular Income_New_Space Heating_Natural Gas_Furnace_E10 | F5 | Residential | Single Family Regular Income | New | Space Heating | Natural Gas | Furnace | E10 | RIM BC Ratio | 0 | 0 | 0 | 0 | 0 | 0 | 0 | 0 | 0 | 0 | 0 | 0 | 0 | 0 | 0 | 0 | 0 | 0 | 0 | 0 | 0 | 0 | 0 | 0 | 0 | 0 | 0 | 0 | 0 | 0 | 0 | 0 | 0
F0_Residential_Single Family Regular Income_New_Space Heating_Natural Gas_Boiler_E0 | F0 | Residential | Single Family Regular Income | New | Space Heating | Natural Gas | Boiler | E0 | Economic Unit | AFUE 80% | AFUE 80% | AFUE 95% | AFUE 95% | AFUE 95% | ASHP with AFUE 95% backup | ASHP with AFUE 95% backup | ASHP with AFUE 95% backup | ASHP with AFUE 95% backup | ASHP with AFUE 95% backup | ASHP with AFUE 95% backup | ASHP with AFUE 95% backup | ASHP with AFUE 95% backup | ASHP with AFUE 95% backup | ASHP with AFUE 95% backup | ASHP with AFUE 95% backup | ASHP with AFUE 95% backup | ASHP with AFUE 95% backup | ASHP with AFUE 95% backup | ASHP with AFUE 95% backup | ASHP with AFUE 95% backup | ASHP with AFUE 95% backup | ASHP with AFUE 95% backup | ASHP with AFUE 95% backup | ASHP with AFUE 95% backup | ASHP with AFUE 95% backup | ASHP with AFUE 95% backup | ASHP with AFUE 95% backup | ASHP with AFUE 95% backup | ASHP with AFUE 95% backup | ASHP with AFUE 95% backup | ASHP with AFUE 95% backup | ASHP with AFUE 95% backup
F1_Residential_Single Family Regular Income_New_Space Heating_Natural Gas_Boiler_E1 | F1 | Residential | Single Family Regular Income | New | Space Heating | Natural Gas | Boiler | E1 | CCE | 0 | 0 | 0 | 0 | 0 | 0 | 0 | 0 | 0 | 0 | 0 | 0 | 0 | 0 | 0 | 0 | 0 | 0 | 0 | 0 | 0 | 0 | 0 | 0 | 0 | 0 | 0 | 0 | 0 | 0 | 0 | 0 | 0
F1_Residential_Single Family Regular Income_New_Space Heating_Natural Gas_Boiler_E2 | F1 | Residential | Single Family Regular Income | New | Space Heating | Natural Gas | Boiler | E2 | CCE | 6.4932 | 6.693 | 0 | 0 | 0 | 0 | 0 | 0 | 0 | 0 | 0 | 0 | 0 | 0 | 0 | 0 | 0 | 0 | 0 | 0 | 0 | 0 | 0 | 0 | 0 | 0 | 0 | 0 | 0 | 0 | 0 | 0 | 0
F1_Residential_Single Family Regular Income_New_Space Heating_Natural Gas_Boiler_E3 | F1 | Residential | Single Family Regular Income | New | Space Heating | Natural Gas | Boiler | E3 | CCE | 6.8866 | 7.0985 | 7.6405 | 7.0418 | 7.0797 | 0 | 0 | 0 | 0 | 0 | 0 | 0 | 0 | 0 | 0 | 0 | 0 | 0 | 0 | 0 | 0 | 0 | 0 | 0 | 0 | 0 | 0 | 0 | 0 | 0 | 0 | 0 | 0
F1_Residential_Single Family Regular Income_New_Space Heating_Natural Gas_Boiler_E4 | F1 | Residential | Single Family Regular Income | New | Space Heating | Natural Gas | Boiler | E4 | CCE | 2.996 | 3.0882 | 1.9682 | 1.814 | 1.8238 | 0 | 0 | 0 | 0 | 0 | 0 | 0 | 0 | 0 | 0 | 0 | 0 | 0 | 0 | 0 | 0 | 0 | 0 | 0 | 0 | 0 | 0 | 0 | 0 | 0 | 0 | 0 | 0
F1_Residential_Single Family Regular Income_New_Space Heating_Natural Gas_Boiler_E5 | F1 | Residential | Single Family Regular Income | New | Space Heating | Natural Gas | Boiler | E5 | CCE | 2.4865 | 2.563 | 1.8715 | 1.7248 | 1.7341 | 0 | 0 | 0 | 0 | 0 | 0 | 0 | 0 | 0 | 0 | 0 | 0 | 0 | 0 | 0 | 0 | 0 | 0 | 0 | 0 | 0 | 0 | 0 | 0 | 0 | 0 | 0 | 0
F1_Residential_Single Family Regular Income_New_Space Heating_Natural Gas_Boiler_E6 | F1 | Residential | Single Family Regular Income | New | Space Heating | Natural Gas | Boiler | E6 | CCE | 12.1357 | 12.5091 | 12.7251 | 11.728 | 11.7911 | 0 | 0 | 0 | 0 | 0 | 0 | 0 | 0 | 0 | 0 | 0 | 0 | 0 | 0 | 0 | 0 | 0 | 0 | 0 | 0 | 0 | 0 | 0 | 0 | 0 | 0 | 0 | 0
F1_Residential_Single Family Regular Income_New_Space Heating_Natural Gas_Boiler_E7 | F1 | Residential | Single Family Regular Income | New | Space Heating | Natural Gas | Boiler | E7 | CCE | 3.4342 | 3.5399 | 3.334 | 3.0728 | 3.0893 | -16.817 | -16.9085 | -17.0009 | -17.0943 | -17.1887 | -17.2843 | -17.3809 | -17.4786 | -17.5773 | -17.6773 | -17.7783 | -17.8805 | -17.9837 | -18.0884 | -18.1942 | -18.3013 | -18.4093 | -18.519 | -18.6298 | -18.742 | -18.8553 | -18.9704 | -19.0867 | -19.2045 | -19.3236 | -19.4445 | -19.5667 | -19.5667
F1_Residential_Single Family Regular Income_New_Space Heating_Natural Gas_Boiler_E8 | F1 | Residential | Single Family Regular Income | New | Space Heating | Natural Gas | Boiler | E8 | CCE | 3.1376 | 3.2342 | 3.0451 | 2.8065 | 2.8216 | -9.7496 | -9.8027 | -9.8562 | -9.9104 | -9.9651 | -10.0206 | -10.0766 | -10.1332 | -10.1904 | -10.2484 | -10.3069 | -10.3662 | -10.426 | -10.4867 | -10.5481 | -10.6101 | -10.6727 | -10.7363 | -10.8006 | -10.8657 | -10.9313 | -10.9981 | -11.0655 | -11.1338 | -11.2028 | -11.2729 | -11.3438 | -11.3438
F1_Residential_Single Family Regular Income_New_Space Heating_Natural Gas_Boiler_E9 | F1 | Residential | Single Family Regular Income | New | Space Heating | Natural Gas | Boiler | E9 | CCE | 0 | 0 | 0 | 0 | 0 | 0 | 0 | 0 | 0 | 0 | 0 | 0 | 0 | 0 | 0 | 0 | 0 | 0 | 0 | 0 | 0 | 0 | 0 | 0 | 0 | 0 | 0 | 0 | 0 | 0 | 0 | 0 | 0
F1_Residential_Single Family Regular Income_New_Space Heating_Natural Gas_Boiler_E10 | F1 | Residential | Single Family Regular Income | New | Space Heating | Natural Gas | Boiler | E10 | CCE | 0 | 0 | 0 | 0 | 0 | 0 | 0 | 0 | 0 | 0 | 0 | 0 | 0 | 0 | 0 | 0 | 0 | 0 | 0 | 0 | 0 | 0 | 0 | 0 | 0 | 0 | 0 | 0 | 0 | 0 | 0 | 0 | 0
F2_Residential_Single Family Regular Income_New_Space Heating_Natural Gas_Boiler_E1 | F2 | Residential | Single Family Regular Income | New | Space Heating | Natural Gas | Boiler | E1 | TRC BC Ratio | 1 | 1 | 0 | 0 | 0 | 0 | 0 | 0 | 0 | 0 | 0 | 0 | 0 | 0 | 0 | 0 | 0 | 0 | 0 | 0 | 0 | 0 | 0 | 0 | 0 | 0 | 0 | 0 | 0 | 0 | 0 | 0 | 0
F2_Residential_Single Family Regular Income_New_Space Heating_Natural Gas_Boiler_E2 | F2 | Residential | Single Family Regular Income | New | Space Heating | Natural Gas | Boiler | E2 | TRC BC Ratio | 0.31408 | 0.31437 | 1 | 1 | 1 | 0 | 0 | 0 | 0 | 0 | 0 | 0 | 0 | 0 | 0 | 0 | 0 | 0 | 0 | 0 | 0 | 0 | 0 | 0 | 0 | 0 | 0 | 0 | 0 | 0 | 0 | 0 | 0
F2_Residential_Single Family Regular Income_New_Space Heating_Natural Gas_Boiler_E3 | F2 | Residential | Single Family Regular Income | New | Space Heating | Natural Gas | Boiler | E3 | TRC BC Ratio | 0.29614 | 0.29641 | 0.27199 | 0.27249 | 0.2716 | 0 | 0 | 0 | 0 | 0 | 0 | 0 | 0 | 0 | 0 | 0 | 0 | 0 | 0 | 0 | 0 | 0 | 0 | 0 | 0 | 0 | 0 | 0 | 0 | 0 | 0 | 0 | 0
F2_Residential_Single Family Regular Income_New_Space Heating_Natural Gas_Boiler_E4 | F2 | Residential | Single Family Regular Income | New | Space Heating | Natural Gas | Boiler | E4 | TRC BC Ratio | 0.6807 | 0.68134 | 1.0559 | 1.0578 | 1.0543 | 0 | 0 | 0 | 0 | 0 | 0 | 0 | 0 | 0 | 0 | 0 | 0 | 0 | 0 | 0 | 0 | 0 | 0 | 0 | 0 | 0 | 0 | 0 | 0 | 0 | 0 | 0 | 0
F2_Residential_Single Family Regular Income_New_Space Heating_Natural Gas_Boiler_E5 | F2 | Residential | Single Family Regular Income | New | Space Heating | Natural Gas | Boiler | E5 | TRC BC Ratio | 0.8202 | 0.82096 | 1.1104 | 1.1125 | 1.1088 | 0 | 0 | 0 | 0 | 0 | 0 | 0 | 0 | 0 | 0 | 0 | 0 | 0 | 0 | 0 | 0 | 0 | 0 | 0 | 0 | 0 | 0 | 0 | 0 | 0 | 0 | 0 | 0
F2_Residential_Single Family Regular Income_New_Space Heating_Natural Gas_Boiler_E6 | F2 | Residential | Single Family Regular Income | New | Space Heating | Natural Gas | Boiler | E6 | TRC BC Ratio | 0.16868 | 0.16887 | 0.16377 | 0.1639 | 0.16389 | 1 | 1 | 1 | 1 | 1 | 1 | 1 | 1 | 1 | 1 | 1 | 1 | 1 | 1 | 1 | 1 | 1 | 1 | 1 | 1 | 1 | 1 | 1 | 1 | 1 | 1 | 1 | 1
F2_Residential_Single Family Regular Income_New_Space Heating_Natural Gas_Boiler_E7 | F2 | Residential | Single Family Regular Income | New | Space Heating | Natural Gas | Boiler | E7 | TRC BC Ratio | 0.59536 | 0.596 | 0.62487 | 0.62579 | 0.6243 | 1 | 1 | 1 | 1 | 1 | 1 | 1 | 1 | 1 | 1 | 1 | 1 | 1 | 1 | 1 | 1 | 1 | 1 | 1 | 1 | 1 | 1 | 1 | 1 | 1 | 1 | 1 | 1
F2_Residential_Single Family Regular Income_New_Space Heating_Natural Gas_Boiler_E8 | F2 | Residential | Single Family Regular Income | New | Space Heating | Natural Gas | Boiler | E8 | TRC BC Ratio | 0.65116 | 0.65184 | 0.68365 | 0.68472 | 0.68292 | 1 | 1 | 1 | 1 | 1 | 1 | 1 | 1 | 1 | 1 | 1 | 1 | 1 | 1 | 1 | 1 | 1 | 1 | 1 | 1 | 1 | 1 | 1 | 1 | 1 | 1 | 1 | 1
F2_Residential_Single Family Regular Income_New_Space Heating_Natural Gas_Boiler_E9 | F2 | Residential | Single Family Regular Income | New | Space Heating | Natural Gas | Boiler | E9 | TRC BC Ratio | 0 | 0 | 0 | 0 | 0 | 0 | 0 | 0 | 0 | 0 | 0 | 0 | 0 | 0 | 0 | 0 | 0 | 0 | 0 | 0 | 0 | 0 | 0 | 0 | 0 | 0 | 0 | 0 | 0 | 0 | 0 | 0 | 0
F2_Residential_Single Family Regular Income_New_Space Heating_Natural Gas_Boiler_E10 | F2 | Residential | Single Family Regular Income | New | Space Heating | Natural Gas | Boiler | E10 | TRC BC Ratio | 0 | 0 | 0 | 0 | 0 | 0 | 0 | 0 | 0 | 0 | 0 | 0 | 0 | 0 | 0 | 0 | 0 | 0 | 0 | 0 | 0 | 0 | 0 | 0 | 0 | 0 | 0 | 0 | 0 | 0 | 0 | 0 | 0
F3_Residential_Single Family Regular Income_New_Space Heating_Natural Gas_Boiler_E1 | F3 | Residential | Single Family Regular Income | New | Space Heating | Natural Gas | Boiler | E1 | PACT BC Ratio | 1 | 1 | 0 | 0 | 0 | 0 | 0 | 0 | 0 | 0 | 0 | 0 | 0 | 0 | 0 | 0 | 0 | 0 | 0 | 0 | 0 | 0 | 0 | 0 | 0 | 0 | 0 | 0 | 0 | 0 | 0 | 0 | 0
F3_Residential_Single Family Regular Income_New_Space Heating_Natural Gas_Boiler_E2 | F3 | Residential | Single Family Regular Income | New | Space Heating | Natural Gas | Boiler | E2 | PACT BC Ratio | 0.31408 | 0.31437 | 1 | 1 | 1 | 0 | 0 | 0 | 0 | 0 | 0 | 0 | 0 | 0 | 0 | 0 | 0 | 0 | 0 | 0 | 0 | 0 | 0 | 0 | 0 | 0 | 0 | 0 | 0 | 0 | 0 | 0 | 0
F3_Residential_Single Family Regular Income_New_Space Heating_Natural Gas_Boiler_E3 | F3 | Residential | Single Family Regular Income | New | Space Heating | Natural Gas | Boiler | E3 | PACT BC Ratio | 0.29614 | 0.29641 | 0.27199 | 0.27249 | 0.2716 | 0 | 0 | 0 | 0 | 0 | 0 | 0 | 0 | 0 | 0 | 0 | 0 | 0 | 0 | 0 | 0 | 0 | 0 | 0 | 0 | 0 | 0 | 0 | 0 | 0 | 0 | 0 | 0
F3_Residential_Single Family Regular Income_New_Space Heating_Natural Gas_Boiler_E4 | F3 | Residential | Single Family Regular Income | New | Space Heating | Natural Gas | Boiler | E4 | PACT BC Ratio | 0.6807 | 0.68134 | 1.0559 | 1.0578 | 1.0543 | 0 | 0 | 0 | 0 | 0 | 0 | 0 | 0 | 0 | 0 | 0 | 0 | 0 | 0 | 0 | 0 | 0 | 0 | 0 | 0 | 0 | 0 | 0 | 0 | 0 | 0 | 0 | 0
F3_Residential_Single Family Regular Income_New_Space Heating_Natural Gas_Boiler_E5 | F3 | Residential | Single Family Regular Income | New | Space Heating | Natural Gas | Boiler | E5 | PACT BC Ratio | 0.8202 | 0.82096 | 1.1104 | 1.1125 | 1.1088 | 0 | 0 | 0 | 0 | 0 | 0 | 0 | 0 | 0 | 0 | 0 | 0 | 0 | 0 | 0 | 0 | 0 | 0 | 0 | 0 | 0 | 0 | 0 | 0 | 0 | 0 | 0 | 0
F3_Residential_Single Family Regular Income_New_Space Heating_Natural Gas_Boiler_E6 | F3 | Residential | Single Family Regular Income | New | Space Heating | Natural Gas | Boiler | E6 | PACT BC Ratio | 0.16868 | 0.16887 | 0.16377 | 0.1639 | 0.16389 | 1 | 1 | 1 | 1 | 1 | 1 | 1 | 1 | 1 | 1 | 1 | 1 | 1 | 1 | 1 | 1 | 1 | 1 | 1 | 1 | 1 | 1 | 1 | 1 | 1 | 1 | 1 | 1
F3_Residential_Single Family Regular Income_New_Space Heating_Natural Gas_Boiler_E7 | F3 | Residential | Single Family Regular Income | New | Space Heating | Natural Gas | Boiler | E7 | PACT BC Ratio | 0.59536 | 0.596 | 0.62487 | 0.62579 | 0.6243 | 1 | 1 | 1 | 1 | 1 | 1 | 1 | 1 | 1 | 1 | 1 | 1 | 1 | 1 | 1 | 1 | 1 | 1 | 1 | 1 | 1 | 1 | 1 | 1 | 1 | 1 | 1 | 1
F3_Residential_Single Family Regular Income_New_Space Heating_Natural Gas_Boiler_E8 | F3 | Residential | Single Family Regular Income | New | Space Heating | Natural Gas | Boiler | E8 | PACT BC Ratio | 0.65116 | 0.65184 | 0.68365 | 0.68472 | 0.68292 | 1 | 1 | 1 | 1 | 1 | 1 | 1 | 1 | 1 | 1 | 1 | 1 | 1 | 1 | 1 | 1 | 1 | 1 | 1 | 1 | 1 | 1 | 1 | 1 | 1 | 1 | 1 | 1
F3_Residential_Single Family Regular Income_New_Space Heating_Natural Gas_Boiler_E9 | F3 | Residential | Single Family Regular Income | New | Space Heating | Natural Gas | Boiler | E9 | PACT BC Ratio | 0 | 0 | 0 | 0 | 0 | 0 | 0 | 0 | 0 | 0 | 0 | 0 | 0 | 0 | 0 | 0 | 0 | 0 | 0 | 0 | 0 | 0 | 0 | 0 | 0 | 0 | 0 | 0 | 0 | 0 | 0 | 0 | 0
F3_Residential_Single Family Regular Income_New_Space Heating_Natural Gas_Boiler_E10 | F3 | Residential | Single Family Regular Income | New | Space Heating | Natural Gas | Boiler | E10 | PACT BC Ratio | 0 | 0 | 0 | 0 | 0 | 0 | 0 | 0 | 0 | 0 | 0 | 0 | 0 | 0 | 0 | 0 | 0 | 0 | 0 | 0 | 0 | 0 | 0 | 0 | 0 | 0 | 0 | 0 | 0 | 0 | 0 | 0 | 0
F4_Residential_Single Family Regular Income_New_Space Heating_Natural Gas_Boiler_E1 | F4 | Residential | Single Family Regular Income | New | Space Heating | Natural Gas | Boiler | E1 | RVT BC Ratio | 1 | 1 | 0 | 0 | 0 | 0 | 0 | 0 | 0 | 0 | 0 | 0 | 0 | 0 | 0 | 0 | 0 | 0 | 0 | 0 | 0 | 0 | 0 | 0 | 0 | 0 | 0 | 0 | 0 | 0 | 0 | 0 | 0
F4_Residential_Single Family Regular Income_New_Space Heating_Natural Gas_Boiler_E2 | F4 | Residential | Single Family Regular Income | New | Space Heating | Natural Gas | Boiler | E2 | RVT BC Ratio | 1.3763 | 1.3766 | 1 | 1 | 1 | 0 | 0 | 0 | 0 | 0 | 0 | 0 | 0 | 0 | 0 | 0 | 0 | 0 | 0 | 0 | 0 | 0 | 0 | 0 | 0 | 0 | 0 | 0 | 0 | 0 | 0 | 0 | 0
F4_Residential_Single Family Regular Income_New_Space Heating_Natural Gas_Boiler_E3 | F4 | Residential | Single Family Regular Income | New | Space Heating | Natural Gas | Boiler | E3 | RVT BC Ratio | 1.3548 | 1.3551 | 1.3259 | 1.3265 | 1.3254 | 0 | 0 | 0 | 0 | 0 | 0 | 0 | 0 | 0 | 0 | 0 | 0 | 0 | 0 | 0 | 0 | 0 | 0 | 0 | 0 | 0 | 0 | 0 | 0 | 0 | 0 | 0 | 0
F4_Residential_Single Family Regular Income_New_Space Heating_Natural Gas_Boiler_E4 | F4 | Residential | Single Family Regular Income | New | Space Heating | Natural Gas | Boiler | E4 | RVT BC Ratio | 1.8155 | 1.8163 | 2.265 | 2.2673 | 2.2632 | 0 | 0 | 0 | 0 | 0 | 0 | 0 | 0 | 0 | 0 | 0 | 0 | 0 | 0 | 0 | 0 | 0 | 0 | 0 | 0 | 0 | 0 | 0 | 0 | 0 | 0 | 0 | 0
F4_Residential_Single Family Regular Income_New_Space Heating_Natural Gas_Boiler_E5 | F4 | Residential | Single Family Regular Income | New | Space Heating | Natural Gas | Boiler | E5 | RVT BC Ratio | 1.9826 | 1.9836 | 2.3304 | 2.3328 | 2.3285 | 0 | 0 | 0 | 0 | 0 | 0 | 0 | 0 | 0 | 0 | 0 | 0 | 0 | 0 | 0 | 0 | 0 | 0 | 0 | 0 | 0 | 0 | 0 | 0 | 0 | 0 | 0 | 0
F4_Residential_Single Family Regular Income_New_Space Heating_Natural Gas_Boiler_E6 | F4 | Residential | Single Family Regular Income | New | Space Heating | Natural Gas | Boiler | E6 | RVT BC Ratio | 1.2021 | 1.2023 | 1.1962 | 1.1964 | 1.1964 | 1 | 1 | 1 | 1 | 1 | 1 | 1 | 1 | 1 | 1 | 1 | 1 | 1 | 1 | 1 | 1 | 1 | 1 | 1 | 1 | 1 | 1 | 1 | 1 | 1 | 1 | 1 | 1
F4_Residential_Single Family Regular Income_New_Space Heating_Natural Gas_Boiler_E7 | F4 | Residential | Single Family Regular Income | New | Space Heating | Natural Gas | Boiler | E7 | RVT BC Ratio | 1.7133 | 1.7141 | 1.7486 | 1.7497 | 1.7479 | 1 | 1 | 1 | 1 | 1 | 1 | 1 | 1 | 1 | 1 | 1 | 1 | 1 | 1 | 1 | 1 | 1 | 1 | 1 | 1 | 1 | 1 | 1 | 1 | 1 | 1 | 1 | 1
F4_Residential_Single Family Regular Income_New_Space Heating_Natural Gas_Boiler_E8 | F4 | Residential | Single Family Regular Income | New | Space Heating | Natural Gas | Boiler | E8 | RVT BC Ratio | 1.7801 | 1.7809 | 1.8191 | 1.8203 | 1.8182 | 1 | 1 | 1 | 1 | 1 | 1 | 1 | 1 | 1 | 1 | 1 | 1 | 1 | 1 | 1 | 1 | 1 | 1 | 1 | 1 | 1 | 1 | 1 | 1 | 1 | 1 | 1 | 1
F4_Residential_Single Family Regular Income_New_Space Heating_Natural Gas_Boiler_E9 | F4 | Residential | Single Family Regular Income | New | Space Heating | Natural Gas | Boiler | E9 | RVT BC Ratio | 0 | 0 | 0 | 0 | 0 | 0 | 0 | 0 | 0 | 0 | 0 | 0 | 0 | 0 | 0 | 0 | 0 | 0 | 0 | 0 | 0 | 0 | 0 | 0 | 0 | 0 | 0 | 0 | 0 | 0 | 0 | 0 | 0
F4_Residential_Single Family Regular Income_New_Space Heating_Natural Gas_Boiler_E10 | F4 | Residential | Single Family Regular Income | New | Space Heating | Natural Gas | Boiler | E10 | RVT BC Ratio | 0 | 0 | 0 | 0 | 0 | 0 | 0 | 0 | 0 | 0 | 0 | 0 | 0 | 0 | 0 | 0 | 0 | 0 | 0 | 0 | 0 | 0 | 0 | 0 | 0 | 0 | 0 | 0 | 0 | 0 | 0 | 0 | 0
F5_Residential_Single Family Regular Income_New_Space Heating_Natural Gas_Boiler_E1 | F5 | Residential | Single Family Regular Income | New | Space Heating | Natural Gas | Boiler | E1 | RIM BC Ratio | 1 | 1 | 0 | 0 | 0 | 0 | 0 | 0 | 0 | 0 | 0 | 0 | 0 | 0 | 0 | 0 | 0 | 0 | 0 | 0 | 0 | 0 | 0 | 0 | 0 | 0 | 0 | 0 | 0 | 0 | 0 | 0 | 0
F5_Residential_Single Family Regular Income_New_Space Heating_Natural Gas_Boiler_E2 | F5 | Residential | Single Family Regular Income | New | Space Heating | Natural Gas | Boiler | E2 | RIM BC Ratio | 0.2391 | 0.23927 | 1 | 1 | 1 | 0 | 0 | 0 | 0 | 0 | 0 | 0 | 0 | 0 | 0 | 0 | 0 | 0 | 0 | 0 | 0 | 0 | 0 | 0 | 0 | 0 | 0 | 0 | 0 | 0 | 0 | 0 | 0
F5_Residential_Single Family Regular Income_New_Space Heating_Natural Gas_Boiler_E3 | F5 | Residential | Single Family Regular Income | New | Space Heating | Natural Gas | Boiler | E3 | RIM BC Ratio | 0.22856 | 0.22873 | 0.21391 | 0.21421 | 0.21366 | 0 | 0 | 0 | 0 | 0 | 0 | 0 | 0 | 0 | 0 | 0 | 0 | 0 | 0 | 0 | 0 | 0 | 0 | 0 | 0 | 0 | 0 | 0 | 0 | 0 | 0 | 0 | 0
F5_Residential_Single Family Regular Income_New_Space Heating_Natural Gas_Boiler_E4 | F5 | Residential | Single Family Regular Income | New | Space Heating | Natural Gas | Boiler | E4 | RIM BC Ratio | 0.40528 | 0.4055 | 0.51401 | 0.51447 | 0.51365 | 0 | 0 | 0 | 0 | 0 | 0 | 0 | 0 | 0 | 0 | 0 | 0 | 0 | 0 | 0 | 0 | 0 | 0 | 0 | 0 | 0 | 0 | 0 | 0 | 0 | 0 | 0 | 0
F5_Residential_Single Family Regular Income_New_Space Heating_Natural Gas_Boiler_E5 | F5 | Residential | Single Family Regular Income | New | Space Heating | Natural Gas | Boiler | E5 | RIM BC Ratio | 0.45094 | 0.45117 | 0.52661 | 0.52707 | 0.52625 | 0 | 0 | 0 | 0 | 0 | 0 | 0 | 0 | 0 | 0 | 0 | 0 | 0 | 0 | 0 | 0 | 0 | 0 | 0 | 0 | 0 | 0 | 0 | 0 | 0 | 0 | 0 | 0
F5_Residential_Single Family Regular Income_New_Space Heating_Natural Gas_Boiler_E6 | F5 | Residential | Single Family Regular Income | New | Space Heating | Natural Gas | Boiler | E6 | RIM BC Ratio | 0.14437 | 0.14451 | 0.14075 | 0.14085 | 0.14084 | 1 | 1 | 1 | 1 | 1 | 1 | 1 | 1 | 1 | 1 | 1 | 1 | 1 | 1 | 1 | 1 | 1 | 1 | 1 | 1 | 1 | 1 | 1 | 1 | 1 | 1 | 1 | 1
F5_Residential_Single Family Regular Income_New_Space Heating_Natural Gas_Boiler_E7 | F5 | Residential | Single Family Regular Income | New | Space Heating | Natural Gas | Boiler | E7 | RIM BC Ratio | 0.37341 | 0.37366 | 0.3848 | 0.38515 | 0.38459 | 1 | 1 | 1 | 1 | 1 | 1 | 1 | 1 | 1 | 1 | 1 | 1 | 1 | 1 | 1 | 1 | 1 | 1 | 1 | 1 | 1 | 1 | 1 | 1 | 1 | 1 | 1 | 1
F5_Residential_Single Family Regular Income_New_Space Heating_Natural Gas_Boiler_E8 | F5 | Residential | Single Family Regular Income | New | Space Heating | Natural Gas | Boiler | E8 | RIM BC Ratio | 0.39462 | 0.39486 | 0.40632 | 0.4067 | 0.40606 | 1 | 1 | 1 | 1 | 1 | 1 | 1 | 1 | 1 | 1 | 1 | 1 | 1 | 1 | 1 | 1 | 1 | 1 | 1 | 1 | 1 | 1 | 1 | 1 | 1 | 1 | 1 | 1
F5_Residential_Single Family Regular Income_New_Space Heating_Natural Gas_Boiler_E9 | F5 | Residential | Single Family Regular Income | New | Space Heating | Natural Gas | Boiler | E9 | RIM BC Ratio | 0 | 0 | 0 | 0 | 0 | 0 | 0 | 0 | 0 | 0 | 0 | 0 | 0 | 0 | 0 | 0 | 0 | 0 | 0 | 0 | 0 | 0 | 0 | 0 | 0 | 0 | 0 | 0 | 0 | 0 | 0 | 0 | 0
F5_Residential_Single Family Regular Income_New_Space Heating_Natural Gas_Boiler_E10 | F5 | Residential | Single Family Regular Income | New | Space Heating | Natural Gas | Boiler | E10 | RIM BC Ratio | 0 | 0 | 0 | 0 | 0 | 0 | 0 | 0 | 0 | 0 | 0 | 0 | 0 | 0 | 0 | 0 | 0 | 0 | 0 | 0 | 0 | 0 | 0 | 0 | 0 | 0 | 0 | 0 | 0 | 0 | 0 | 0 | 0
F0_Residential_Single Family Regular Income_New_Secondary Heating_Natural Gas_Fireplace_E0 | F0 | Residential | Single Family Regular Income | New | Secondary Heating | Natural Gas | Fireplace | E0 | Economic Unit | Tier 2 (>75% FE) | Tier 2 (>75% FE) | Tier 2 (>75% FE) | Tier 2 (>75% FE) | Tier 2 (>75% FE) | Tier 2 (>75% FE) | Tier 2 (>75% FE) | Tier 2 (>75% FE) | Tier 2 (>75% FE) | Tier 2 (>75% FE) | Tier 2 (>75% FE) | Tier 2 (>75% FE) | Tier 2 (>75% FE) | Tier 2 (>75% FE) | Tier 2 (>75% FE) | Tier 2 (>75% FE) | Tier 2 (>75% FE) | Tier 2 (>75% FE) | Tier 2 (>75% FE) | Tier 2 (>75% FE) | Tier 2 (>75% FE) | Tier 2 (>75% FE) | Tier 2 (>75% FE) | Tier 2 (>75% FE) | Tier 2 (>75% FE) | Tier 2 (>75% FE) | Tier 2 (>75% FE) | Tier 2 (>75% FE) | Tier 2 (>75% FE) | Tier 2 (>75% FE) | Tier 2 (>75% FE) | Tier 2 (>75% FE) | Tier 2 (>75% FE)
F1_Residential_Single Family Regular Income_New_Secondary Heating_Natural Gas_Fireplace_E1 | F1 | Residential | Single Family Regular Income | New | Secondary Heating | Natural Gas | Fireplace | E1 | CCE | 0 | 0 | 0 | 0 | 0 | 0 | 0 | 0 | 0 | 0 | 0 | 0 | 0 | 0 | 0 | 0 | 0 | 0 | 0 | 0 | 0 | 0 | 0 | 0 | 0 | 0 | 0 | 0 | 0 | 0 | 0 | 0 | 0
F1_Residential_Single Family Regular Income_New_Secondary Heating_Natural Gas_Fireplace_E2 | F1 | Residential | Single Family Regular Income | New | Secondary Heating | Natural Gas | Fireplace | E2 | CCE | 1.6367 | 1.6871 | 1.6572 | 1.5233 | 1.5274 | 1.5315 | 1.5357 | 1.5399 | 1.5441 | 1.5484 | 1.5527 | 1.557 | 1.5614 | 1.5658 | 1.5702 | 1.5747 | 1.5792 | 1.5838 | 1.5884 | 1.593 | 1.5977 | 1.6024 | 1.6072 | 1.612 | 1.6168 | 1.6217 | 1.6266 | 1.6316 | 1.6366 | 1.6417 | 1.6468 | 1.652 | 1.652
F1_Residential_Single Family Regular Income_New_Secondary Heating_Natural Gas_Fireplace_E3 | F1 | Residential | Single Family Regular Income | New | Secondary Heating | Natural Gas | Fireplace | E3 | CCE | 1.6503 | 1.7011 | 1.671 | 1.5359 | 1.5401 | 1.5442 | 1.5484 | 1.5526 | 1.5569 | 1.5612 | 1.5655 | 1.5699 | 1.5743 | 1.5787 | 1.5832 | 1.5877 | 1.5923 | 1.5969 | 1.6015 | 1.6062 | 1.6109 | 1.6157 | 1.6205 | 1.6253 | 1.6302 | 1.6351 | 1.6401 | 1.6451 | 1.6502 | 1.6553 | 1.6605 | 1.6657 | 1.6657
F1_Residential_Single Family Regular Income_New_Secondary Heating_Natural Gas_Fireplace_E4 | F1 | Residential | Single Family Regular Income | New | Secondary Heating | Natural Gas | Fireplace | E4 | CCE | 0 | 0 | 0 | 0 | 0 | 0 | 0 | 0 | 0 | 0 | 0 | 0 | 0 | 0 | 0 | 0 | 0 | 0 | 0 | 0 | 0 | 0 | 0 | 0 | 0 | 0 | 0 | 0 | 0 | 0 | 0 | 0 | 0
F1_Residential_Single Family Regular Income_New_Secondary Heating_Natural Gas_Fireplace_E5 | F1 | Residential | Single Family Regular Income | New | Secondary Heating | Natural Gas | Fireplace | E5 | CCE | 0 | 0 | 0 | 0 | 0 | 0 | 0 | 0 | 0 | 0 | 0 | 0 | 0 | 0 | 0 | 0 | 0 | 0 | 0 | 0 | 0 | 0 | 0 | 0 | 0 | 0 | 0 | 0 | 0 | 0 | 0 | 0 | 0
F1_Residential_Single Family Regular Income_New_Secondary Heating_Natural Gas_Fireplace_E6 | F1 | Residential | Single Family Regular Income | New | Secondary Heating | Natural Gas | Fireplace | E6 | CCE | 0 | 0 | 0 | 0 | 0 | 0 | 0 | 0 | 0 | 0 | 0 | 0 | 0 | 0 | 0 | 0 | 0 | 0 | 0 | 0 | 0 | 0 | 0 | 0 | 0 | 0 | 0 | 0 | 0 | 0 | 0 | 0 | 0
F1_Residential_Single Family Regular Income_New_Secondary Heating_Natural Gas_Fireplace_E7 | F1 | Residential | Single Family Regular Income | New | Secondary Heating | Natural Gas | Fireplace | E7 | CCE | 0 | 0 | 0 | 0 | 0 | 0 | 0 | 0 | 0 | 0 | 0 | 0 | 0 | 0 | 0 | 0 | 0 | 0 | 0 | 0 | 0 | 0 | 0 | 0 | 0 | 0 | 0 | 0 | 0 | 0 | 0 | 0 | 0
F1_Residential_Single Family Regular Income_New_Secondary Heating_Natural Gas_Fireplace_E8 | F1 | Residential | Single Family Regular Income | New | Secondary Heating | Natural Gas | Fireplace | E8 | CCE | 0 | 0 | 0 | 0 | 0 | 0 | 0 | 0 | 0 | 0 | 0 | 0 | 0 | 0 | 0 | 0 | 0 | 0 | 0 | 0 | 0 | 0 | 0 | 0 | 0 | 0 | 0 | 0 | 0 | 0 | 0 | 0 | 0
F1_Residential_Single Family Regular Income_New_Secondary Heating_Natural Gas_Fireplace_E9 | F1 | Residential | Single Family Regular Income | New | Secondary Heating | Natural Gas | Fireplace | E9 | CCE | 0 | 0 | 0 | 0 | 0 | 0 | 0 | 0 | 0 | 0 | 0 | 0 | 0 | 0 | 0 | 0 | 0 | 0 | 0 | 0 | 0 | 0 | 0 | 0 | 0 | 0 | 0 | 0 | 0 | 0 | 0 | 0 | 0
F1_Residential_Single Family Regular Income_New_Secondary Heating_Natural Gas_Fireplace_E10 | F1 | Residential | Single Family Regular Income | New | Secondary Heating | Natural Gas | Fireplace | E10 | CCE | 0 | 0 | 0 | 0 | 0 | 0 | 0 | 0 | 0 | 0 | 0 | 0 | 0 | 0 | 0 | 0 | 0 | 0 | 0 | 0 | 0 | 0 | 0 | 0 | 0 | 0 | 0 | 0 | 0 | 0 | 0 | 0 | 0
F2_Residential_Single Family Regular Income_New_Secondary Heating_Natural Gas_Fireplace_E1 | F2 | Residential | Single Family Regular Income | New | Secondary Heating | Natural Gas | Fireplace | E1 | TRC BC Ratio | bar: 2019 to 2051
F2_Residential_Single Family Regular Income_New_Secondary Heating_Natural Gas_Fireplace_E2 | F2 | Residential | Single Family Regular Income | New | Secondary Heating | Natural Gas | Fireplace | E2 | TRC BC Ratio | 0.9921 | 0.9955 | 1.0017 | 1.0069 | 1.0057 | 1.0083 | 1.0145 | 1.0198 | 1.0264 | 1.0327 | 1.0388 | 1.0445 | 1.0508 | 1.0567 | 1.0617 | 1.0661 | 1.0699 | 1.0732 | 1.0756 | 1.0775 | 1.0781 | 1.0776 | 1.0763 | 1.0747 | 1.0721 | 1.0687 | 1.0648 | 1.0602 | 1.0546 | 1.0483 | 1.0409 | 1.033 | 1.0234
F2_Residential_Single Family Regular Income_New_Secondary Heating_Natural Gas_Fireplace_E3 | F2 | Residential | Single Family Regular Income | New | Secondary Heating | Natural Gas | Fireplace | E3 | TRC BC Ratio | 0.98396 | 0.98732 | 0.99346 | 0.99866 | 0.9974 | 0.99999 | 1.0062 | 1.0115 | 1.018 | 1.0242 | 1.0302 | 1.036 | 1.0421 | 1.048 | 1.053 | 1.0574 | 1.0611 | 1.0644 | 1.0668 | 1.0687 | 1.0693 | 1.0688 | 1.0674 | 1.0658 | 1.0632 | 1.06 | 1.056 | 1.0515 | 1.0459 | 1.0397 | 1.0324 | 1.0245 | 1.015
F2_Residential_Single Family Regular Income_New_Secondary Heating_Natural Gas_Fireplace_E4 | F2 | Residential | Single Family Regular Income | New | Secondary Heating | Natural Gas | Fireplace | E4 | TRC BC Ratio | 0 | 0 | 0 | 0 | 0 | 0 | 0 | 0 | 0 | 0 | 0 | 0 | 0 | 0 | 0 | 0 | 0 | 0 | 0 | 0 | 0 | 0 | 0 | 0 | 0 | 0 | 0 | 0 | 0 | 0 | 0 | 0 | 0
F2_Residential_Single Family Regular Income_New_Secondary Heating_Natural Gas_Fireplace_E5 | F2 | Residential | Single Family Regular Income | New | Secondary Heating | Natural Gas | Fireplace | E5 | TRC BC Ratio | 0 | 0 | 0 | 0 | 0 | 0 | 0 | 0 | 0 | 0 | 0 | 0 | 0 | 0 | 0 | 0 | 0 | 0 | 0 | 0 | 0 | 0 | 0 | 0 | 0 | 0 | 0 | 0 | 0 | 0 | 0 | 0 | 0
F2_Residential_Single Family Regular Income_New_Secondary Heating_Natural Gas_Fireplace_E6 | F2 | Residential | Single Family Regular Income | New | Secondary Heating | Natural Gas | Fireplace | E6 | TRC BC Ratio | 0 | 0 | 0 | 0 | 0 | 0 | 0 | 0 | 0 | 0 | 0 | 0 | 0 | 0 | 0 | 0 | 0 | 0 | 0 | 0 | 0 | 0 | 0 | 0 | 0 | 0 | 0 | 0 | 0 | 0 | 0 | 0 | 0
F2_Residential_Single Family Regular Income_New_Secondary Heating_Natural Gas_Fireplace_E7 | F2 | Residential | Single Family Regular Income | New | Secondary Heating | Natural Gas | Fireplace | E7 | TRC BC Ratio | 0 | 0 | 0 | 0 | 0 | 0 | 0 | 0 | 0 | 0 | 0 | 0 | 0 | 0 | 0 | 0 | 0 | 0 | 0 | 0 | 0 | 0 | 0 | 0 | 0 | 0 | 0 | 0 | 0 | 0 | 0 | 0 | 0
F2_Residential_Single Family Regular Income_New_Secondary Heating_Natural Gas_Fireplace_E8 | F2 | Residential | Single Family Regular Income | New | Secondary Heating | Natural Gas | Fireplace | E8 | TRC BC Ratio | 0 | 0 | 0 | 0 | 0 | 0 | 0 | 0 | 0 | 0 | 0 | 0 | 0 | 0 | 0 | 0 | 0 | 0 | 0 | 0 | 0 | 0 | 0 | 0 | 0 | 0 | 0 | 0 | 0 | 0 | 0 | 0 | 0
F2_Residential_Single Family Regular Income_New_Secondary Heating_Natural Gas_Fireplace_E9 | F2 | Residential | Single Family Regular Income | New | Secondary Heating | Natural Gas | Fireplace | E9 | TRC BC Ratio | 0 | 0 | 0 | 0 | 0 | 0 | 0 | 0 | 0 | 0 | 0 | 0 | 0 | 0 | 0 | 0 | 0 | 0 | 0 | 0 | 0 | 0 | 0 | 0 | 0 | 0 | 0 | 0 | 0 | 0 | 0 | 0 | 0
F2_Residential_Single Family Regular Income_New_Secondary Heating_Natural Gas_Fireplace_E10 | F2 | Residential | Single Family Regular Income | New | Secondary Heating | Natural Gas | Fireplace | E10 | TRC BC Ratio | 0 | 0 | 0 | 0 | 0 | 0 | 0 | 0 | 0 | 0 | 0 | 0 | 0 | 0 | 0 | 0 | 0 | 0 | 0 | 0 | 0 | 0 | 0 | 0 | 0 | 0 | 0 | 0 | 0 | 0 | 0 | 0 | 0
F3_Residential_Single Family Regular Income_New_Secondary Heating_Natural Gas_Fireplace_E1 | F3 | Residential | Single Family Regular Income | New | Secondary Heating | Natural Gas | Fireplace | E1 | PACT BC Ratio | bar: 2019 to 2051
F3_Residential_Single Family Regular Income_New_Secondary Heating_Natural Gas_Fireplace_E2 | F3 | Residential | Single Family Regular Income | New | Secondary Heating | Natural Gas | Fireplace | E2 | PACT BC Ratio | 1.8164 | 1.8226 | 1.834 | 1.8436 | 1.8412 | 1.846 | 1.8574 | 1.8672 | 1.8792 | 1.8907 | 1.9018 | 1.9124 | 1.9238 | 1.9346 | 1.9438 | 1.9519 | 1.9588 | 1.9649 | 1.9694 | 1.9728 | 1.9739 | 1.973 | 1.9705 | 1.9675 | 1.9628 | 1.9567 | 1.9494 | 1.9412 | 1.9308 | 1.9193 | 1.9058 | 1.8912 | 1.8738
F3_Residential_Single Family Regular Income_New_Secondary Heating_Natural Gas_Fireplace_E3 | F3 | Residential | Single Family Regular Income | New | Secondary Heating | Natural Gas | Fireplace | E3 | PACT BC Ratio | 1.8015 | 1.8077 | 1.8189 | 1.8284 | 1.8261 | 1.8308 | 1.8421 | 1.8519 | 1.8638 | 1.8751 | 1.8862 | 1.8967 | 1.908 | 1.9188 | 1.9278 | 1.9359 | 1.9427 | 1.9488 | 1.9532 | 1.9566 | 1.9577 | 1.9568 | 1.9543 | 1.9514 | 1.9467 | 1.9407 | 1.9334 | 1.9252 | 1.9149 | 1.9036 | 1.8901 | 1.8757 | 1.8584
F3_Residential_Single Family Regular Income_New_Secondary Heating_Natural Gas_Fireplace_E4 | F3 | Residential | Single Family Regular Income | New | Secondary Heating | Natural Gas | Fireplace | E4 | PACT BC Ratio | 0 | 0 | 0 | 0 | 0 | 0 | 0 | 0 | 0 | 0 | 0 | 0 | 0 | 0 | 0 | 0 | 0 | 0 | 0 | 0 | 0 | 0 | 0 | 0 | 0 | 0 | 0 | 0 | 0 | 0 | 0 | 0 | 0
F3_Residential_Single Family Regular Income_New_Secondary Heating_Natural Gas_Fireplace_E5 | F3 | Residential | Single Family Regular Income | New | Secondary Heating | Natural Gas | Fireplace | E5 | PACT BC Ratio | 0 | 0 | 0 | 0 | 0 | 0 | 0 | 0 | 0 | 0 | 0 | 0 | 0 | 0 | 0 | 0 | 0 | 0 | 0 | 0 | 0 | 0 | 0 | 0 | 0 | 0 | 0 | 0 | 0 | 0 | 0 | 0 | 0
F3_Residential_Single Family Regular Income_New_Secondary Heating_Natural Gas_Fireplace_E6 | F3 | Residential | Single Family Regular Income | New | Secondary Heating | Natural Gas | Fireplace | E6 | PACT BC Ratio | 0 | 0 | 0 | 0 | 0 | 0 | 0 | 0 | 0 | 0 | 0 | 0 | 0 | 0 | 0 | 0 | 0 | 0 | 0 | 0 | 0 | 0 | 0 | 0 | 0 | 0 | 0 | 0 | 0 | 0 | 0 | 0 | 0
F3_Residential_Single Family Regular Income_New_Secondary Heating_Natural Gas_Fireplace_E7 | F3 | Residential | Single Family Regular Income | New | Secondary Heating | Natural Gas | Fireplace | E7 | PACT BC Ratio | 0 | 0 | 0 | 0 | 0 | 0 | 0 | 0 | 0 | 0 | 0 | 0 | 0 | 0 | 0 | 0 | 0 | 0 | 0 | 0 | 0 | 0 | 0 | 0 | 0 | 0 | 0 | 0 | 0 | 0 | 0 | 0 | 0
F3_Residential_Single Family Regular Income_New_Secondary Heating_Natural Gas_Fireplace_E8 | F3 | Residential | Single Family Regular Income | New | Secondary Heating | Natural Gas | Fireplace | E8 | PACT BC Ratio | 0 | 0 | 0 | 0 | 0 | 0 | 0 | 0 | 0 | 0 | 0 | 0 | 0 | 0 | 0 | 0 | 0 | 0 | 0 | 0 | 0 | 0 | 0 | 0 | 0 | 0 | 0 | 0 | 0 | 0 | 0 | 0 | 0
F3_Residential_Single Family Regular Income_New_Secondary Heating_Natural Gas_Fireplace_E9 | F3 | Residential | Single Family Regular Income | New | Secondary Heating | Natural Gas | Fireplace | E9 | PACT BC Ratio | 0 | 0 | 0 | 0 | 0 | 0 | 0 | 0 | 0 | 0 | 0 | 0 | 0 | 0 | 0 | 0 | 0 | 0 | 0 | 0 | 0 | 0 | 0 | 0 | 0 | 0 | 0 | 0 | 0 | 0 | 0 | 0 | 0
F3_Residential_Single Family Regular Income_New_Secondary Heating_Natural Gas_Fireplace_E10 | F3 | Residential | Single Family Regular Income | New | Secondary Heating | Natural Gas | Fireplace | E10 | PACT BC Ratio | 0 | 0 | 0 | 0 | 0 | 0 | 0 | 0 | 0 | 0 | 0 | 0 | 0 | 0 | 0 | 0 | 0 | 0 | 0 | 0 | 0 | 0 | 0 | 0 | 0 | 0 | 0 | 0 | 0 | 0 | 0 | 0 | 0
F4_Residential_Single Family Regular Income_New_Secondary Heating_Natural Gas_Fireplace_E1 | F4 | Residential | Single Family Regular Income | New | Secondary Heating | Natural Gas | Fireplace | E1 | RVT BC Ratio | bar: 2019 to 2051
F4_Residential_Single Family Regular Income_New_Secondary Heating_Natural Gas_Fireplace_E2 | F4 | Residential | Single Family Regular Income | New | Secondary Heating | Natural Gas | Fireplace | E2 | RVT BC Ratio | 1.644 | 1.6481 | 1.6555 | 1.6618 | 1.6603 | 1.6634 | 1.6708 | 1.6773 | 1.6851 | 1.6926 | 1.6999 | 1.7068 | 1.7143 | 1.7214 | 1.7274 | 1.7327 | 1.7372 | 1.7412 | 1.7441 | 1.7464 | 1.7471 | 1.7465 | 1.7448 | 1.7429 | 1.7398 | 1.7359 | 1.7311 | 1.7257 | 1.7189 | 1.7114 | 1.7025 | 1.693 | 1.6816
F4_Residential_Single Family Regular Income_New_Secondary Heating_Natural Gas_Fireplace_E3 | F4 | Residential | Single Family Regular Income | New | Secondary Heating | Natural Gas | Fireplace | E3 | RVT BC Ratio | 1.6343 | 1.6383 | 1.6457 | 1.6519 | 1.6504 | 1.6535 | 1.6609 | 1.6672 | 1.6751 | 1.6825 | 1.6897 | 1.6966 | 1.704 | 1.711 | 1.7169 | 1.7222 | 1.7267 | 1.7307 | 1.7335 | 1.7358 | 1.7365 | 1.7359 | 1.7343 | 1.7324 | 1.7293 | 1.7253 | 1.7206 | 1.7152 | 1.7085 | 1.7011 | 1.6923 | 1.6828 | 1.6715
F4_Residential_Single Family Regular Income_New_Secondary Heating_Natural Gas_Fireplace_E4 | F4 | Residential | Single Family Regular Income | New | Secondary Heating | Natural Gas | Fireplace | E4 | RVT BC Ratio | 0 | 0 | 0 | 0 | 0 | 0 | 0 | 0 | 0 | 0 | 0 | 0 | 0 | 0 | 0 | 0 | 0 | 0 | 0 | 0 | 0 | 0 | 0 | 0 | 0 | 0 | 0 | 0 | 0 | 0 | 0 | 0 | 0
F4_Residential_Single Family Regular Income_New_Secondary Heating_Natural Gas_Fireplace_E5 | F4 | Residential | Single Family Regular Income | New | Secondary Heating | Natural Gas | Fireplace | E5 | RVT BC Ratio | 0 | 0 | 0 | 0 | 0 | 0 | 0 | 0 | 0 | 0 | 0 | 0 | 0 | 0 | 0 | 0 | 0 | 0 | 0 | 0 | 0 | 0 | 0 | 0 | 0 | 0 | 0 | 0 | 0 | 0 | 0 | 0 | 0
F4_Residential_Single Family Regular Income_New_Secondary Heating_Natural Gas_Fireplace_E6 | F4 | Residential | Single Family Regular Income | New | Secondary Heating | Natural Gas | Fireplace | E6 | RVT BC Ratio | 0 | 0 | 0 | 0 | 0 | 0 | 0 | 0 | 0 | 0 | 0 | 0 | 0 | 0 | 0 | 0 | 0 | 0 | 0 | 0 | 0 | 0 | 0 | 0 | 0 | 0 | 0 | 0 | 0 | 0 | 0 | 0 | 0
F4_Residential_Single Family Regular Income_New_Secondary Heating_Natural Gas_Fireplace_E7 | F4 | Residential | Single Family Regular Income | New | Secondary Heating | Natural Gas | Fireplace | E7 | RVT BC Ratio | 0 | 0 | 0 | 0 | 0 | 0 | 0 | 0 | 0 | 0 | 0 | 0 | 0 | 0 | 0 | 0 | 0 | 0 | 0 | 0 | 0 | 0 | 0 | 0 | 0 | 0 | 0 | 0 | 0 | 0 | 0 | 0 | 0
F4_Residential_Single Family Regular Income_New_Secondary Heating_Natural Gas_Fireplace_E8 | F4 | Residential | Single Family Regular Income | New | Secondary Heating | Natural Gas | Fireplace | E8 | RVT BC Ratio | 0 | 0 | 0 | 0 | 0 | 0 | 0 | 0 | 0 | 0 | 0 | 0 | 0 | 0 | 0 | 0 | 0 | 0 | 0 | 0 | 0 | 0 | 0 | 0 | 0 | 0 | 0 | 0 | 0 | 0 | 0 | 0 | 0
F4_Residential_Single Family Regular Income_New_Secondary Heating_Natural Gas_Fireplace_E9 | F4 | Residential | Single Family Regular Income | New | Secondary Heating | Natural Gas | Fireplace | E9 | RVT BC Ratio | 0 | 0 | 0 | 0 | 0 | 0 | 0 | 0 | 0 | 0 | 0 | 0 | 0 | 0 | 0 | 0 | 0 | 0 | 0 | 0 | 0 | 0 | 0 | 0 | 0 | 0 | 0 | 0 | 0 | 0 | 0 | 0 | 0
F4_Residential_Single Family Regular Income_New_Secondary Heating_Natural Gas_Fireplace_E10 | F4 | Residential | Single Family Regular Income | New | Secondary Heating | Natural Gas | Fireplace | E10 | RVT BC Ratio | 0 | 0 | 0 | 0 | 0 | 0 | 0 | 0 | 0 | 0 | 0 | 0 | 0 | 0 | 0 | 0 | 0 | 0 | 0 | 0 | 0 | 0 | 0 | 0 | 0 | 0 | 0 | 0 | 0 | 0 | 0 | 0 | 0
F5_Residential_Single Family Regular Income_New_Secondary Heating_Natural Gas_Fireplace_E1 | F5 | Residential | Single Family Regular Income | New | Secondary Heating | Natural Gas | Fireplace | E1 | RIM BC Ratio | bar: 2019 to 2051
F5_Residential_Single Family Regular Income_New_Secondary Heating_Natural Gas_Fireplace_E2 | F5 | Residential | Single Family Regular Income | New | Secondary Heating | Natural Gas | Fireplace | E2 | RIM BC Ratio | 0.64561 | 0.64639 | 0.64781 | 0.64901 | 0.64872 | 0.64931 | 0.65071 | 0.65191 | 0.65337 | 0.65475 | 0.65608 | 0.65734 | 0.65868 | 0.65994 | 0.661 | 0.66194 | 0.66273 | 0.66343 | 0.66394 | 0.66433 | 0.66445 | 0.66435 | 0.66406 | 0.66373 | 0.66319 | 0.6625 | 0.66166 | 0.6607 | 0.6595 | 0.65815 | 0.65655 | 0.65481 | 0.65271
F5_Residential_Single Family Regular Income_New_Secondary Heating_Natural Gas_Fireplace_E3 | F5 | Residential | Single Family Regular Income | New | Secondary Heating | Natural Gas | Fireplace | E3 | RIM BC Ratio | 0.64371 | 0.6445 | 0.64592 | 0.64712 | 0.64683 | 0.64742 | 0.64883 | 0.65003 | 0.6515 | 0.65288 | 0.65421 | 0.65547 | 0.65682 | 0.65809 | 0.65915 | 0.66009 | 0.66088 | 0.66158 | 0.66209 | 0.66248 | 0.6626 | 0.6625 | 0.66222 | 0.66188 | 0.66134 | 0.66064 | 0.6598 | 0.65884 | 0.65764 | 0.65629 | 0.65469 | 0.65294 | 0.65084
F5_Residential_Single Family Regular Income_New_Secondary Heating_Natural Gas_Fireplace_E4 | F5 | Residential | Single Family Regular Income | New | Secondary Heating | Natural Gas | Fireplace | E4 | RIM BC Ratio | 0 | 0 | 0 | 0 | 0 | 0 | 0 | 0 | 0 | 0 | 0 | 0 | 0 | 0 | 0 | 0 | 0 | 0 | 0 | 0 | 0 | 0 | 0 | 0 | 0 | 0 | 0 | 0 | 0 | 0 | 0 | 0 | 0
F5_Residential_Single Family Regular Income_New_Secondary Heating_Natural Gas_Fireplace_E5 | F5 | Residential | Single Family Regular Income | New | Secondary Heating | Natural Gas | Fireplace | E5 | RIM BC Ratio | 0 | 0 | 0 | 0 | 0 | 0 | 0 | 0 | 0 | 0 | 0 | 0 | 0 | 0 | 0 | 0 | 0 | 0 | 0 | 0 | 0 | 0 | 0 | 0 | 0 | 0 | 0 | 0 | 0 | 0 | 0 | 0 | 0
F5_Residential_Single Family Regular Income_New_Secondary Heating_Natural Gas_Fireplace_E6 | F5 | Residential | Single Family Regular Income | New | Secondary Heating | Natural Gas | Fireplace | E6 | RIM BC Ratio | 0 | 0 | 0 | 0 | 0 | 0 | 0 | 0 | 0 | 0 | 0 | 0 | 0 | 0 | 0 | 0 | 0 | 0 | 0 | 0 | 0 | 0 | 0 | 0 | 0 | 0 | 0 | 0 | 0 | 0 | 0 | 0 | 0
F5_Residential_Single Family Regular Income_New_Secondary Heating_Natural Gas_Fireplace_E7 | F5 | Residential | Single Family Regular Income | New | Secondary Heating | Natural Gas | Fireplace | E7 | RIM BC Ratio | 0 | 0 | 0 | 0 | 0 | 0 | 0 | 0 | 0 | 0 | 0 | 0 | 0 | 0 | 0 | 0 | 0 | 0 | 0 | 0 | 0 | 0 | 0 | 0 | 0 | 0 | 0 | 0 | 0 | 0 | 0 | 0 | 0
F5_Residential_Single Family Regular Income_New_Secondary Heating_Natural Gas_Fireplace_E8 | F5 | Residential | Single Family Regular Income | New | Secondary Heating | Natural Gas | Fireplace | E8 | RIM BC Ratio | 0 | 0 | 0 | 0 | 0 | 0 | 0 | 0 | 0 | 0 | 0 | 0 | 0 | 0 | 0 | 0 | 0 | 0 | 0 | 0 | 0 | 0 | 0 | 0 | 0 | 0 | 0 | 0 | 0 | 0 | 0 | 0 | 0
F5_Residential_Single Family Regular Income_New_Secondary Heating_Natural Gas_Fireplace_E9 | F5 | Residential | Single Family Regular Income | New | Secondary Heating | Natural Gas | Fireplace | E9 | RIM BC Ratio | 0 | 0 | 0 | 0 | 0 | 0 | 0 | 0 | 0 | 0 | 0 | 0 | 0 | 0 | 0 | 0 | 0 | 0 | 0 | 0 | 0 | 0 | 0 | 0 | 0 | 0 | 0 | 0 | 0 | 0 | 0 | 0 | 0
F5_Residential_Single Family Regular Income_New_Secondary Heating_Natural Gas_Fireplace_E10 | F5 | Residential | Single Family Regular Income | New | Secondary Heating | Natural Gas | Fireplace | E10 | RIM BC Ratio | 0 | 0 | 0 | 0 | 0 | 0 | 0 | 0 | 0 | 0 | 0 | 0 | 0 | 0 | 0 | 0 | 0 | 0 | 0 | 0 | 0 | 0 | 0 | 0 | 0 | 0 | 0 | 0 | 0 | 0 | 0 | 0 | 0
F0_Residential_Single Family Regular Income_New_Water Heating_Natural Gas_Water Heater (<= 55 gal)_E0 | F0 | Residential | Single Family Regular Income | New | Water Heating | Natural Gas | Water Heater (<= 55 gal) | E0 | Economic Unit | UEF 0.87 (Instantaneous, ENERGY STAR 4.0) | UEF 0.87 (Instantaneous, ENERGY STAR 4.0) | UEF 0.87 (Instantaneous, ENERGY STAR 4.0) | UEF 0.87 (Instantaneous, ENERGY STAR 4.0) | UEF 0.64 (ENERGY STAR 4.0) | UEF 1.0+ (Gas-Fired HPWH) | UEF 1.0+ (Gas-Fired HPWH) | UEF 1.0+ (Gas-Fired HPWH) | UEF 1.0+ (Gas-Fired HPWH) | UEF 1.0+ (Gas-Fired HPWH) | UEF 1.0+ (Gas-Fired HPWH) | UEF 1.0+ (Gas-Fired HPWH) | UEF 1.0+ (Gas-Fired HPWH) | UEF 1.0+ (Gas-Fired HPWH) | UEF 1.0+ (Gas-Fired HPWH) | UEF 1.0+ (Gas-Fired HPWH) | UEF 1.0+ (Gas-Fired HPWH) | UEF 1.0+ (Gas-Fired HPWH) | UEF 1.0+ (Gas-Fired HPWH) | UEF 1.0+ (Gas-Fired HPWH) | UEF 1.0+ (Gas-Fired HPWH) | UEF 1.0+ (Gas-Fired HPWH) | UEF 1.0+ (Gas-Fired HPWH) | UEF 1.0+ (Gas-Fired HPWH) | UEF 1.0+ (Gas-Fired HPWH) | UEF 1.0+ (Gas-Fired HPWH) | UEF 1.0+ (Gas-Fired HPWH) | UEF 1.0+ (Gas-Fired HPWH) | UEF 1.0+ (Gas-Fired HPWH) | UEF 1.0+ (Gas-Fired HPWH) | UEF 1.0+ (Gas-Fired HPWH) | UEF 1.0+ (Gas-Fired HPWH) | UEF 1.0+ (Gas-Fired HPWH)
F1_Residential_Single Family Regular Income_New_Water Heating_Natural Gas_Water Heater (<= 55 gal)_E1 | F1 | Residential | Single Family Regular Income | New | Water Heating | Natural Gas | Water Heater (<= 55 gal) | E1 | CCE | 0 | 0 | 0 | 0 | 0 | 0 | 0 | 0 | 0 | 0 | 0 | 0 | 0 | 0 | 0 | 0 | 0 | 0 | 0 | 0 | 0 | 0 | 0 | 0 | 0 | 0 | 0 | 0 | 0 | 0 | 0 | 0 | 0
F1_Residential_Single Family Regular Income_New_Water Heating_Natural Gas_Water Heater (<= 55 gal)_E2 | F1 | Residential | Single Family Regular Income | New | Water Heating | Natural Gas | Water Heater (<= 55 gal) | E2 | CCE | 1.1955 | 1.2323 | 1.2073 | 1.1067 | 1.1067 | 0 | 0 | 0 | 0 | 0 | 0 | 0 | 0 | 0 | 0 | 0 | 0 | 0 | 0 | 0 | 0 | 0 | 0 | 0 | 0 | 0 | 0 | 0 | 0 | 0 | 0 | 0 | 0
F1_Residential_Single Family Regular Income_New_Water Heating_Natural Gas_Water Heater (<= 55 gal)_E3 | F1 | Residential | Single Family Regular Income | New | Water Heating | Natural Gas | Water Heater (<= 55 gal) | E3 | CCE | 6.7267 | 6.9336 | 6.7929 | 6.2273 | 6.2273 | 0 | 0 | 0 | 0 | 0 | 0 | 0 | 0 | 0 | 0 | 0 | 0 | 0 | 0 | 0 | 0 | 0 | 0 | 0 | 0 | 0 | 0 | 0 | 0 | 0 | 0 | 0 | 0
F1_Residential_Single Family Regular Income_New_Water Heating_Natural Gas_Water Heater (<= 55 gal)_E4 | F1 | Residential | Single Family Regular Income | New | Water Heating | Natural Gas | Water Heater (<= 55 gal) | E4 | CCE | 1.2458 | 1.2841 | 1.2581 | 1.1533 | 1.1533 | 0 | 0 | 0 | 0 | 0 | 0 | 0 | 0 | 0 | 0 | 0 | 0 | 0 | 0 | 0 | 0 | 0 | 0 | 0 | 0 | 0 | 0 | 0 | 0 | 0 | 0 | 0 | 0
F1_Residential_Single Family Regular Income_New_Water Heating_Natural Gas_Water Heater (<= 55 gal)_E5 | F1 | Residential | Single Family Regular Income | New | Water Heating | Natural Gas | Water Heater (<= 55 gal) | E5 | CCE | 1.6221 | 1.672 | 1.6381 | 1.5017 | 1.5017 | 0 | 0 | 0 | 0 | 0 | 0 | 0 | 0 | 0 | 0 | 0 | 0 | 0 | 0 | 0 | 0 | 0 | 0 | 0 | 0 | 0 | 0 | 0 | 0 | 0 | 0 | 0 | 0
F1_Residential_Single Family Regular Income_New_Water Heating_Natural Gas_Water Heater (<= 55 gal)_E6 | F1 | Residential | Single Family Regular Income | New | Water Heating | Natural Gas | Water Heater (<= 55 gal) | E6 | CCE | 6.9699 | 7.1844 | 7.0385 | 6.4525 | 6.4525 | 0 | 0 | 0 | 0 | 0 | 0 | 0 | 0 | 0 | 0 | 0 | 0 | 0 | 0 | 0 | 0 | 0 | 0 | 0 | 0 | 0 | 0 | 0 | 0 | 0 | 0 | 0 | 0
F1_Residential_Single Family Regular Income_New_Water Heating_Natural Gas_Water Heater (<= 55 gal)_E7 | F1 | Residential | Single Family Regular Income | New | Water Heating | Natural Gas | Water Heater (<= 55 gal) | E7 | CCE | 0 | 0 | 0 | 0 | 6.5193 | 6.8189 | 6.8189 | 6.8189 | 6.8189 | 6.8189 | 6.8189 | 6.8189 | 6.8189 | 6.8189 | 6.8189 | 6.8189 | 6.8189 | 6.8189 | 6.8189 | 6.8189 | 6.8189 | 6.8189 | 6.8189 | 6.8189 | 6.8189 | 6.8189 | 6.8189 | 6.8189 | 6.8189 | 6.8189 | 6.8189 | 6.8189 | 6.8189
F1_Residential_Single Family Regular Income_New_Water Heating_Natural Gas_Water Heater (<= 55 gal)_E8 | F1 | Residential | Single Family Regular Income | New | Water Heating | Natural Gas | Water Heater (<= 55 gal) | E8 | CCE | 0 | 0 | 0 | 0 | 0 | 0 | 0 | 0 | 0 | 0 | 0 | 0 | 0 | 0 | 0 | 0 | 0 | 0 | 0 | 0 | 0 | 0 | 0 | 0 | 0 | 0 | 0 | 0 | 0 | 0 | 0 | 0 | 0
F1_Residential_Single Family Regular Income_New_Water Heating_Natural Gas_Water Heater (<= 55 gal)_E9 | F1 | Residential | Single Family Regular Income | New | Water Heating | Natural Gas | Water Heater (<= 55 gal) | E9 | CCE | 0 | 0 | 0 | 0 | 0 | 0 | 0 | 0 | 0 | 0 | 0 | 0 | 0 | 0 | 0 | 0 | 0 | 0 | 0 | 0 | 0 | 0 | 0 | 0 | 0 | 0 | 0 | 0 | 0 | 0 | 0 | 0 | 0
F1_Residential_Single Family Regular Income_New_Water Heating_Natural Gas_Water Heater (<= 55 gal)_E10 | F1 | Residential | Single Family Regular Income | New | Water Heating | Natural Gas | Water Heater (<= 55 gal) | E10 | CCE | 0 | 0 | 0 | 0 | 0 | 0 | 0 | 0 | 0 | 0 | 0 | 0 | 0 | 0 | 0 | 0 | 0 | 0 | 0 | 0 | 0 | 0 | 0 | 0 | 0 | 0 | 0 | 0 | 0 | 0 | 0 | 0 | 0
F2_Residential_Single Family Regular Income_New_Water Heating_Natural Gas_Water Heater (<= 55 gal)_E1 | F2 | Residential | Single Family Regular Income | New | Water Heating | Natural Gas | Water Heater (<= 55 gal) | E1 | TRC BC Ratio | 1 | 1 | 1 | 1 | 1 | 0 | 0 | 0 | 0 | 0 | 0 | 0 | 0 | 0 | 0 | 0 | 0 | 0 | 0 | 0 | 0 | 0 | 0 | 0 | 0 | 0 | 0 | 0 | 0 | 0 | 0 | 0 | 0
F2_Residential_Single Family Regular Income_New_Water Heating_Natural Gas_Water Heater (<= 55 gal)_E2 | F2 | Residential | Single Family Regular Income | New | Water Heating | Natural Gas | Water Heater (<= 55 gal) | E2 | TRC BC Ratio | 1.0934 | 1.0966 | 1.1038 | 1.1099 | 1.1074 | 0 | 0 | 0 | 0 | 0 | 0 | 0 | 0 | 0 | 0 | 0 | 0 | 0 | 0 | 0 | 0 | 0 | 0 | 0 | 0 | 0 | 0 | 0 | 0 | 0 | 0 | 0 | 0
F2_Residential_Single Family Regular Income_New_Water Heating_Natural Gas_Water Heater (<= 55 gal)_E3 | F2 | Residential | Single Family Regular Income | New | Water Heating | Natural Gas | Water Heater (<= 55 gal) | E3 | TRC BC Ratio | 0.19433 | 0.1949 | 0.19617 | 0.19725 | 0.19681 | 0 | 0 | 0 | 0 | 0 | 0 | 0 | 0 | 0 | 0 | 0 | 0 | 0 | 0 | 0 | 0 | 0 | 0 | 0 | 0 | 0 | 0 | 0 | 0 | 0 | 0 | 0 | 0
F2_Residential_Single Family Regular Income_New_Water Heating_Natural Gas_Water Heater (<= 55 gal)_E4 | F2 | Residential | Single Family Regular Income | New | Water Heating | Natural Gas | Water Heater (<= 55 gal) | E4 | TRC BC Ratio | 1.006 | 1.0042 | 1.0082 | 1.0103 | 0.99964 | 0 | 0 | 0 | 0 | 0 | 0 | 0 | 0 | 0 | 0 | 0 | 0 | 0 | 0 | 0 | 0 | 0 | 0 | 0 | 0 | 0 | 0 | 0 | 0 | 0 | 0 | 0 | 0
F2_Residential_Single Family Regular Income_New_Water Heating_Natural Gas_Water Heater (<= 55 gal)_E5 | F2 | Residential | Single Family Regular Income | New | Water Heating | Natural Gas | Water Heater (<= 55 gal) | E5 | TRC BC Ratio | 0.77668 | 0.77575 | 0.77909 | 0.78105 | 0.7736 | 0 | 0 | 0 | 0 | 0 | 0 | 0 | 0 | 0 | 0 | 0 | 0 | 0 | 0 | 0 | 0 | 0 | 0 | 0 | 0 | 0 | 0 | 0 | 0 | 0 | 0 | 0 | 0
F2_Residential_Single Family Regular Income_New_Water Heating_Natural Gas_Water Heater (<= 55 gal)_E6 | F2 | Residential | Single Family Regular Income | New | Water Heating | Natural Gas | Water Heater (<= 55 gal) | E6 | TRC BC Ratio | 0.18755 | 0.1881 | 0.18933 | 0.19036 | 0.18994 | 1 | 1 | 1 | 1 | 1 | 1 | 1 | 1 | 1 | 1 | 1 | 1 | 1 | 1 | 1 | 1 | 1 | 1 | 1 | 1 | 1 | 1 | 1 | 1 | 1 | 1 | 1 | 1
F2_Residential_Single Family Regular Income_New_Water Heating_Natural Gas_Water Heater (<= 55 gal)_E7 | F2 | Residential | Single Family Regular Income | New | Water Heating | Natural Gas | Water Heater (<= 55 gal) | E7 | TRC BC Ratio | 0 | 0 | 0 | 0 | 0.1897 | 0.18968 | 0.19188 | 0.19361 | 0.19567 | 0.19773 | 0.19984 | 0.20187 | 0.20409 | 0.2066 | 0.20942 | 0.21266 | 0.21631 | 0.21992 | 0.22328 | 0.22632 | 0.22883 | 0.23077 | 0.23185 | 0.23221 | 0.23233 | 0.23235 | 0.2324 | 0.23254 | 0.23238 | 0.23201 | 0.23126 | 0.23032 | 0.22905
F2_Residential_Single Family Regular Income_New_Water Heating_Natural Gas_Water Heater (<= 55 gal)_E8 | F2 | Residential | Single Family Regular Income | New | Water Heating | Natural Gas | Water Heater (<= 55 gal) | E8 | TRC BC Ratio | 0 | 0 | 0 | 0 | 0 | 0 | 0 | 0 | 0 | 0 | 0 | 0 | 0 | 0 | 0 | 0 | 0 | 0 | 0 | 0 | 0 | 0 | 0 | 0 | 0 | 0 | 0 | 0 | 0 | 0 | 0 | 0 | 0
F2_Residential_Single Family Regular Income_New_Water Heating_Natural Gas_Water Heater (<= 55 gal)_E9 | F2 | Residential | Single Family Regular Income | New | Water Heating | Natural Gas | Water Heater (<= 55 gal) | E9 | TRC BC Ratio | 0 | 0 | 0 | 0 | 0 | 0 | 0 | 0 | 0 | 0 | 0 | 0 | 0 | 0 | 0 | 0 | 0 | 0 | 0 | 0 | 0 | 0 | 0 | 0 | 0 | 0 | 0 | 0 | 0 | 0 | 0 | 0 | 0
F2_Residential_Single Family Regular Income_New_Water Heating_Natural Gas_Water Heater (<= 55 gal)_E10 | F2 | Residential | Single Family Regular Income | New | Water Heating | Natural Gas | Water Heater (<= 55 gal) | E10 | TRC BC Ratio | 0 | 0 | 0 | 0 | 0 | 0 | 0 | 0 | 0 | 0 | 0 | 0 | 0 | 0 | 0 | 0 | 0 | 0 | 0 | 0 | 0 | 0 | 0 | 0 | 0 | 0 | 0 | 0 | 0 | 0 | 0 | 0 | 0
F3_Residential_Single Family Regular Income_New_Water Heating_Natural Gas_Water Heater (<= 55 gal)_E1 | F3 | Residential | Single Family Regular Income | New | Water Heating | Natural Gas | Water Heater (<= 55 gal) | E1 | PACT BC Ratio | 1 | 1 | 1 | 1 | 1 | 0 | 0 | 0 | 0 | 0 | 0 | 0 | 0 | 0 | 0 | 0 | 0 | 0 | 0 | 0 | 0 | 0 | 0 | 0 | 0 | 0 | 0 | 0 | 0 | 0 | 0 | 0 | 0
F3_Residential_Single Family Regular Income_New_Water Heating_Natural Gas_Water Heater (<= 55 gal)_E2 | F3 | Residential | Single Family Regular Income | New | Water Heating | Natural Gas | Water Heater (<= 55 gal) | E2 | PACT BC Ratio | 1.0934 | 1.0966 | 1.1038 | 1.1099 | 1.1074 | 0 | 0 | 0 | 0 | 0 | 0 | 0 | 0 | 0 | 0 | 0 | 0 | 0 | 0 | 0 | 0 | 0 | 0 | 0 | 0 | 0 | 0 | 0 | 0 | 0 | 0 | 0 | 0
F3_Residential_Single Family Regular Income_New_Water Heating_Natural Gas_Water Heater (<= 55 gal)_E3 | F3 | Residential | Single Family Regular Income | New | Water Heating | Natural Gas | Water Heater (<= 55 gal) | E3 | PACT BC Ratio | 0.19433 | 0.1949 | 0.19617 | 0.19725 | 0.19681 | 0 | 0 | 0 | 0 | 0 | 0 | 0 | 0 | 0 | 0 | 0 | 0 | 0 | 0 | 0 | 0 | 0 | 0 | 0 | 0 | 0 | 0 | 0 | 0 | 0 | 0 | 0 | 0
F3_Residential_Single Family Regular Income_New_Water Heating_Natural Gas_Water Heater (<= 55 gal)_E4 | F3 | Residential | Single Family Regular Income | New | Water Heating | Natural Gas | Water Heater (<= 55 gal) | E4 | PACT BC Ratio | 1.006 | 1.0042 | 1.0082 | 1.0103 | 0.99964 | 0 | 0 | 0 | 0 | 0 | 0 | 0 | 0 | 0 | 0 | 0 | 0 | 0 | 0 | 0 | 0 | 0 | 0 | 0 | 0 | 0 | 0 | 0 | 0 | 0 | 0 | 0 | 0
F3_Residential_Single Family Regular Income_New_Water Heating_Natural Gas_Water Heater (<= 55 gal)_E5 | F3 | Residential | Single Family Regular Income | New | Water Heating | Natural Gas | Water Heater (<= 55 gal) | E5 | PACT BC Ratio | 0.77668 | 0.77575 | 0.77909 | 0.78105 | 0.7736 | 0 | 0 | 0 | 0 | 0 | 0 | 0 | 0 | 0 | 0 | 0 | 0 | 0 | 0 | 0 | 0 | 0 | 0 | 0 | 0 | 0 | 0 | 0 | 0 | 0 | 0 | 0 | 0
F3_Residential_Single Family Regular Income_New_Water Heating_Natural Gas_Water Heater (<= 55 gal)_E6 | F3 | Residential | Single Family Regular Income | New | Water Heating | Natural Gas | Water Heater (<= 55 gal) | E6 | PACT BC Ratio | 0.18755 | 0.1881 | 0.18933 | 0.19036 | 0.18994 | 1 | 1 | 1 | 1 | 1 | 1 | 1 | 1 | 1 | 1 | 1 | 1 | 1 | 1 | 1 | 1 | 1 | 1 | 1 | 1 | 1 | 1 | 1 | 1 | 1 | 1 | 1 | 1
F3_Residential_Single Family Regular Income_New_Water Heating_Natural Gas_Water Heater (<= 55 gal)_E7 | F3 | Residential | Single Family Regular Income | New | Water Heating | Natural Gas | Water Heater (<= 55 gal) | E7 | PACT BC Ratio | 0 | 0 | 0 | 0 | 0.1897 | 0.18968 | 0.19188 | 0.19361 | 0.19567 | 0.19773 | 0.19984 | 0.20187 | 0.20409 | 0.2066 | 0.20942 | 0.21266 | 0.21631 | 0.21992 | 0.22328 | 0.22632 | 0.22883 | 0.23077 | 0.23185 | 0.23221 | 0.23233 | 0.23235 | 0.2324 | 0.23254 | 0.23238 | 0.23201 | 0.23126 | 0.23032 | 0.22905
F3_Residential_Single Family Regular Income_New_Water Heating_Natural Gas_Water Heater (<= 55 gal)_E8 | F3 | Residential | Single Family Regular Income | New | Water Heating | Natural Gas | Water Heater (<= 55 gal) | E8 | PACT BC Ratio | 0 | 0 | 0 | 0 | 0 | 0 | 0 | 0 | 0 | 0 | 0 | 0 | 0 | 0 | 0 | 0 | 0 | 0 | 0 | 0 | 0 | 0 | 0 | 0 | 0 | 0 | 0 | 0 | 0 | 0 | 0 | 0 | 0
F3_Residential_Single Family Regular Income_New_Water Heating_Natural Gas_Water Heater (<= 55 gal)_E9 | F3 | Residential | Single Family Regular Income | New | Water Heating | Natural Gas | Water Heater (<= 55 gal) | E9 | PACT BC Ratio | 0 | 0 | 0 | 0 | 0 | 0 | 0 | 0 | 0 | 0 | 0 | 0 | 0 | 0 | 0 | 0 | 0 | 0 | 0 | 0 | 0 | 0 | 0 | 0 | 0 | 0 | 0 | 0 | 0 | 0 | 0 | 0 | 0
F3_Residential_Single Family Regular Income_New_Water Heating_Natural Gas_Water Heater (<= 55 gal)_E10 | F3 | Residential | Single Family Regular Income | New | Water Heating | Natural Gas | Water Heater (<= 55 gal) | E10 | PACT BC Ratio | 0 | 0 | 0 | 0 | 0 | 0 | 0 | 0 | 0 | 0 | 0 | 0 | 0 | 0 | 0 | 0 | 0 | 0 | 0 | 0 | 0 | 0 | 0 | 0 | 0 | 0 | 0 | 0 | 0 | 0 | 0 | 0 | 0
F4_Residential_Single Family Regular Income_New_Water Heating_Natural Gas_Water Heater (<= 55 gal)_E1 | F4 | Residential | Single Family Regular Income | New | Water Heating | Natural Gas | Water Heater (<= 55 gal) | E1 | RVT BC Ratio | 1 | 1 | 1 | 1 | 1 | 0 | 0 | 0 | 0 | 0 | 0 | 0 | 0 | 0 | 0 | 0 | 0 | 0 | 0 | 0 | 0 | 0 | 0 | 0 | 0 | 0 | 0 | 0 | 0 | 0 | 0 | 0 | 0
F4_Residential_Single Family Regular Income_New_Water Heating_Natural Gas_Water Heater (<= 55 gal)_E2 | F4 | Residential | Single Family Regular Income | New | Water Heating | Natural Gas | Water Heater (<= 55 gal) | E2 | RVT BC Ratio | 2.31 | 2.3138 | 2.3224 | 2.3297 | 2.3267 | 0 | 0 | 0 | 0 | 0 | 0 | 0 | 0 | 0 | 0 | 0 | 0 | 0 | 0 | 0 | 0 | 0 | 0 | 0 | 0 | 0 | 0 | 0 | 0 | 0 | 0 | 0 | 0
F4_Residential_Single Family Regular Income_New_Water Heating_Natural Gas_Water Heater (<= 55 gal)_E3 | F4 | Residential | Single Family Regular Income | New | Water Heating | Natural Gas | Water Heater (<= 55 gal) | E3 | RVT BC Ratio | 1.2328 | 1.2335 | 1.235 | 1.2363 | 1.2358 | 0 | 0 | 0 | 0 | 0 | 0 | 0 | 0 | 0 | 0 | 0 | 0 | 0 | 0 | 0 | 0 | 0 | 0 | 0 | 0 | 0 | 0 | 0 | 0 | 0 | 0 | 0 | 0
F4_Residential_Single Family Regular Income_New_Water Heating_Natural Gas_Water Heater (<= 55 gal)_E4 | F4 | Residential | Single Family Regular Income | New | Water Heating | Natural Gas | Water Heater (<= 55 gal) | E4 | RVT BC Ratio | 2.2053 | 2.2032 | 2.2079 | 2.2105 | 2.1976 | 0 | 0 | 0 | 0 | 0 | 0 | 0 | 0 | 0 | 0 | 0 | 0 | 0 | 0 | 0 | 0 | 0 | 0 | 0 | 0 | 0 | 0 | 0 | 0 | 0 | 0 | 0 | 0
F4_Residential_Single Family Regular Income_New_Water Heating_Natural Gas_Water Heater (<= 55 gal)_E5 | F4 | Residential | Single Family Regular Income | New | Water Heating | Natural Gas | Water Heater (<= 55 gal) | E5 | RVT BC Ratio | 1.9305 | 1.9294 | 1.9334 | 1.9357 | 1.9268 | 0 | 0 | 0 | 0 | 0 | 0 | 0 | 0 | 0 | 0 | 0 | 0 | 0 | 0 | 0 | 0 | 0 | 0 | 0 | 0 | 0 | 0 | 0 | 0 | 0 | 0 | 0 | 0
F4_Residential_Single Family Regular Income_New_Water Heating_Natural Gas_Water Heater (<= 55 gal)_E6 | F4 | Residential | Single Family Regular Income | New | Water Heating | Natural Gas | Water Heater (<= 55 gal) | E6 | RVT BC Ratio | 1.2247 | 1.2254 | 1.2268 | 1.2281 | 1.2276 | 1 | 1 | 1 | 1 | 1 | 1 | 1 | 1 | 1 | 1 | 1 | 1 | 1 | 1 | 1 | 1 | 1 | 1 | 1 | 1 | 1 | 1 | 1 | 1 | 1 | 1 | 1 | 1
F4_Residential_Single Family Regular Income_New_Water Heating_Natural Gas_Water Heater (<= 55 gal)_E7 | F4 | Residential | Single Family Regular Income | New | Water Heating | Natural Gas | Water Heater (<= 55 gal) | E7 | RVT BC Ratio | 0 | 0 | 0 | 0 | 1.2273 | 1.2272 | 1.2299 | 1.232 | 1.2344 | 1.2369 | 1.2394 | 1.2419 | 1.2445 | 1.2475 | 1.2509 | 1.2548 | 1.2592 | 1.2635 | 1.2675 | 1.2712 | 1.2742 | 1.2765 | 1.2778 | 1.2782 | 1.2783 | 1.2784 | 1.2784 | 1.2786 | 1.2784 | 1.278 | 1.2771 | 1.2759 | 1.2744
F4_Residential_Single Family Regular Income_New_Water Heating_Natural Gas_Water Heater (<= 55 gal)_E8 | F4 | Residential | Single Family Regular Income | New | Water Heating | Natural Gas | Water Heater (<= 55 gal) | E8 | RVT BC Ratio | 0 | 0 | 0 | 0 | 0 | 0 | 0 | 0 | 0 | 0 | 0 | 0 | 0 | 0 | 0 | 0 | 0 | 0 | 0 | 0 | 0 | 0 | 0 | 0 | 0 | 0 | 0 | 0 | 0 | 0 | 0 | 0 | 0
F4_Residential_Single Family Regular Income_New_Water Heating_Natural Gas_Water Heater (<= 55 gal)_E9 | F4 | Residential | Single Family Regular Income | New | Water Heating | Natural Gas | Water Heater (<= 55 gal) | E9 | RVT BC Ratio | 0 | 0 | 0 | 0 | 0 | 0 | 0 | 0 | 0 | 0 | 0 | 0 | 0 | 0 | 0 | 0 | 0 | 0 | 0 | 0 | 0 | 0 | 0 | 0 | 0 | 0 | 0 | 0 | 0 | 0 | 0 | 0 | 0
F4_Residential_Single Family Regular Income_New_Water Heating_Natural Gas_Water Heater (<= 55 gal)_E10 | F4 | Residential | Single Family Regular Income | New | Water Heating | Natural Gas | Water Heater (<= 55 gal) | E10 | RVT BC Ratio | 0 | 0 | 0 | 0 | 0 | 0 | 0 | 0 | 0 | 0 | 0 | 0 | 0 | 0 | 0 | 0 | 0 | 0 | 0 | 0 | 0 | 0 | 0 | 0 | 0 | 0 | 0 | 0 | 0 | 0 | 0 | 0 | 0
F5_Residential_Single Family Regular Income_New_Water Heating_Natural Gas_Water Heater (<= 55 gal)_E1 | F5 | Residential | Single Family Regular Income | New | Water Heating | Natural Gas | Water Heater (<= 55 gal) | E1 | RIM BC Ratio | 1 | 1 | 1 | 1 | 1 | 0 | 0 | 0 | 0 | 0 | 0 | 0 | 0 | 0 | 0 | 0 | 0 | 0 | 0 | 0 | 0 | 0 | 0 | 0 | 0 | 0 | 0 | 0 | 0 | 0 | 0 | 0 | 0
F5_Residential_Single Family Regular Income_New_Water Heating_Natural Gas_Water Heater (<= 55 gal)_E2 | F5 | Residential | Single Family Regular Income | New | Water Heating | Natural Gas | Water Heater (<= 55 gal) | E2 | RIM BC Ratio | 0.52276 | 0.52349 | 0.52512 | 0.52648 | 0.52593 | 0 | 0 | 0 | 0 | 0 | 0 | 0 | 0 | 0 | 0 | 0 | 0 | 0 | 0 | 0 | 0 | 0 | 0 | 0 | 0 | 0 | 0 | 0 | 0 | 0 | 0 | 0 | 0
F5_Residential_Single Family Regular Income_New_Water Heating_Natural Gas_Water Heater (<= 55 gal)_E3 | F5 | Residential | Single Family Regular Income | New | Water Heating | Natural Gas | Water Heater (<= 55 gal) | E3 | RIM BC Ratio | 0.16275 | 0.16315 | 0.16404 | 0.16479 | 0.16449 | 0 | 0 | 0 | 0 | 0 | 0 | 0 | 0 | 0 | 0 | 0 | 0 | 0 | 0 | 0 | 0 | 0 | 0 | 0 | 0 | 0 | 0 | 0 | 0 | 0 | 0 | 0 | 0
F5_Residential_Single Family Regular Income_New_Water Heating_Natural Gas_Water Heater (<= 55 gal)_E4 | F5 | Residential | Single Family Regular Income | New | Water Heating | Natural Gas | Water Heater (<= 55 gal) | E4 | RIM BC Ratio | 0.50191 | 0.50146 | 0.50246 | 0.50298 | 0.50031 | 0 | 0 | 0 | 0 | 0 | 0 | 0 | 0 | 0 | 0 | 0 | 0 | 0 | 0 | 0 | 0 | 0 | 0 | 0 | 0 | 0 | 0 | 0 | 0 | 0 | 0 | 0 | 0
F5_Residential_Single Family Regular Income_New_Water Heating_Natural Gas_Water Heater (<= 55 gal)_E5 | F5 | Residential | Single Family Regular Income | New | Water Heating | Natural Gas | Water Heater (<= 55 gal) | E5 | RIM BC Ratio | 0.43746 | 0.43717 | 0.43823 | 0.43884 | 0.43648 | 0 | 0 | 0 | 0 | 0 | 0 | 0 | 0 | 0 | 0 | 0 | 0 | 0 | 0 | 0 | 0 | 0 | 0 | 0 | 0 | 0 | 0 | 0 | 0 | 0 | 0 | 0 | 0
F5_Residential_Single Family Regular Income_New_Water Heating_Natural Gas_Water Heater (<= 55 gal)_E6 | F5 | Residential | Single Family Regular Income | New | Water Heating | Natural Gas | Water Heater (<= 55 gal) | E6 | RIM BC Ratio | 0.15797 | 0.15836 | 0.15923 | 0.15996 | 0.15966 | 1 | 1 | 1 | 1 | 1 | 1 | 1 | 1 | 1 | 1 | 1 | 1 | 1 | 1 | 1 | 1 | 1 | 1 | 1 | 1 | 1 | 1 | 1 | 1 | 1 | 1 | 1 | 1
F5_Residential_Single Family Regular Income_New_Water Heating_Natural Gas_Water Heater (<= 55 gal)_E7 | F5 | Residential | Single Family Regular Income | New | Water Heating | Natural Gas | Water Heater (<= 55 gal) | E7 | RIM BC Ratio | 0 | 0 | 0 | 0 | 0.15949 | 0.15948 | 0.16103 | 0.16225 | 0.16369 | 0.16513 | 0.1666 | 0.16801 | 0.16954 | 0.17127 | 0.17321 | 0.17542 | 0.17789 | 0.18033 | 0.18258 | 0.18461 | 0.18628 | 0.18756 | 0.18827 | 0.18851 | 0.18859 | 0.1886 | 0.18864 | 0.18873 | 0.18862 | 0.18838 | 0.18788 | 0.18726 | 0.18642
F5_Residential_Single Family Regular Income_New_Water Heating_Natural Gas_Water Heater (<= 55 gal)_E8 | F5 | Residential | Single Family Regular Income | New | Water Heating | Natural Gas | Water Heater (<= 55 gal) | E8 | RIM BC Ratio | 0 | 0 | 0 | 0 | 0 | 0 | 0 | 0 | 0 | 0 | 0 | 0 | 0 | 0 | 0 | 0 | 0 | 0 | 0 | 0 | 0 | 0 | 0 | 0 | 0 | 0 | 0 | 0 | 0 | 0 | 0 | 0 | 0
F5_Residential_Single Family Regular Income_New_Water Heating_Natural Gas_Water Heater (<= 55 gal)_E9 | F5 | Residential | Single Family Regular Income | New | Water Heating | Natural Gas | Water Heater (<= 55 gal) | E9 | RIM BC Ratio | 0 | 0 | 0 | 0 | 0 | 0 | 0 | 0 | 0 | 0 | 0 | 0 | 0 | 0 | 0 | 0 | 0 | 0 | 0 | 0 | 0 | 0 | 0 | 0 | 0 | 0 | 0 | 0 | 0 | 0 | 0 | 0 | 0
F5_Residential_Single Family Regular Income_New_Water Heating_Natural Gas_Water Heater (<= 55 gal)_E10 | F5 | Residential | Single Family Regular Income | New | Water Heating | Natural Gas | Water Heater (<= 55 gal) | E10 | RIM BC Ratio | 0 | 0 | 0 | 0 | 0 | 0 | 0 | 0 | 0 | 0 | 0 | 0 | 0 | 0 | 0 | 0 | 0 | 0 | 0 | 0 | 0 | 0 | 0 | 0 | 0 | 0 | 0 | 0 | 0 | 0 | 0 | 0 | 0
F0_Residential_Single Family Regular Income_New_Water Heating_Natural Gas_Water Heater (> 55 gal)_E0 | F0 | Residential | Single Family Regular Income | New | Water Heating | Natural Gas | Water Heater (> 55 gal) | E0 | Economic Unit | UEF 0.76 (Standard) | UEF 0.76 (Standard) | UEF 0.76 (Standard) | UEF 0.76 (Standard) | UEF 0.76 (Standard) | UEF 1.0+ (Gas-Fired HPWH) | UEF 1.0+ (Gas-Fired HPWH) | UEF 1.0+ (Gas-Fired HPWH) | UEF 1.0+ (Gas-Fired HPWH) | UEF 1.0+ (Gas-Fired HPWH) | UEF 1.0+ (Gas-Fired HPWH) | UEF 1.0+ (Gas-Fired HPWH) | UEF 1.0+ (Gas-Fired HPWH) | UEF 1.0+ (Gas-Fired HPWH) | UEF 1.0+ (Gas-Fired HPWH) | UEF 1.0+ (Gas-Fired HPWH) | UEF 1.0+ (Gas-Fired HPWH) | UEF 1.0+ (Gas-Fired HPWH) | UEF 1.0+ (Gas-Fired HPWH) | UEF 1.0+ (Gas-Fired HPWH) | UEF 1.0+ (Gas-Fired HPWH) | UEF 1.0+ (Gas-Fired HPWH) | UEF 1.0+ (Gas-Fired HPWH) | UEF 1.0+ (Gas-Fired HPWH) | UEF 1.0+ (Gas-Fired HPWH) | UEF 1.0+ (Gas-Fired HPWH) | UEF 1.0+ (Gas-Fired HPWH) | UEF 1.0+ (Gas-Fired HPWH) | UEF 1.0+ (Gas-Fired HPWH) | UEF 1.0+ (Gas-Fired HPWH) | UEF 1.0+ (Gas-Fired HPWH) | UEF 1.0+ (Gas-Fired HPWH) | UEF 1.0+ (Gas-Fired HPWH)
F1_Residential_Single Family Regular Income_New_Water Heating_Natural Gas_Water Heater (> 55 gal)_E1 | F1 | Residential | Single Family Regular Income | New | Water Heating | Natural Gas | Water Heater (> 55 gal) | E1 | CCE | 0 | 0 | 0 | 0 | 0 | 0 | 0 | 0 | 0 | 0 | 0 | 0 | 0 | 0 | 0 | 0 | 0 | 0 | 0 | 0 | 0 | 0 | 0 | 0 | 0 | 0 | 0 | 0 | 0 | 0 | 0 | 0 | 0
F1_Residential_Single Family Regular Income_New_Water Heating_Natural Gas_Water Heater (> 55 gal)_E2 | F1 | Residential | Single Family Regular Income | New | Water Heating | Natural Gas | Water Heater (> 55 gal) | E2 | CCE | 5.0266 | 5.1813 | 5.0761 | 4.6535 | 4.6535 | 0 | 0 | 0 | 0 | 0 | 0 | 0 | 0 | 0 | 0 | 0 | 0 | 0 | 0 | 0 | 0 | 0 | 0 | 0 | 0 | 0 | 0 | 0 | 0 | 0 | 0 | 0 | 0
F1_Residential_Single Family Regular Income_New_Water Heating_Natural Gas_Water Heater (> 55 gal)_E3 | F1 | Residential | Single Family Regular Income | New | Water Heating | Natural Gas | Water Heater (> 55 gal) | E3 | CCE | 35.5841 | 36.679 | 35.9343 | 32.9423 | 32.9423 | 0 | 0 | 0 | 0 | 0 | 0 | 0 | 0 | 0 | 0 | 0 | 0 | 0 | 0 | 0 | 0 | 0 | 0 | 0 | 0 | 0 | 0 | 0 | 0 | 0 | 0 | 0 | 0
F1_Residential_Single Family Regular Income_New_Water Heating_Natural Gas_Water Heater (> 55 gal)_E4 | F1 | Residential | Single Family Regular Income | New | Water Heating | Natural Gas | Water Heater (> 55 gal) | E4 | CCE | 3.7771 | 3.8933 | 3.8142 | 3.4967 | 3.4967 | 0 | 0 | 0 | 0 | 0 | 0 | 0 | 0 | 0 | 0 | 0 | 0 | 0 | 0 | 0 | 0 | 0 | 0 | 0 | 0 | 0 | 0 | 0 | 0 | 0 | 0 | 0 | 0
F1_Residential_Single Family Regular Income_New_Water Heating_Natural Gas_Water Heater (> 55 gal)_E5 | F1 | Residential | Single Family Regular Income | New | Water Heating | Natural Gas | Water Heater (> 55 gal) | E5 | CCE | 4.104 | 4.2302 | 4.1444 | 3.7993 | 3.7993 | 0 | 0 | 0 | 0 | 0 | 0 | 0 | 0 | 0 | 0 | 0 | 0 | 0 | 0 | 0 | 0 | 0 | 0 | 0 | 0 | 0 | 0 | 0 | 0 | 0 | 0 | 0 | 0
F1_Residential_Single Family Regular Income_New_Water Heating_Natural Gas_Water Heater (> 55 gal)_E6 | F1 | Residential | Single Family Regular Income | New | Water Heating | Natural Gas | Water Heater (> 55 gal) | E6 | CCE | 12.8247 | 13.2193 | 12.9509 | 11.8725 | 11.8725 | 0 | 0 | 0 | 0 | 0 | 0 | 0 | 0 | 0 | 0 | 0 | 0 | 0 | 0 | 0 | 0 | 0 | 0 | 0 | 0 | 0 | 0 | 0 | 0 | 0 | 0 | 0 | 0
F1_Residential_Single Family Regular Income_New_Water Heating_Natural Gas_Water Heater (> 55 gal)_E7 | F1 | Residential | Single Family Regular Income | New | Water Heating | Natural Gas | Water Heater (> 55 gal) | E7 | CCE | 0 | 0 | 0 | 0 | 0 | 5.9845 | 5.9845 | 5.9845 | 5.9845 | 5.9845 | 5.9845 | 5.9845 | 5.9845 | 5.9845 | 5.9845 | 5.9845 | 5.9845 | 5.9845 | 5.9845 | 5.9845 | 5.9845 | 5.9845 | 5.9845 | 5.9845 | 5.9845 | 5.9845 | 5.9845 | 5.9845 | 5.9845 | 5.9845 | 5.9845 | 5.9845 | 5.9845
F1_Residential_Single Family Regular Income_New_Water Heating_Natural Gas_Water Heater (> 55 gal)_E8 | F1 | Residential | Single Family Regular Income | New | Water Heating | Natural Gas | Water Heater (> 55 gal) | E8 | CCE | 0 | 0 | 0 | 0 | 0 | 0 | 0 | 0 | 0 | 0 | 0 | 0 | 0 | 0 | 0 | 0 | 0 | 0 | 0 | 0 | 0 | 0 | 0 | 0 | 0 | 0 | 0 | 0 | 0 | 0 | 0 | 0 | 0
F1_Residential_Single Family Regular Income_New_Water Heating_Natural Gas_Water Heater (> 55 gal)_E9 | F1 | Residential | Single Family Regular Income | New | Water Heating | Natural Gas | Water Heater (> 55 gal) | E9 | CCE | 0 | 0 | 0 | 0 | 0 | 0 | 0 | 0 | 0 | 0 | 0 | 0 | 0 | 0 | 0 | 0 | 0 | 0 | 0 | 0 | 0 | 0 | 0 | 0 | 0 | 0 | 0 | 0 | 0 | 0 | 0 | 0 | 0
F1_Residential_Single Family Regular Income_New_Water Heating_Natural Gas_Water Heater (> 55 gal)_E10 | F1 | Residential | Single Family Regular Income | New | Water Heating | Natural Gas | Water Heater (> 55 gal) | E10 | CCE | 0 | 0 | 0 | 0 | 0 | 0 | 0 | 0 | 0 | 0 | 0 | 0 | 0 | 0 | 0 | 0 | 0 | 0 | 0 | 0 | 0 | 0 | 0 | 0 | 0 | 0 | 0 | 0 | 0 | 0 | 0 | 0 | 0
F2_Residential_Single Family Regular Income_New_Water Heating_Natural Gas_Water Heater (> 55 gal)_E1 | F2 | Residential | Single Family Regular Income | New | Water Heating | Natural Gas | Water Heater (> 55 gal) | E1 | TRC BC Ratio | 1 | 1 | 1 | 1 | 1 | 0 | 0 | 0 | 0 | 0 | 0 | 0 | 0 | 0 | 0 | 0 | 0 | 0 | 0 | 0 | 0 | 0 | 0 | 0 | 0 | 0 | 0 | 0 | 0 | 0 | 0 | 0 | 0
F2_Residential_Single Family Regular Income_New_Water Heating_Natural Gas_Water Heater (> 55 gal)_E2 | F2 | Residential | Single Family Regular Income | New | Water Heating | Natural Gas | Water Heater (> 55 gal) | E2 | TRC BC Ratio | 0.26005 | 0.26081 | 0.26252 | 0.26396 | 0.26337 | 0 | 0 | 0 | 0 | 0 | 0 | 0 | 0 | 0 | 0 | 0 | 0 | 0 | 0 | 0 | 0 | 0 | 0 | 0 | 0 | 0 | 0 | 0 | 0 | 0 | 0 | 0 | 0
F2_Residential_Single Family Regular Income_New_Water Heating_Natural Gas_Water Heater (> 55 gal)_E3 | F2 | Residential | Single Family Regular Income | New | Water Heating | Natural Gas | Water Heater (> 55 gal) | E3 | TRC BC Ratio | 0.036735 | 0.036843 | 0.037084 | 0.037287 | 0.037204 | 0 | 0 | 0 | 0 | 0 | 0 | 0 | 0 | 0 | 0 | 0 | 0 | 0 | 0 | 0 | 0 | 0 | 0 | 0 | 0 | 0 | 0 | 0 | 0 | 0 | 0 | 0 | 0
F2_Residential_Single Family Regular Income_New_Water Heating_Natural Gas_Water Heater (> 55 gal)_E4 | F2 | Residential | Single Family Regular Income | New | Water Heating | Natural Gas | Water Heater (> 55 gal) | E4 | TRC BC Ratio | 0.29683 | 0.2923 | 0.29128 | 0.28897 | 0.27869 | 0 | 0 | 0 | 0 | 0 | 0 | 0 | 0 | 0 | 0 | 0 | 0 | 0 | 0 | 0 | 0 | 0 | 0 | 0 | 0 | 0 | 0 | 0 | 0 | 0 | 0 | 0 | 0
F2_Residential_Single Family Regular Income_New_Water Heating_Natural Gas_Water Heater (> 55 gal)_E5 | F2 | Residential | Single Family Regular Income | New | Water Heating | Natural Gas | Water Heater (> 55 gal) | E5 | TRC BC Ratio | 0.28528 | 0.28247 | 0.28234 | 0.28125 | 0.27412 | 0 | 0 | 0 | 0 | 0 | 0 | 0 | 0 | 0 | 0 | 0 | 0 | 0 | 0 | 0 | 0 | 0 | 0 | 0 | 0 | 0 | 0 | 0 | 0 | 0 | 0 | 0 | 0
F2_Residential_Single Family Regular Income_New_Water Heating_Natural Gas_Water Heater (> 55 gal)_E6 | F2 | Residential | Single Family Regular Income | New | Water Heating | Natural Gas | Water Heater (> 55 gal) | E6 | TRC BC Ratio | 0.10193 | 0.10223 | 0.1029 | 0.10346 | 0.10323 | 1 | 1 | 1 | 1 | 1 | 1 | 1 | 1 | 1 | 1 | 1 | 1 | 1 | 1 | 1 | 1 | 1 | 1 | 1 | 1 | 1 | 1 | 1 | 1 | 1 | 1 | 1 | 1
F2_Residential_Single Family Regular Income_New_Water Heating_Natural Gas_Water Heater (> 55 gal)_E7 | F2 | Residential | Single Family Regular Income | New | Water Heating | Natural Gas | Water Heater (> 55 gal) | E7 | TRC BC Ratio | 0 | 0 | 0 | 0 | 0 | 0.21612 | 0.21863 | 0.2206 | 0.22295 | 0.22529 | 0.2277 | 0.23002 | 0.23255 | 0.2354 | 0.23862 | 0.24231 | 0.24647 | 0.25059 | 0.25441 | 0.25788 | 0.26074 | 0.26295 | 0.26418 | 0.26459 | 0.26473 | 0.26475 | 0.26481 | 0.26497 | 0.26478 | 0.26436 | 0.2635 | 0.26243 | 0.26098
F2_Residential_Single Family Regular Income_New_Water Heating_Natural Gas_Water Heater (> 55 gal)_E8 | F2 | Residential | Single Family Regular Income | New | Water Heating | Natural Gas | Water Heater (> 55 gal) | E8 | TRC BC Ratio | 0 | 0 | 0 | 0 | 0 | 0 | 0 | 0 | 0 | 0 | 0 | 0 | 0 | 0 | 0 | 0 | 0 | 0 | 0 | 0 | 0 | 0 | 0 | 0 | 0 | 0 | 0 | 0 | 0 | 0 | 0 | 0 | 0
F2_Residential_Single Family Regular Income_New_Water Heating_Natural Gas_Water Heater (> 55 gal)_E9 | F2 | Residential | Single Family Regular Income | New | Water Heating | Natural Gas | Water Heater (> 55 gal) | E9 | TRC BC Ratio | 0 | 0 | 0 | 0 | 0 | 0 | 0 | 0 | 0 | 0 | 0 | 0 | 0 | 0 | 0 | 0 | 0 | 0 | 0 | 0 | 0 | 0 | 0 | 0 | 0 | 0 | 0 | 0 | 0 | 0 | 0 | 0 | 0
F2_Residential_Single Family Regular Income_New_Water Heating_Natural Gas_Water Heater (> 55 gal)_E10 | F2 | Residential | Single Family Regular Income | New | Water Heating | Natural Gas | Water Heater (> 55 gal) | E10 | TRC BC Ratio | 0 | 0 | 0 | 0 | 0 | 0 | 0 | 0 | 0 | 0 | 0 | 0 | 0 | 0 | 0 | 0 | 0 | 0 | 0 | 0 | 0 | 0 | 0 | 0 | 0 | 0 | 0 | 0 | 0 | 0 | 0 | 0 | 0
F3_Residential_Single Family Regular Income_New_Water Heating_Natural Gas_Water Heater (> 55 gal)_E1 | F3 | Residential | Single Family Regular Income | New | Water Heating | Natural Gas | Water Heater (> 55 gal) | E1 | PACT BC Ratio | 1 | 1 | 1 | 1 | 1 | 0 | 0 | 0 | 0 | 0 | 0 | 0 | 0 | 0 | 0 | 0 | 0 | 0 | 0 | 0 | 0 | 0 | 0 | 0 | 0 | 0 | 0 | 0 | 0 | 0 | 0 | 0 | 0
F3_Residential_Single Family Regular Income_New_Water Heating_Natural Gas_Water Heater (> 55 gal)_E2 | F3 | Residential | Single Family Regular Income | New | Water Heating | Natural Gas | Water Heater (> 55 gal) | E2 | PACT BC Ratio | 0.33082 | 0.33179 | 0.33396 | 0.33579 | 0.33505 | 0 | 0 | 0 | 0 | 0 | 0 | 0 | 0 | 0 | 0 | 0 | 0 | 0 | 0 | 0 | 0 | 0 | 0 | 0 | 0 | 0 | 0 | 0 | 0 | 0 | 0 | 0 | 0
F3_Residential_Single Family Regular Income_New_Water Heating_Natural Gas_Water Heater (> 55 gal)_E3 | F3 | Residential | Single Family Regular Income | New | Water Heating | Natural Gas | Water Heater (> 55 gal) | E3 | PACT BC Ratio | 0.046732 | 0.046869 | 0.047176 | 0.047434 | 0.047329 | 0 | 0 | 0 | 0 | 0 | 0 | 0 | 0 | 0 | 0 | 0 | 0 | 0 | 0 | 0 | 0 | 0 | 0 | 0 | 0 | 0 | 0 | 0 | 0 | 0 | 0 | 0 | 0
F3_Residential_Single Family Regular Income_New_Water Heating_Natural Gas_Water Heater (> 55 gal)_E4 | F3 | Residential | Single Family Regular Income | New | Water Heating | Natural Gas | Water Heater (> 55 gal) | E4 | PACT BC Ratio | 0.37761 | 0.37184 | 0.37055 | 0.36761 | 0.35453 | 0 | 0 | 0 | 0 | 0 | 0 | 0 | 0 | 0 | 0 | 0 | 0 | 0 | 0 | 0 | 0 | 0 | 0 | 0 | 0 | 0 | 0 | 0 | 0 | 0 | 0 | 0 | 0
F3_Residential_Single Family Regular Income_New_Water Heating_Natural Gas_Water Heater (> 55 gal)_E5 | F3 | Residential | Single Family Regular Income | New | Water Heating | Natural Gas | Water Heater (> 55 gal) | E5 | PACT BC Ratio | 0.36291 | 0.35934 | 0.35917 | 0.35779 | 0.34871 | 0 | 0 | 0 | 0 | 0 | 0 | 0 | 0 | 0 | 0 | 0 | 0 | 0 | 0 | 0 | 0 | 0 | 0 | 0 | 0 | 0 | 0 | 0 | 0 | 0 | 0 | 0 | 0
F3_Residential_Single Family Regular Income_New_Water Heating_Natural Gas_Water Heater (> 55 gal)_E6 | F3 | Residential | Single Family Regular Income | New | Water Heating | Natural Gas | Water Heater (> 55 gal) | E6 | PACT BC Ratio | 0.12967 | 0.13005 | 0.1309 | 0.13161 | 0.13132 | 1 | 1 | 1 | 1 | 1 | 1 | 1 | 1 | 1 | 1 | 1 | 1 | 1 | 1 | 1 | 1 | 1 | 1 | 1 | 1 | 1 | 1 | 1 | 1 | 1 | 1 | 1 | 1
F3_Residential_Single Family Regular Income_New_Water Heating_Natural Gas_Water Heater (> 55 gal)_E7 | F3 | Residential | Single Family Regular Income | New | Water Heating | Natural Gas | Water Heater (> 55 gal) | E7 | PACT BC Ratio | 0 | 0 | 0 | 0 | 0 | 0.27494 | 0.27813 | 0.28064 | 0.28363 | 0.28661 | 0.28967 | 0.29261 | 0.29583 | 0.29947 | 0.30356 | 0.30825 | 0.31354 | 0.31878 | 0.32365 | 0.32806 | 0.3317 | 0.3345 | 0.33608 | 0.3366 | 0.33677 | 0.33679 | 0.33687 | 0.33708 | 0.33684 | 0.33631 | 0.33521 | 0.33385 | 0.33201
F3_Residential_Single Family Regular Income_New_Water Heating_Natural Gas_Water Heater (> 55 gal)_E8 | F3 | Residential | Single Family Regular Income | New | Water Heating | Natural Gas | Water Heater (> 55 gal) | E8 | PACT BC Ratio | 0 | 0 | 0 | 0 | 0 | 0 | 0 | 0 | 0 | 0 | 0 | 0 | 0 | 0 | 0 | 0 | 0 | 0 | 0 | 0 | 0 | 0 | 0 | 0 | 0 | 0 | 0 | 0 | 0 | 0 | 0 | 0 | 0
F3_Residential_Single Family Regular Income_New_Water Heating_Natural Gas_Water Heater (> 55 gal)_E9 | F3 | Residential | Single Family Regular Income | New | Water Heating | Natural Gas | Water Heater (> 55 gal) | E9 | PACT BC Ratio | 0 | 0 | 0 | 0 | 0 | 0 | 0 | 0 | 0 | 0 | 0 | 0 | 0 | 0 | 0 | 0 | 0 | 0 | 0 | 0 | 0 | 0 | 0 | 0 | 0 | 0 | 0 | 0 | 0 | 0 | 0 | 0 | 0
F3_Residential_Single Family Regular Income_New_Water Heating_Natural Gas_Water Heater (> 55 gal)_E10 | F3 | Residential | Single Family Regular Income | New | Water Heating | Natural Gas | Water Heater (> 55 gal) | E10 | PACT BC Ratio | 0 | 0 | 0 | 0 | 0 | 0 | 0 | 0 | 0 | 0 | 0 | 0 | 0 | 0 | 0 | 0 | 0 | 0 | 0 | 0 | 0 | 0 | 0 | 0 | 0 | 0 | 0 | 0 | 0 | 0 | 0 | 0 | 0
F4_Residential_Single Family Regular Income_New_Water Heating_Natural Gas_Water Heater (> 55 gal)_E1 | F4 | Residential | Single Family Regular Income | New | Water Heating | Natural Gas | Water Heater (> 55 gal) | E1 | RVT BC Ratio | 1 | 1 | 1 | 1 | 1 | 0 | 0 | 0 | 0 | 0 | 0 | 0 | 0 | 0 | 0 | 0 | 0 | 0 | 0 | 0 | 0 | 0 | 0 | 0 | 0 | 0 | 0 | 0 | 0 | 0 | 0 | 0 | 0
F4_Residential_Single Family Regular Income_New_Water Heating_Natural Gas_Water Heater (> 55 gal)_E2 | F4 | Residential | Single Family Regular Income | New | Water Heating | Natural Gas | Water Heater (> 55 gal) | E2 | RVT BC Ratio | 1.0549 | 1.0558 | 1.0578 | 1.0595 | 1.0588 | 0 | 0 | 0 | 0 | 0 | 0 | 0 | 0 | 0 | 0 | 0 | 0 | 0 | 0 | 0 | 0 | 0 | 0 | 0 | 0 | 0 | 0 | 0 | 0 | 0 | 0 | 0 | 0
F4_Residential_Single Family Regular Income_New_Water Heating_Natural Gas_Water Heater (> 55 gal)_E3 | F4 | Residential | Single Family Regular Income | New | Water Heating | Natural Gas | Water Heater (> 55 gal) | E3 | RVT BC Ratio | 0.78731 | 0.78743 | 0.78772 | 0.78797 | 0.78787 | 0 | 0 | 0 | 0 | 0 | 0 | 0 | 0 | 0 | 0 | 0 | 0 | 0 | 0 | 0 | 0 | 0 | 0 | 0 | 0 | 0 | 0 | 0 | 0 | 0 | 0 | 0 | 0
F4_Residential_Single Family Regular Income_New_Water Heating_Natural Gas_Water Heater (> 55 gal)_E4 | F4 | Residential | Single Family Regular Income | New | Water Heating | Natural Gas | Water Heater (> 55 gal) | E4 | RVT BC Ratio | 1.0989 | 1.0935 | 1.0923 | 1.0895 | 1.0772 | 0 | 0 | 0 | 0 | 0 | 0 | 0 | 0 | 0 | 0 | 0 | 0 | 0 | 0 | 0 | 0 | 0 | 0 | 0 | 0 | 0 | 0 | 0 | 0 | 0 | 0 | 0 | 0
F4_Residential_Single Family Regular Income_New_Water Heating_Natural Gas_Water Heater (> 55 gal)_E5 | F4 | Residential | Single Family Regular Income | New | Water Heating | Natural Gas | Water Heater (> 55 gal) | E5 | RVT BC Ratio | 1.0851 | 1.0817 | 1.0816 | 1.0802 | 1.0717 | 0 | 0 | 0 | 0 | 0 | 0 | 0 | 0 | 0 | 0 | 0 | 0 | 0 | 0 | 0 | 0 | 0 | 0 | 0 | 0 | 0 | 0 | 0 | 0 | 0 | 0 | 0 | 0
F4_Residential_Single Family Regular Income_New_Water Heating_Natural Gas_Water Heater (> 55 gal)_E6 | F4 | Residential | Single Family Regular Income | New | Water Heating | Natural Gas | Water Heater (> 55 gal) | E6 | RVT BC Ratio | 0.86541 | 0.86577 | 0.86657 | 0.86724 | 0.86697 | 1 | 1 | 1 | 1 | 1 | 1 | 1 | 1 | 1 | 1 | 1 | 1 | 1 | 1 | 1 | 1 | 1 | 1 | 1 | 1 | 1 | 1 | 1 | 1 | 1 | 1 | 1 | 1
F4_Residential_Single Family Regular Income_New_Water Heating_Natural Gas_Water Heater (> 55 gal)_E7 | F4 | Residential | Single Family Regular Income | New | Water Heating | Natural Gas | Water Heater (> 55 gal) | E7 | RVT BC Ratio | 0 | 0 | 0 | 0 | 0 | 1.0022 | 1.0052 | 1.0076 | 1.0104 | 1.0132 | 1.0161 | 1.0189 | 1.0219 | 1.0253 | 1.0292 | 1.0336 | 1.0386 | 1.0435 | 1.0481 | 1.0523 | 1.0557 | 1.0583 | 1.0598 | 1.0603 | 1.0605 | 1.0605 | 1.0606 | 1.0607 | 1.0605 | 1.06 | 1.059 | 1.0577 | 1.056
F4_Residential_Single Family Regular Income_New_Water Heating_Natural Gas_Water Heater (> 55 gal)_E8 | F4 | Residential | Single Family Regular Income | New | Water Heating | Natural Gas | Water Heater (> 55 gal) | E8 | RVT BC Ratio | 0 | 0 | 0 | 0 | 0 | 0 | 0 | 0 | 0 | 0 | 0 | 0 | 0 | 0 | 0 | 0 | 0 | 0 | 0 | 0 | 0 | 0 | 0 | 0 | 0 | 0 | 0 | 0 | 0 | 0 | 0 | 0 | 0
F4_Residential_Single Family Regular Income_New_Water Heating_Natural Gas_Water Heater (> 55 gal)_E9 | F4 | Residential | Single Family Regular Income | New | Water Heating | Natural Gas | Water Heater (> 55 gal) | E9 | RVT BC Ratio | 0 | 0 | 0 | 0 | 0 | 0 | 0 | 0 | 0 | 0 | 0 | 0 | 0 | 0 | 0 | 0 | 0 | 0 | 0 | 0 | 0 | 0 | 0 | 0 | 0 | 0 | 0 | 0 | 0 | 0 | 0 | 0 | 0
F4_Residential_Single Family Regular Income_New_Water Heating_Natural Gas_Water Heater (> 55 gal)_E10 | F4 | Residential | Single Family Regular Income | New | Water Heating | Natural Gas | Water Heater (> 55 gal) | E10 | RVT BC Ratio | 0 | 0 | 0 | 0 | 0 | 0 | 0 | 0 | 0 | 0 | 0 | 0 | 0 | 0 | 0 | 0 | 0 | 0 | 0 | 0 | 0 | 0 | 0 | 0 | 0 | 0 | 0 | 0 | 0 | 0 | 0 | 0 | 0
F5_Residential_Single Family Regular Income_New_Water Heating_Natural Gas_Water Heater (> 55 gal)_E1 | F5 | Residential | Single Family Regular Income | New | Water Heating | Natural Gas | Water Heater (> 55 gal) | E1 | RIM BC Ratio | 1 | 1 | 1 | 1 | 1 | 0 | 0 | 0 | 0 | 0 | 0 | 0 | 0 | 0 | 0 | 0 | 0 | 0 | 0 | 0 | 0 | 0 | 0 | 0 | 0 | 0 | 0 | 0 | 0 | 0 | 0 | 0 | 0
F5_Residential_Single Family Regular Income_New_Water Heating_Natural Gas_Water Heater (> 55 gal)_E2 | F5 | Residential | Single Family Regular Income | New | Water Heating | Natural Gas | Water Heater (> 55 gal) | E2 | RIM BC Ratio | 0.24868 | 0.24923 | 0.25045 | 0.25148 | 0.25106 | 0 | 0 | 0 | 0 | 0 | 0 | 0 | 0 | 0 | 0 | 0 | 0 | 0 | 0 | 0 | 0 | 0 | 0 | 0 | 0 | 0 | 0 | 0 | 0 | 0 | 0 | 0 | 0
F5_Residential_Single Family Regular Income_New_Water Heating_Natural Gas_Water Heater (> 55 gal)_E3 | F5 | Residential | Single Family Regular Income | New | Water Heating | Natural Gas | Water Heater (> 55 gal) | E3 | RIM BC Ratio | 0.044649 | 0.044774 | 0.045054 | 0.045289 | 0.045194 | 0 | 0 | 0 | 0 | 0 | 0 | 0 | 0 | 0 | 0 | 0 | 0 | 0 | 0 | 0 | 0 | 0 | 0 | 0 | 0 | 0 | 0 | 0 | 0 | 0 | 0 | 0 | 0
F5_Residential_Single Family Regular Income_New_Water Heating_Natural Gas_Water Heater (> 55 gal)_E4 | F5 | Residential | Single Family Regular Income | New | Water Heating | Natural Gas | Water Heater (> 55 gal) | E4 | RIM BC Ratio | 0.27423 | 0.27117 | 0.27048 | 0.26892 | 0.26185 | 0 | 0 | 0 | 0 | 0 | 0 | 0 | 0 | 0 | 0 | 0 | 0 | 0 | 0 | 0 | 0 | 0 | 0 | 0 | 0 | 0 | 0 | 0 | 0 | 0 | 0 | 0 | 0
F5_Residential_Single Family Regular Income_New_Water Heating_Natural Gas_Water Heater (> 55 gal)_E5 | F5 | Residential | Single Family Regular Income | New | Water Heating | Natural Gas | Water Heater (> 55 gal) | E5 | RIM BC Ratio | 0.26639 | 0.26446 | 0.26437 | 0.26362 | 0.25866 | 0 | 0 | 0 | 0 | 0 | 0 | 0 | 0 | 0 | 0 | 0 | 0 | 0 | 0 | 0 | 0 | 0 | 0 | 0 | 0 | 0 | 0 | 0 | 0 | 0 | 0 | 0 | 0
F5_Residential_Single Family Regular Income_New_Water Heating_Natural Gas_Water Heater (> 55 gal)_E6 | F5 | Residential | Single Family Regular Income | New | Water Heating | Natural Gas | Water Heater (> 55 gal) | E6 | RIM BC Ratio | 0.1148 | 0.1151 | 0.11577 | 0.11633 | 0.1161 | 1 | 1 | 1 | 1 | 1 | 1 | 1 | 1 | 1 | 1 | 1 | 1 | 1 | 1 | 1 | 1 | 1 | 1 | 1 | 1 | 1 | 1 | 1 | 1 | 1 | 1 | 1 | 1
F5_Residential_Single Family Regular Income_New_Water Heating_Natural Gas_Water Heater (> 55 gal)_E7 | F5 | Residential | Single Family Regular Income | New | Water Heating | Natural Gas | Water Heater (> 55 gal) | E7 | RIM BC Ratio | 0 | 0 | 0 | 0 | 0 | 0.21572 | 0.21768 | 0.21922 | 0.22104 | 0.22284 | 0.22469 | 0.22646 | 0.22838 | 0.23054 | 0.23296 | 0.23571 | 0.23879 | 0.24182 | 0.24461 | 0.24712 | 0.24918 | 0.25076 | 0.25164 | 0.25193 | 0.25203 | 0.25204 | 0.25209 | 0.2522 | 0.25207 | 0.25177 | 0.25116 | 0.25039 | 0.24935
F5_Residential_Single Family Regular Income_New_Water Heating_Natural Gas_Water Heater (> 55 gal)_E8 | F5 | Residential | Single Family Regular Income | New | Water Heating | Natural Gas | Water Heater (> 55 gal) | E8 | RIM BC Ratio | 0 | 0 | 0 | 0 | 0 | 0 | 0 | 0 | 0 | 0 | 0 | 0 | 0 | 0 | 0 | 0 | 0 | 0 | 0 | 0 | 0 | 0 | 0 | 0 | 0 | 0 | 0 | 0 | 0 | 0 | 0 | 0 | 0
F5_Residential_Single Family Regular Income_New_Water Heating_Natural Gas_Water Heater (> 55 gal)_E9 | F5 | Residential | Single Family Regular Income | New | Water Heating | Natural Gas | Water Heater (> 55 gal) | E9 | RIM BC Ratio | 0 | 0 | 0 | 0 | 0 | 0 | 0 | 0 | 0 | 0 | 0 | 0 | 0 | 0 | 0 | 0 | 0 | 0 | 0 | 0 | 0 | 0 | 0 | 0 | 0 | 0 | 0 | 0 | 0 | 0 | 0 | 0 | 0
F5_Residential_Single Family Regular Income_New_Water Heating_Natural Gas_Water Heater (> 55 gal)_E10 | F5 | Residential | Single Family Regular Income | New | Water Heating | Natural Gas | Water Heater (> 55 gal) | E10 | RIM BC Ratio | 0 | 0 | 0 | 0 | 0 | 0 | 0 | 0 | 0 | 0 | 0 | 0 | 0 | 0 | 0 | 0 | 0 | 0 | 0 | 0 | 0 | 0 | 0 | 0 | 0 | 0 | 0 | 0 | 0 | 0 | 0 | 0 | 0
F0_Residential_Single Family Regular Income_New_Appliances_Natural Gas_Clothes Dryer_E0 | F0 | Residential | Single Family Regular Income | New | Appliances | Natural Gas | Clothes Dryer | E0 | Economic Unit | Standard | Standard | Standard | Standard | Standard | Standard | Standard | Standard | Standard | Standard | Standard | Standard | Standard | Standard | Standard | Standard | Standard | Standard | Standard | Standard | Standard | Standard | Standard | Standard | Standard | Standard | Standard | Standard | Standard | Standard | Standard | Standard | Standard
F1_Residential_Single Family Regular Income_New_Appliances_Natural Gas_Clothes Dryer_E1 | F1 | Residential | Single Family Regular Income | New | Appliances | Natural Gas | Clothes Dryer | E1 | CCE | 0 | 0 | 0 | 0 | 0 | 0 | 0 | 0 | 0 | 0 | 0 | 0 | 0 | 0 | 0 | 0 | 0 | 0 | 0 | 0 | 0 | 0 | 0 | 0 | 0 | 0 | 0 | 0 | 0 | 0 | 0 | 0 | 0
F1_Residential_Single Family Regular Income_New_Appliances_Natural Gas_Clothes Dryer_E2 | F1 | Residential | Single Family Regular Income | New | Appliances | Natural Gas | Clothes Dryer | E2 | CCE | 7.2382 | 7.4609 | 7.3095 | 6.7009 | 6.7009 | 6.7009 | 6.7009 | 6.7009 | 6.7009 | 6.7009 | 6.7009 | 6.7009 | 6.7009 | 6.7009 | 6.7009 | 6.7009 | 6.7009 | 6.7009 | 6.7009 | 6.7009 | 6.7009 | 6.7009 | 6.7009 | 6.7009 | 6.7009 | 6.7009 | 6.7009 | 6.7009 | 6.7009 | 6.7009 | 6.7009 | 6.7009 | 6.7009
F1_Residential_Single Family Regular Income_New_Appliances_Natural Gas_Clothes Dryer_E3 | F1 | Residential | Single Family Regular Income | New | Appliances | Natural Gas | Clothes Dryer | E3 | CCE | 0 | 0 | 0 | 0 | 0 | 0 | 0 | 0 | 0 | 0 | 0 | 0 | 0 | 0 | 0 | 0 | 0 | 0 | 0 | 0 | 0 | 0 | 0 | 0 | 0 | 0 | 0 | 0 | 0 | 0 | 0 | 0 | 0
F1_Residential_Single Family Regular Income_New_Appliances_Natural Gas_Clothes Dryer_E4 | F1 | Residential | Single Family Regular Income | New | Appliances | Natural Gas | Clothes Dryer | E4 | CCE | 0 | 0 | 0 | 0 | 0 | 0 | 0 | 0 | 0 | 0 | 0 | 0 | 0 | 0 | 0 | 0 | 0 | 0 | 0 | 0 | 0 | 0 | 0 | 0 | 0 | 0 | 0 | 0 | 0 | 0 | 0 | 0 | 0
F1_Residential_Single Family Regular Income_New_Appliances_Natural Gas_Clothes Dryer_E5 | F1 | Residential | Single Family Regular Income | New | Appliances | Natural Gas | Clothes Dryer | E5 | CCE | 0 | 0 | 0 | 0 | 0 | 0 | 0 | 0 | 0 | 0 | 0 | 0 | 0 | 0 | 0 | 0 | 0 | 0 | 0 | 0 | 0 | 0 | 0 | 0 | 0 | 0 | 0 | 0 | 0 | 0 | 0 | 0 | 0
F1_Residential_Single Family Regular Income_New_Appliances_Natural Gas_Clothes Dryer_E6 | F1 | Residential | Single Family Regular Income | New | Appliances | Natural Gas | Clothes Dryer | E6 | CCE | 0 | 0 | 0 | 0 | 0 | 0 | 0 | 0 | 0 | 0 | 0 | 0 | 0 | 0 | 0 | 0 | 0 | 0 | 0 | 0 | 0 | 0 | 0 | 0 | 0 | 0 | 0 | 0 | 0 | 0 | 0 | 0 | 0
F1_Residential_Single Family Regular Income_New_Appliances_Natural Gas_Clothes Dryer_E7 | F1 | Residential | Single Family Regular Income | New | Appliances | Natural Gas | Clothes Dryer | E7 | CCE | 0 | 0 | 0 | 0 | 0 | 0 | 0 | 0 | 0 | 0 | 0 | 0 | 0 | 0 | 0 | 0 | 0 | 0 | 0 | 0 | 0 | 0 | 0 | 0 | 0 | 0 | 0 | 0 | 0 | 0 | 0 | 0 | 0
F1_Residential_Single Family Regular Income_New_Appliances_Natural Gas_Clothes Dryer_E8 | F1 | Residential | Single Family Regular Income | New | Appliances | Natural Gas | Clothes Dryer | E8 | CCE | 0 | 0 | 0 | 0 | 0 | 0 | 0 | 0 | 0 | 0 | 0 | 0 | 0 | 0 | 0 | 0 | 0 | 0 | 0 | 0 | 0 | 0 | 0 | 0 | 0 | 0 | 0 | 0 | 0 | 0 | 0 | 0 | 0
F1_Residential_Single Family Regular Income_New_Appliances_Natural Gas_Clothes Dryer_E9 | F1 | Residential | Single Family Regular Income | New | Appliances | Natural Gas | Clothes Dryer | E9 | CCE | 0 | 0 | 0 | 0 | 0 | 0 | 0 | 0 | 0 | 0 | 0 | 0 | 0 | 0 | 0 | 0 | 0 | 0 | 0 | 0 | 0 | 0 | 0 | 0 | 0 | 0 | 0 | 0 | 0 | 0 | 0 | 0 | 0
F1_Residential_Single Family Regular Income_New_Appliances_Natural Gas_Clothes Dryer_E10 | F1 | Residential | Single Family Regular Income | New | Appliances | Natural Gas | Clothes Dryer | E10 | CCE | 0 | 0 | 0 | 0 | 0 | 0 | 0 | 0 | 0 | 0 | 0 | 0 | 0 | 0 | 0 | 0 | 0 | 0 | 0 | 0 | 0 | 0 | 0 | 0 | 0 | 0 | 0 | 0 | 0 | 0 | 0 | 0 | 0
F2_Residential_Single Family Regular Income_New_Appliances_Natural Gas_Clothes Dryer_E1 | F2 | Residential | Single Family Regular Income | New | Appliances | Natural Gas | Clothes Dryer | E1 | TRC BC Ratio | bar: 2019 to 2051
F2_Residential_Single Family Regular Income_New_Appliances_Natural Gas_Clothes Dryer_E2 | F2 | Residential | Single Family Regular Income | New | Appliances | Natural Gas | Clothes Dryer | E2 | TRC BC Ratio | 0.22897 | 0.22968 | 0.23127 | 0.23257 | 0.23194 | 0.23286 | 0.23508 | 0.23692 | 0.23912 | 0.24125 | 0.2434 | 0.24543 | 0.24758 | 0.24983 | 0.25198 | 0.2542 | 0.25643 | 0.25883 | 0.26114 | 0.26338 | 0.26533 | 0.26714 | 0.26851 | 0.26973 | 0.27043 | 0.27083 | 0.27104 | 0.271 | 0.27063 | 0.27002 | 0.26898 | 0.26774 | 0.26615
F2_Residential_Single Family Regular Income_New_Appliances_Natural Gas_Clothes Dryer_E3 | F2 | Residential | Single Family Regular Income | New | Appliances | Natural Gas | Clothes Dryer | E3 | TRC BC Ratio | 0 | 0 | 0 | 0 | 0 | 0 | 0 | 0 | 0 | 0 | 0 | 0 | 0 | 0 | 0 | 0 | 0 | 0 | 0 | 0 | 0 | 0 | 0 | 0 | 0 | 0 | 0 | 0 | 0 | 0 | 0 | 0 | 0
F2_Residential_Single Family Regular Income_New_Appliances_Natural Gas_Clothes Dryer_E4 | F2 | Residential | Single Family Regular Income | New | Appliances | Natural Gas | Clothes Dryer | E4 | TRC BC Ratio | 0 | 0 | 0 | 0 | 0 | 0 | 0 | 0 | 0 | 0 | 0 | 0 | 0 | 0 | 0 | 0 | 0 | 0 | 0 | 0 | 0 | 0 | 0 | 0 | 0 | 0 | 0 | 0 | 0 | 0 | 0 | 0 | 0
F2_Residential_Single Family Regular Income_New_Appliances_Natural Gas_Clothes Dryer_E5 | F2 | Residential | Single Family Regular Income | New | Appliances | Natural Gas | Clothes Dryer | E5 | TRC BC Ratio | 0 | 0 | 0 | 0 | 0 | 0 | 0 | 0 | 0 | 0 | 0 | 0 | 0 | 0 | 0 | 0 | 0 | 0 | 0 | 0 | 0 | 0 | 0 | 0 | 0 | 0 | 0 | 0 | 0 | 0 | 0 | 0 | 0
F2_Residential_Single Family Regular Income_New_Appliances_Natural Gas_Clothes Dryer_E6 | F2 | Residential | Single Family Regular Income | New | Appliances | Natural Gas | Clothes Dryer | E6 | TRC BC Ratio | 0 | 0 | 0 | 0 | 0 | 0 | 0 | 0 | 0 | 0 | 0 | 0 | 0 | 0 | 0 | 0 | 0 | 0 | 0 | 0 | 0 | 0 | 0 | 0 | 0 | 0 | 0 | 0 | 0 | 0 | 0 | 0 | 0
F2_Residential_Single Family Regular Income_New_Appliances_Natural Gas_Clothes Dryer_E7 | F2 | Residential | Single Family Regular Income | New | Appliances | Natural Gas | Clothes Dryer | E7 | TRC BC Ratio | 0 | 0 | 0 | 0 | 0 | 0 | 0 | 0 | 0 | 0 | 0 | 0 | 0 | 0 | 0 | 0 | 0 | 0 | 0 | 0 | 0 | 0 | 0 | 0 | 0 | 0 | 0 | 0 | 0 | 0 | 0 | 0 | 0
F2_Residential_Single Family Regular Income_New_Appliances_Natural Gas_Clothes Dryer_E8 | F2 | Residential | Single Family Regular Income | New | Appliances | Natural Gas | Clothes Dryer | E8 | TRC BC Ratio | 0 | 0 | 0 | 0 | 0 | 0 | 0 | 0 | 0 | 0 | 0 | 0 | 0 | 0 | 0 | 0 | 0 | 0 | 0 | 0 | 0 | 0 | 0 | 0 | 0 | 0 | 0 | 0 | 0 | 0 | 0 | 0 | 0
F2_Residential_Single Family Regular Income_New_Appliances_Natural Gas_Clothes Dryer_E9 | F2 | Residential | Single Family Regular Income | New | Appliances | Natural Gas | Clothes Dryer | E9 | TRC BC Ratio | 0 | 0 | 0 | 0 | 0 | 0 | 0 | 0 | 0 | 0 | 0 | 0 | 0 | 0 | 0 | 0 | 0 | 0 | 0 | 0 | 0 | 0 | 0 | 0 | 0 | 0 | 0 | 0 | 0 | 0 | 0 | 0 | 0
F2_Residential_Single Family Regular Income_New_Appliances_Natural Gas_Clothes Dryer_E10 | F2 | Residential | Single Family Regular Income | New | Appliances | Natural Gas | Clothes Dryer | E10 | TRC BC Ratio | 0 | 0 | 0 | 0 | 0 | 0 | 0 | 0 | 0 | 0 | 0 | 0 | 0 | 0 | 0 | 0 | 0 | 0 | 0 | 0 | 0 | 0 | 0 | 0 | 0 | 0 | 0 | 0 | 0 | 0 | 0 | 0 | 0
F3_Residential_Single Family Regular Income_New_Appliances_Natural Gas_Clothes Dryer_E1 | F3 | Residential | Single Family Regular Income | New | Appliances | Natural Gas | Clothes Dryer | E1 | PACT BC Ratio | bar: 2019 to 2051
F3_Residential_Single Family Regular Income_New_Appliances_Natural Gas_Clothes Dryer_E2 | F3 | Residential | Single Family Regular Income | New | Appliances | Natural Gas | Clothes Dryer | E2 | PACT BC Ratio | 0.30529 | 0.30624 | 0.30836 | 0.31009 | 0.30925 | 0.31049 | 0.31345 | 0.31589 | 0.31882 | 0.32166 | 0.32453 | 0.32724 | 0.33011 | 0.33311 | 0.33597 | 0.33893 | 0.34191 | 0.3451 | 0.34819 | 0.35117 | 0.35377 | 0.35619 | 0.35802 | 0.35963 | 0.36058 | 0.36111 | 0.36139 | 0.36133 | 0.36083 | 0.36003 | 0.35864 | 0.35699 | 0.35486
F3_Residential_Single Family Regular Income_New_Appliances_Natural Gas_Clothes Dryer_E3 | F3 | Residential | Single Family Regular Income | New | Appliances | Natural Gas | Clothes Dryer | E3 | PACT BC Ratio | 0 | 0 | 0 | 0 | 0 | 0 | 0 | 0 | 0 | 0 | 0 | 0 | 0 | 0 | 0 | 0 | 0 | 0 | 0 | 0 | 0 | 0 | 0 | 0 | 0 | 0 | 0 | 0 | 0 | 0 | 0 | 0 | 0
F3_Residential_Single Family Regular Income_New_Appliances_Natural Gas_Clothes Dryer_E4 | F3 | Residential | Single Family Regular Income | New | Appliances | Natural Gas | Clothes Dryer | E4 | PACT BC Ratio | 0 | 0 | 0 | 0 | 0 | 0 | 0 | 0 | 0 | 0 | 0 | 0 | 0 | 0 | 0 | 0 | 0 | 0 | 0 | 0 | 0 | 0 | 0 | 0 | 0 | 0 | 0 | 0 | 0 | 0 | 0 | 0 | 0
F3_Residential_Single Family Regular Income_New_Appliances_Natural Gas_Clothes Dryer_E5 | F3 | Residential | Single Family Regular Income | New | Appliances | Natural Gas | Clothes Dryer | E5 | PACT BC Ratio | 0 | 0 | 0 | 0 | 0 | 0 | 0 | 0 | 0 | 0 | 0 | 0 | 0 | 0 | 0 | 0 | 0 | 0 | 0 | 0 | 0 | 0 | 0 | 0 | 0 | 0 | 0 | 0 | 0 | 0 | 0 | 0 | 0
F3_Residential_Single Family Regular Income_New_Appliances_Natural Gas_Clothes Dryer_E6 | F3 | Residential | Single Family Regular Income | New | Appliances | Natural Gas | Clothes Dryer | E6 | PACT BC Ratio | 0 | 0 | 0 | 0 | 0 | 0 | 0 | 0 | 0 | 0 | 0 | 0 | 0 | 0 | 0 | 0 | 0 | 0 | 0 | 0 | 0 | 0 | 0 | 0 | 0 | 0 | 0 | 0 | 0 | 0 | 0 | 0 | 0
F3_Residential_Single Family Regular Income_New_Appliances_Natural Gas_Clothes Dryer_E7 | F3 | Residential | Single Family Regular Income | New | Appliances | Natural Gas | Clothes Dryer | E7 | PACT BC Ratio | 0 | 0 | 0 | 0 | 0 | 0 | 0 | 0 | 0 | 0 | 0 | 0 | 0 | 0 | 0 | 0 | 0 | 0 | 0 | 0 | 0 | 0 | 0 | 0 | 0 | 0 | 0 | 0 | 0 | 0 | 0 | 0 | 0
F3_Residential_Single Family Regular Income_New_Appliances_Natural Gas_Clothes Dryer_E8 | F3 | Residential | Single Family Regular Income | New | Appliances | Natural Gas | Clothes Dryer | E8 | PACT BC Ratio | 0 | 0 | 0 | 0 | 0 | 0 | 0 | 0 | 0 | 0 | 0 | 0 | 0 | 0 | 0 | 0 | 0 | 0 | 0 | 0 | 0 | 0 | 0 | 0 | 0 | 0 | 0 | 0 | 0 | 0 | 0 | 0 | 0
F3_Residential_Single Family Regular Income_New_Appliances_Natural Gas_Clothes Dryer_E9 | F3 | Residential | Single Family Regular Income | New | Appliances | Natural Gas | Clothes Dryer | E9 | PACT BC Ratio | 0 | 0 | 0 | 0 | 0 | 0 | 0 | 0 | 0 | 0 | 0 | 0 | 0 | 0 | 0 | 0 | 0 | 0 | 0 | 0 | 0 | 0 | 0 | 0 | 0 | 0 | 0 | 0 | 0 | 0 | 0 | 0 | 0
F3_Residential_Single Family Regular Income_New_Appliances_Natural Gas_Clothes Dryer_E10 | F3 | Residential | Single Family Regular Income | New | Appliances | Natural Gas | Clothes Dryer | E10 | PACT BC Ratio | 0 | 0 | 0 | 0 | 0 | 0 | 0 | 0 | 0 | 0 | 0 | 0 | 0 | 0 | 0 | 0 | 0 | 0 | 0 | 0 | 0 | 0 | 0 | 0 | 0 | 0 | 0 | 0 | 0 | 0 | 0 | 0 | 0
F4_Residential_Single Family Regular Income_New_Appliances_Natural Gas_Clothes Dryer_E1 | F4 | Residential | Single Family Regular Income | New | Appliances | Natural Gas | Clothes Dryer | E1 | RVT BC Ratio | bar: 2019 to 2051
F4_Residential_Single Family Regular Income_New_Appliances_Natural Gas_Clothes Dryer_E2 | F4 | Residential | Single Family Regular Income | New | Appliances | Natural Gas | Clothes Dryer | E2 | RVT BC Ratio | 0.8962 | 0.8965 | 0.89761 | 0.8985 | 0.89775 | 0.89886 | 0.90152 | 0.90371 | 0.90635 | 0.9089 | 0.91148 | 0.91391 | 0.91649 | 0.91918 | 0.92176 | 0.92442 | 0.92709 | 0.92996 | 0.93277 | 0.93552 | 0.93796 | 0.94028 | 0.94212 | 0.94381 | 0.94495 | 0.94573 | 0.94629 | 0.94656 | 0.94644 | 0.94606 | 0.94517 | 0.94405 | 0.94251
F4_Residential_Single Family Regular Income_New_Appliances_Natural Gas_Clothes Dryer_E3 | F4 | Residential | Single Family Regular Income | New | Appliances | Natural Gas | Clothes Dryer | E3 | RVT BC Ratio | 0 | 0 | 0 | 0 | 0 | 0 | 0 | 0 | 0 | 0 | 0 | 0 | 0 | 0 | 0 | 0 | 0 | 0 | 0 | 0 | 0 | 0 | 0 | 0 | 0 | 0 | 0 | 0 | 0 | 0 | 0 | 0 | 0
F4_Residential_Single Family Regular Income_New_Appliances_Natural Gas_Clothes Dryer_E4 | F4 | Residential | Single Family Regular Income | New | Appliances | Natural Gas | Clothes Dryer | E4 | RVT BC Ratio | 0 | 0 | 0 | 0 | 0 | 0 | 0 | 0 | 0 | 0 | 0 | 0 | 0 | 0 | 0 | 0 | 0 | 0 | 0 | 0 | 0 | 0 | 0 | 0 | 0 | 0 | 0 | 0 | 0 | 0 | 0 | 0 | 0
F4_Residential_Single Family Regular Income_New_Appliances_Natural Gas_Clothes Dryer_E5 | F4 | Residential | Single Family Regular Income | New | Appliances | Natural Gas | Clothes Dryer | E5 | RVT BC Ratio | 0 | 0 | 0 | 0 | 0 | 0 | 0 | 0 | 0 | 0 | 0 | 0 | 0 | 0 | 0 | 0 | 0 | 0 | 0 | 0 | 0 | 0 | 0 | 0 | 0 | 0 | 0 | 0 | 0 | 0 | 0 | 0 | 0
F4_Residential_Single Family Regular Income_New_Appliances_Natural Gas_Clothes Dryer_E6 | F4 | Residential | Single Family Regular Income | New | Appliances | Natural Gas | Clothes Dryer | E6 | RVT BC Ratio | 0 | 0 | 0 | 0 | 0 | 0 | 0 | 0 | 0 | 0 | 0 | 0 | 0 | 0 | 0 | 0 | 0 | 0 | 0 | 0 | 0 | 0 | 0 | 0 | 0 | 0 | 0 | 0 | 0 | 0 | 0 | 0 | 0
F4_Residential_Single Family Regular Income_New_Appliances_Natural Gas_Clothes Dryer_E7 | F4 | Residential | Single Family Regular Income | New | Appliances | Natural Gas | Clothes Dryer | E7 | RVT BC Ratio | 0 | 0 | 0 | 0 | 0 | 0 | 0 | 0 | 0 | 0 | 0 | 0 | 0 | 0 | 0 | 0 | 0 | 0 | 0 | 0 | 0 | 0 | 0 | 0 | 0 | 0 | 0 | 0 | 0 | 0 | 0 | 0 | 0
F4_Residential_Single Family Regular Income_New_Appliances_Natural Gas_Clothes Dryer_E8 | F4 | Residential | Single Family Regular Income | New | Appliances | Natural Gas | Clothes Dryer | E8 | RVT BC Ratio | 0 | 0 | 0 | 0 | 0 | 0 | 0 | 0 | 0 | 0 | 0 | 0 | 0 | 0 | 0 | 0 | 0 | 0 | 0 | 0 | 0 | 0 | 0 | 0 | 0 | 0 | 0 | 0 | 0 | 0 | 0 | 0 | 0
F4_Residential_Single Family Regular Income_New_Appliances_Natural Gas_Clothes Dryer_E9 | F4 | Residential | Single Family Regular Income | New | Appliances | Natural Gas | Clothes Dryer | E9 | RVT BC Ratio | 0 | 0 | 0 | 0 | 0 | 0 | 0 | 0 | 0 | 0 | 0 | 0 | 0 | 0 | 0 | 0 | 0 | 0 | 0 | 0 | 0 | 0 | 0 | 0 | 0 | 0 | 0 | 0 | 0 | 0 | 0 | 0 | 0
F4_Residential_Single Family Regular Income_New_Appliances_Natural Gas_Clothes Dryer_E10 | F4 | Residential | Single Family Regular Income | New | Appliances | Natural Gas | Clothes Dryer | E10 | RVT BC Ratio | 0 | 0 | 0 | 0 | 0 | 0 | 0 | 0 | 0 | 0 | 0 | 0 | 0 | 0 | 0 | 0 | 0 | 0 | 0 | 0 | 0 | 0 | 0 | 0 | 0 | 0 | 0 | 0 | 0 | 0 | 0 | 0 | 0
F5_Residential_Single Family Regular Income_New_Appliances_Natural Gas_Clothes Dryer_E1 | F5 | Residential | Single Family Regular Income | New | Appliances | Natural Gas | Clothes Dryer | E1 | RIM BC Ratio | bar: 2019 to 2051
F5_Residential_Single Family Regular Income_New_Appliances_Natural Gas_Clothes Dryer_E2 | F5 | Residential | Single Family Regular Income | New | Appliances | Natural Gas | Clothes Dryer | E2 | RIM BC Ratio | 0.25065 | 0.25136 | 0.25284 | 0.25406 | 0.25354 | 0.2543 | 0.2561 | 0.25758 | 0.25936 | 0.26107 | 0.26278 | 0.2644 | 0.2661 | 0.26787 | 0.26955 | 0.27129 | 0.27302 | 0.27487 | 0.27664 | 0.27833 | 0.27979 | 0.28113 | 0.28212 | 0.28297 | 0.28343 | 0.28366 | 0.28374 | 0.28363 | 0.28327 | 0.28273 | 0.28186 | 0.28084 | 0.27954
F5_Residential_Single Family Regular Income_New_Appliances_Natural Gas_Clothes Dryer_E3 | F5 | Residential | Single Family Regular Income | New | Appliances | Natural Gas | Clothes Dryer | E3 | RIM BC Ratio | 0 | 0 | 0 | 0 | 0 | 0 | 0 | 0 | 0 | 0 | 0 | 0 | 0 | 0 | 0 | 0 | 0 | 0 | 0 | 0 | 0 | 0 | 0 | 0 | 0 | 0 | 0 | 0 | 0 | 0 | 0 | 0 | 0
F5_Residential_Single Family Regular Income_New_Appliances_Natural Gas_Clothes Dryer_E4 | F5 | Residential | Single Family Regular Income | New | Appliances | Natural Gas | Clothes Dryer | E4 | RIM BC Ratio | 0 | 0 | 0 | 0 | 0 | 0 | 0 | 0 | 0 | 0 | 0 | 0 | 0 | 0 | 0 | 0 | 0 | 0 | 0 | 0 | 0 | 0 | 0 | 0 | 0 | 0 | 0 | 0 | 0 | 0 | 0 | 0 | 0
F5_Residential_Single Family Regular Income_New_Appliances_Natural Gas_Clothes Dryer_E5 | F5 | Residential | Single Family Regular Income | New | Appliances | Natural Gas | Clothes Dryer | E5 | RIM BC Ratio | 0 | 0 | 0 | 0 | 0 | 0 | 0 | 0 | 0 | 0 | 0 | 0 | 0 | 0 | 0 | 0 | 0 | 0 | 0 | 0 | 0 | 0 | 0 | 0 | 0 | 0 | 0 | 0 | 0 | 0 | 0 | 0 | 0
F5_Residential_Single Family Regular Income_New_Appliances_Natural Gas_Clothes Dryer_E6 | F5 | Residential | Single Family Regular Income | New | Appliances | Natural Gas | Clothes Dryer | E6 | RIM BC Ratio | 0 | 0 | 0 | 0 | 0 | 0 | 0 | 0 | 0 | 0 | 0 | 0 | 0 | 0 | 0 | 0 | 0 | 0 | 0 | 0 | 0 | 0 | 0 | 0 | 0 | 0 | 0 | 0 | 0 | 0 | 0 | 0 | 0
F5_Residential_Single Family Regular Income_New_Appliances_Natural Gas_Clothes Dryer_E7 | F5 | Residential | Single Family Regular Income | New | Appliances | Natural Gas | Clothes Dryer | E7 | RIM BC Ratio | 0 | 0 | 0 | 0 | 0 | 0 | 0 | 0 | 0 | 0 | 0 | 0 | 0 | 0 | 0 | 0 | 0 | 0 | 0 | 0 | 0 | 0 | 0 | 0 | 0 | 0 | 0 | 0 | 0 | 0 | 0 | 0 | 0
F5_Residential_Single Family Regular Income_New_Appliances_Natural Gas_Clothes Dryer_E8 | F5 | Residential | Single Family Regular Income | New | Appliances | Natural Gas | Clothes Dryer | E8 | RIM BC Ratio | 0 | 0 | 0 | 0 | 0 | 0 | 0 | 0 | 0 | 0 | 0 | 0 | 0 | 0 | 0 | 0 | 0 | 0 | 0 | 0 | 0 | 0 | 0 | 0 | 0 | 0 | 0 | 0 | 0 | 0 | 0 | 0 | 0
F5_Residential_Single Family Regular Income_New_Appliances_Natural Gas_Clothes Dryer_E9 | F5 | Residential | Single Family Regular Income | New | Appliances | Natural Gas | Clothes Dryer | E9 | RIM BC Ratio | 0 | 0 | 0 | 0 | 0 | 0 | 0 | 0 | 0 | 0 | 0 | 0 | 0 | 0 | 0 | 0 | 0 | 0 | 0 | 0 | 0 | 0 | 0 | 0 | 0 | 0 | 0 | 0 | 0 | 0 | 0 | 0 | 0
F5_Residential_Single Family Regular Income_New_Appliances_Natural Gas_Clothes Dryer_E10 | F5 | Residential | Single Family Regular Income | New | Appliances | Natural Gas | Clothes Dryer | E10 | RIM BC Ratio | 0 | 0 | 0 | 0 | 0 | 0 | 0 | 0 | 0 | 0 | 0 | 0 | 0 | 0 | 0 | 0 | 0 | 0 | 0 | 0 | 0 | 0 | 0 | 0 | 0 | 0 | 0 | 0 | 0 | 0 | 0 | 0 | 0
F0_Residential_Single Family Regular Income_New_Appliances_Natural Gas_Stove/Oven_E0 | F0 | Residential | Single Family Regular Income | New | Appliances | Natural Gas | Stove/Oven | E0 | Economic Unit | High Efficiency (730 + 1660 IAEC) | High Efficiency (730 + 1660 IAEC) | High Efficiency (730 + 1660 IAEC) | High Efficiency (730 + 1660 IAEC) | High Efficiency (730 + 1660 IAEC) | High Efficiency (730 + 1660 IAEC) | High Efficiency (730 + 1660 IAEC) | High Efficiency (730 + 1660 IAEC) | High Efficiency (730 + 1660 IAEC) | High Efficiency (730 + 1660 IAEC) | High Efficiency (730 + 1660 IAEC) | High Efficiency (730 + 1660 IAEC) | High Efficiency (730 + 1660 IAEC) | High Efficiency (730 + 1660 IAEC) | High Efficiency (730 + 1660 IAEC) | High Efficiency (730 + 1660 IAEC) | High Efficiency (730 + 1660 IAEC) | High Efficiency (730 + 1660 IAEC) | High Efficiency (730 + 1660 IAEC) | High Efficiency (730 + 1660 IAEC) | High Efficiency (730 + 1660 IAEC) | High Efficiency (730 + 1660 IAEC) | High Efficiency (730 + 1660 IAEC) | High Efficiency (730 + 1660 IAEC) | High Efficiency (730 + 1660 IAEC) | High Efficiency (730 + 1660 IAEC) | High Efficiency (730 + 1660 IAEC) | High Efficiency (730 + 1660 IAEC) | High Efficiency (730 + 1660 IAEC) | High Efficiency (730 + 1660 IAEC) | High Efficiency (730 + 1660 IAEC) | High Efficiency (730 + 1660 IAEC) | High Efficiency (730 + 1660 IAEC)
F1_Residential_Single Family Regular Income_New_Appliances_Natural Gas_Stove/Oven_E1 | F1 | Residential | Single Family Regular Income | New | Appliances | Natural Gas | Stove/Oven | E1 | CCE | 0 | 0 | 0 | 0 | 0 | 0 | 0 | 0 | 0 | 0 | 0 | 0 | 0 | 0 | 0 | 0 | 0 | 0 | 0 | 0 | 0 | 0 | 0 | 0 | 0 | 0 | 0 | 0 | 0 | 0 | 0 | 0 | 0
F1_Residential_Single Family Regular Income_New_Appliances_Natural Gas_Stove/Oven_E2 | F1 | Residential | Single Family Regular Income | New | Appliances | Natural Gas | Stove/Oven | E2 | CCE | 1.4575 | 1.5023 | 1.4718 | 1.3493 | 1.3493 | 1.3493 | 1.3493 | 1.3493 | 1.3493 | 1.3493 | 1.3493 | 1.3493 | 1.3493 | 1.3493 | 1.3493 | 1.3493 | 1.3493 | 1.3493 | 1.3493 | 1.3493 | 1.3493 | 1.3493 | 1.3493 | 1.3493 | 1.3493 | 1.3493 | 1.3493 | 1.3493 | 1.3493 | 1.3493 | 1.3493 | 1.3493 | 1.3493
F1_Residential_Single Family Regular Income_New_Appliances_Natural Gas_Stove/Oven_E3 | F1 | Residential | Single Family Regular Income | New | Appliances | Natural Gas | Stove/Oven | E3 | CCE | 0 | 0 | 0 | 0 | 0 | 0 | 0 | 0 | 0 | 0 | 0 | 0 | 0 | 0 | 0 | 0 | 0 | 0 | 0 | 0 | 0 | 0 | 0 | 0 | 0 | 0 | 0 | 0 | 0 | 0 | 0 | 0 | 0
F1_Residential_Single Family Regular Income_New_Appliances_Natural Gas_Stove/Oven_E4 | F1 | Residential | Single Family Regular Income | New | Appliances | Natural Gas | Stove/Oven | E4 | CCE | 0 | 0 | 0 | 0 | 0 | 0 | 0 | 0 | 0 | 0 | 0 | 0 | 0 | 0 | 0 | 0 | 0 | 0 | 0 | 0 | 0 | 0 | 0 | 0 | 0 | 0 | 0 | 0 | 0 | 0 | 0 | 0 | 0
F1_Residential_Single Family Regular Income_New_Appliances_Natural Gas_Stove/Oven_E5 | F1 | Residential | Single Family Regular Income | New | Appliances | Natural Gas | Stove/Oven | E5 | CCE | 0 | 0 | 0 | 0 | 0 | 0 | 0 | 0 | 0 | 0 | 0 | 0 | 0 | 0 | 0 | 0 | 0 | 0 | 0 | 0 | 0 | 0 | 0 | 0 | 0 | 0 | 0 | 0 | 0 | 0 | 0 | 0 | 0
F1_Residential_Single Family Regular Income_New_Appliances_Natural Gas_Stove/Oven_E6 | F1 | Residential | Single Family Regular Income | New | Appliances | Natural Gas | Stove/Oven | E6 | CCE | 0 | 0 | 0 | 0 | 0 | 0 | 0 | 0 | 0 | 0 | 0 | 0 | 0 | 0 | 0 | 0 | 0 | 0 | 0 | 0 | 0 | 0 | 0 | 0 | 0 | 0 | 0 | 0 | 0 | 0 | 0 | 0 | 0
F1_Residential_Single Family Regular Income_New_Appliances_Natural Gas_Stove/Oven_E7 | F1 | Residential | Single Family Regular Income | New | Appliances | Natural Gas | Stove/Oven | E7 | CCE | 0 | 0 | 0 | 0 | 0 | 0 | 0 | 0 | 0 | 0 | 0 | 0 | 0 | 0 | 0 | 0 | 0 | 0 | 0 | 0 | 0 | 0 | 0 | 0 | 0 | 0 | 0 | 0 | 0 | 0 | 0 | 0 | 0
F1_Residential_Single Family Regular Income_New_Appliances_Natural Gas_Stove/Oven_E8 | F1 | Residential | Single Family Regular Income | New | Appliances | Natural Gas | Stove/Oven | E8 | CCE | 0 | 0 | 0 | 0 | 0 | 0 | 0 | 0 | 0 | 0 | 0 | 0 | 0 | 0 | 0 | 0 | 0 | 0 | 0 | 0 | 0 | 0 | 0 | 0 | 0 | 0 | 0 | 0 | 0 | 0 | 0 | 0 | 0
F1_Residential_Single Family Regular Income_New_Appliances_Natural Gas_Stove/Oven_E9 | F1 | Residential | Single Family Regular Income | New | Appliances | Natural Gas | Stove/Oven | E9 | CCE | 0 | 0 | 0 | 0 | 0 | 0 | 0 | 0 | 0 | 0 | 0 | 0 | 0 | 0 | 0 | 0 | 0 | 0 | 0 | 0 | 0 | 0 | 0 | 0 | 0 | 0 | 0 | 0 | 0 | 0 | 0 | 0 | 0
F1_Residential_Single Family Regular Income_New_Appliances_Natural Gas_Stove/Oven_E10 | F1 | Residential | Single Family Regular Income | New | Appliances | Natural Gas | Stove/Oven | E10 | CCE | 0 | 0 | 0 | 0 | 0 | 0 | 0 | 0 | 0 | 0 | 0 | 0 | 0 | 0 | 0 | 0 | 0 | 0 | 0 | 0 | 0 | 0 | 0 | 0 | 0 | 0 | 0 | 0 | 0 | 0 | 0 | 0 | 0
F2_Residential_Single Family Regular Income_New_Appliances_Natural Gas_Stove/Oven_E1 | F2 | Residential | Single Family Regular Income | New | Appliances | Natural Gas | Stove/Oven | E1 | TRC BC Ratio | bar: 2019 to 2051
F2_Residential_Single Family Regular Income_New_Appliances_Natural Gas_Stove/Oven_E2 | F2 | Residential | Single Family Regular Income | New | Appliances | Natural Gas | Stove/Oven | E2 | TRC BC Ratio | 1.1371 | 1.1406 | 1.1485 | 1.155 | 1.1519 | 1.1565 | 1.1675 | 1.1766 | 1.1875 | 1.1981 | 1.2088 | 1.2189 | 1.2295 | 1.2407 | 1.2514 | 1.2624 | 1.2735 | 1.2854 | 1.2969 | 1.308 | 1.3177 | 1.3267 | 1.3335 | 1.3395 | 1.343 | 1.345 | 1.3461 | 1.3458 | 1.344 | 1.341 | 1.3358 | 1.3297 | 1.3217
F2_Residential_Single Family Regular Income_New_Appliances_Natural Gas_Stove/Oven_E3 | F2 | Residential | Single Family Regular Income | New | Appliances | Natural Gas | Stove/Oven | E3 | TRC BC Ratio | 0 | 0 | 0 | 0 | 0 | 0 | 0 | 0 | 0 | 0 | 0 | 0 | 0 | 0 | 0 | 0 | 0 | 0 | 0 | 0 | 0 | 0 | 0 | 0 | 0 | 0 | 0 | 0 | 0 | 0 | 0 | 0 | 0
F2_Residential_Single Family Regular Income_New_Appliances_Natural Gas_Stove/Oven_E4 | F2 | Residential | Single Family Regular Income | New | Appliances | Natural Gas | Stove/Oven | E4 | TRC BC Ratio | 0 | 0 | 0 | 0 | 0 | 0 | 0 | 0 | 0 | 0 | 0 | 0 | 0 | 0 | 0 | 0 | 0 | 0 | 0 | 0 | 0 | 0 | 0 | 0 | 0 | 0 | 0 | 0 | 0 | 0 | 0 | 0 | 0
F2_Residential_Single Family Regular Income_New_Appliances_Natural Gas_Stove/Oven_E5 | F2 | Residential | Single Family Regular Income | New | Appliances | Natural Gas | Stove/Oven | E5 | TRC BC Ratio | 0 | 0 | 0 | 0 | 0 | 0 | 0 | 0 | 0 | 0 | 0 | 0 | 0 | 0 | 0 | 0 | 0 | 0 | 0 | 0 | 0 | 0 | 0 | 0 | 0 | 0 | 0 | 0 | 0 | 0 | 0 | 0 | 0
F2_Residential_Single Family Regular Income_New_Appliances_Natural Gas_Stove/Oven_E6 | F2 | Residential | Single Family Regular Income | New | Appliances | Natural Gas | Stove/Oven | E6 | TRC BC Ratio | 0 | 0 | 0 | 0 | 0 | 0 | 0 | 0 | 0 | 0 | 0 | 0 | 0 | 0 | 0 | 0 | 0 | 0 | 0 | 0 | 0 | 0 | 0 | 0 | 0 | 0 | 0 | 0 | 0 | 0 | 0 | 0 | 0
F2_Residential_Single Family Regular Income_New_Appliances_Natural Gas_Stove/Oven_E7 | F2 | Residential | Single Family Regular Income | New | Appliances | Natural Gas | Stove/Oven | E7 | TRC BC Ratio | 0 | 0 | 0 | 0 | 0 | 0 | 0 | 0 | 0 | 0 | 0 | 0 | 0 | 0 | 0 | 0 | 0 | 0 | 0 | 0 | 0 | 0 | 0 | 0 | 0 | 0 | 0 | 0 | 0 | 0 | 0 | 0 | 0
F2_Residential_Single Family Regular Income_New_Appliances_Natural Gas_Stove/Oven_E8 | F2 | Residential | Single Family Regular Income | New | Appliances | Natural Gas | Stove/Oven | E8 | TRC BC Ratio | 0 | 0 | 0 | 0 | 0 | 0 | 0 | 0 | 0 | 0 | 0 | 0 | 0 | 0 | 0 | 0 | 0 | 0 | 0 | 0 | 0 | 0 | 0 | 0 | 0 | 0 | 0 | 0 | 0 | 0 | 0 | 0 | 0
F2_Residential_Single Family Regular Income_New_Appliances_Natural Gas_Stove/Oven_E9 | F2 | Residential | Single Family Regular Income | New | Appliances | Natural Gas | Stove/Oven | E9 | TRC BC Ratio | 0 | 0 | 0 | 0 | 0 | 0 | 0 | 0 | 0 | 0 | 0 | 0 | 0 | 0 | 0 | 0 | 0 | 0 | 0 | 0 | 0 | 0 | 0 | 0 | 0 | 0 | 0 | 0 | 0 | 0 | 0 | 0 | 0
F2_Residential_Single Family Regular Income_New_Appliances_Natural Gas_Stove/Oven_E10 | F2 | Residential | Single Family Regular Income | New | Appliances | Natural Gas | Stove/Oven | E10 | TRC BC Ratio | 0 | 0 | 0 | 0 | 0 | 0 | 0 | 0 | 0 | 0 | 0 | 0 | 0 | 0 | 0 | 0 | 0 | 0 | 0 | 0 | 0 | 0 | 0 | 0 | 0 | 0 | 0 | 0 | 0 | 0 | 0 | 0 | 0
F3_Residential_Single Family Regular Income_New_Appliances_Natural Gas_Stove/Oven_E1 | F3 | Residential | Single Family Regular Income | New | Appliances | Natural Gas | Stove/Oven | E1 | PACT BC Ratio | bar: 2019 to 2051
F3_Residential_Single Family Regular Income_New_Appliances_Natural Gas_Stove/Oven_E2 | F3 | Residential | Single Family Regular Income | New | Appliances | Natural Gas | Stove/Oven | E2 | PACT BC Ratio | 1.5161 | 1.5209 | 1.5314 | 1.54 | 1.5358 | 1.5419 | 1.5566 | 1.5688 | 1.5833 | 1.5975 | 1.6117 | 1.6252 | 1.6394 | 1.6543 | 1.6685 | 1.6832 | 1.698 | 1.7139 | 1.7292 | 1.744 | 1.7569 | 1.7689 | 1.778 | 1.786 | 1.7907 | 1.7934 | 1.7947 | 1.7945 | 1.792 | 1.788 | 1.7811 | 1.7729 | 1.7623
F3_Residential_Single Family Regular Income_New_Appliances_Natural Gas_Stove/Oven_E3 | F3 | Residential | Single Family Regular Income | New | Appliances | Natural Gas | Stove/Oven | E3 | PACT BC Ratio | 0 | 0 | 0 | 0 | 0 | 0 | 0 | 0 | 0 | 0 | 0 | 0 | 0 | 0 | 0 | 0 | 0 | 0 | 0 | 0 | 0 | 0 | 0 | 0 | 0 | 0 | 0 | 0 | 0 | 0 | 0 | 0 | 0
F3_Residential_Single Family Regular Income_New_Appliances_Natural Gas_Stove/Oven_E4 | F3 | Residential | Single Family Regular Income | New | Appliances | Natural Gas | Stove/Oven | E4 | PACT BC Ratio | 0 | 0 | 0 | 0 | 0 | 0 | 0 | 0 | 0 | 0 | 0 | 0 | 0 | 0 | 0 | 0 | 0 | 0 | 0 | 0 | 0 | 0 | 0 | 0 | 0 | 0 | 0 | 0 | 0 | 0 | 0 | 0 | 0
F3_Residential_Single Family Regular Income_New_Appliances_Natural Gas_Stove/Oven_E5 | F3 | Residential | Single Family Regular Income | New | Appliances | Natural Gas | Stove/Oven | E5 | PACT BC Ratio | 0 | 0 | 0 | 0 | 0 | 0 | 0 | 0 | 0 | 0 | 0 | 0 | 0 | 0 | 0 | 0 | 0 | 0 | 0 | 0 | 0 | 0 | 0 | 0 | 0 | 0 | 0 | 0 | 0 | 0 | 0 | 0 | 0
F3_Residential_Single Family Regular Income_New_Appliances_Natural Gas_Stove/Oven_E6 | F3 | Residential | Single Family Regular Income | New | Appliances | Natural Gas | Stove/Oven | E6 | PACT BC Ratio | 0 | 0 | 0 | 0 | 0 | 0 | 0 | 0 | 0 | 0 | 0 | 0 | 0 | 0 | 0 | 0 | 0 | 0 | 0 | 0 | 0 | 0 | 0 | 0 | 0 | 0 | 0 | 0 | 0 | 0 | 0 | 0 | 0
F3_Residential_Single Family Regular Income_New_Appliances_Natural Gas_Stove/Oven_E7 | F3 | Residential | Single Family Regular Income | New | Appliances | Natural Gas | Stove/Oven | E7 | PACT BC Ratio | 0 | 0 | 0 | 0 | 0 | 0 | 0 | 0 | 0 | 0 | 0 | 0 | 0 | 0 | 0 | 0 | 0 | 0 | 0 | 0 | 0 | 0 | 0 | 0 | 0 | 0 | 0 | 0 | 0 | 0 | 0 | 0 | 0
F3_Residential_Single Family Regular Income_New_Appliances_Natural Gas_Stove/Oven_E8 | F3 | Residential | Single Family Regular Income | New | Appliances | Natural Gas | Stove/Oven | E8 | PACT BC Ratio | 0 | 0 | 0 | 0 | 0 | 0 | 0 | 0 | 0 | 0 | 0 | 0 | 0 | 0 | 0 | 0 | 0 | 0 | 0 | 0 | 0 | 0 | 0 | 0 | 0 | 0 | 0 | 0 | 0 | 0 | 0 | 0 | 0
F3_Residential_Single Family Regular Income_New_Appliances_Natural Gas_Stove/Oven_E9 | F3 | Residential | Single Family Regular Income | New | Appliances | Natural Gas | Stove/Oven | E9 | PACT BC Ratio | 0 | 0 | 0 | 0 | 0 | 0 | 0 | 0 | 0 | 0 | 0 | 0 | 0 | 0 | 0 | 0 | 0 | 0 | 0 | 0 | 0 | 0 | 0 | 0 | 0 | 0 | 0 | 0 | 0 | 0 | 0 | 0 | 0
F3_Residential_Single Family Regular Income_New_Appliances_Natural Gas_Stove/Oven_E10 | F3 | Residential | Single Family Regular Income | New | Appliances | Natural Gas | Stove/Oven | E10 | PACT BC Ratio | 0 | 0 | 0 | 0 | 0 | 0 | 0 | 0 | 0 | 0 | 0 | 0 | 0 | 0 | 0 | 0 | 0 | 0 | 0 | 0 | 0 | 0 | 0 | 0 | 0 | 0 | 0 | 0 | 0 | 0 | 0 | 0 | 0
F4_Residential_Single Family Regular Income_New_Appliances_Natural Gas_Stove/Oven_E1 | F4 | Residential | Single Family Regular Income | New | Appliances | Natural Gas | Stove/Oven | E1 | RVT BC Ratio | bar: 2019 to 2051
F4_Residential_Single Family Regular Income_New_Appliances_Natural Gas_Stove/Oven_E2 | F4 | Residential | Single Family Regular Income | New | Appliances | Natural Gas | Stove/Oven | E2 | RVT BC Ratio | 1.6743 | 1.6759 | 1.6814 | 1.6858 | 1.6821 | 1.6876 | 1.7008 | 1.7117 | 1.7248 | 1.7374 | 1.7502 | 1.7623 | 1.7751 | 1.7885 | 1.8013 | 1.8145 | 1.8278 | 1.842 | 1.856 | 1.8696 | 1.8818 | 1.8933 | 1.9024 | 1.9108 | 1.9165 | 1.9204 | 1.9231 | 1.9245 | 1.9239 | 1.922 | 1.9176 | 1.912 | 1.9044
F4_Residential_Single Family Regular Income_New_Appliances_Natural Gas_Stove/Oven_E3 | F4 | Residential | Single Family Regular Income | New | Appliances | Natural Gas | Stove/Oven | E3 | RVT BC Ratio | 0 | 0 | 0 | 0 | 0 | 0 | 0 | 0 | 0 | 0 | 0 | 0 | 0 | 0 | 0 | 0 | 0 | 0 | 0 | 0 | 0 | 0 | 0 | 0 | 0 | 0 | 0 | 0 | 0 | 0 | 0 | 0 | 0
F4_Residential_Single Family Regular Income_New_Appliances_Natural Gas_Stove/Oven_E4 | F4 | Residential | Single Family Regular Income | New | Appliances | Natural Gas | Stove/Oven | E4 | RVT BC Ratio | 0 | 0 | 0 | 0 | 0 | 0 | 0 | 0 | 0 | 0 | 0 | 0 | 0 | 0 | 0 | 0 | 0 | 0 | 0 | 0 | 0 | 0 | 0 | 0 | 0 | 0 | 0 | 0 | 0 | 0 | 0 | 0 | 0
F4_Residential_Single Family Regular Income_New_Appliances_Natural Gas_Stove/Oven_E5 | F4 | Residential | Single Family Regular Income | New | Appliances | Natural Gas | Stove/Oven | E5 | RVT BC Ratio | 0 | 0 | 0 | 0 | 0 | 0 | 0 | 0 | 0 | 0 | 0 | 0 | 0 | 0 | 0 | 0 | 0 | 0 | 0 | 0 | 0 | 0 | 0 | 0 | 0 | 0 | 0 | 0 | 0 | 0 | 0 | 0 | 0
F4_Residential_Single Family Regular Income_New_Appliances_Natural Gas_Stove/Oven_E6 | F4 | Residential | Single Family Regular Income | New | Appliances | Natural Gas | Stove/Oven | E6 | RVT BC Ratio | 0 | 0 | 0 | 0 | 0 | 0 | 0 | 0 | 0 | 0 | 0 | 0 | 0 | 0 | 0 | 0 | 0 | 0 | 0 | 0 | 0 | 0 | 0 | 0 | 0 | 0 | 0 | 0 | 0 | 0 | 0 | 0 | 0
F4_Residential_Single Family Regular Income_New_Appliances_Natural Gas_Stove/Oven_E7 | F4 | Residential | Single Family Regular Income | New | Appliances | Natural Gas | Stove/Oven | E7 | RVT BC Ratio | 0 | 0 | 0 | 0 | 0 | 0 | 0 | 0 | 0 | 0 | 0 | 0 | 0 | 0 | 0 | 0 | 0 | 0 | 0 | 0 | 0 | 0 | 0 | 0 | 0 | 0 | 0 | 0 | 0 | 0 | 0 | 0 | 0
F4_Residential_Single Family Regular Income_New_Appliances_Natural Gas_Stove/Oven_E8 | F4 | Residential | Single Family Regular Income | New | Appliances | Natural Gas | Stove/Oven | E8 | RVT BC Ratio | 0 | 0 | 0 | 0 | 0 | 0 | 0 | 0 | 0 | 0 | 0 | 0 | 0 | 0 | 0 | 0 | 0 | 0 | 0 | 0 | 0 | 0 | 0 | 0 | 0 | 0 | 0 | 0 | 0 | 0 | 0 | 0 | 0
F4_Residential_Single Family Regular Income_New_Appliances_Natural Gas_Stove/Oven_E9 | F4 | Residential | Single Family Regular Income | New | Appliances | Natural Gas | Stove/Oven | E9 | RVT BC Ratio | 0 | 0 | 0 | 0 | 0 | 0 | 0 | 0 | 0 | 0 | 0 | 0 | 0 | 0 | 0 | 0 | 0 | 0 | 0 | 0 | 0 | 0 | 0 | 0 | 0 | 0 | 0 | 0 | 0 | 0 | 0 | 0 | 0
F4_Residential_Single Family Regular Income_New_Appliances_Natural Gas_Stove/Oven_E10 | F4 | Residential | Single Family Regular Income | New | Appliances | Natural Gas | Stove/Oven | E10 | RVT BC Ratio | 0 | 0 | 0 | 0 | 0 | 0 | 0 | 0 | 0 | 0 | 0 | 0 | 0 | 0 | 0 | 0 | 0 | 0 | 0 | 0 | 0 | 0 | 0 | 0 | 0 | 0 | 0 | 0 | 0 | 0 | 0 | 0 | 0
F5_Residential_Single Family Regular Income_New_Appliances_Natural Gas_Stove/Oven_E1 | F5 | Residential | Single Family Regular Income | New | Appliances | Natural Gas | Stove/Oven | E1 | RIM BC Ratio | bar: 2019 to 2051
F5_Residential_Single Family Regular Income_New_Appliances_Natural Gas_Stove/Oven_E2 | F5 | Residential | Single Family Regular Income | New | Appliances | Natural Gas | Stove/Oven | E2 | RIM BC Ratio | 0.728 | 0.72967 | 0.73257 | 0.73496 | 0.73442 | 0.7352 | 0.73706 | 0.73856 | 0.74035 | 0.74206 | 0.74377 | 0.74536 | 0.74702 | 0.74873 | 0.75034 | 0.75199 | 0.75363 | 0.75536 | 0.75695 | 0.75839 | 0.75955 | 0.76053 | 0.76112 | 0.76151 | 0.76147 | 0.76121 | 0.7608 | 0.7602 | 0.75936 | 0.75834 | 0.757 | 0.7555 | 0.75371
F5_Residential_Single Family Regular Income_New_Appliances_Natural Gas_Stove/Oven_E3 | F5 | Residential | Single Family Regular Income | New | Appliances | Natural Gas | Stove/Oven | E3 | RIM BC Ratio | 0 | 0 | 0 | 0 | 0 | 0 | 0 | 0 | 0 | 0 | 0 | 0 | 0 | 0 | 0 | 0 | 0 | 0 | 0 | 0 | 0 | 0 | 0 | 0 | 0 | 0 | 0 | 0 | 0 | 0 | 0 | 0 | 0
F5_Residential_Single Family Regular Income_New_Appliances_Natural Gas_Stove/Oven_E4 | F5 | Residential | Single Family Regular Income | New | Appliances | Natural Gas | Stove/Oven | E4 | RIM BC Ratio | 0 | 0 | 0 | 0 | 0 | 0 | 0 | 0 | 0 | 0 | 0 | 0 | 0 | 0 | 0 | 0 | 0 | 0 | 0 | 0 | 0 | 0 | 0 | 0 | 0 | 0 | 0 | 0 | 0 | 0 | 0 | 0 | 0
F5_Residential_Single Family Regular Income_New_Appliances_Natural Gas_Stove/Oven_E5 | F5 | Residential | Single Family Regular Income | New | Appliances | Natural Gas | Stove/Oven | E5 | RIM BC Ratio | 0 | 0 | 0 | 0 | 0 | 0 | 0 | 0 | 0 | 0 | 0 | 0 | 0 | 0 | 0 | 0 | 0 | 0 | 0 | 0 | 0 | 0 | 0 | 0 | 0 | 0 | 0 | 0 | 0 | 0 | 0 | 0 | 0
F5_Residential_Single Family Regular Income_New_Appliances_Natural Gas_Stove/Oven_E6 | F5 | Residential | Single Family Regular Income | New | Appliances | Natural Gas | Stove/Oven | E6 | RIM BC Ratio | 0 | 0 | 0 | 0 | 0 | 0 | 0 | 0 | 0 | 0 | 0 | 0 | 0 | 0 | 0 | 0 | 0 | 0 | 0 | 0 | 0 | 0 | 0 | 0 | 0 | 0 | 0 | 0 | 0 | 0 | 0 | 0 | 0
F5_Residential_Single Family Regular Income_New_Appliances_Natural Gas_Stove/Oven_E7 | F5 | Residential | Single Family Regular Income | New | Appliances | Natural Gas | Stove/Oven | E7 | RIM BC Ratio | 0 | 0 | 0 | 0 | 0 | 0 | 0 | 0 | 0 | 0 | 0 | 0 | 0 | 0 | 0 | 0 | 0 | 0 | 0 | 0 | 0 | 0 | 0 | 0 | 0 | 0 | 0 | 0 | 0 | 0 | 0 | 0 | 0
F5_Residential_Single Family Regular Income_New_Appliances_Natural Gas_Stove/Oven_E8 | F5 | Residential | Single Family Regular Income | New | Appliances | Natural Gas | Stove/Oven | E8 | RIM BC Ratio | 0 | 0 | 0 | 0 | 0 | 0 | 0 | 0 | 0 | 0 | 0 | 0 | 0 | 0 | 0 | 0 | 0 | 0 | 0 | 0 | 0 | 0 | 0 | 0 | 0 | 0 | 0 | 0 | 0 | 0 | 0 | 0 | 0
F5_Residential_Single Family Regular Income_New_Appliances_Natural Gas_Stove/Oven_E9 | F5 | Residential | Single Family Regular Income | New | Appliances | Natural Gas | Stove/Oven | E9 | RIM BC Ratio | 0 | 0 | 0 | 0 | 0 | 0 | 0 | 0 | 0 | 0 | 0 | 0 | 0 | 0 | 0 | 0 | 0 | 0 | 0 | 0 | 0 | 0 | 0 | 0 | 0 | 0 | 0 | 0 | 0 | 0 | 0 | 0 | 0
F5_Residential_Single Family Regular Income_New_Appliances_Natural Gas_Stove/Oven_E10 | F5 | Residential | Single Family Regular Income | New | Appliances | Natural Gas | Stove/Oven | E10 | RIM BC Ratio | 0 | 0 | 0 | 0 | 0 | 0 | 0 | 0 | 0 | 0 | 0 | 0 | 0 | 0 | 0 | 0 | 0 | 0 | 0 | 0 | 0 | 0 | 0 | 0 | 0 | 0 | 0 | 0 | 0 | 0 | 0 | 0 | 0
F0_Residential_Single Family Regular Income_New_Miscellaneous_Natural Gas_Pool Heater_E0 | F0 | Residential | Single Family Regular Income | New | Miscellaneous | Natural Gas | Pool Heater | E0 | Economic Unit | Standard (EF 0.82) | Standard (EF 0.82) | Standard (EF 0.82) | Standard (EF 0.82) | Standard (EF 0.82) | Standard (EF 0.82) | Standard (EF 0.82) | Standard (EF 0.82) | Standard (EF 0.82) | Standard (EF 0.82) | Standard (EF 0.82) | Standard (EF 0.82) | Standard (EF 0.82) | Standard (EF 0.82) | Standard (EF 0.82) | Standard (EF 0.82) | Standard (EF 0.82) | Standard (EF 0.82) | Standard (EF 0.82) | Standard (EF 0.82) | Standard (EF 0.82) | Standard (EF 0.82) | Standard (EF 0.82) | Standard (EF 0.82) | Standard (EF 0.82) | Standard (EF 0.82) | Standard (EF 0.82) | Standard (EF 0.82) | Standard (EF 0.82) | Standard (EF 0.82) | Standard (EF 0.82) | Standard (EF 0.82) | Standard (EF 0.82)
F1_Residential_Single Family Regular Income_New_Miscellaneous_Natural Gas_Pool Heater_E1 | F1 | Residential | Single Family Regular Income | New | Miscellaneous | Natural Gas | Pool Heater | E1 | CCE | 0 | 0 | 0 | 0 | 0 | 0 | 0 | 0 | 0 | 0 | 0 | 0 | 0 | 0 | 0 | 0 | 0 | 0 | 0 | 0 | 0 | 0 | 0 | 0 | 0 | 0 | 0 | 0 | 0 | 0 | 0 | 0 | 0
F1_Residential_Single Family Regular Income_New_Miscellaneous_Natural Gas_Pool Heater_E2 | F1 | Residential | Single Family Regular Income | New | Miscellaneous | Natural Gas | Pool Heater | E2 | CCE | 32.9091 | 33.9217 | 33.2331 | 30.466 | 30.466 | 30.466 | 30.466 | 30.466 | 30.466 | 30.466 | 30.466 | 30.466 | 30.466 | 30.466 | 30.466 | 30.466 | 30.466 | 30.466 | 30.466 | 30.466 | 30.466 | 30.466 | 30.466 | 30.466 | 30.466 | 30.466 | 30.466 | 30.466 | 30.466 | 30.466 | 30.466 | 30.466 | 30.466
F1_Residential_Single Family Regular Income_New_Miscellaneous_Natural Gas_Pool Heater_E3 | F1 | Residential | Single Family Regular Income | New | Miscellaneous | Natural Gas | Pool Heater | E3 | CCE | 38.5966 | 39.7842 | 38.9765 | 35.7312 | 35.7312 | 35.7312 | 35.7312 | 35.7312 | 35.7312 | 35.7312 | 35.7312 | 35.7312 | 35.7312 | 35.7312 | 35.7312 | 35.7312 | 35.7312 | 35.7312 | 35.7312 | 35.7312 | 35.7312 | 35.7312 | 35.7312 | 35.7312 | 35.7312 | 35.7312 | 35.7312 | 35.7312 | 35.7312 | 35.7312 | 35.7312 | 35.7312 | 35.7312
F1_Residential_Single Family Regular Income_New_Miscellaneous_Natural Gas_Pool Heater_E4 | F1 | Residential | Single Family Regular Income | New | Miscellaneous | Natural Gas | Pool Heater | E4 | CCE | 37.1037 | 38.2453 | 37.4689 | 34.3491 | 34.3491 | 34.3491 | 34.3491 | 34.3491 | 34.3491 | 34.3491 | 34.3491 | 34.3491 | 34.3491 | 34.3491 | 34.3491 | 34.3491 | 34.3491 | 34.3491 | 34.3491 | 34.3491 | 34.3491 | 34.3491 | 34.3491 | 34.3491 | 34.3491 | 34.3491 | 34.3491 | 34.3491 | 34.3491 | 34.3491 | 34.3491 | 34.3491 | 34.3491
F1_Residential_Single Family Regular Income_New_Miscellaneous_Natural Gas_Pool Heater_E5 | F1 | Residential | Single Family Regular Income | New | Miscellaneous | Natural Gas | Pool Heater | E5 | CCE | 0 | 0 | 0 | 0 | 0 | 0 | 0 | 0 | 0 | 0 | 0 | 0 | 0 | 0 | 0 | 0 | 0 | 0 | 0 | 0 | 0 | 0 | 0 | 0 | 0 | 0 | 0 | 0 | 0 | 0 | 0 | 0 | 0
F1_Residential_Single Family Regular Income_New_Miscellaneous_Natural Gas_Pool Heater_E6 | F1 | Residential | Single Family Regular Income | New | Miscellaneous | Natural Gas | Pool Heater | E6 | CCE | 0 | 0 | 0 | 0 | 0 | 0 | 0 | 0 | 0 | 0 | 0 | 0 | 0 | 0 | 0 | 0 | 0 | 0 | 0 | 0 | 0 | 0 | 0 | 0 | 0 | 0 | 0 | 0 | 0 | 0 | 0 | 0 | 0
F1_Residential_Single Family Regular Income_New_Miscellaneous_Natural Gas_Pool Heater_E7 | F1 | Residential | Single Family Regular Income | New | Miscellaneous | Natural Gas | Pool Heater | E7 | CCE | 0 | 0 | 0 | 0 | 0 | 0 | 0 | 0 | 0 | 0 | 0 | 0 | 0 | 0 | 0 | 0 | 0 | 0 | 0 | 0 | 0 | 0 | 0 | 0 | 0 | 0 | 0 | 0 | 0 | 0 | 0 | 0 | 0
F1_Residential_Single Family Regular Income_New_Miscellaneous_Natural Gas_Pool Heater_E8 | F1 | Residential | Single Family Regular Income | New | Miscellaneous | Natural Gas | Pool Heater | E8 | CCE | 0 | 0 | 0 | 0 | 0 | 0 | 0 | 0 | 0 | 0 | 0 | 0 | 0 | 0 | 0 | 0 | 0 | 0 | 0 | 0 | 0 | 0 | 0 | 0 | 0 | 0 | 0 | 0 | 0 | 0 | 0 | 0 | 0
F1_Residential_Single Family Regular Income_New_Miscellaneous_Natural Gas_Pool Heater_E9 | F1 | Residential | Single Family Regular Income | New | Miscellaneous | Natural Gas | Pool Heater | E9 | CCE | 0 | 0 | 0 | 0 | 0 | 0 | 0 | 0 | 0 | 0 | 0 | 0 | 0 | 0 | 0 | 0 | 0 | 0 | 0 | 0 | 0 | 0 | 0 | 0 | 0 | 0 | 0 | 0 | 0 | 0 | 0 | 0 | 0
F1_Residential_Single Family Regular Income_New_Miscellaneous_Natural Gas_Pool Heater_E10 | F1 | Residential | Single Family Regular Income | New | Miscellaneous | Natural Gas | Pool Heater | E10 | CCE | 0 | 0 | 0 | 0 | 0 | 0 | 0 | 0 | 0 | 0 | 0 | 0 | 0 | 0 | 0 | 0 | 0 | 0 | 0 | 0 | 0 | 0 | 0 | 0 | 0 | 0 | 0 | 0 | 0 | 0 | 0 | 0 | 0
F2_Residential_Single Family Regular Income_New_Miscellaneous_Natural Gas_Pool Heater_E1 | F2 | Residential | Single Family Regular Income | New | Miscellaneous | Natural Gas | Pool Heater | E1 | TRC BC Ratio | bar: 2019 to 2051
F2_Residential_Single Family Regular Income_New_Miscellaneous_Natural Gas_Pool Heater_E2 | F2 | Residential | Single Family Regular Income | New | Miscellaneous | Natural Gas | Pool Heater | E2 | TRC BC Ratio | 0 | 0 | 0 | 0 | 0 | 0 | 0 | 0 | 0 | 0 | 0 | 0 | 0 | 0 | 0 | 0 | 0 | 0 | 0 | 0 | 0 | 0 | 0 | 0 | 0 | 0 | 0 | 0 | 0 | 0 | 0 | 0 | 0
F2_Residential_Single Family Regular Income_New_Miscellaneous_Natural Gas_Pool Heater_E3 | F2 | Residential | Single Family Regular Income | New | Miscellaneous | Natural Gas | Pool Heater | E3 | TRC BC Ratio | 0 | 0 | 0 | 0 | 0 | 0 | 0 | 0 | 0 | 0 | 0 | 0 | 0 | 0 | 0 | 0 | 0 | 0 | 0 | 0 | 0 | 0 | 0 | 0 | 0 | 0 | 0 | 0 | 0 | 0 | 0 | 0 | 0
F2_Residential_Single Family Regular Income_New_Miscellaneous_Natural Gas_Pool Heater_E4 | F2 | Residential | Single Family Regular Income | New | Miscellaneous | Natural Gas | Pool Heater | E4 | TRC BC Ratio | 0 | 0 | 0 | 0 | 0 | 0 | 0 | 0 | 0 | 0 | 0 | 0 | 0 | 0 | 0 | 0 | 0 | 0 | 0 | 0 | 0 | 0 | 0 | 0 | 0 | 0 | 0 | 0 | 0 | 0 | 0 | 0 | 0
F2_Residential_Single Family Regular Income_New_Miscellaneous_Natural Gas_Pool Heater_E5 | F2 | Residential | Single Family Regular Income | New | Miscellaneous | Natural Gas | Pool Heater | E5 | TRC BC Ratio | 0 | 0 | 0 | 0 | 0 | 0 | 0 | 0 | 0 | 0 | 0 | 0 | 0 | 0 | 0 | 0 | 0 | 0 | 0 | 0 | 0 | 0 | 0 | 0 | 0 | 0 | 0 | 0 | 0 | 0 | 0 | 0 | 0
F2_Residential_Single Family Regular Income_New_Miscellaneous_Natural Gas_Pool Heater_E6 | F2 | Residential | Single Family Regular Income | New | Miscellaneous | Natural Gas | Pool Heater | E6 | TRC BC Ratio | 0 | 0 | 0 | 0 | 0 | 0 | 0 | 0 | 0 | 0 | 0 | 0 | 0 | 0 | 0 | 0 | 0 | 0 | 0 | 0 | 0 | 0 | 0 | 0 | 0 | 0 | 0 | 0 | 0 | 0 | 0 | 0 | 0
F2_Residential_Single Family Regular Income_New_Miscellaneous_Natural Gas_Pool Heater_E7 | F2 | Residential | Single Family Regular Income | New | Miscellaneous | Natural Gas | Pool Heater | E7 | TRC BC Ratio | 0 | 0 | 0 | 0 | 0 | 0 | 0 | 0 | 0 | 0 | 0 | 0 | 0 | 0 | 0 | 0 | 0 | 0 | 0 | 0 | 0 | 0 | 0 | 0 | 0 | 0 | 0 | 0 | 0 | 0 | 0 | 0 | 0
F2_Residential_Single Family Regular Income_New_Miscellaneous_Natural Gas_Pool Heater_E8 | F2 | Residential | Single Family Regular Income | New | Miscellaneous | Natural Gas | Pool Heater | E8 | TRC BC Ratio | 0 | 0 | 0 | 0 | 0 | 0 | 0 | 0 | 0 | 0 | 0 | 0 | 0 | 0 | 0 | 0 | 0 | 0 | 0 | 0 | 0 | 0 | 0 | 0 | 0 | 0 | 0 | 0 | 0 | 0 | 0 | 0 | 0
F2_Residential_Single Family Regular Income_New_Miscellaneous_Natural Gas_Pool Heater_E9 | F2 | Residential | Single Family Regular Income | New | Miscellaneous | Natural Gas | Pool Heater | E9 | TRC BC Ratio | 0 | 0 | 0 | 0 | 0 | 0 | 0 | 0 | 0 | 0 | 0 | 0 | 0 | 0 | 0 | 0 | 0 | 0 | 0 | 0 | 0 | 0 | 0 | 0 | 0 | 0 | 0 | 0 | 0 | 0 | 0 | 0 | 0
F2_Residential_Single Family Regular Income_New_Miscellaneous_Natural Gas_Pool Heater_E10 | F2 | Residential | Single Family Regular Income | New | Miscellaneous | Natural Gas | Pool Heater | E10 | TRC BC Ratio | 0 | 0 | 0 | 0 | 0 | 0 | 0 | 0 | 0 | 0 | 0 | 0 | 0 | 0 | 0 | 0 | 0 | 0 | 0 | 0 | 0 | 0 | 0 | 0 | 0 | 0 | 0 | 0 | 0 | 0 | 0 | 0 | 0
F3_Residential_Single Family Regular Income_New_Miscellaneous_Natural Gas_Pool Heater_E1 | F3 | Residential | Single Family Regular Income | New | Miscellaneous | Natural Gas | Pool Heater | E1 | PACT BC Ratio | bar: 2019 to 2051
F3_Residential_Single Family Regular Income_New_Miscellaneous_Natural Gas_Pool Heater_E2 | F3 | Residential | Single Family Regular Income | New | Miscellaneous | Natural Gas | Pool Heater | E2 | PACT BC Ratio | 0 | 0 | 0 | 0 | 0 | 0 | 0 | 0 | 0 | 0 | 0 | 0 | 0 | 0 | 0 | 0 | 0 | 0 | 0 | 0 | 0 | 0 | 0 | 0 | 0 | 0 | 0 | 0 | 0 | 0 | 0 | 0 | 0
F3_Residential_Single Family Regular Income_New_Miscellaneous_Natural Gas_Pool Heater_E3 | F3 | Residential | Single Family Regular Income | New | Miscellaneous | Natural Gas | Pool Heater | E3 | PACT BC Ratio | 0 | 0 | 0 | 0 | 0 | 0 | 0 | 0 | 0 | 0 | 0 | 0 | 0 | 0 | 0 | 0 | 0 | 0 | 0 | 0 | 0 | 0 | 0 | 0 | 0 | 0 | 0 | 0 | 0 | 0 | 0 | 0 | 0
F3_Residential_Single Family Regular Income_New_Miscellaneous_Natural Gas_Pool Heater_E4 | F3 | Residential | Single Family Regular Income | New | Miscellaneous | Natural Gas | Pool Heater | E4 | PACT BC Ratio | 0 | 0 | 0 | 0 | 0 | 0 | 0 | 0 | 0 | 0 | 0 | 0 | 0 | 0 | 0 | 0 | 0 | 0 | 0 | 0 | 0 | 0 | 0 | 0 | 0 | 0 | 0 | 0 | 0 | 0 | 0 | 0 | 0
F3_Residential_Single Family Regular Income_New_Miscellaneous_Natural Gas_Pool Heater_E5 | F3 | Residential | Single Family Regular Income | New | Miscellaneous | Natural Gas | Pool Heater | E5 | PACT BC Ratio | 0 | 0 | 0 | 0 | 0 | 0 | 0 | 0 | 0 | 0 | 0 | 0 | 0 | 0 | 0 | 0 | 0 | 0 | 0 | 0 | 0 | 0 | 0 | 0 | 0 | 0 | 0 | 0 | 0 | 0 | 0 | 0 | 0
F3_Residential_Single Family Regular Income_New_Miscellaneous_Natural Gas_Pool Heater_E6 | F3 | Residential | Single Family Regular Income | New | Miscellaneous | Natural Gas | Pool Heater | E6 | PACT BC Ratio | 0 | 0 | 0 | 0 | 0 | 0 | 0 | 0 | 0 | 0 | 0 | 0 | 0 | 0 | 0 | 0 | 0 | 0 | 0 | 0 | 0 | 0 | 0 | 0 | 0 | 0 | 0 | 0 | 0 | 0 | 0 | 0 | 0
F3_Residential_Single Family Regular Income_New_Miscellaneous_Natural Gas_Pool Heater_E7 | F3 | Residential | Single Family Regular Income | New | Miscellaneous | Natural Gas | Pool Heater | E7 | PACT BC Ratio | 0 | 0 | 0 | 0 | 0 | 0 | 0 | 0 | 0 | 0 | 0 | 0 | 0 | 0 | 0 | 0 | 0 | 0 | 0 | 0 | 0 | 0 | 0 | 0 | 0 | 0 | 0 | 0 | 0 | 0 | 0 | 0 | 0
F3_Residential_Single Family Regular Income_New_Miscellaneous_Natural Gas_Pool Heater_E8 | F3 | Residential | Single Family Regular Income | New | Miscellaneous | Natural Gas | Pool Heater | E8 | PACT BC Ratio | 0 | 0 | 0 | 0 | 0 | 0 | 0 | 0 | 0 | 0 | 0 | 0 | 0 | 0 | 0 | 0 | 0 | 0 | 0 | 0 | 0 | 0 | 0 | 0 | 0 | 0 | 0 | 0 | 0 | 0 | 0 | 0 | 0
F3_Residential_Single Family Regular Income_New_Miscellaneous_Natural Gas_Pool Heater_E9 | F3 | Residential | Single Family Regular Income | New | Miscellaneous | Natural Gas | Pool Heater | E9 | PACT BC Ratio | 0 | 0 | 0 | 0 | 0 | 0 | 0 | 0 | 0 | 0 | 0 | 0 | 0 | 0 | 0 | 0 | 0 | 0 | 0 | 0 | 0 | 0 | 0 | 0 | 0 | 0 | 0 | 0 | 0 | 0 | 0 | 0 | 0
F3_Residential_Single Family Regular Income_New_Miscellaneous_Natural Gas_Pool Heater_E10 | F3 | Residential | Single Family Regular Income | New | Miscellaneous | Natural Gas | Pool Heater | E10 | PACT BC Ratio | 0 | 0 | 0 | 0 | 0 | 0 | 0 | 0 | 0 | 0 | 0 | 0 | 0 | 0 | 0 | 0 | 0 | 0 | 0 | 0 | 0 | 0 | 0 | 0 | 0 | 0 | 0 | 0 | 0 | 0 | 0 | 0 | 0
F4_Residential_Single Family Regular Income_New_Miscellaneous_Natural Gas_Pool Heater_E1 | F4 | Residential | Single Family Regular Income | New | Miscellaneous | Natural Gas | Pool Heater | E1 | RVT BC Ratio | bar: 2019 to 2051
F4_Residential_Single Family Regular Income_New_Miscellaneous_Natural Gas_Pool Heater_E2 | F4 | Residential | Single Family Regular Income | New | Miscellaneous | Natural Gas | Pool Heater | E2 | RVT BC Ratio | 0.7 | 0.7 | 0.7 | 0.7 | 0.7 | 0.7 | 0.7 | 0.7 | 0.7 | 0.7 | 0.7 | 0.7 | 0.7 | 0.7 | 0.7 | 0.7 | 0.7 | 0.7 | 0.7 | 0.7 | 0.7 | 0.7 | 0.7 | 0.7 | 0.7 | 0.7 | 0.7 | 0.7 | 0.7 | 0.7 | 0.7 | 0.7 | 0.7
F4_Residential_Single Family Regular Income_New_Miscellaneous_Natural Gas_Pool Heater_E3 | F4 | Residential | Single Family Regular Income | New | Miscellaneous | Natural Gas | Pool Heater | E3 | RVT BC Ratio | 0.7 | 0.7 | 0.7 | 0.7 | 0.7 | 0.7 | 0.7 | 0.7 | 0.7 | 0.7 | 0.7 | 0.7 | 0.7 | 0.7 | 0.7 | 0.7 | 0.7 | 0.7 | 0.7 | 0.7 | 0.7 | 0.7 | 0.7 | 0.7 | 0.7 | 0.7 | 0.7 | 0.7 | 0.7 | 0.7 | 0.7 | 0.7 | 0.7
F4_Residential_Single Family Regular Income_New_Miscellaneous_Natural Gas_Pool Heater_E4 | F4 | Residential | Single Family Regular Income | New | Miscellaneous | Natural Gas | Pool Heater | E4 | RVT BC Ratio | 0.7 | 0.7 | 0.7 | 0.7 | 0.7 | 0.7 | 0.7 | 0.7 | 0.7 | 0.7 | 0.7 | 0.7 | 0.7 | 0.7 | 0.7 | 0.7 | 0.7 | 0.7 | 0.7 | 0.7 | 0.7 | 0.7 | 0.7 | 0.7 | 0.7 | 0.7 | 0.7 | 0.7 | 0.7 | 0.7 | 0.7 | 0.7 | 0.7
F4_Residential_Single Family Regular Income_New_Miscellaneous_Natural Gas_Pool Heater_E5 | F4 | Residential | Single Family Regular Income | New | Miscellaneous | Natural Gas | Pool Heater | E5 | RVT BC Ratio | 0 | 0 | 0 | 0 | 0 | 0 | 0 | 0 | 0 | 0 | 0 | 0 | 0 | 0 | 0 | 0 | 0 | 0 | 0 | 0 | 0 | 0 | 0 | 0 | 0 | 0 | 0 | 0 | 0 | 0 | 0 | 0 | 0
F4_Residential_Single Family Regular Income_New_Miscellaneous_Natural Gas_Pool Heater_E6 | F4 | Residential | Single Family Regular Income | New | Miscellaneous | Natural Gas | Pool Heater | E6 | RVT BC Ratio | 0 | 0 | 0 | 0 | 0 | 0 | 0 | 0 | 0 | 0 | 0 | 0 | 0 | 0 | 0 | 0 | 0 | 0 | 0 | 0 | 0 | 0 | 0 | 0 | 0 | 0 | 0 | 0 | 0 | 0 | 0 | 0 | 0
F4_Residential_Single Family Regular Income_New_Miscellaneous_Natural Gas_Pool Heater_E7 | F4 | Residential | Single Family Regular Income | New | Miscellaneous | Natural Gas | Pool Heater | E7 | RVT BC Ratio | 0 | 0 | 0 | 0 | 0 | 0 | 0 | 0 | 0 | 0 | 0 | 0 | 0 | 0 | 0 | 0 | 0 | 0 | 0 | 0 | 0 | 0 | 0 | 0 | 0 | 0 | 0 | 0 | 0 | 0 | 0 | 0 | 0
F4_Residential_Single Family Regular Income_New_Miscellaneous_Natural Gas_Pool Heater_E8 | F4 | Residential | Single Family Regular Income | New | Miscellaneous | Natural Gas | Pool Heater | E8 | RVT BC Ratio | 0 | 0 | 0 | 0 | 0 | 0 | 0 | 0 | 0 | 0 | 0 | 0 | 0 | 0 | 0 | 0 | 0 | 0 | 0 | 0 | 0 | 0 | 0 | 0 | 0 | 0 | 0 | 0 | 0 | 0 | 0 | 0 | 0
F4_Residential_Single Family Regular Income_New_Miscellaneous_Natural Gas_Pool Heater_E9 | F4 | Residential | Single Family Regular Income | New | Miscellaneous | Natural Gas | Pool Heater | E9 | RVT BC Ratio | 0 | 0 | 0 | 0 | 0 | 0 | 0 | 0 | 0 | 0 | 0 | 0 | 0 | 0 | 0 | 0 | 0 | 0 | 0 | 0 | 0 | 0 | 0 | 0 | 0 | 0 | 0 | 0 | 0 | 0 | 0 | 0 | 0
F4_Residential_Single Family Regular Income_New_Miscellaneous_Natural Gas_Pool Heater_E10 | F4 | Residential | Single Family Regular Income | New | Miscellaneous | Natural Gas | Pool Heater | E10 | RVT BC Ratio | 0 | 0 | 0 | 0 | 0 | 0 | 0 | 0 | 0 | 0 | 0 | 0 | 0 | 0 | 0 | 0 | 0 | 0 | 0 | 0 | 0 | 0 | 0 | 0 | 0 | 0 | 0 | 0 | 0 | 0 | 0 | 0 | 0
F5_Residential_Single Family Regular Income_New_Miscellaneous_Natural Gas_Pool Heater_E1 | F5 | Residential | Single Family Regular Income | New | Miscellaneous | Natural Gas | Pool Heater | E1 | RIM BC Ratio | bar: 2019 to 2051
F5_Residential_Single Family Regular Income_New_Miscellaneous_Natural Gas_Pool Heater_E2 | F5 | Residential | Single Family Regular Income | New | Miscellaneous | Natural Gas | Pool Heater | E2 | RIM BC Ratio | 0 | 0 | 0 | 0 | 0 | 0 | 0 | 0 | 0 | 0 | 0 | 0 | 0 | 0 | 0 | 0 | 0 | 0 | 0 | 0 | 0 | 0 | 0 | 0 | 0 | 0 | 0 | 0 | 0 | 0 | 0 | 0 | 0
F5_Residential_Single Family Regular Income_New_Miscellaneous_Natural Gas_Pool Heater_E3 | F5 | Residential | Single Family Regular Income | New | Miscellaneous | Natural Gas | Pool Heater | E3 | RIM BC Ratio | 0 | 0 | 0 | 0 | 0 | 0 | 0 | 0 | 0 | 0 | 0 | 0 | 0 | 0 | 0 | 0 | 0 | 0 | 0 | 0 | 0 | 0 | 0 | 0 | 0 | 0 | 0 | 0 | 0 | 0 | 0 | 0 | 0
F5_Residential_Single Family Regular Income_New_Miscellaneous_Natural Gas_Pool Heater_E4 | F5 | Residential | Single Family Regular Income | New | Miscellaneous | Natural Gas | Pool Heater | E4 | RIM BC Ratio | 0 | 0 | 0 | 0 | 0 | 0 | 0 | 0 | 0 | 0 | 0 | 0 | 0 | 0 | 0 | 0 | 0 | 0 | 0 | 0 | 0 | 0 | 0 | 0 | 0 | 0 | 0 | 0 | 0 | 0 | 0 | 0 | 0
F5_Residential_Single Family Regular Income_New_Miscellaneous_Natural Gas_Pool Heater_E5 | F5 | Residential | Single Family Regular Income | New | Miscellaneous | Natural Gas | Pool Heater | E5 | RIM BC Ratio | 0 | 0 | 0 | 0 | 0 | 0 | 0 | 0 | 0 | 0 | 0 | 0 | 0 | 0 | 0 | 0 | 0 | 0 | 0 | 0 | 0 | 0 | 0 | 0 | 0 | 0 | 0 | 0 | 0 | 0 | 0 | 0 | 0
F5_Residential_Single Family Regular Income_New_Miscellaneous_Natural Gas_Pool Heater_E6 | F5 | Residential | Single Family Regular Income | New | Miscellaneous | Natural Gas | Pool Heater | E6 | RIM BC Ratio | 0 | 0 | 0 | 0 | 0 | 0 | 0 | 0 | 0 | 0 | 0 | 0 | 0 | 0 | 0 | 0 | 0 | 0 | 0 | 0 | 0 | 0 | 0 | 0 | 0 | 0 | 0 | 0 | 0 | 0 | 0 | 0 | 0
F5_Residential_Single Family Regular Income_New_Miscellaneous_Natural Gas_Pool Heater_E7 | F5 | Residential | Single Family Regular Income | New | Miscellaneous | Natural Gas | Pool Heater | E7 | RIM BC Ratio | 0 | 0 | 0 | 0 | 0 | 0 | 0 | 0 | 0 | 0 | 0 | 0 | 0 | 0 | 0 | 0 | 0 | 0 | 0 | 0 | 0 | 0 | 0 | 0 | 0 | 0 | 0 | 0 | 0 | 0 | 0 | 0 | 0
F5_Residential_Single Family Regular Income_New_Miscellaneous_Natural Gas_Pool Heater_E8 | F5 | Residential | Single Family Regular Income | New | Miscellaneous | Natural Gas | Pool Heater | E8 | RIM BC Ratio | 0 | 0 | 0 | 0 | 0 | 0 | 0 | 0 | 0 | 0 | 0 | 0 | 0 | 0 | 0 | 0 | 0 | 0 | 0 | 0 | 0 | 0 | 0 | 0 | 0 | 0 | 0 | 0 | 0 | 0 | 0 | 0 | 0
F5_Residential_Single Family Regular Income_New_Miscellaneous_Natural Gas_Pool Heater_E9 | F5 | Residential | Single Family Regular Income | New | Miscellaneous | Natural Gas | Pool Heater | E9 | RIM BC Ratio | 0 | 0 | 0 | 0 | 0 | 0 | 0 | 0 | 0 | 0 | 0 | 0 | 0 | 0 | 0 | 0 | 0 | 0 | 0 | 0 | 0 | 0 | 0 | 0 | 0 | 0 | 0 | 0 | 0 | 0 | 0 | 0 | 0
F5_Residential_Single Family Regular Income_New_Miscellaneous_Natural Gas_Pool Heater_E10 | F5 | Residential | Single Family Regular Income | New | Miscellaneous | Natural Gas | Pool Heater | E10 | RIM BC Ratio | 0 | 0 | 0 | 0 | 0 | 0 | 0 | 0 | 0 | 0 | 0 | 0 | 0 | 0 | 0 | 0 | 0 | 0 | 0 | 0 | 0 | 0 | 0 | 0 | 0 | 0 | 0 | 0 | 0 | 0 | 0 | 0 | 0
F0_Residential_Single Family Regular Income_New_Miscellaneous_Natural Gas_Miscellaneous_E0 | F0 | Residential | Single Family Regular Income | New | Miscellaneous | Natural Gas | Miscellaneous | E0 | Economic Unit | Default | Default | Default | Default | Default | Default | Default | Default | Default | Default | Default | Default | Default | Default | Default | Default | Default | Default | Default | Default | Default | Default | Default | Default | Default | Default | Default | Default | Default | Default | Default | Default | Default
F1_Residential_Single Family Regular Income_New_Miscellaneous_Natural Gas_Miscellaneous_E1 | F1 | Residential | Single Family Regular Income | New | Miscellaneous | Natural Gas | Miscellaneous | E1 | CCE | 0 | 0 | 0 | 0 | 0 | 0 | 0 | 0 | 0 | 0 | 0 | 0 | 0 | 0 | 0 | 0 | 0 | 0 | 0 | 0 | 0 | 0 | 0 | 0 | 0 | 0 | 0 | 0 | 0 | 0 | 0 | 0 | 0
F1_Residential_Single Family Regular Income_New_Miscellaneous_Natural Gas_Miscellaneous_E2 | F1 | Residential | Single Family Regular Income | New | Miscellaneous | Natural Gas | Miscellaneous | E2 | CCE | 0 | 0 | 0 | 0 | 0 | 0 | 0 | 0 | 0 | 0 | 0 | 0 | 0 | 0 | 0 | 0 | 0 | 0 | 0 | 0 | 0 | 0 | 0 | 0 | 0 | 0 | 0 | 0 | 0 | 0 | 0 | 0 | 0
F1_Residential_Single Family Regular Income_New_Miscellaneous_Natural Gas_Miscellaneous_E3 | F1 | Residential | Single Family Regular Income | New | Miscellaneous | Natural Gas | Miscellaneous | E3 | CCE | 0 | 0 | 0 | 0 | 0 | 0 | 0 | 0 | 0 | 0 | 0 | 0 | 0 | 0 | 0 | 0 | 0 | 0 | 0 | 0 | 0 | 0 | 0 | 0 | 0 | 0 | 0 | 0 | 0 | 0 | 0 | 0 | 0
F1_Residential_Single Family Regular Income_New_Miscellaneous_Natural Gas_Miscellaneous_E4 | F1 | Residential | Single Family Regular Income | New | Miscellaneous | Natural Gas | Miscellaneous | E4 | CCE | 0 | 0 | 0 | 0 | 0 | 0 | 0 | 0 | 0 | 0 | 0 | 0 | 0 | 0 | 0 | 0 | 0 | 0 | 0 | 0 | 0 | 0 | 0 | 0 | 0 | 0 | 0 | 0 | 0 | 0 | 0 | 0 | 0
F1_Residential_Single Family Regular Income_New_Miscellaneous_Natural Gas_Miscellaneous_E5 | F1 | Residential | Single Family Regular Income | New | Miscellaneous | Natural Gas | Miscellaneous | E5 | CCE | 0 | 0 | 0 | 0 | 0 | 0 | 0 | 0 | 0 | 0 | 0 | 0 | 0 | 0 | 0 | 0 | 0 | 0 | 0 | 0 | 0 | 0 | 0 | 0 | 0 | 0 | 0 | 0 | 0 | 0 | 0 | 0 | 0
F1_Residential_Single Family Regular Income_New_Miscellaneous_Natural Gas_Miscellaneous_E6 | F1 | Residential | Single Family Regular Income | New | Miscellaneous | Natural Gas | Miscellaneous | E6 | CCE | 0 | 0 | 0 | 0 | 0 | 0 | 0 | 0 | 0 | 0 | 0 | 0 | 0 | 0 | 0 | 0 | 0 | 0 | 0 | 0 | 0 | 0 | 0 | 0 | 0 | 0 | 0 | 0 | 0 | 0 | 0 | 0 | 0
F1_Residential_Single Family Regular Income_New_Miscellaneous_Natural Gas_Miscellaneous_E7 | F1 | Residential | Single Family Regular Income | New | Miscellaneous | Natural Gas | Miscellaneous | E7 | CCE | 0 | 0 | 0 | 0 | 0 | 0 | 0 | 0 | 0 | 0 | 0 | 0 | 0 | 0 | 0 | 0 | 0 | 0 | 0 | 0 | 0 | 0 | 0 | 0 | 0 | 0 | 0 | 0 | 0 | 0 | 0 | 0 | 0
F1_Residential_Single Family Regular Income_New_Miscellaneous_Natural Gas_Miscellaneous_E8 | F1 | Residential | Single Family Regular Income | New | Miscellaneous | Natural Gas | Miscellaneous | E8 | CCE | 0 | 0 | 0 | 0 | 0 | 0 | 0 | 0 | 0 | 0 | 0 | 0 | 0 | 0 | 0 | 0 | 0 | 0 | 0 | 0 | 0 | 0 | 0 | 0 | 0 | 0 | 0 | 0 | 0 | 0 | 0 | 0 | 0
F1_Residential_Single Family Regular Income_New_Miscellaneous_Natural Gas_Miscellaneous_E9 | F1 | Residential | Single Family Regular Income | New | Miscellaneous | Natural Gas | Miscellaneous | E9 | CCE | 0 | 0 | 0 | 0 | 0 | 0 | 0 | 0 | 0 | 0 | 0 | 0 | 0 | 0 | 0 | 0 | 0 | 0 | 0 | 0 | 0 | 0 | 0 | 0 | 0 | 0 | 0 | 0 | 0 | 0 | 0 | 0 | 0
F1_Residential_Single Family Regular Income_New_Miscellaneous_Natural Gas_Miscellaneous_E10 | F1 | Residential | Single Family Regular Income | New | Miscellaneous | Natural Gas | Miscellaneous | E10 | CCE | 0 | 0 | 0 | 0 | 0 | 0 | 0 | 0 | 0 | 0 | 0 | 0 | 0 | 0 | 0 | 0 | 0 | 0 | 0 | 0 | 0 | 0 | 0 | 0 | 0 | 0 | 0 | 0 | 0 | 0 | 0 | 0 | 0
F2_Residential_Single Family Regular Income_New_Miscellaneous_Natural Gas_Miscellaneous_E1 | F2 | Residential | Single Family Regular Income | New | Miscellaneous | Natural Gas | Miscellaneous | E1 | TRC BC Ratio | bar: 2019 to 2051
F2_Residential_Single Family Regular Income_New_Miscellaneous_Natural Gas_Miscellaneous_E2 | F2 | Residential | Single Family Regular Income | New | Miscellaneous | Natural Gas | Miscellaneous | E2 | TRC BC Ratio | 0 | 0 | 0 | 0 | 0 | 0 | 0 | 0 | 0 | 0 | 0 | 0 | 0 | 0 | 0 | 0 | 0 | 0 | 0 | 0 | 0 | 0 | 0 | 0 | 0 | 0 | 0 | 0 | 0 | 0 | 0 | 0 | 0
F2_Residential_Single Family Regular Income_New_Miscellaneous_Natural Gas_Miscellaneous_E3 | F2 | Residential | Single Family Regular Income | New | Miscellaneous | Natural Gas | Miscellaneous | E3 | TRC BC Ratio | 0 | 0 | 0 | 0 | 0 | 0 | 0 | 0 | 0 | 0 | 0 | 0 | 0 | 0 | 0 | 0 | 0 | 0 | 0 | 0 | 0 | 0 | 0 | 0 | 0 | 0 | 0 | 0 | 0 | 0 | 0 | 0 | 0
F2_Residential_Single Family Regular Income_New_Miscellaneous_Natural Gas_Miscellaneous_E4 | F2 | Residential | Single Family Regular Income | New | Miscellaneous | Natural Gas | Miscellaneous | E4 | TRC BC Ratio | 0 | 0 | 0 | 0 | 0 | 0 | 0 | 0 | 0 | 0 | 0 | 0 | 0 | 0 | 0 | 0 | 0 | 0 | 0 | 0 | 0 | 0 | 0 | 0 | 0 | 0 | 0 | 0 | 0 | 0 | 0 | 0 | 0
F2_Residential_Single Family Regular Income_New_Miscellaneous_Natural Gas_Miscellaneous_E5 | F2 | Residential | Single Family Regular Income | New | Miscellaneous | Natural Gas | Miscellaneous | E5 | TRC BC Ratio | 0 | 0 | 0 | 0 | 0 | 0 | 0 | 0 | 0 | 0 | 0 | 0 | 0 | 0 | 0 | 0 | 0 | 0 | 0 | 0 | 0 | 0 | 0 | 0 | 0 | 0 | 0 | 0 | 0 | 0 | 0 | 0 | 0
F2_Residential_Single Family Regular Income_New_Miscellaneous_Natural Gas_Miscellaneous_E6 | F2 | Residential | Single Family Regular Income | New | Miscellaneous | Natural Gas | Miscellaneous | E6 | TRC BC Ratio | 0 | 0 | 0 | 0 | 0 | 0 | 0 | 0 | 0 | 0 | 0 | 0 | 0 | 0 | 0 | 0 | 0 | 0 | 0 | 0 | 0 | 0 | 0 | 0 | 0 | 0 | 0 | 0 | 0 | 0 | 0 | 0 | 0
F2_Residential_Single Family Regular Income_New_Miscellaneous_Natural Gas_Miscellaneous_E7 | F2 | Residential | Single Family Regular Income | New | Miscellaneous | Natural Gas | Miscellaneous | E7 | TRC BC Ratio | 0 | 0 | 0 | 0 | 0 | 0 | 0 | 0 | 0 | 0 | 0 | 0 | 0 | 0 | 0 | 0 | 0 | 0 | 0 | 0 | 0 | 0 | 0 | 0 | 0 | 0 | 0 | 0 | 0 | 0 | 0 | 0 | 0
F2_Residential_Single Family Regular Income_New_Miscellaneous_Natural Gas_Miscellaneous_E8 | F2 | Residential | Single Family Regular Income | New | Miscellaneous | Natural Gas | Miscellaneous | E8 | TRC BC Ratio | 0 | 0 | 0 | 0 | 0 | 0 | 0 | 0 | 0 | 0 | 0 | 0 | 0 | 0 | 0 | 0 | 0 | 0 | 0 | 0 | 0 | 0 | 0 | 0 | 0 | 0 | 0 | 0 | 0 | 0 | 0 | 0 | 0
F2_Residential_Single Family Regular Income_New_Miscellaneous_Natural Gas_Miscellaneous_E9 | F2 | Residential | Single Family Regular Income | New | Miscellaneous | Natural Gas | Miscellaneous | E9 | TRC BC Ratio | 0 | 0 | 0 | 0 | 0 | 0 | 0 | 0 | 0 | 0 | 0 | 0 | 0 | 0 | 0 | 0 | 0 | 0 | 0 | 0 | 0 | 0 | 0 | 0 | 0 | 0 | 0 | 0 | 0 | 0 | 0 | 0 | 0
F2_Residential_Single Family Regular Income_New_Miscellaneous_Natural Gas_Miscellaneous_E10 | F2 | Residential | Single Family Regular Income | New | Miscellaneous | Natural Gas | Miscellaneous | E10 | TRC BC Ratio | 0 | 0 | 0 | 0 | 0 | 0 | 0 | 0 | 0 | 0 | 0 | 0 | 0 | 0 | 0 | 0 | 0 | 0 | 0 | 0 | 0 | 0 | 0 | 0 | 0 | 0 | 0 | 0 | 0 | 0 | 0 | 0 | 0
F3_Residential_Single Family Regular Income_New_Miscellaneous_Natural Gas_Miscellaneous_E1 | F3 | Residential | Single Family Regular Income | New | Miscellaneous | Natural Gas | Miscellaneous | E1 | PACT BC Ratio | bar: 2019 to 2051
F3_Residential_Single Family Regular Income_New_Miscellaneous_Natural Gas_Miscellaneous_E2 | F3 | Residential | Single Family Regular Income | New | Miscellaneous | Natural Gas | Miscellaneous | E2 | PACT BC Ratio | 0 | 0 | 0 | 0 | 0 | 0 | 0 | 0 | 0 | 0 | 0 | 0 | 0 | 0 | 0 | 0 | 0 | 0 | 0 | 0 | 0 | 0 | 0 | 0 | 0 | 0 | 0 | 0 | 0 | 0 | 0 | 0 | 0
F3_Residential_Single Family Regular Income_New_Miscellaneous_Natural Gas_Miscellaneous_E3 | F3 | Residential | Single Family Regular Income | New | Miscellaneous | Natural Gas | Miscellaneous | E3 | PACT BC Ratio | 0 | 0 | 0 | 0 | 0 | 0 | 0 | 0 | 0 | 0 | 0 | 0 | 0 | 0 | 0 | 0 | 0 | 0 | 0 | 0 | 0 | 0 | 0 | 0 | 0 | 0 | 0 | 0 | 0 | 0 | 0 | 0 | 0
F3_Residential_Single Family Regular Income_New_Miscellaneous_Natural Gas_Miscellaneous_E4 | F3 | Residential | Single Family Regular Income | New | Miscellaneous | Natural Gas | Miscellaneous | E4 | PACT BC Ratio | 0 | 0 | 0 | 0 | 0 | 0 | 0 | 0 | 0 | 0 | 0 | 0 | 0 | 0 | 0 | 0 | 0 | 0 | 0 | 0 | 0 | 0 | 0 | 0 | 0 | 0 | 0 | 0 | 0 | 0 | 0 | 0 | 0
F3_Residential_Single Family Regular Income_New_Miscellaneous_Natural Gas_Miscellaneous_E5 | F3 | Residential | Single Family Regular Income | New | Miscellaneous | Natural Gas | Miscellaneous | E5 | PACT BC Ratio | 0 | 0 | 0 | 0 | 0 | 0 | 0 | 0 | 0 | 0 | 0 | 0 | 0 | 0 | 0 | 0 | 0 | 0 | 0 | 0 | 0 | 0 | 0 | 0 | 0 | 0 | 0 | 0 | 0 | 0 | 0 | 0 | 0
F3_Residential_Single Family Regular Income_New_Miscellaneous_Natural Gas_Miscellaneous_E6 | F3 | Residential | Single Family Regular Income | New | Miscellaneous | Natural Gas | Miscellaneous | E6 | PACT BC Ratio | 0 | 0 | 0 | 0 | 0 | 0 | 0 | 0 | 0 | 0 | 0 | 0 | 0 | 0 | 0 | 0 | 0 | 0 | 0 | 0 | 0 | 0 | 0 | 0 | 0 | 0 | 0 | 0 | 0 | 0 | 0 | 0 | 0
F3_Residential_Single Family Regular Income_New_Miscellaneous_Natural Gas_Miscellaneous_E7 | F3 | Residential | Single Family Regular Income | New | Miscellaneous | Natural Gas | Miscellaneous | E7 | PACT BC Ratio | 0 | 0 | 0 | 0 | 0 | 0 | 0 | 0 | 0 | 0 | 0 | 0 | 0 | 0 | 0 | 0 | 0 | 0 | 0 | 0 | 0 | 0 | 0 | 0 | 0 | 0 | 0 | 0 | 0 | 0 | 0 | 0 | 0
F3_Residential_Single Family Regular Income_New_Miscellaneous_Natural Gas_Miscellaneous_E8 | F3 | Residential | Single Family Regular Income | New | Miscellaneous | Natural Gas | Miscellaneous | E8 | PACT BC Ratio | 0 | 0 | 0 | 0 | 0 | 0 | 0 | 0 | 0 | 0 | 0 | 0 | 0 | 0 | 0 | 0 | 0 | 0 | 0 | 0 | 0 | 0 | 0 | 0 | 0 | 0 | 0 | 0 | 0 | 0 | 0 | 0 | 0
F3_Residential_Single Family Regular Income_New_Miscellaneous_Natural Gas_Miscellaneous_E9 | F3 | Residential | Single Family Regular Income | New | Miscellaneous | Natural Gas | Miscellaneous | E9 | PACT BC Ratio | 0 | 0 | 0 | 0 | 0 | 0 | 0 | 0 | 0 | 0 | 0 | 0 | 0 | 0 | 0 | 0 | 0 | 0 | 0 | 0 | 0 | 0 | 0 | 0 | 0 | 0 | 0 | 0 | 0 | 0 | 0 | 0 | 0
F3_Residential_Single Family Regular Income_New_Miscellaneous_Natural Gas_Miscellaneous_E10 | F3 | Residential | Single Family Regular Income | New | Miscellaneous | Natural Gas | Miscellaneous | E10 | PACT BC Ratio | 0 | 0 | 0 | 0 | 0 | 0 | 0 | 0 | 0 | 0 | 0 | 0 | 0 | 0 | 0 | 0 | 0 | 0 | 0 | 0 | 0 | 0 | 0 | 0 | 0 | 0 | 0 | 0 | 0 | 0 | 0 | 0 | 0
F4_Residential_Single Family Regular Income_New_Miscellaneous_Natural Gas_Miscellaneous_E1 | F4 | Residential | Single Family Regular Income | New | Miscellaneous | Natural Gas | Miscellaneous | E1 | RVT BC Ratio | bar: 2019 to 2051
F4_Residential_Single Family Regular Income_New_Miscellaneous_Natural Gas_Miscellaneous_E2 | F4 | Residential | Single Family Regular Income | New | Miscellaneous | Natural Gas | Miscellaneous | E2 | RVT BC Ratio | 0 | 0 | 0 | 0 | 0 | 0 | 0 | 0 | 0 | 0 | 0 | 0 | 0 | 0 | 0 | 0 | 0 | 0 | 0 | 0 | 0 | 0 | 0 | 0 | 0 | 0 | 0 | 0 | 0 | 0 | 0 | 0 | 0
F4_Residential_Single Family Regular Income_New_Miscellaneous_Natural Gas_Miscellaneous_E3 | F4 | Residential | Single Family Regular Income | New | Miscellaneous | Natural Gas | Miscellaneous | E3 | RVT BC Ratio | 0 | 0 | 0 | 0 | 0 | 0 | 0 | 0 | 0 | 0 | 0 | 0 | 0 | 0 | 0 | 0 | 0 | 0 | 0 | 0 | 0 | 0 | 0 | 0 | 0 | 0 | 0 | 0 | 0 | 0 | 0 | 0 | 0
F4_Residential_Single Family Regular Income_New_Miscellaneous_Natural Gas_Miscellaneous_E4 | F4 | Residential | Single Family Regular Income | New | Miscellaneous | Natural Gas | Miscellaneous | E4 | RVT BC Ratio | 0 | 0 | 0 | 0 | 0 | 0 | 0 | 0 | 0 | 0 | 0 | 0 | 0 | 0 | 0 | 0 | 0 | 0 | 0 | 0 | 0 | 0 | 0 | 0 | 0 | 0 | 0 | 0 | 0 | 0 | 0 | 0 | 0
F4_Residential_Single Family Regular Income_New_Miscellaneous_Natural Gas_Miscellaneous_E5 | F4 | Residential | Single Family Regular Income | New | Miscellaneous | Natural Gas | Miscellaneous | E5 | RVT BC Ratio | 0 | 0 | 0 | 0 | 0 | 0 | 0 | 0 | 0 | 0 | 0 | 0 | 0 | 0 | 0 | 0 | 0 | 0 | 0 | 0 | 0 | 0 | 0 | 0 | 0 | 0 | 0 | 0 | 0 | 0 | 0 | 0 | 0
F4_Residential_Single Family Regular Income_New_Miscellaneous_Natural Gas_Miscellaneous_E6 | F4 | Residential | Single Family Regular Income | New | Miscellaneous | Natural Gas | Miscellaneous | E6 | RVT BC Ratio | 0 | 0 | 0 | 0 | 0 | 0 | 0 | 0 | 0 | 0 | 0 | 0 | 0 | 0 | 0 | 0 | 0 | 0 | 0 | 0 | 0 | 0 | 0 | 0 | 0 | 0 | 0 | 0 | 0 | 0 | 0 | 0 | 0
F4_Residential_Single Family Regular Income_New_Miscellaneous_Natural Gas_Miscellaneous_E7 | F4 | Residential | Single Family Regular Income | New | Miscellaneous | Natural Gas | Miscellaneous | E7 | RVT BC Ratio | 0 | 0 | 0 | 0 | 0 | 0 | 0 | 0 | 0 | 0 | 0 | 0 | 0 | 0 | 0 | 0 | 0 | 0 | 0 | 0 | 0 | 0 | 0 | 0 | 0 | 0 | 0 | 0 | 0 | 0 | 0 | 0 | 0
F4_Residential_Single Family Regular Income_New_Miscellaneous_Natural Gas_Miscellaneous_E8 | F4 | Residential | Single Family Regular Income | New | Miscellaneous | Natural Gas | Miscellaneous | E8 | RVT BC Ratio | 0 | 0 | 0 | 0 | 0 | 0 | 0 | 0 | 0 | 0 | 0 | 0 | 0 | 0 | 0 | 0 | 0 | 0 | 0 | 0 | 0 | 0 | 0 | 0 | 0 | 0 | 0 | 0 | 0 | 0 | 0 | 0 | 0
F4_Residential_Single Family Regular Income_New_Miscellaneous_Natural Gas_Miscellaneous_E9 | F4 | Residential | Single Family Regular Income | New | Miscellaneous | Natural Gas | Miscellaneous | E9 | RVT BC Ratio | 0 | 0 | 0 | 0 | 0 | 0 | 0 | 0 | 0 | 0 | 0 | 0 | 0 | 0 | 0 | 0 | 0 | 0 | 0 | 0 | 0 | 0 | 0 | 0 | 0 | 0 | 0 | 0 | 0 | 0 | 0 | 0 | 0
F4_Residential_Single Family Regular Income_New_Miscellaneous_Natural Gas_Miscellaneous_E10 | F4 | Residential | Single Family Regular Income | New | Miscellaneous | Natural Gas | Miscellaneous | E10 | RVT BC Ratio | 0 | 0 | 0 | 0 | 0 | 0 | 0 | 0 | 0 | 0 | 0 | 0 | 0 | 0 | 0 | 0 | 0 | 0 | 0 | 0 | 0 | 0 | 0 | 0 | 0 | 0 | 0 | 0 | 0 | 0 | 0 | 0 | 0
F5_Residential_Single Family Regular Income_New_Miscellaneous_Natural Gas_Miscellaneous_E1 | F5 | Residential | Single Family Regular Income | New | Miscellaneous | Natural Gas | Miscellaneous | E1 | RIM BC Ratio | bar: 2019 to 2051
F5_Residential_Single Family Regular Income_New_Miscellaneous_Natural Gas_Miscellaneous_E2 | F5 | Residential | Single Family Regular Income | New | Miscellaneous | Natural Gas | Miscellaneous | E2 | RIM BC Ratio | 0 | 0 | 0 | 0 | 0 | 0 | 0 | 0 | 0 | 0 | 0 | 0 | 0 | 0 | 0 | 0 | 0 | 0 | 0 | 0 | 0 | 0 | 0 | 0 | 0 | 0 | 0 | 0 | 0 | 0 | 0 | 0 | 0
F5_Residential_Single Family Regular Income_New_Miscellaneous_Natural Gas_Miscellaneous_E3 | F5 | Residential | Single Family Regular Income | New | Miscellaneous | Natural Gas | Miscellaneous | E3 | RIM BC Ratio | 0 | 0 | 0 | 0 | 0 | 0 | 0 | 0 | 0 | 0 | 0 | 0 | 0 | 0 | 0 | 0 | 0 | 0 | 0 | 0 | 0 | 0 | 0 | 0 | 0 | 0 | 0 | 0 | 0 | 0 | 0 | 0 | 0
F5_Residential_Single Family Regular Income_New_Miscellaneous_Natural Gas_Miscellaneous_E4 | F5 | Residential | Single Family Regular Income | New | Miscellaneous | Natural Gas | Miscellaneous | E4 | RIM BC Ratio | 0 | 0 | 0 | 0 | 0 | 0 | 0 | 0 | 0 | 0 | 0 | 0 | 0 | 0 | 0 | 0 | 0 | 0 | 0 | 0 | 0 | 0 | 0 | 0 | 0 | 0 | 0 | 0 | 0 | 0 | 0 | 0 | 0
F5_Residential_Single Family Regular Income_New_Miscellaneous_Natural Gas_Miscellaneous_E5 | F5 | Residential | Single Family Regular Income | New | Miscellaneous | Natural Gas | Miscellaneous | E5 | RIM BC Ratio | 0 | 0 | 0 | 0 | 0 | 0 | 0 | 0 | 0 | 0 | 0 | 0 | 0 | 0 | 0 | 0 | 0 | 0 | 0 | 0 | 0 | 0 | 0 | 0 | 0 | 0 | 0 | 0 | 0 | 0 | 0 | 0 | 0
F5_Residential_Single Family Regular Income_New_Miscellaneous_Natural Gas_Miscellaneous_E6 | F5 | Residential | Single Family Regular Income | New | Miscellaneous | Natural Gas | Miscellaneous | E6 | RIM BC Ratio | 0 | 0 | 0 | 0 | 0 | 0 | 0 | 0 | 0 | 0 | 0 | 0 | 0 | 0 | 0 | 0 | 0 | 0 | 0 | 0 | 0 | 0 | 0 | 0 | 0 | 0 | 0 | 0 | 0 | 0 | 0 | 0 | 0
F5_Residential_Single Family Regular Income_New_Miscellaneous_Natural Gas_Miscellaneous_E7 | F5 | Residential | Single Family Regular Income | New | Miscellaneous | Natural Gas | Miscellaneous | E7 | RIM BC Ratio | 0 | 0 | 0 | 0 | 0 | 0 | 0 | 0 | 0 | 0 | 0 | 0 | 0 | 0 | 0 | 0 | 0 | 0 | 0 | 0 | 0 | 0 | 0 | 0 | 0 | 0 | 0 | 0 | 0 | 0 | 0 | 0 | 0
F5_Residential_Single Family Regular Income_New_Miscellaneous_Natural Gas_Miscellaneous_E8 | F5 | Residential | Single Family Regular Income | New | Miscellaneous | Natural Gas | Miscellaneous | E8 | RIM BC Ratio | 0 | 0 | 0 | 0 | 0 | 0 | 0 | 0 | 0 | 0 | 0 | 0 | 0 | 0 | 0 | 0 | 0 | 0 | 0 | 0 | 0 | 0 | 0 | 0 | 0 | 0 | 0 | 0 | 0 | 0 | 0 | 0 | 0
F5_Residential_Single Family Regular Income_New_Miscellaneous_Natural Gas_Miscellaneous_E9 | F5 | Residential | Single Family Regular Income | New | Miscellaneous | Natural Gas | Miscellaneous | E9 | RIM BC Ratio | 0 | 0 | 0 | 0 | 0 | 0 | 0 | 0 | 0 | 0 | 0 | 0 | 0 | 0 | 0 | 0 | 0 | 0 | 0 | 0 | 0 | 0 | 0 | 0 | 0 | 0 | 0 | 0 | 0 | 0 | 0 | 0 | 0
F5_Residential_Single Family Regular Income_New_Miscellaneous_Natural Gas_Miscellaneous_E10 | F5 | Residential | Single Family Regular Income | New | Miscellaneous | Natural Gas | Miscellaneous | E10 | RIM BC Ratio | 0 | 0 | 0 | 0 | 0 | 0 | 0 | 0 | 0 | 0 | 0 | 0 | 0 | 0 | 0 | 0 | 0 | 0 | 0 | 0 | 0 | 0 | 0 | 0 | 0 | 0 | 0 | 0 | 0 | 0 | 0 | 0 | 0
F0_Residential_Single Family Moderate Income_Existing_Space Heating_Natural Gas_Furnace_E0 | F0 | Residential | Single Family Moderate Income | Existing | Space Heating | Natural Gas | Furnace | E0 | Economic Unit | ASHP with AFUE 95% backup | ASHP with AFUE 95% backup | ASHP with AFUE 95% backup | ASHP with AFUE 95% backup | ASHP with AFUE 95% backup | ASHP with AFUE 95% backup | ASHP with AFUE 95% backup | ASHP with AFUE 95% backup | ASHP with AFUE 95% backup | ASHP with AFUE 95% backup | ASHP with AFUE 95% backup | ASHP with AFUE 95% backup | ASHP with AFUE 95% backup | ASHP with AFUE 95% backup | ASHP with AFUE 95% backup | ASHP with AFUE 95% backup | ASHP with AFUE 95% backup | ASHP with AFUE 95% backup | ASHP with AFUE 95% backup | ASHP with AFUE 95% backup | ASHP with AFUE 95% backup | ASHP with AFUE 95% backup | ASHP with AFUE 95% backup | ASHP with AFUE 95% backup | ASHP with AFUE 95% backup | ASHP with AFUE 95% backup | ASHP with AFUE 95% backup | ASHP with AFUE 95% backup | ASHP with AFUE 95% backup | ASHP with AFUE 95% backup | ASHP with AFUE 95% backup | ASHP with AFUE 95% backup | ASHP with AFUE 95% backup
F1_Residential_Single Family Moderate Income_Existing_Space Heating_Natural Gas_Furnace_E1 | F1 | Residential | Single Family Moderate Income | Existing | Space Heating | Natural Gas | Furnace | E1 | CCE | 0 | 0 | 0 | 0 | 0 | 0 | 0 | 0 | 0 | 0 | 0 | 0 | 0 | 0 | 0 | 0 | 0 | 0 | 0 | 0 | 0 | 0 | 0 | 0 | 0 | 0 | 0 | 0 | 0 | 0 | 0 | 0 | 0
F1_Residential_Single Family Moderate Income_Existing_Space Heating_Natural Gas_Furnace_E2 | F1 | Residential | Single Family Moderate Income | Existing | Space Heating | Natural Gas | Furnace | E2 | CCE | 0.49121 | 0.50632 | 0.49868 | 0.45961 | 0.46208 | 0.46457 | 0.4671 | 0.46966 | 0.47224 | 0.47484 | 0.47749 | 0.48015 | 0.48285 | 0.48558 | 0.48834 | 0.49113 | 0.49395 | 0.49681 | 0.4997 | 0.50262 | 0.50558 | 0.50856 | 0.51159 | 0.51465 | 0.51775 | 0.52088 | 0.52406 | 0.52728 | 0.53053 | 0.53382 | 0.53716 | 0.54054 | 0.54054
F1_Residential_Single Family Moderate Income_Existing_Space Heating_Natural Gas_Furnace_E3 | F1 | Residential | Single Family Moderate Income | Existing | Space Heating | Natural Gas | Furnace | E3 | CCE | 0.52203 | 0.53809 | 0.52998 | 0.48845 | 0.49108 | 0.49373 | 0.49642 | 0.49913 | 0.50187 | 0.50464 | 0.50745 | 0.51029 | 0.51315 | 0.51605 | 0.51899 | 0.52195 | 0.52495 | 0.52798 | 0.53106 | 0.53416 | 0.53731 | 0.54048 | 0.5437 | 0.54695 | 0.55025 | 0.55357 | 0.55695 | 0.56037 | 0.56382 | 0.56732 | 0.57087 | 0.57446 | 0.57446
F1_Residential_Single Family Moderate Income_Existing_Space Heating_Natural Gas_Furnace_E4 | F1 | Residential | Single Family Moderate Income | Existing | Space Heating | Natural Gas | Furnace | E4 | CCE | 4.0088 | 4.1321 | 4.0698 | 3.7509 | 3.7711 | 3.7914 | 3.8121 | 3.8329 | 3.854 | 3.8753 | 3.8968 | 3.9186 | 3.9406 | 3.9629 | 3.9854 | 4.0082 | 4.0312 | 4.0545 | 4.0781 | 4.1019 | 4.1261 | 4.1504 | 4.1752 | 4.2002 | 4.2255 | 4.251 | 4.2769 | 4.3032 | 4.3297 | 4.3566 | 4.3838 | 4.4114 | 4.4114
F1_Residential_Single Family Moderate Income_Existing_Space Heating_Natural Gas_Furnace_E5 | F1 | Residential | Single Family Moderate Income | Existing | Space Heating | Natural Gas | Furnace | E5 | CCE | 0.9626 | 0.99222 | 0.97725 | 0.90068 | 0.90552 | 0.91041 | 0.91537 | 0.92037 | 0.92543 | 0.93054 | 0.93571 | 0.94094 | 0.94623 | 0.95157 | 0.95699 | 0.96246 | 0.96799 | 0.97358 | 0.97924 | 0.98497 | 0.99077 | 0.99661 | 1.0026 | 1.0086 | 1.0146 | 1.0208 | 1.027 | 1.0333 | 1.0397 | 1.0461 | 1.0527 | 1.0593 | 1.0593
F1_Residential_Single Family Moderate Income_Existing_Space Heating_Natural Gas_Furnace_E6 | F1 | Residential | Single Family Moderate Income | Existing | Space Heating | Natural Gas | Furnace | E6 | CCE | 0.90256 | 0.93033 | 0.9163 | 0.8445 | 0.84904 | 0.85362 | 0.85827 | 0.86296 | 0.8677 | 0.8725 | 0.87735 | 0.88225 | 0.88721 | 0.89222 | 0.89729 | 0.90242 | 0.90761 | 0.91285 | 0.91816 | 0.92353 | 0.92897 | 0.93445 | 0.94002 | 0.94565 | 0.95134 | 0.95709 | 0.96293 | 0.96884 | 0.97481 | 0.98086 | 0.987 | 0.9932 | 0.9932
F1_Residential_Single Family Moderate Income_Existing_Space Heating_Natural Gas_Furnace_E7 | F1 | Residential | Single Family Moderate Income | Existing | Space Heating | Natural Gas | Furnace | E7 | CCE | 0 | 0 | 0 | 0 | 0 | 0 | 0 | 0 | 0 | 0 | 0 | 0 | 0 | 0 | 0 | 0 | 0 | 0 | 0 | 0 | 0 | 0 | 0 | 0 | 0 | 0 | 0 | 0 | 0 | 0 | 0 | 0 | 0
F1_Residential_Single Family Moderate Income_Existing_Space Heating_Natural Gas_Furnace_E8 | F1 | Residential | Single Family Moderate Income | Existing | Space Heating | Natural Gas | Furnace | E8 | CCE | 0 | 0 | 0 | 0 | 0 | 0 | 0 | 0 | 0 | 0 | 0 | 0 | 0 | 0 | 0 | 0 | 0 | 0 | 0 | 0 | 0 | 0 | 0 | 0 | 0 | 0 | 0 | 0 | 0 | 0 | 0 | 0 | 0
F1_Residential_Single Family Moderate Income_Existing_Space Heating_Natural Gas_Furnace_E9 | F1 | Residential | Single Family Moderate Income | Existing | Space Heating | Natural Gas | Furnace | E9 | CCE | 0 | 0 | 0 | 0 | 0 | 0 | 0 | 0 | 0 | 0 | 0 | 0 | 0 | 0 | 0 | 0 | 0 | 0 | 0 | 0 | 0 | 0 | 0 | 0 | 0 | 0 | 0 | 0 | 0 | 0 | 0 | 0 | 0
F1_Residential_Single Family Moderate Income_Existing_Space Heating_Natural Gas_Furnace_E10 | F1 | Residential | Single Family Moderate Income | Existing | Space Heating | Natural Gas | Furnace | E10 | CCE | 0 | 0 | 0 | 0 | 0 | 0 | 0 | 0 | 0 | 0 | 0 | 0 | 0 | 0 | 0 | 0 | 0 | 0 | 0 | 0 | 0 | 0 | 0 | 0 | 0 | 0 | 0 | 0 | 0 | 0 | 0 | 0 | 0
F2_Residential_Single Family Moderate Income_Existing_Space Heating_Natural Gas_Furnace_E1 | F2 | Residential | Single Family Moderate Income | Existing | Space Heating | Natural Gas | Furnace | E1 | TRC BC Ratio | bar: 2019 to 2051
F2_Residential_Single Family Moderate Income_Existing_Space Heating_Natural Gas_Furnace_E2 | F2 | Residential | Single Family Moderate Income | Existing | Space Heating | Natural Gas | Furnace | E2 | TRC BC Ratio | 4.139 | 4.1425 | 4.1545 | 4.1631 | 4.1493 | 4.146 | 4.1513 | 4.1531 | 4.1568 | 4.1581 | 4.1575 | 4.1543 | 4.1504 | 4.1453 | 4.1373 | 4.1276 | 4.1157 | 4.1027 | 4.0887 | 4.0751 | 4.06 | 4.0445 | 4.0273 | 4.01 | 3.9907 | 3.9702 | 3.9486 | 3.9263 | 3.9017 | 3.8764 | 3.8489 | 3.8207 | 3.7895
F2_Residential_Single Family Moderate Income_Existing_Space Heating_Natural Gas_Furnace_E3 | F2 | Residential | Single Family Moderate Income | Existing | Space Heating | Natural Gas | Furnace | E3 | TRC BC Ratio | 3.8946 | 3.8979 | 3.9092 | 3.9173 | 3.9043 | 3.9012 | 3.9061 | 3.9078 | 3.9113 | 3.9126 | 3.912 | 3.909 | 3.9054 | 3.9005 | 3.893 | 3.8838 | 3.8727 | 3.8604 | 3.8473 | 3.8345 | 3.8203 | 3.8057 | 3.7895 | 3.7732 | 3.7551 | 3.7358 | 3.7154 | 3.6944 | 3.6713 | 3.6475 | 3.6216 | 3.5951 | 3.5657
F2_Residential_Single Family Moderate Income_Existing_Space Heating_Natural Gas_Furnace_E4 | F2 | Residential | Single Family Moderate Income | Existing | Space Heating | Natural Gas | Furnace | E4 | TRC BC Ratio | 0.50589 | 0.50634 | 0.50723 | 0.50803 | 0.5078 | 0.50818 | 0.50868 | 0.50866 | 0.50835 | 0.50751 | 0.50609 | 0.50407 | 0.50144 | 0.49818 | 0.49413 | 0.49012 | 0.48613 | 0.48225 | 0.479 | 0.47655 | 0.47486 | 0.4741 | 0.47326 | 0.47241 | 0.47147 | 0.47047 | 0.46941 | 0.46832 | 0.46712 | 0.46588 | 0.46453 | 0.46315 | 0.46162
F2_Residential_Single Family Moderate Income_Existing_Space Heating_Natural Gas_Furnace_E5 | F2 | Residential | Single Family Moderate Income | Existing | Space Heating | Natural Gas | Furnace | E5 | TRC BC Ratio | 2.11 | 2.1119 | 2.1175 | 2.1217 | 2.1163 | 2.1156 | 2.1178 | 2.1178 | 2.1178 | 2.1159 | 2.112 | 2.1072 | 2.1021 | 2.0966 | 2.09 | 2.0828 | 2.0748 | 2.0665 | 2.059 | 2.0531 | 2.0466 | 2.0399 | 2.0325 | 2.025 | 2.0166 | 2.0078 | 1.9984 | 1.9888 | 1.9782 | 1.9672 | 1.9554 | 1.9432 | 1.9297
F2_Residential_Single Family Moderate Income_Existing_Space Heating_Natural Gas_Furnace_E6 | F2 | Residential | Single Family Moderate Income | Existing | Space Heating | Natural Gas | Furnace | E6 | TRC BC Ratio | 2.251 | 2.253 | 2.2591 | 2.2637 | 2.2574 | 2.2563 | 2.2589 | 2.2591 | 2.2597 | 2.2584 | 2.2554 | 2.2512 | 2.2468 | 2.2418 | 2.2355 | 2.2285 | 2.2206 | 2.2122 | 2.2044 | 2.1978 | 2.1905 | 2.1829 | 2.1746 | 2.1662 | 2.1568 | 2.1469 | 2.1364 | 2.1256 | 2.1137 | 2.1014 | 2.0881 | 2.0744 | 2.0593
F2_Residential_Single Family Moderate Income_Existing_Space Heating_Natural Gas_Furnace_E7 | F2 | Residential | Single Family Moderate Income | Existing | Space Heating | Natural Gas | Furnace | E7 | TRC BC Ratio | 0 | 0 | 0 | 0 | 0 | 0 | 0 | 0 | 0 | 0 | 0 | 0 | 0 | 0 | 0 | 0 | 0 | 0 | 0 | 0 | 0 | 0 | 0 | 0 | 0 | 0 | 0 | 0 | 0 | 0 | 0 | 0 | 0
F2_Residential_Single Family Moderate Income_Existing_Space Heating_Natural Gas_Furnace_E8 | F2 | Residential | Single Family Moderate Income | Existing | Space Heating | Natural Gas | Furnace | E8 | TRC BC Ratio | 0 | 0 | 0 | 0 | 0 | 0 | 0 | 0 | 0 | 0 | 0 | 0 | 0 | 0 | 0 | 0 | 0 | 0 | 0 | 0 | 0 | 0 | 0 | 0 | 0 | 0 | 0 | 0 | 0 | 0 | 0 | 0 | 0
F2_Residential_Single Family Moderate Income_Existing_Space Heating_Natural Gas_Furnace_E9 | F2 | Residential | Single Family Moderate Income | Existing | Space Heating | Natural Gas | Furnace | E9 | TRC BC Ratio | 0 | 0 | 0 | 0 | 0 | 0 | 0 | 0 | 0 | 0 | 0 | 0 | 0 | 0 | 0 | 0 | 0 | 0 | 0 | 0 | 0 | 0 | 0 | 0 | 0 | 0 | 0 | 0 | 0 | 0 | 0 | 0 | 0
F2_Residential_Single Family Moderate Income_Existing_Space Heating_Natural Gas_Furnace_E10 | F2 | Residential | Single Family Moderate Income | Existing | Space Heating | Natural Gas | Furnace | E10 | TRC BC Ratio | 0 | 0 | 0 | 0 | 0 | 0 | 0 | 0 | 0 | 0 | 0 | 0 | 0 | 0 | 0 | 0 | 0 | 0 | 0 | 0 | 0 | 0 | 0 | 0 | 0 | 0 | 0 | 0 | 0 | 0 | 0 | 0 | 0
F3_Residential_Single Family Moderate Income_Existing_Space Heating_Natural Gas_Furnace_E1 | F3 | Residential | Single Family Moderate Income | Existing | Space Heating | Natural Gas | Furnace | E1 | PACT BC Ratio | bar: 2019 to 2051
F3_Residential_Single Family Moderate Income_Existing_Space Heating_Natural Gas_Furnace_E2 | F3 | Residential | Single Family Moderate Income | Existing | Space Heating | Natural Gas | Furnace | E2 | PACT BC Ratio | 4.2157 | 4.2193 | 4.2315 | 4.2403 | 4.2262 | 4.2229 | 4.2282 | 4.2301 | 4.2338 | 4.2352 | 4.2345 | 4.2313 | 4.2274 | 4.2221 | 4.214 | 4.2041 | 4.192 | 4.1788 | 4.1645 | 4.1507 | 4.1353 | 4.1195 | 4.102 | 4.0843 | 4.0647 | 4.0438 | 4.0218 | 3.9991 | 3.9741 | 3.9482 | 3.9202 | 3.8916 | 3.8598
F3_Residential_Single Family Moderate Income_Existing_Space Heating_Natural Gas_Furnace_E3 | F3 | Residential | Single Family Moderate Income | Existing | Space Heating | Natural Gas | Furnace | E3 | PACT BC Ratio | 3.9668 | 3.9702 | 3.9817 | 3.9899 | 3.9766 | 3.9735 | 3.9785 | 3.9803 | 3.9838 | 3.9851 | 3.9845 | 3.9815 | 3.9778 | 3.9728 | 3.9652 | 3.9558 | 3.9445 | 3.932 | 3.9186 | 3.9056 | 3.8911 | 3.8762 | 3.8597 | 3.8432 | 3.8247 | 3.805 | 3.7843 | 3.7629 | 3.7394 | 3.7151 | 3.6887 | 3.6618 | 3.6318
F3_Residential_Single Family Moderate Income_Existing_Space Heating_Natural Gas_Furnace_E4 | F3 | Residential | Single Family Moderate Income | Existing | Space Heating | Natural Gas | Furnace | E4 | PACT BC Ratio | 0.51527 | 0.51573 | 0.51663 | 0.51745 | 0.51721 | 0.5176 | 0.51811 | 0.51809 | 0.51777 | 0.51692 | 0.51548 | 0.51341 | 0.51074 | 0.50741 | 0.50329 | 0.4992 | 0.49515 | 0.49119 | 0.48788 | 0.48539 | 0.48367 | 0.48289 | 0.48203 | 0.48117 | 0.48021 | 0.47919 | 0.47811 | 0.477 | 0.47577 | 0.47451 | 0.47314 | 0.47174 | 0.47018
F3_Residential_Single Family Moderate Income_Existing_Space Heating_Natural Gas_Furnace_E5 | F3 | Residential | Single Family Moderate Income | Existing | Space Heating | Natural Gas | Furnace | E5 | PACT BC Ratio | 2.1491 | 2.151 | 2.1567 | 2.1611 | 2.1556 | 2.1548 | 2.1571 | 2.1571 | 2.157 | 2.1551 | 2.1512 | 2.1462 | 2.1411 | 2.1355 | 2.1288 | 2.1214 | 2.1133 | 2.1048 | 2.0972 | 2.0912 | 2.0845 | 2.0777 | 2.0701 | 2.0625 | 2.054 | 2.045 | 2.0355 | 2.0257 | 2.0149 | 2.0037 | 1.9916 | 1.9792 | 1.9655
F3_Residential_Single Family Moderate Income_Existing_Space Heating_Natural Gas_Furnace_E6 | F3 | Residential | Single Family Moderate Income | Existing | Space Heating | Natural Gas | Furnace | E6 | PACT BC Ratio | 2.2927 | 2.2947 | 2.301 | 2.3056 | 2.2993 | 2.2982 | 2.3007 | 2.301 | 2.3016 | 2.3003 | 2.2972 | 2.293 | 2.2885 | 2.2834 | 2.277 | 2.2698 | 2.2618 | 2.2533 | 2.2452 | 2.2385 | 2.2311 | 2.2234 | 2.2149 | 2.2064 | 2.1968 | 2.1867 | 2.176 | 2.165 | 2.1529 | 2.1404 | 2.1268 | 2.1129 | 2.0975
F3_Residential_Single Family Moderate Income_Existing_Space Heating_Natural Gas_Furnace_E7 | F3 | Residential | Single Family Moderate Income | Existing | Space Heating | Natural Gas | Furnace | E7 | PACT BC Ratio | 0 | 0 | 0 | 0 | 0 | 0 | 0 | 0 | 0 | 0 | 0 | 0 | 0 | 0 | 0 | 0 | 0 | 0 | 0 | 0 | 0 | 0 | 0 | 0 | 0 | 0 | 0 | 0 | 0 | 0 | 0 | 0 | 0
F3_Residential_Single Family Moderate Income_Existing_Space Heating_Natural Gas_Furnace_E8 | F3 | Residential | Single Family Moderate Income | Existing | Space Heating | Natural Gas | Furnace | E8 | PACT BC Ratio | 0 | 0 | 0 | 0 | 0 | 0 | 0 | 0 | 0 | 0 | 0 | 0 | 0 | 0 | 0 | 0 | 0 | 0 | 0 | 0 | 0 | 0 | 0 | 0 | 0 | 0 | 0 | 0 | 0 | 0 | 0 | 0 | 0
F3_Residential_Single Family Moderate Income_Existing_Space Heating_Natural Gas_Furnace_E9 | F3 | Residential | Single Family Moderate Income | Existing | Space Heating | Natural Gas | Furnace | E9 | PACT BC Ratio | 0 | 0 | 0 | 0 | 0 | 0 | 0 | 0 | 0 | 0 | 0 | 0 | 0 | 0 | 0 | 0 | 0 | 0 | 0 | 0 | 0 | 0 | 0 | 0 | 0 | 0 | 0 | 0 | 0 | 0 | 0 | 0 | 0
F3_Residential_Single Family Moderate Income_Existing_Space Heating_Natural Gas_Furnace_E10 | F3 | Residential | Single Family Moderate Income | Existing | Space Heating | Natural Gas | Furnace | E10 | PACT BC Ratio | 0 | 0 | 0 | 0 | 0 | 0 | 0 | 0 | 0 | 0 | 0 | 0 | 0 | 0 | 0 | 0 | 0 | 0 | 0 | 0 | 0 | 0 | 0 | 0 | 0 | 0 | 0 | 0 | 0 | 0 | 0 | 0 | 0
F4_Residential_Single Family Moderate Income_Existing_Space Heating_Natural Gas_Furnace_E1 | F4 | Residential | Single Family Moderate Income | Existing | Space Heating | Natural Gas | Furnace | E1 | RVT BC Ratio | bar: 2019 to 2051
F4_Residential_Single Family Moderate Income_Existing_Space Heating_Natural Gas_Furnace_E2 | F4 | Residential | Single Family Moderate Income | Existing | Space Heating | Natural Gas | Furnace | E2 | RVT BC Ratio | 5.937 | 5.9412 | 5.9555 | 5.9658 | 5.9493 | 5.9453 | 5.9517 | 5.9538 | 5.9583 | 5.9599 | 5.9591 | 5.9553 | 5.9507 | 5.9445 | 5.9349 | 5.9232 | 5.9091 | 5.8935 | 5.8767 | 5.8604 | 5.8423 | 5.8238 | 5.8031 | 5.7824 | 5.7593 | 5.7347 | 5.7088 | 5.6821 | 5.6527 | 5.6223 | 5.5894 | 5.5556 | 5.508
F4_Residential_Single Family Moderate Income_Existing_Space Heating_Natural Gas_Furnace_E3 | F4 | Residential | Single Family Moderate Income | Existing | Space Heating | Natural Gas | Furnace | E3 | RVT BC Ratio | 5.6442 | 5.6481 | 5.6616 | 5.6713 | 5.6557 | 5.652 | 5.658 | 5.66 | 5.6642 | 5.6657 | 5.665 | 5.6614 | 5.657 | 5.6512 | 5.6422 | 5.6312 | 5.6179 | 5.6032 | 5.5874 | 5.5721 | 5.5551 | 5.5376 | 5.5182 | 5.4987 | 5.477 | 5.4539 | 5.4295 | 5.4043 | 5.3766 | 5.3481 | 5.3171 | 5.2853 | 5.2405
F4_Residential_Single Family Moderate Income_Existing_Space Heating_Natural Gas_Furnace_E4 | F4 | Residential | Single Family Moderate Income | Existing | Space Heating | Natural Gas | Furnace | E4 | RVT BC Ratio | 1.5842 | 1.5848 | 1.5859 | 1.5868 | 1.5865 | 1.587 | 1.5876 | 1.5876 | 1.5872 | 1.5862 | 1.5845 | 1.5821 | 1.5789 | 1.575 | 1.5702 | 1.5654 | 1.5606 | 1.5559 | 1.552 | 1.5491 | 1.5471 | 1.5462 | 1.5452 | 1.5441 | 1.543 | 1.5418 | 1.5405 | 1.5392 | 1.5378 | 1.5363 | 1.5347 | 1.533 | 1.5274
F4_Residential_Single Family Moderate Income_Existing_Space Heating_Natural Gas_Furnace_E5 | F4 | Residential | Single Family Moderate Income | Existing | Space Heating | Natural Gas | Furnace | E5 | RVT BC Ratio | 3.506 | 3.5083 | 3.5151 | 3.5201 | 3.5137 | 3.5128 | 3.5154 | 3.5154 | 3.5154 | 3.5131 | 3.5085 | 3.5027 | 3.4966 | 3.49 | 3.4821 | 3.4735 | 3.4639 | 3.4539 | 3.445 | 3.4379 | 3.4301 | 3.4221 | 3.4132 | 3.4042 | 3.3942 | 3.3836 | 3.3724 | 3.3609 | 3.3482 | 3.335 | 3.3208 | 3.3062 | 3.2788
F4_Residential_Single Family Moderate Income_Existing_Space Heating_Natural Gas_Furnace_E6 | F4 | Residential | Single Family Moderate Income | Existing | Space Heating | Natural Gas | Furnace | E6 | RVT BC Ratio | 3.675 | 3.6774 | 3.6847 | 3.6902 | 3.6827 | 3.6814 | 3.6844 | 3.6848 | 3.6854 | 3.6839 | 3.6803 | 3.6753 | 3.67 | 3.664 | 3.6565 | 3.6481 | 3.6386 | 3.6286 | 3.6191 | 3.6112 | 3.6025 | 3.5935 | 3.5835 | 3.5734 | 3.5622 | 3.5503 | 3.5377 | 3.5248 | 3.5105 | 3.4958 | 3.4798 | 3.4635 | 3.4352
F4_Residential_Single Family Moderate Income_Existing_Space Heating_Natural Gas_Furnace_E7 | F4 | Residential | Single Family Moderate Income | Existing | Space Heating | Natural Gas | Furnace | E7 | RVT BC Ratio | 0 | 0 | 0 | 0 | 0 | 0 | 0 | 0 | 0 | 0 | 0 | 0 | 0 | 0 | 0 | 0 | 0 | 0 | 0 | 0 | 0 | 0 | 0 | 0 | 0 | 0 | 0 | 0 | 0 | 0 | 0 | 0 | 0
F4_Residential_Single Family Moderate Income_Existing_Space Heating_Natural Gas_Furnace_E8 | F4 | Residential | Single Family Moderate Income | Existing | Space Heating | Natural Gas | Furnace | E8 | RVT BC Ratio | 0 | 0 | 0 | 0 | 0 | 0 | 0 | 0 | 0 | 0 | 0 | 0 | 0 | 0 | 0 | 0 | 0 | 0 | 0 | 0 | 0 | 0 | 0 | 0 | 0 | 0 | 0 | 0 | 0 | 0 | 0 | 0 | 0
F4_Residential_Single Family Moderate Income_Existing_Space Heating_Natural Gas_Furnace_E9 | F4 | Residential | Single Family Moderate Income | Existing | Space Heating | Natural Gas | Furnace | E9 | RVT BC Ratio | 0 | 0 | 0 | 0 | 0 | 0 | 0 | 0 | 0 | 0 | 0 | 0 | 0 | 0 | 0 | 0 | 0 | 0 | 0 | 0 | 0 | 0 | 0 | 0 | 0 | 0 | 0 | 0 | 0 | 0 | 0 | 0 | 0
F4_Residential_Single Family Moderate Income_Existing_Space Heating_Natural Gas_Furnace_E10 | F4 | Residential | Single Family Moderate Income | Existing | Space Heating | Natural Gas | Furnace | E10 | RVT BC Ratio | 0 | 0 | 0 | 0 | 0 | 0 | 0 | 0 | 0 | 0 | 0 | 0 | 0 | 0 | 0 | 0 | 0 | 0 | 0 | 0 | 0 | 0 | 0 | 0 | 0 | 0 | 0 | 0 | 0 | 0 | 0 | 0 | 0
F5_Residential_Single Family Moderate Income_Existing_Space Heating_Natural Gas_Furnace_E1 | F5 | Residential | Single Family Moderate Income | Existing | Space Heating | Natural Gas | Furnace | E1 | RIM BC Ratio | bar: 2019 to 2051
F5_Residential_Single Family Moderate Income_Existing_Space Heating_Natural Gas_Furnace_E2 | F5 | Residential | Single Family Moderate Income | Existing | Space Heating | Natural Gas | Furnace | E2 | RIM BC Ratio | 0.80933 | 0.80946 | 0.80991 | 0.81023 | 0.80971 | 0.80959 | 0.80979 | 0.80985 | 0.80999 | 0.81004 | 0.81002 | 0.8099 | 0.80976 | 0.80956 | 0.80926 | 0.8089 | 0.80845 | 0.80796 | 0.80742 | 0.8069 | 0.80632 | 0.80571 | 0.80504 | 0.80436 | 0.80359 | 0.80278 | 0.8019 | 0.801 | 0.79999 | 0.79894 | 0.79778 | 0.79659 | 0.79667
F5_Residential_Single Family Moderate Income_Existing_Space Heating_Natural Gas_Furnace_E3 | F5 | Residential | Single Family Moderate Income | Existing | Space Heating | Natural Gas | Furnace | E3 | RIM BC Ratio | 0.79969 | 0.79983 | 0.8003 | 0.80063 | 0.80009 | 0.79996 | 0.80017 | 0.80024 | 0.80038 | 0.80044 | 0.80041 | 0.80029 | 0.80014 | 0.79994 | 0.79963 | 0.79925 | 0.79878 | 0.79827 | 0.79771 | 0.79717 | 0.79657 | 0.79594 | 0.79525 | 0.79454 | 0.79375 | 0.7929 | 0.79199 | 0.79105 | 0.79001 | 0.78892 | 0.78772 | 0.78648 | 0.78649
F5_Residential_Single Family Moderate Income_Existing_Space Heating_Natural Gas_Furnace_E4 | F5 | Residential | Single Family Moderate Income | Existing | Space Heating | Natural Gas | Furnace | E4 | RIM BC Ratio | 0.34024 | 0.34044 | 0.34083 | 0.34119 | 0.34108 | 0.34125 | 0.34147 | 0.34147 | 0.34133 | 0.34096 | 0.34033 | 0.33943 | 0.33826 | 0.33679 | 0.33498 | 0.33316 | 0.33135 | 0.32957 | 0.32808 | 0.32695 | 0.32617 | 0.32581 | 0.32542 | 0.32503 | 0.32459 | 0.32412 | 0.32363 | 0.32312 | 0.32256 | 0.32198 | 0.32134 | 0.3207 | 0.32067
F5_Residential_Single Family Moderate Income_Existing_Space Heating_Natural Gas_Furnace_E5 | F5 | Residential | Single Family Moderate Income | Existing | Space Heating | Natural Gas | Furnace | E5 | RIM BC Ratio | 0.6832 | 0.68339 | 0.68397 | 0.6844 | 0.68385 | 0.68378 | 0.684 | 0.684 | 0.684 | 0.6838 | 0.68341 | 0.68291 | 0.68239 | 0.68182 | 0.68113 | 0.68038 | 0.67954 | 0.67866 | 0.67787 | 0.67724 | 0.67654 | 0.67582 | 0.67502 | 0.6742 | 0.67329 | 0.67232 | 0.67129 | 0.67022 | 0.66903 | 0.6678 | 0.66645 | 0.66505 | 0.66563
F5_Residential_Single Family Moderate Income_Existing_Space Heating_Natural Gas_Furnace_E6 | F5 | Residential | Single Family Moderate Income | Existing | Space Heating | Natural Gas | Furnace | E6 | RIM BC Ratio | 0.69708 | 0.69727 | 0.69785 | 0.69827 | 0.69769 | 0.69759 | 0.69782 | 0.69785 | 0.6979 | 0.69778 | 0.6975 | 0.69711 | 0.69669 | 0.69621 | 0.69562 | 0.69495 | 0.69419 | 0.69339 | 0.69263 | 0.69199 | 0.69127 | 0.69054 | 0.68971 | 0.68888 | 0.68795 | 0.68696 | 0.6859 | 0.6848 | 0.68358 | 0.68232 | 0.68093 | 0.6795 | 0.67978
F5_Residential_Single Family Moderate Income_Existing_Space Heating_Natural Gas_Furnace_E7 | F5 | Residential | Single Family Moderate Income | Existing | Space Heating | Natural Gas | Furnace | E7 | RIM BC Ratio | 0 | 0 | 0 | 0 | 0 | 0 | 0 | 0 | 0 | 0 | 0 | 0 | 0 | 0 | 0 | 0 | 0 | 0 | 0 | 0 | 0 | 0 | 0 | 0 | 0 | 0 | 0 | 0 | 0 | 0 | 0 | 0 | 0
F5_Residential_Single Family Moderate Income_Existing_Space Heating_Natural Gas_Furnace_E8 | F5 | Residential | Single Family Moderate Income | Existing | Space Heating | Natural Gas | Furnace | E8 | RIM BC Ratio | 0 | 0 | 0 | 0 | 0 | 0 | 0 | 0 | 0 | 0 | 0 | 0 | 0 | 0 | 0 | 0 | 0 | 0 | 0 | 0 | 0 | 0 | 0 | 0 | 0 | 0 | 0 | 0 | 0 | 0 | 0 | 0 | 0
F5_Residential_Single Family Moderate Income_Existing_Space Heating_Natural Gas_Furnace_E9 | F5 | Residential | Single Family Moderate Income | Existing | Space Heating | Natural Gas | Furnace | E9 | RIM BC Ratio | 0 | 0 | 0 | 0 | 0 | 0 | 0 | 0 | 0 | 0 | 0 | 0 | 0 | 0 | 0 | 0 | 0 | 0 | 0 | 0 | 0 | 0 | 0 | 0 | 0 | 0 | 0 | 0 | 0 | 0 | 0 | 0 | 0
F5_Residential_Single Family Moderate Income_Existing_Space Heating_Natural Gas_Furnace_E10 | F5 | Residential | Single Family Moderate Income | Existing | Space Heating | Natural Gas | Furnace | E10 | RIM BC Ratio | 0 | 0 | 0 | 0 | 0 | 0 | 0 | 0 | 0 | 0 | 0 | 0 | 0 | 0 | 0 | 0 | 0 | 0 | 0 | 0 | 0 | 0 | 0 | 0 | 0 | 0 | 0 | 0 | 0 | 0 | 0 | 0 | 0
F0_Residential_Single Family Moderate Income_Existing_Space Heating_Natural Gas_Boiler_E0 | F0 | Residential | Single Family Moderate Income | Existing | Space Heating | Natural Gas | Boiler | E0 | Economic Unit | ASHP with AFUE 95% backup | ASHP with AFUE 95% backup | ASHP with AFUE 95% backup | ASHP with AFUE 95% backup | ASHP with AFUE 95% backup | ASHP with AFUE 95% backup | ASHP with AFUE 95% backup | ASHP with AFUE 95% backup | ASHP with AFUE 95% backup | ASHP with AFUE 95% backup | ASHP with AFUE 95% backup | ASHP with AFUE 95% backup | ASHP with AFUE 95% backup | ASHP with AFUE 95% backup | ASHP with AFUE 95% backup | ASHP with AFUE 95% backup | ASHP with AFUE 95% backup | ASHP with AFUE 95% backup | ASHP with AFUE 95% backup | ASHP with AFUE 95% backup | ASHP with AFUE 95% backup | ASHP with AFUE 95% backup | ASHP with AFUE 95% backup | ASHP with AFUE 95% backup | ASHP with AFUE 95% backup | ASHP with AFUE 95% backup | ASHP with AFUE 95% backup | ASHP with AFUE 95% backup | ASHP with AFUE 95% backup | ASHP with AFUE 95% backup | ASHP with AFUE 95% backup | ASHP with AFUE 95% backup | ASHP with AFUE 95% backup
F1_Residential_Single Family Moderate Income_Existing_Space Heating_Natural Gas_Boiler_E1 | F1 | Residential | Single Family Moderate Income | Existing | Space Heating | Natural Gas | Boiler | E1 | CCE | 0 | 0 | 0 | 0 | 0 | 0 | 0 | 0 | 0 | 0 | 0 | 0 | 0 | 0 | 0 | 0 | 0 | 0 | 0 | 0 | 0 | 0 | 0 | 0 | 0 | 0 | 0 | 0 | 0 | 0 | 0 | 0 | 0
F1_Residential_Single Family Moderate Income_Existing_Space Heating_Natural Gas_Boiler_E2 | F1 | Residential | Single Family Moderate Income | Existing | Space Heating | Natural Gas | Boiler | E2 | CCE | 3.504 | 3.6118 | 0 | 0 | 0 | 0 | 0 | 0 | 0 | 0 | 0 | 0 | 0 | 0 | 0 | 0 | 0 | 0 | 0 | 0 | 0 | 0 | 0 | 0 | 0 | 0 | 0 | 0 | 0 | 0 | 0 | 0 | 0
F1_Residential_Single Family Moderate Income_Existing_Space Heating_Natural Gas_Boiler_E3 | F1 | Residential | Single Family Moderate Income | Existing | Space Heating | Natural Gas | Boiler | E3 | CCE | 3.7915 | 3.9082 | 4.3497 | 4.0089 | 4.0304 | 4.0522 | 4.0742 | 4.0965 | 4.119 | 4.1418 | 4.1648 | 4.1881 | 4.2116 | 4.2354 | 4.2595 | 4.2838 | 4.3085 | 4.3333 | 4.3586 | 4.3841 | 4.4099 | 4.4359 | 4.4623 | 4.489 | 4.5161 | 4.5434 | 4.5711 | 4.5991 | 4.6275 | 4.6562 | 4.6853 | 4.7148 | 4.7148
F1_Residential_Single Family Moderate Income_Existing_Space Heating_Natural Gas_Boiler_E4 | F1 | Residential | Single Family Moderate Income | Existing | Space Heating | Natural Gas | Boiler | E4 | CCE | 1.6228 | 1.6727 | 1.0673 | 0.98367 | 0.98896 | 0.99431 | 0.99972 | 1.0052 | 1.0107 | 1.0163 | 1.0219 | 1.0277 | 1.0334 | 1.0393 | 1.0452 | 1.0511 | 1.0572 | 1.0633 | 1.0695 | 1.0757 | 1.0821 | 1.0885 | 1.0949 | 1.1015 | 1.1081 | 1.1148 | 1.1216 | 1.1285 | 1.1355 | 1.1425 | 1.1497 | 1.1569 | 1.1569
F1_Residential_Single Family Moderate Income_Existing_Space Heating_Natural Gas_Boiler_E5 | F1 | Residential | Single Family Moderate Income | Existing | Space Heating | Natural Gas | Boiler | E5 | CCE | 1.3697 | 1.4119 | 1.0344 | 0.95335 | 0.95847 | 0.96365 | 0.9689 | 0.97419 | 0.97955 | 0.98496 | 0.99044 | 0.99597 | 1.0016 | 1.0072 | 1.013 | 1.0187 | 1.0246 | 1.0305 | 1.0365 | 1.0426 | 1.0487 | 1.0549 | 1.0612 | 1.0675 | 1.074 | 1.0805 | 1.0871 | 1.0937 | 1.1005 | 1.1073 | 1.1142 | 1.1212 | 1.1212
F1_Residential_Single Family Moderate Income_Existing_Space Heating_Natural Gas_Boiler_E6 | F1 | Residential | Single Family Moderate Income | Existing | Space Heating | Natural Gas | Boiler | E6 | CCE | 6.6779 | 6.8834 | 7.012 | 6.4626 | 6.4973 | 6.5324 | 6.568 | 6.6039 | 6.6402 | 6.6769 | 6.714 | 6.7515 | 6.7895 | 6.8278 | 6.8666 | 6.9059 | 6.9456 | 6.9857 | 7.0263 | 7.0674 | 7.109 | 7.151 | 7.1936 | 7.2366 | 7.2802 | 7.3242 | 7.369 | 7.4141 | 7.4599 | 7.5061 | 7.5531 | 7.6006 | 7.6006
F1_Residential_Single Family Moderate Income_Existing_Space Heating_Natural Gas_Boiler_E7 | F1 | Residential | Single Family Moderate Income | Existing | Space Heating | Natural Gas | Boiler | E7 | CCE | 1.8928 | 1.9511 | 1.8396 | 1.6954 | 1.7045 | 1.7137 | 1.7231 | 1.7325 | 1.742 | 1.7516 | 1.7614 | 1.7712 | 1.7812 | 1.7912 | 1.8014 | 1.8117 | 1.8221 | 1.8326 | 1.8433 | 1.8541 | 1.865 | 1.876 | 1.8872 | 1.8985 | 1.9099 | 1.9215 | 1.9332 | 1.945 | 1.957 | 1.9692 | 1.9815 | 1.994 | 1.994
F1_Residential_Single Family Moderate Income_Existing_Space Heating_Natural Gas_Boiler_E8 | F1 | Residential | Single Family Moderate Income | Existing | Space Heating | Natural Gas | Boiler | E8 | CCE | 1.7304 | 1.7837 | 1.681 | 1.5492 | 1.5576 | 1.566 | 1.5745 | 1.5831 | 1.5918 | 1.6006 | 1.6095 | 1.6185 | 1.6276 | 1.6368 | 1.6461 | 1.6555 | 1.665 | 1.6746 | 1.6844 | 1.6942 | 1.7042 | 1.7143 | 1.7245 | 1.7348 | 1.7453 | 1.7558 | 1.7665 | 1.7773 | 1.7883 | 1.7994 | 1.8107 | 1.822 | 1.822
F1_Residential_Single Family Moderate Income_Existing_Space Heating_Natural Gas_Boiler_E9 | F1 | Residential | Single Family Moderate Income | Existing | Space Heating | Natural Gas | Boiler | E9 | CCE | 0 | 0 | 0 | 0 | 0 | 0 | 0 | 0 | 0 | 0 | 0 | 0 | 0 | 0 | 0 | 0 | 0 | 0 | 0 | 0 | 0 | 0 | 0 | 0 | 0 | 0 | 0 | 0 | 0 | 0 | 0 | 0 | 0
F1_Residential_Single Family Moderate Income_Existing_Space Heating_Natural Gas_Boiler_E10 | F1 | Residential | Single Family Moderate Income | Existing | Space Heating | Natural Gas | Boiler | E10 | CCE | 0 | 0 | 0 | 0 | 0 | 0 | 0 | 0 | 0 | 0 | 0 | 0 | 0 | 0 | 0 | 0 | 0 | 0 | 0 | 0 | 0 | 0 | 0 | 0 | 0 | 0 | 0 | 0 | 0 | 0 | 0 | 0 | 0
F2_Residential_Single Family Moderate Income_Existing_Space Heating_Natural Gas_Boiler_E1 | F2 | Residential | Single Family Moderate Income | Existing | Space Heating | Natural Gas | Boiler | E1 | TRC BC Ratio | 1 | 1 | 0 | 0 | 0 | 0 | 0 | 0 | 0 | 0 | 0 | 0 | 0 | 0 | 0 | 0 | 0 | 0 | 0 | 0 | 0 | 0 | 0 | 0 | 0 | 0 | 0 | 0 | 0 | 0 | 0 | 0 | 0
F2_Residential_Single Family Moderate Income_Existing_Space Heating_Natural Gas_Boiler_E2 | F2 | Residential | Single Family Moderate Income | Existing | Space Heating | Natural Gas | Boiler | E2 | TRC BC Ratio | 0.58202 | 0.58256 | 1 | 1 | 1 | 1 | 1 | 1 | 1 | 1 | 1 | 1 | 1 | 1 | 1 | 1 | 1 | 1 | 1 | 1 | 1 | 1 | 1 | 1 | 1 | 1 | 1 | 1 | 1 | 1 | 1 | 1 | 1
F2_Residential_Single Family Moderate Income_Existing_Space Heating_Natural Gas_Boiler_E3 | F2 | Residential | Single Family Moderate Income | Existing | Space Heating | Natural Gas | Boiler | E3 | TRC BC Ratio | 0.53788 | 0.53838 | 0.47777 | 0.47864 | 0.47708 | 0.47648 | 0.47673 | 0.4766 | 0.47663 | 0.47639 | 0.4759 | 0.47512 | 0.47422 | 0.47314 | 0.47189 | 0.47058 | 0.4692 | 0.46785 | 0.4664 | 0.46499 | 0.46342 | 0.46181 | 0.46003 | 0.45823 | 0.45623 | 0.4541 | 0.45186 | 0.44954 | 0.447 | 0.44437 | 0.44151 | 0.43859 | 0.43534
F2_Residential_Single Family Moderate Income_Existing_Space Heating_Natural Gas_Boiler_E4 | F2 | Residential | Single Family Moderate Income | Existing | Space Heating | Natural Gas | Boiler | E4 | TRC BC Ratio | 1.2567 | 1.2579 | 1.9471 | 1.9507 | 1.9443 | 1.9418 | 1.9429 | 1.9423 | 1.9425 | 1.9415 | 1.9395 | 1.9363 | 1.9326 | 1.9282 | 1.9231 | 1.9178 | 1.9122 | 1.9067 | 1.9007 | 1.895 | 1.8886 | 1.8821 | 1.8748 | 1.8675 | 1.8593 | 1.8506 | 1.8415 | 1.8321 | 1.8217 | 1.811 | 1.7993 | 1.7874 | 1.7742
F2_Residential_Single Family Moderate Income_Existing_Space Heating_Natural Gas_Boiler_E5 | F2 | Residential | Single Family Moderate Income | Existing | Space Heating | Natural Gas | Boiler | E5 | TRC BC Ratio | 1.4889 | 1.4903 | 2.009 | 2.0127 | 2.0061 | 2.0036 | 2.0047 | 2.0041 | 2.0043 | 2.0032 | 2.0012 | 1.9979 | 1.9941 | 1.9896 | 1.9843 | 1.9788 | 1.973 | 1.9673 | 1.9612 | 1.9553 | 1.9487 | 1.9419 | 1.9344 | 1.9269 | 1.9185 | 1.9095 | 1.9001 | 1.8903 | 1.8796 | 1.8686 | 1.8566 | 1.8443 | 1.8306
F2_Residential_Single Family Moderate Income_Existing_Space Heating_Natural Gas_Boiler_E6 | F2 | Residential | Single Family Moderate Income | Existing | Space Heating | Natural Gas | Boiler | E6 | TRC BC Ratio | 0.30653 | 0.30688 | 0.2972 | 0.29743 | 0.29742 | 0.29723 | 0.29682 | 0.29613 | 0.29513 | 0.2938 | 0.29209 | 0.28999 | 0.28745 | 0.28446 | 0.28128 | 0.27842 | 0.27591 | 0.27381 | 0.27215 | 0.27098 | 0.27033 | 0.27029 | 0.27024 | 0.27019 | 0.27013 | 0.27007 | 0.27001 | 0.26995 | 0.26988 | 0.2698 | 0.26972 | 0.26963 | 0.26953
F2_Residential_Single Family Moderate Income_Existing_Space Heating_Natural Gas_Boiler_E7 | F2 | Residential | Single Family Moderate Income | Existing | Space Heating | Natural Gas | Boiler | E7 | TRC BC Ratio | 1.0802 | 1.0813 | 1.1325 | 1.1342 | 1.1315 | 1.1299 | 1.1293 | 1.1274 | 1.1253 | 1.1221 | 1.1178 | 1.1129 | 1.1077 | 1.1022 | 1.0968 | 1.0919 | 1.0874 | 1.0837 | 1.0805 | 1.0782 | 1.0756 | 1.073 | 1.0701 | 1.0671 | 1.0639 | 1.0604 | 1.0567 | 1.0529 | 1.0488 | 1.0444 | 1.0398 | 1.035 | 1.0296
F2_Residential_Single Family Moderate Income_Existing_Space Heating_Natural Gas_Boiler_E8 | F2 | Residential | Single Family Moderate Income | Existing | Space Heating | Natural Gas | Boiler | E8 | TRC BC Ratio | 1.1807 | 1.1819 | 1.2385 | 1.2404 | 1.2371 | 1.2355 | 1.2352 | 1.2337 | 1.232 | 1.2294 | 1.2256 | 1.2213 | 1.2166 | 1.2115 | 1.2064 | 1.2016 | 1.1971 | 1.1932 | 1.1896 | 1.1868 | 1.1836 | 1.1803 | 1.1767 | 1.1731 | 1.169 | 1.1647 | 1.1602 | 1.1555 | 1.1503 | 1.145 | 1.1392 | 1.1333 | 1.1267
F2_Residential_Single Family Moderate Income_Existing_Space Heating_Natural Gas_Boiler_E9 | F2 | Residential | Single Family Moderate Income | Existing | Space Heating | Natural Gas | Boiler | E9 | TRC BC Ratio | 0 | 0 | 0 | 0 | 0 | 0 | 0 | 0 | 0 | 0 | 0 | 0 | 0 | 0 | 0 | 0 | 0 | 0 | 0 | 0 | 0 | 0 | 0 | 0 | 0 | 0 | 0 | 0 | 0 | 0 | 0 | 0 | 0
F2_Residential_Single Family Moderate Income_Existing_Space Heating_Natural Gas_Boiler_E10 | F2 | Residential | Single Family Moderate Income | Existing | Space Heating | Natural Gas | Boiler | E10 | TRC BC Ratio | 0 | 0 | 0 | 0 | 0 | 0 | 0 | 0 | 0 | 0 | 0 | 0 | 0 | 0 | 0 | 0 | 0 | 0 | 0 | 0 | 0 | 0 | 0 | 0 | 0 | 0 | 0 | 0 | 0 | 0 | 0 | 0 | 0
F3_Residential_Single Family Moderate Income_Existing_Space Heating_Natural Gas_Boiler_E1 | F3 | Residential | Single Family Moderate Income | Existing | Space Heating | Natural Gas | Boiler | E1 | PACT BC Ratio | 1 | 1 | 0 | 0 | 0 | 0 | 0 | 0 | 0 | 0 | 0 | 0 | 0 | 0 | 0 | 0 | 0 | 0 | 0 | 0 | 0 | 0 | 0 | 0 | 0 | 0 | 0 | 0 | 0 | 0 | 0 | 0 | 0
F3_Residential_Single Family Moderate Income_Existing_Space Heating_Natural Gas_Boiler_E2 | F3 | Residential | Single Family Moderate Income | Existing | Space Heating | Natural Gas | Boiler | E2 | PACT BC Ratio | 0.58202 | 0.58256 | 1 | 1 | 1 | 1 | 1 | 1 | 1 | 1 | 1 | 1 | 1 | 1 | 1 | 1 | 1 | 1 | 1 | 1 | 1 | 1 | 1 | 1 | 1 | 1 | 1 | 1 | 1 | 1 | 1 | 1 | 1
F3_Residential_Single Family Moderate Income_Existing_Space Heating_Natural Gas_Boiler_E3 | F3 | Residential | Single Family Moderate Income | Existing | Space Heating | Natural Gas | Boiler | E3 | PACT BC Ratio | 0.53788 | 0.53838 | 0.47777 | 0.47864 | 0.47708 | 0.47648 | 0.47673 | 0.4766 | 0.47663 | 0.47639 | 0.4759 | 0.47512 | 0.47422 | 0.47314 | 0.47189 | 0.47058 | 0.4692 | 0.46785 | 0.4664 | 0.46499 | 0.46342 | 0.46181 | 0.46003 | 0.45823 | 0.45623 | 0.4541 | 0.45186 | 0.44954 | 0.447 | 0.44437 | 0.44151 | 0.43859 | 0.43534
F3_Residential_Single Family Moderate Income_Existing_Space Heating_Natural Gas_Boiler_E4 | F3 | Residential | Single Family Moderate Income | Existing | Space Heating | Natural Gas | Boiler | E4 | PACT BC Ratio | 1.2567 | 1.2579 | 1.9471 | 1.9507 | 1.9443 | 1.9418 | 1.9429 | 1.9423 | 1.9425 | 1.9415 | 1.9395 | 1.9363 | 1.9326 | 1.9282 | 1.9231 | 1.9178 | 1.9122 | 1.9067 | 1.9007 | 1.895 | 1.8886 | 1.8821 | 1.8748 | 1.8675 | 1.8593 | 1.8506 | 1.8415 | 1.8321 | 1.8217 | 1.811 | 1.7993 | 1.7874 | 1.7742
F3_Residential_Single Family Moderate Income_Existing_Space Heating_Natural Gas_Boiler_E5 | F3 | Residential | Single Family Moderate Income | Existing | Space Heating | Natural Gas | Boiler | E5 | PACT BC Ratio | 1.4889 | 1.4903 | 2.009 | 2.0127 | 2.0061 | 2.0036 | 2.0047 | 2.0041 | 2.0043 | 2.0032 | 2.0012 | 1.9979 | 1.9941 | 1.9896 | 1.9843 | 1.9788 | 1.973 | 1.9673 | 1.9612 | 1.9553 | 1.9487 | 1.9419 | 1.9344 | 1.9269 | 1.9185 | 1.9095 | 1.9001 | 1.8903 | 1.8796 | 1.8686 | 1.8566 | 1.8443 | 1.8306
F3_Residential_Single Family Moderate Income_Existing_Space Heating_Natural Gas_Boiler_E6 | F3 | Residential | Single Family Moderate Income | Existing | Space Heating | Natural Gas | Boiler | E6 | PACT BC Ratio | 0.30653 | 0.30688 | 0.2972 | 0.29743 | 0.29742 | 0.29723 | 0.29682 | 0.29613 | 0.29513 | 0.2938 | 0.29209 | 0.28999 | 0.28745 | 0.28446 | 0.28128 | 0.27842 | 0.27591 | 0.27381 | 0.27215 | 0.27098 | 0.27033 | 0.27029 | 0.27024 | 0.27019 | 0.27013 | 0.27007 | 0.27001 | 0.26995 | 0.26988 | 0.2698 | 0.26972 | 0.26963 | 0.26953
F3_Residential_Single Family Moderate Income_Existing_Space Heating_Natural Gas_Boiler_E7 | F3 | Residential | Single Family Moderate Income | Existing | Space Heating | Natural Gas | Boiler | E7 | PACT BC Ratio | 1.0802 | 1.0813 | 1.1325 | 1.1342 | 1.1315 | 1.1299 | 1.1293 | 1.1274 | 1.1253 | 1.1221 | 1.1178 | 1.1129 | 1.1077 | 1.1022 | 1.0968 | 1.0919 | 1.0874 | 1.0837 | 1.0805 | 1.0782 | 1.0756 | 1.073 | 1.0701 | 1.0671 | 1.0639 | 1.0604 | 1.0567 | 1.0529 | 1.0488 | 1.0444 | 1.0398 | 1.035 | 1.0296
F3_Residential_Single Family Moderate Income_Existing_Space Heating_Natural Gas_Boiler_E8 | F3 | Residential | Single Family Moderate Income | Existing | Space Heating | Natural Gas | Boiler | E8 | PACT BC Ratio | 1.1807 | 1.1819 | 1.2385 | 1.2404 | 1.2371 | 1.2355 | 1.2352 | 1.2337 | 1.232 | 1.2294 | 1.2256 | 1.2213 | 1.2166 | 1.2115 | 1.2064 | 1.2016 | 1.1971 | 1.1932 | 1.1896 | 1.1868 | 1.1836 | 1.1803 | 1.1767 | 1.1731 | 1.169 | 1.1647 | 1.1602 | 1.1555 | 1.1503 | 1.145 | 1.1392 | 1.1333 | 1.1267
F3_Residential_Single Family Moderate Income_Existing_Space Heating_Natural Gas_Boiler_E9 | F3 | Residential | Single Family Moderate Income | Existing | Space Heating | Natural Gas | Boiler | E9 | PACT BC Ratio | 0 | 0 | 0 | 0 | 0 | 0 | 0 | 0 | 0 | 0 | 0 | 0 | 0 | 0 | 0 | 0 | 0 | 0 | 0 | 0 | 0 | 0 | 0 | 0 | 0 | 0 | 0 | 0 | 0 | 0 | 0 | 0 | 0
F3_Residential_Single Family Moderate Income_Existing_Space Heating_Natural Gas_Boiler_E10 | F3 | Residential | Single Family Moderate Income | Existing | Space Heating | Natural Gas | Boiler | E10 | PACT BC Ratio | 0 | 0 | 0 | 0 | 0 | 0 | 0 | 0 | 0 | 0 | 0 | 0 | 0 | 0 | 0 | 0 | 0 | 0 | 0 | 0 | 0 | 0 | 0 | 0 | 0 | 0 | 0 | 0 | 0 | 0 | 0 | 0 | 0
F4_Residential_Single Family Moderate Income_Existing_Space Heating_Natural Gas_Boiler_E1 | F4 | Residential | Single Family Moderate Income | Existing | Space Heating | Natural Gas | Boiler | E1 | RVT BC Ratio | 1 | 1 | 0 | 0 | 0 | 0 | 0 | 0 | 0 | 0 | 0 | 0 | 0 | 0 | 0 | 0 | 0 | 0 | 0 | 0 | 0 | 0 | 0 | 0 | 0 | 0 | 0 | 0 | 0 | 0 | 0 | 0 | 0
F4_Residential_Single Family Moderate Income_Existing_Space Heating_Natural Gas_Boiler_E2 | F4 | Residential | Single Family Moderate Income | Existing | Space Heating | Natural Gas | Boiler | E2 | RVT BC Ratio | 1.6973 | 1.6979 | 1 | 1 | 1 | 1 | 1 | 1 | 1 | 1 | 1 | 1 | 1 | 1 | 1 | 1 | 1 | 1 | 1 | 1 | 1 | 1 | 1 | 1 | 1 | 1 | 1 | 1 | 1 | 1 | 1 | 1 | 1
F4_Residential_Single Family Moderate Income_Existing_Space Heating_Natural Gas_Boiler_E3 | F4 | Residential | Single Family Moderate Income | Existing | Space Heating | Natural Gas | Boiler | E3 | RVT BC Ratio | 1.6444 | 1.645 | 1.5724 | 1.5734 | 1.5716 | 1.5709 | 1.5712 | 1.571 | 1.571 | 1.5707 | 1.5702 | 1.5692 | 1.5681 | 1.5669 | 1.5654 | 1.5638 | 1.5621 | 1.5605 | 1.5588 | 1.5571 | 1.5552 | 1.5533 | 1.5511 | 1.549 | 1.5466 | 1.544 | 1.5414 | 1.5386 | 1.5355 | 1.5313 | 1.5257 | 1.5189 | 1.5104
F4_Residential_Single Family Moderate Income_Existing_Space Heating_Natural Gas_Boiler_E4 | F4 | Residential | Single Family Moderate Income | Existing | Space Heating | Natural Gas | Boiler | E4 | RVT BC Ratio | 2.5056 | 2.507 | 3.3328 | 3.337 | 3.3294 | 3.3265 | 3.3277 | 3.3271 | 3.3272 | 3.326 | 3.3236 | 3.3198 | 3.3154 | 3.3102 | 3.3041 | 3.2977 | 3.2909 | 3.2843 | 3.2772 | 3.2703 | 3.2627 | 3.2548 | 3.2461 | 3.2374 | 3.2276 | 3.2172 | 3.2062 | 3.1949 | 3.1825 | 3.1654 | 3.1426 | 3.1146 | 3.0799
F4_Residential_Single Family Moderate Income_Existing_Space Heating_Natural Gas_Boiler_E5 | F4 | Residential | Single Family Moderate Income | Existing | Space Heating | Natural Gas | Boiler | E5 | RVT BC Ratio | 2.7838 | 2.7855 | 3.407 | 3.4114 | 3.4035 | 3.4005 | 3.4017 | 3.4011 | 3.4012 | 3.4 | 3.3975 | 3.3936 | 3.3891 | 3.3837 | 3.3774 | 3.3708 | 3.3638 | 3.357 | 3.3497 | 3.3426 | 3.3347 | 3.3266 | 3.3176 | 3.3085 | 3.2984 | 3.2877 | 3.2764 | 3.2648 | 3.2519 | 3.2343 | 3.2108 | 3.1819 | 3.146
F4_Residential_Single Family Moderate Income_Existing_Space Heating_Natural Gas_Boiler_E6 | F4 | Residential | Single Family Moderate Income | Existing | Space Heating | Natural Gas | Boiler | E6 | RVT BC Ratio | 1.3672 | 1.3677 | 1.3561 | 1.3563 | 1.3563 | 1.3561 | 1.3556 | 1.3548 | 1.3536 | 1.352 | 1.3499 | 1.3474 | 1.3444 | 1.3408 | 1.337 | 1.3336 | 1.3306 | 1.328 | 1.3261 | 1.3247 | 1.3239 | 1.3238 | 1.3238 | 1.3237 | 1.3236 | 1.3236 | 1.3235 | 1.3234 | 1.3233 | 1.3212 | 1.3168 | 1.31 | 1.3007
F4_Residential_Single Family Moderate Income_Existing_Space Heating_Natural Gas_Boiler_E7 | F4 | Residential | Single Family Moderate Income | Existing | Space Heating | Natural Gas | Boiler | E7 | RVT BC Ratio | 2.2941 | 2.2955 | 2.3568 | 2.3588 | 2.3556 | 2.3537 | 2.3529 | 2.3507 | 2.3482 | 2.3443 | 2.3392 | 2.3333 | 2.3271 | 2.3205 | 2.314 | 2.3081 | 2.3028 | 2.2983 | 2.2945 | 2.2917 | 2.2887 | 2.2855 | 2.282 | 2.2785 | 2.2746 | 2.2704 | 2.266 | 2.2615 | 2.2565 | 2.2458 | 2.2288 | 2.2055 | 2.1748
F4_Residential_Single Family Moderate Income_Existing_Space Heating_Natural Gas_Boiler_E8 | F4 | Residential | Single Family Moderate Income | Existing | Space Heating | Natural Gas | Boiler | E8 | RVT BC Ratio | 2.4145 | 2.416 | 2.4838 | 2.4861 | 2.4822 | 2.4802 | 2.4798 | 2.478 | 2.476 | 2.4728 | 2.4684 | 2.4632 | 2.4576 | 2.4514 | 2.4453 | 2.4396 | 2.4342 | 2.4295 | 2.4252 | 2.4218 | 2.418 | 2.4141 | 2.4098 | 2.4054 | 2.4006 | 2.3954 | 2.39 | 2.3843 | 2.3782 | 2.3667 | 2.3494 | 2.3261 | 2.2959
F4_Residential_Single Family Moderate Income_Existing_Space Heating_Natural Gas_Boiler_E9 | F4 | Residential | Single Family Moderate Income | Existing | Space Heating | Natural Gas | Boiler | E9 | RVT BC Ratio | 0 | 0 | 0 | 0 | 0 | 0 | 0 | 0 | 0 | 0 | 0 | 0 | 0 | 0 | 0 | 0 | 0 | 0 | 0 | 0 | 0 | 0 | 0 | 0 | 0 | 0 | 0 | 0 | 0 | 0 | 0 | 0 | 0
F4_Residential_Single Family Moderate Income_Existing_Space Heating_Natural Gas_Boiler_E10 | F4 | Residential | Single Family Moderate Income | Existing | Space Heating | Natural Gas | Boiler | E10 | RVT BC Ratio | 0 | 0 | 0 | 0 | 0 | 0 | 0 | 0 | 0 | 0 | 0 | 0 | 0 | 0 | 0 | 0 | 0 | 0 | 0 | 0 | 0 | 0 | 0 | 0 | 0 | 0 | 0 | 0 | 0 | 0 | 0 | 0 | 0
F5_Residential_Single Family Moderate Income_Existing_Space Heating_Natural Gas_Boiler_E1 | F5 | Residential | Single Family Moderate Income | Existing | Space Heating | Natural Gas | Boiler | E1 | RIM BC Ratio | 1 | 1 | 0 | 0 | 0 | 0 | 0 | 0 | 0 | 0 | 0 | 0 | 0 | 0 | 0 | 0 | 0 | 0 | 0 | 0 | 0 | 0 | 0 | 0 | 0 | 0 | 0 | 0 | 0 | 0 | 0 | 0 | 0
F5_Residential_Single Family Moderate Income_Existing_Space Heating_Natural Gas_Boiler_E2 | F5 | Residential | Single Family Moderate Income | Existing | Space Heating | Natural Gas | Boiler | E2 | RIM BC Ratio | 0.36811 | 0.36833 | 1 | 1 | 1 | 1 | 1 | 1 | 1 | 1 | 1 | 1 | 1 | 1 | 1 | 1 | 1 | 1 | 1 | 1 | 1 | 1 | 1 | 1 | 1 | 1 | 1 | 1 | 1 | 1 | 1 | 1 | 1
F5_Residential_Single Family Moderate Income_Existing_Space Heating_Natural Gas_Boiler_E3 | F5 | Residential | Single Family Moderate Income | Existing | Space Heating | Natural Gas | Boiler | E3 | RIM BC Ratio | 0.34995 | 0.35016 | 0.32347 | 0.32387 | 0.32316 | 0.32288 | 0.323 | 0.32294 | 0.32295 | 0.32284 | 0.32262 | 0.32225 | 0.32184 | 0.32135 | 0.32077 | 0.32016 | 0.31952 | 0.31889 | 0.31822 | 0.31756 | 0.31683 | 0.31608 | 0.31524 | 0.3144 | 0.31345 | 0.31245 | 0.31138 | 0.31028 | 0.30907 | 0.30799 | 0.30701 | 0.30619 | 0.30544
F5_Residential_Single Family Moderate Income_Existing_Space Heating_Natural Gas_Boiler_E4 | F5 | Residential | Single Family Moderate Income | Existing | Space Heating | Natural Gas | Boiler | E4 | RIM BC Ratio | 0.55738 | 0.55761 | 0.66139 | 0.6618 | 0.66106 | 0.66078 | 0.6609 | 0.66084 | 0.66085 | 0.66074 | 0.66051 | 0.66014 | 0.65971 | 0.6592 | 0.6586 | 0.65798 | 0.65731 | 0.65666 | 0.65595 | 0.65527 | 0.6545 | 0.65371 | 0.65283 | 0.65195 | 0.65095 | 0.64988 | 0.64875 | 0.64758 | 0.64628 | 0.64574 | 0.64596 | 0.6471 | 0.64912
F5_Residential_Single Family Moderate Income_Existing_Space Heating_Natural Gas_Boiler_E5 | F5 | Residential | Single Family Moderate Income | Existing | Space Heating | Natural Gas | Boiler | E5 | RIM BC Ratio | 0.59879 | 0.59902 | 0.66839 | 0.66879 | 0.66807 | 0.66779 | 0.6679 | 0.66784 | 0.66786 | 0.66774 | 0.66752 | 0.66715 | 0.66673 | 0.66622 | 0.66563 | 0.66501 | 0.66435 | 0.6637 | 0.66301 | 0.66233 | 0.66157 | 0.66079 | 0.65992 | 0.65904 | 0.65805 | 0.657 | 0.65587 | 0.65471 | 0.65342 | 0.65292 | 0.65319 | 0.6544 | 0.65652
F5_Residential_Single Family Moderate Income_Existing_Space Heating_Natural Gas_Boiler_E6 | F5 | Residential | Single Family Moderate Income | Existing | Space Heating | Natural Gas | Boiler | E6 | RIM BC Ratio | 0.2347 | 0.23491 | 0.22919 | 0.22933 | 0.22932 | 0.22921 | 0.22897 | 0.22856 | 0.22796 | 0.22717 | 0.22614 | 0.22488 | 0.22335 | 0.22154 | 0.21961 | 0.21786 | 0.21632 | 0.21503 | 0.214 | 0.21328 | 0.21288 | 0.21285 | 0.21282 | 0.21279 | 0.21275 | 0.21272 | 0.21268 | 0.21264 | 0.2126 | 0.21284 | 0.21339 | 0.21427 | 0.21551
F5_Residential_Single Family Moderate Income_Existing_Space Heating_Natural Gas_Boiler_E7 | F5 | Residential | Single Family Moderate Income | Existing | Space Heating | Natural Gas | Boiler | E7 | RIM BC Ratio | 0.5197 | 0.51997 | 0.53152 | 0.53189 | 0.5313 | 0.53095 | 0.53081 | 0.5304 | 0.52993 | 0.52922 | 0.52826 | 0.52716 | 0.526 | 0.52474 | 0.52352 | 0.5224 | 0.52138 | 0.52052 | 0.51978 | 0.51925 | 0.51865 | 0.51804 | 0.51736 | 0.51667 | 0.5159 | 0.51508 | 0.51421 | 0.51331 | 0.51232 | 0.51244 | 0.51371 | 0.51631 | 0.52028
F5_Residential_Single Family Moderate Income_Existing_Space Heating_Natural Gas_Boiler_E8 | F5 | Residential | Single Family Moderate Income | Existing | Space Heating | Natural Gas | Boiler | E8 | RIM BC Ratio | 0.5419 | 0.54216 | 0.55376 | 0.55415 | 0.55349 | 0.55316 | 0.5531 | 0.5528 | 0.55247 | 0.55193 | 0.55118 | 0.55029 | 0.54934 | 0.5483 | 0.54725 | 0.54626 | 0.54533 | 0.54452 | 0.54377 | 0.54318 | 0.54251 | 0.54183 | 0.54106 | 0.54029 | 0.53943 | 0.53851 | 0.53754 | 0.53653 | 0.53542 | 0.53531 | 0.53623 | 0.53836 | 0.54171
F5_Residential_Single Family Moderate Income_Existing_Space Heating_Natural Gas_Boiler_E9 | F5 | Residential | Single Family Moderate Income | Existing | Space Heating | Natural Gas | Boiler | E9 | RIM BC Ratio | 0 | 0 | 0 | 0 | 0 | 0 | 0 | 0 | 0 | 0 | 0 | 0 | 0 | 0 | 0 | 0 | 0 | 0 | 0 | 0 | 0 | 0 | 0 | 0 | 0 | 0 | 0 | 0 | 0 | 0 | 0 | 0 | 0
F5_Residential_Single Family Moderate Income_Existing_Space Heating_Natural Gas_Boiler_E10 | F5 | Residential | Single Family Moderate Income | Existing | Space Heating | Natural Gas | Boiler | E10 | RIM BC Ratio | 0 | 0 | 0 | 0 | 0 | 0 | 0 | 0 | 0 | 0 | 0 | 0 | 0 | 0 | 0 | 0 | 0 | 0 | 0 | 0 | 0 | 0 | 0 | 0 | 0 | 0 | 0 | 0 | 0 | 0 | 0 | 0 | 0
F0_Residential_Single Family Moderate Income_Existing_Secondary Heating_Natural Gas_Fireplace_E0 | F0 | Residential | Single Family Moderate Income | Existing | Secondary Heating | Natural Gas | Fireplace | E0 | Economic Unit | Tier 2 (>75% FE) | Tier 2 (>75% FE) | Tier 2 (>75% FE) | Tier 2 (>75% FE) | Tier 2 (>75% FE) | Tier 2 (>75% FE) | Tier 2 (>75% FE) | Tier 2 (>75% FE) | Tier 2 (>75% FE) | Tier 2 (>75% FE) | Tier 2 (>75% FE) | Tier 2 (>75% FE) | Tier 2 (>75% FE) | Tier 2 (>75% FE) | Tier 2 (>75% FE) | Tier 2 (>75% FE) | Tier 2 (>75% FE) | Tier 2 (>75% FE) | Tier 2 (>75% FE) | Tier 2 (>75% FE) | Tier 2 (>75% FE) | Tier 2 (>75% FE) | Tier 2 (>75% FE) | Tier 2 (>75% FE) | Tier 2 (>75% FE) | Tier 2 (>75% FE) | Tier 2 (>75% FE) | Tier 2 (>75% FE) | Tier 2 (>75% FE) | Tier 2 (>75% FE) | Tier 2 (>75% FE) | Tier 2 (>75% FE) | Tier 2 (>75% FE)
F1_Residential_Single Family Moderate Income_Existing_Secondary Heating_Natural Gas_Fireplace_E1 | F1 | Residential | Single Family Moderate Income | Existing | Secondary Heating | Natural Gas | Fireplace | E1 | CCE | 0 | 0 | 0 | 0 | 0 | 0 | 0 | 0 | 0 | 0 | 0 | 0 | 0 | 0 | 0 | 0 | 0 | 0 | 0 | 0 | 0 | 0 | 0 | 0 | 0 | 0 | 0 | 0 | 0 | 0 | 0 | 0 | 0
F1_Residential_Single Family Moderate Income_Existing_Secondary Heating_Natural Gas_Fireplace_E2 | F1 | Residential | Single Family Moderate Income | Existing | Secondary Heating | Natural Gas | Fireplace | E2 | CCE | 1.8164 | 1.8723 | 1.8392 | 1.6906 | 1.6951 | 1.6997 | 1.7043 | 1.7089 | 1.7136 | 1.7184 | 1.7231 | 1.7279 | 1.7328 | 1.7377 | 1.7426 | 1.7476 | 1.7526 | 1.7576 | 1.7627 | 1.7679 | 1.7731 | 1.7783 | 1.7836 | 1.7889 | 1.7943 | 1.7997 | 1.8052 | 1.8107 | 1.8163 | 1.8219 | 1.8276 | 1.8334 | 1.8334
F1_Residential_Single Family Moderate Income_Existing_Secondary Heating_Natural Gas_Fireplace_E3 | F1 | Residential | Single Family Moderate Income | Existing | Secondary Heating | Natural Gas | Fireplace | E3 | CCE | 1.8306 | 1.8869 | 1.8535 | 1.7037 | 1.7083 | 1.7129 | 1.7176 | 1.7222 | 1.727 | 1.7317 | 1.7365 | 1.7414 | 1.7463 | 1.7512 | 1.7562 | 1.7612 | 1.7662 | 1.7713 | 1.7765 | 1.7817 | 1.7869 | 1.7922 | 1.7975 | 1.8029 | 1.8083 | 1.8137 | 1.8193 | 1.8248 | 1.8305 | 1.8361 | 1.8419 | 1.8476 | 1.8476
F1_Residential_Single Family Moderate Income_Existing_Secondary Heating_Natural Gas_Fireplace_E4 | F1 | Residential | Single Family Moderate Income | Existing | Secondary Heating | Natural Gas | Fireplace | E4 | CCE | 0 | 0 | 0 | 0 | 0 | 0 | 0 | 0 | 0 | 0 | 0 | 0 | 0 | 0 | 0 | 0 | 0 | 0 | 0 | 0 | 0 | 0 | 0 | 0 | 0 | 0 | 0 | 0 | 0 | 0 | 0 | 0 | 0
F1_Residential_Single Family Moderate Income_Existing_Secondary Heating_Natural Gas_Fireplace_E5 | F1 | Residential | Single Family Moderate Income | Existing | Secondary Heating | Natural Gas | Fireplace | E5 | CCE | 0 | 0 | 0 | 0 | 0 | 0 | 0 | 0 | 0 | 0 | 0 | 0 | 0 | 0 | 0 | 0 | 0 | 0 | 0 | 0 | 0 | 0 | 0 | 0 | 0 | 0 | 0 | 0 | 0 | 0 | 0 | 0 | 0
F1_Residential_Single Family Moderate Income_Existing_Secondary Heating_Natural Gas_Fireplace_E6 | F1 | Residential | Single Family Moderate Income | Existing | Secondary Heating | Natural Gas | Fireplace | E6 | CCE | 0 | 0 | 0 | 0 | 0 | 0 | 0 | 0 | 0 | 0 | 0 | 0 | 0 | 0 | 0 | 0 | 0 | 0 | 0 | 0 | 0 | 0 | 0 | 0 | 0 | 0 | 0 | 0 | 0 | 0 | 0 | 0 | 0
F1_Residential_Single Family Moderate Income_Existing_Secondary Heating_Natural Gas_Fireplace_E7 | F1 | Residential | Single Family Moderate Income | Existing | Secondary Heating | Natural Gas | Fireplace | E7 | CCE | 0 | 0 | 0 | 0 | 0 | 0 | 0 | 0 | 0 | 0 | 0 | 0 | 0 | 0 | 0 | 0 | 0 | 0 | 0 | 0 | 0 | 0 | 0 | 0 | 0 | 0 | 0 | 0 | 0 | 0 | 0 | 0 | 0
F1_Residential_Single Family Moderate Income_Existing_Secondary Heating_Natural Gas_Fireplace_E8 | F1 | Residential | Single Family Moderate Income | Existing | Secondary Heating | Natural Gas | Fireplace | E8 | CCE | 0 | 0 | 0 | 0 | 0 | 0 | 0 | 0 | 0 | 0 | 0 | 0 | 0 | 0 | 0 | 0 | 0 | 0 | 0 | 0 | 0 | 0 | 0 | 0 | 0 | 0 | 0 | 0 | 0 | 0 | 0 | 0 | 0
F1_Residential_Single Family Moderate Income_Existing_Secondary Heating_Natural Gas_Fireplace_E9 | F1 | Residential | Single Family Moderate Income | Existing | Secondary Heating | Natural Gas | Fireplace | E9 | CCE | 0 | 0 | 0 | 0 | 0 | 0 | 0 | 0 | 0 | 0 | 0 | 0 | 0 | 0 | 0 | 0 | 0 | 0 | 0 | 0 | 0 | 0 | 0 | 0 | 0 | 0 | 0 | 0 | 0 | 0 | 0 | 0 | 0
F1_Residential_Single Family Moderate Income_Existing_Secondary Heating_Natural Gas_Fireplace_E10 | F1 | Residential | Single Family Moderate Income | Existing | Secondary Heating | Natural Gas | Fireplace | E10 | CCE | 0 | 0 | 0 | 0 | 0 | 0 | 0 | 0 | 0 | 0 | 0 | 0 | 0 | 0 | 0 | 0 | 0 | 0 | 0 | 0 | 0 | 0 | 0 | 0 | 0 | 0 | 0 | 0 | 0 | 0 | 0 | 0 | 0
F2_Residential_Single Family Moderate Income_Existing_Secondary Heating_Natural Gas_Fireplace_E1 | F2 | Residential | Single Family Moderate Income | Existing | Secondary Heating | Natural Gas | Fireplace | E1 | TRC BC Ratio | bar: 2019 to 2051
F2_Residential_Single Family Moderate Income_Existing_Secondary Heating_Natural Gas_Fireplace_E2 | F2 | Residential | Single Family Moderate Income | Existing | Secondary Heating | Natural Gas | Fireplace | E2 | TRC BC Ratio | 0.89396 | 0.89702 | 0.9026 | 0.90732 | 0.90617 | 0.90853 | 0.91413 | 0.91896 | 0.92489 | 0.93051 | 0.936 | 0.9412 | 0.94683 | 0.95215 | 0.95665 | 0.96065 | 0.96403 | 0.96705 | 0.96924 | 0.97095 | 0.97146 | 0.97101 | 0.96979 | 0.96835 | 0.966 | 0.96302 | 0.95942 | 0.95536 | 0.95026 | 0.94462 | 0.93795 | 0.93077 | 0.9222
F2_Residential_Single Family Moderate Income_Existing_Secondary Heating_Natural Gas_Fireplace_E3 | F2 | Residential | Single Family Moderate Income | Existing | Secondary Heating | Natural Gas | Fireplace | E3 | TRC BC Ratio | 0.88706 | 0.89009 | 0.89562 | 0.90031 | 0.89917 | 0.90151 | 0.90707 | 0.91186 | 0.91774 | 0.92332 | 0.92877 | 0.93393 | 0.93951 | 0.9448 | 0.94926 | 0.95322 | 0.95658 | 0.95958 | 0.96175 | 0.96345 | 0.96395 | 0.96351 | 0.96229 | 0.96086 | 0.95854 | 0.95558 | 0.95201 | 0.94798 | 0.94291 | 0.93732 | 0.9307 | 0.92358 | 0.91508
F2_Residential_Single Family Moderate Income_Existing_Secondary Heating_Natural Gas_Fireplace_E4 | F2 | Residential | Single Family Moderate Income | Existing | Secondary Heating | Natural Gas | Fireplace | E4 | TRC BC Ratio | 0 | 0 | 0 | 0 | 0 | 0 | 0 | 0 | 0 | 0 | 0 | 0 | 0 | 0 | 0 | 0 | 0 | 0 | 0 | 0 | 0 | 0 | 0 | 0 | 0 | 0 | 0 | 0 | 0 | 0 | 0 | 0 | 0
F2_Residential_Single Family Moderate Income_Existing_Secondary Heating_Natural Gas_Fireplace_E5 | F2 | Residential | Single Family Moderate Income | Existing | Secondary Heating | Natural Gas | Fireplace | E5 | TRC BC Ratio | 0 | 0 | 0 | 0 | 0 | 0 | 0 | 0 | 0 | 0 | 0 | 0 | 0 | 0 | 0 | 0 | 0 | 0 | 0 | 0 | 0 | 0 | 0 | 0 | 0 | 0 | 0 | 0 | 0 | 0 | 0 | 0 | 0
F2_Residential_Single Family Moderate Income_Existing_Secondary Heating_Natural Gas_Fireplace_E6 | F2 | Residential | Single Family Moderate Income | Existing | Secondary Heating | Natural Gas | Fireplace | E6 | TRC BC Ratio | 0 | 0 | 0 | 0 | 0 | 0 | 0 | 0 | 0 | 0 | 0 | 0 | 0 | 0 | 0 | 0 | 0 | 0 | 0 | 0 | 0 | 0 | 0 | 0 | 0 | 0 | 0 | 0 | 0 | 0 | 0 | 0 | 0
F2_Residential_Single Family Moderate Income_Existing_Secondary Heating_Natural Gas_Fireplace_E7 | F2 | Residential | Single Family Moderate Income | Existing | Secondary Heating | Natural Gas | Fireplace | E7 | TRC BC Ratio | 0 | 0 | 0 | 0 | 0 | 0 | 0 | 0 | 0 | 0 | 0 | 0 | 0 | 0 | 0 | 0 | 0 | 0 | 0 | 0 | 0 | 0 | 0 | 0 | 0 | 0 | 0 | 0 | 0 | 0 | 0 | 0 | 0
F2_Residential_Single Family Moderate Income_Existing_Secondary Heating_Natural Gas_Fireplace_E8 | F2 | Residential | Single Family Moderate Income | Existing | Secondary Heating | Natural Gas | Fireplace | E8 | TRC BC Ratio | 0 | 0 | 0 | 0 | 0 | 0 | 0 | 0 | 0 | 0 | 0 | 0 | 0 | 0 | 0 | 0 | 0 | 0 | 0 | 0 | 0 | 0 | 0 | 0 | 0 | 0 | 0 | 0 | 0 | 0 | 0 | 0 | 0
F2_Residential_Single Family Moderate Income_Existing_Secondary Heating_Natural Gas_Fireplace_E9 | F2 | Residential | Single Family Moderate Income | Existing | Secondary Heating | Natural Gas | Fireplace | E9 | TRC BC Ratio | 0 | 0 | 0 | 0 | 0 | 0 | 0 | 0 | 0 | 0 | 0 | 0 | 0 | 0 | 0 | 0 | 0 | 0 | 0 | 0 | 0 | 0 | 0 | 0 | 0 | 0 | 0 | 0 | 0 | 0 | 0 | 0 | 0
F2_Residential_Single Family Moderate Income_Existing_Secondary Heating_Natural Gas_Fireplace_E10 | F2 | Residential | Single Family Moderate Income | Existing | Secondary Heating | Natural Gas | Fireplace | E10 | TRC BC Ratio | 0 | 0 | 0 | 0 | 0 | 0 | 0 | 0 | 0 | 0 | 0 | 0 | 0 | 0 | 0 | 0 | 0 | 0 | 0 | 0 | 0 | 0 | 0 | 0 | 0 | 0 | 0 | 0 | 0 | 0 | 0 | 0 | 0
F3_Residential_Single Family Moderate Income_Existing_Secondary Heating_Natural Gas_Fireplace_E1 | F3 | Residential | Single Family Moderate Income | Existing | Secondary Heating | Natural Gas | Fireplace | E1 | PACT BC Ratio | bar: 2019 to 2051
F3_Residential_Single Family Moderate Income_Existing_Secondary Heating_Natural Gas_Fireplace_E2 | F3 | Residential | Single Family Moderate Income | Existing | Secondary Heating | Natural Gas | Fireplace | E2 | PACT BC Ratio | 1.6367 | 1.6423 | 1.6525 | 1.6612 | 1.6591 | 1.6634 | 1.6736 | 1.6825 | 1.6933 | 1.7036 | 1.7137 | 1.7232 | 1.7335 | 1.7433 | 1.7515 | 1.7588 | 1.765 | 1.7705 | 1.7745 | 1.7777 | 1.7786 | 1.7778 | 1.7755 | 1.7729 | 1.7686 | 1.7632 | 1.7566 | 1.7491 | 1.7398 | 1.7295 | 1.7173 | 1.7041 | 1.6884
F3_Residential_Single Family Moderate Income_Existing_Secondary Heating_Natural Gas_Fireplace_E3 | F3 | Residential | Single Family Moderate Income | Existing | Secondary Heating | Natural Gas | Fireplace | E3 | PACT BC Ratio | 1.6241 | 1.6296 | 1.6398 | 1.6483 | 1.6463 | 1.6505 | 1.6607 | 1.6695 | 1.6803 | 1.6905 | 1.7004 | 1.7099 | 1.7201 | 1.7298 | 1.738 | 1.7452 | 1.7514 | 1.7569 | 1.7608 | 1.7639 | 1.7649 | 1.764 | 1.7618 | 1.7592 | 1.7549 | 1.7495 | 1.743 | 1.7356 | 1.7263 | 1.7161 | 1.704 | 1.6909 | 1.6754
F3_Residential_Single Family Moderate Income_Existing_Secondary Heating_Natural Gas_Fireplace_E4 | F3 | Residential | Single Family Moderate Income | Existing | Secondary Heating | Natural Gas | Fireplace | E4 | PACT BC Ratio | 0 | 0 | 0 | 0 | 0 | 0 | 0 | 0 | 0 | 0 | 0 | 0 | 0 | 0 | 0 | 0 | 0 | 0 | 0 | 0 | 0 | 0 | 0 | 0 | 0 | 0 | 0 | 0 | 0 | 0 | 0 | 0 | 0
F3_Residential_Single Family Moderate Income_Existing_Secondary Heating_Natural Gas_Fireplace_E5 | F3 | Residential | Single Family Moderate Income | Existing | Secondary Heating | Natural Gas | Fireplace | E5 | PACT BC Ratio | 0 | 0 | 0 | 0 | 0 | 0 | 0 | 0 | 0 | 0 | 0 | 0 | 0 | 0 | 0 | 0 | 0 | 0 | 0 | 0 | 0 | 0 | 0 | 0 | 0 | 0 | 0 | 0 | 0 | 0 | 0 | 0 | 0
F3_Residential_Single Family Moderate Income_Existing_Secondary Heating_Natural Gas_Fireplace_E6 | F3 | Residential | Single Family Moderate Income | Existing | Secondary Heating | Natural Gas | Fireplace | E6 | PACT BC Ratio | 0 | 0 | 0 | 0 | 0 | 0 | 0 | 0 | 0 | 0 | 0 | 0 | 0 | 0 | 0 | 0 | 0 | 0 | 0 | 0 | 0 | 0 | 0 | 0 | 0 | 0 | 0 | 0 | 0 | 0 | 0 | 0 | 0
F3_Residential_Single Family Moderate Income_Existing_Secondary Heating_Natural Gas_Fireplace_E7 | F3 | Residential | Single Family Moderate Income | Existing | Secondary Heating | Natural Gas | Fireplace | E7 | PACT BC Ratio | 0 | 0 | 0 | 0 | 0 | 0 | 0 | 0 | 0 | 0 | 0 | 0 | 0 | 0 | 0 | 0 | 0 | 0 | 0 | 0 | 0 | 0 | 0 | 0 | 0 | 0 | 0 | 0 | 0 | 0 | 0 | 0 | 0
F3_Residential_Single Family Moderate Income_Existing_Secondary Heating_Natural Gas_Fireplace_E8 | F3 | Residential | Single Family Moderate Income | Existing | Secondary Heating | Natural Gas | Fireplace | E8 | PACT BC Ratio | 0 | 0 | 0 | 0 | 0 | 0 | 0 | 0 | 0 | 0 | 0 | 0 | 0 | 0 | 0 | 0 | 0 | 0 | 0 | 0 | 0 | 0 | 0 | 0 | 0 | 0 | 0 | 0 | 0 | 0 | 0 | 0 | 0
F3_Residential_Single Family Moderate Income_Existing_Secondary Heating_Natural Gas_Fireplace_E9 | F3 | Residential | Single Family Moderate Income | Existing | Secondary Heating | Natural Gas | Fireplace | E9 | PACT BC Ratio | 0 | 0 | 0 | 0 | 0 | 0 | 0 | 0 | 0 | 0 | 0 | 0 | 0 | 0 | 0 | 0 | 0 | 0 | 0 | 0 | 0 | 0 | 0 | 0 | 0 | 0 | 0 | 0 | 0 | 0 | 0 | 0 | 0
F3_Residential_Single Family Moderate Income_Existing_Secondary Heating_Natural Gas_Fireplace_E10 | F3 | Residential | Single Family Moderate Income | Existing | Secondary Heating | Natural Gas | Fireplace | E10 | PACT BC Ratio | 0 | 0 | 0 | 0 | 0 | 0 | 0 | 0 | 0 | 0 | 0 | 0 | 0 | 0 | 0 | 0 | 0 | 0 | 0 | 0 | 0 | 0 | 0 | 0 | 0 | 0 | 0 | 0 | 0 | 0 | 0 | 0 | 0
F4_Residential_Single Family Moderate Income_Existing_Secondary Heating_Natural Gas_Fireplace_E1 | F4 | Residential | Single Family Moderate Income | Existing | Secondary Heating | Natural Gas | Fireplace | E1 | RVT BC Ratio | bar: 2019 to 2051
F4_Residential_Single Family Moderate Income_Existing_Secondary Heating_Natural Gas_Fireplace_E2 | F4 | Residential | Single Family Moderate Income | Existing | Secondary Heating | Natural Gas | Fireplace | E2 | RVT BC Ratio | 1.5265 | 1.5301 | 1.5368 | 1.5425 | 1.5411 | 1.5439 | 1.5506 | 1.5564 | 1.5635 | 1.5702 | 1.5768 | 1.5831 | 1.5898 | 1.5962 | 1.6016 | 1.6063 | 1.6104 | 1.614 | 1.6166 | 1.6187 | 1.6193 | 1.6188 | 1.6173 | 1.6156 | 1.6128 | 1.6092 | 1.6049 | 1.6 | 1.5939 | 1.5871 | 1.5792 | 1.5706 | 1.5603
F4_Residential_Single Family Moderate Income_Existing_Secondary Heating_Natural Gas_Fireplace_E3 | F4 | Residential | Single Family Moderate Income | Existing | Secondary Heating | Natural Gas | Fireplace | E3 | RVT BC Ratio | 1.5182 | 1.5218 | 1.5284 | 1.5341 | 1.5327 | 1.5355 | 1.5422 | 1.5479 | 1.5549 | 1.5616 | 1.5682 | 1.5743 | 1.581 | 1.5874 | 1.5927 | 1.5975 | 1.6015 | 1.6051 | 1.6077 | 1.6097 | 1.6103 | 1.6098 | 1.6083 | 1.6066 | 1.6038 | 1.6003 | 1.596 | 1.5912 | 1.5851 | 1.5784 | 1.5705 | 1.5619 | 1.5518
F4_Residential_Single Family Moderate Income_Existing_Secondary Heating_Natural Gas_Fireplace_E4 | F4 | Residential | Single Family Moderate Income | Existing | Secondary Heating | Natural Gas | Fireplace | E4 | RVT BC Ratio | 0 | 0 | 0 | 0 | 0 | 0 | 0 | 0 | 0 | 0 | 0 | 0 | 0 | 0 | 0 | 0 | 0 | 0 | 0 | 0 | 0 | 0 | 0 | 0 | 0 | 0 | 0 | 0 | 0 | 0 | 0 | 0 | 0
F4_Residential_Single Family Moderate Income_Existing_Secondary Heating_Natural Gas_Fireplace_E5 | F4 | Residential | Single Family Moderate Income | Existing | Secondary Heating | Natural Gas | Fireplace | E5 | RVT BC Ratio | 0 | 0 | 0 | 0 | 0 | 0 | 0 | 0 | 0 | 0 | 0 | 0 | 0 | 0 | 0 | 0 | 0 | 0 | 0 | 0 | 0 | 0 | 0 | 0 | 0 | 0 | 0 | 0 | 0 | 0 | 0 | 0 | 0
F4_Residential_Single Family Moderate Income_Existing_Secondary Heating_Natural Gas_Fireplace_E6 | F4 | Residential | Single Family Moderate Income | Existing | Secondary Heating | Natural Gas | Fireplace | E6 | RVT BC Ratio | 0 | 0 | 0 | 0 | 0 | 0 | 0 | 0 | 0 | 0 | 0 | 0 | 0 | 0 | 0 | 0 | 0 | 0 | 0 | 0 | 0 | 0 | 0 | 0 | 0 | 0 | 0 | 0 | 0 | 0 | 0 | 0 | 0
F4_Residential_Single Family Moderate Income_Existing_Secondary Heating_Natural Gas_Fireplace_E7 | F4 | Residential | Single Family Moderate Income | Existing | Secondary Heating | Natural Gas | Fireplace | E7 | RVT BC Ratio | 0 | 0 | 0 | 0 | 0 | 0 | 0 | 0 | 0 | 0 | 0 | 0 | 0 | 0 | 0 | 0 | 0 | 0 | 0 | 0 | 0 | 0 | 0 | 0 | 0 | 0 | 0 | 0 | 0 | 0 | 0 | 0 | 0
F4_Residential_Single Family Moderate Income_Existing_Secondary Heating_Natural Gas_Fireplace_E8 | F4 | Residential | Single Family Moderate Income | Existing | Secondary Heating | Natural Gas | Fireplace | E8 | RVT BC Ratio | 0 | 0 | 0 | 0 | 0 | 0 | 0 | 0 | 0 | 0 | 0 | 0 | 0 | 0 | 0 | 0 | 0 | 0 | 0 | 0 | 0 | 0 | 0 | 0 | 0 | 0 | 0 | 0 | 0 | 0 | 0 | 0 | 0
F4_Residential_Single Family Moderate Income_Existing_Secondary Heating_Natural Gas_Fireplace_E9 | F4 | Residential | Single Family Moderate Income | Existing | Secondary Heating | Natural Gas | Fireplace | E9 | RVT BC Ratio | 0 | 0 | 0 | 0 | 0 | 0 | 0 | 0 | 0 | 0 | 0 | 0 | 0 | 0 | 0 | 0 | 0 | 0 | 0 | 0 | 0 | 0 | 0 | 0 | 0 | 0 | 0 | 0 | 0 | 0 | 0 | 0 | 0
F4_Residential_Single Family Moderate Income_Existing_Secondary Heating_Natural Gas_Fireplace_E10 | F4 | Residential | Single Family Moderate Income | Existing | Secondary Heating | Natural Gas | Fireplace | E10 | RVT BC Ratio | 0 | 0 | 0 | 0 | 0 | 0 | 0 | 0 | 0 | 0 | 0 | 0 | 0 | 0 | 0 | 0 | 0 | 0 | 0 | 0 | 0 | 0 | 0 | 0 | 0 | 0 | 0 | 0 | 0 | 0 | 0 | 0 | 0
F5_Residential_Single Family Moderate Income_Existing_Secondary Heating_Natural Gas_Fireplace_E1 | F5 | Residential | Single Family Moderate Income | Existing | Secondary Heating | Natural Gas | Fireplace | E1 | RIM BC Ratio | bar: 2019 to 2051
F5_Residential_Single Family Moderate Income_Existing_Secondary Heating_Natural Gas_Fireplace_E2 | F5 | Residential | Single Family Moderate Income | Existing | Secondary Heating | Natural Gas | Fireplace | E2 | RIM BC Ratio | 0.62136 | 0.62217 | 0.62363 | 0.62486 | 0.62456 | 0.62517 | 0.62661 | 0.62785 | 0.62935 | 0.63077 | 0.63214 | 0.63343 | 0.63482 | 0.63612 | 0.63722 | 0.63818 | 0.63899 | 0.63972 | 0.64024 | 0.64065 | 0.64077 | 0.64066 | 0.64037 | 0.64003 | 0.63947 | 0.63875 | 0.63789 | 0.6369 | 0.63566 | 0.63428 | 0.63263 | 0.63083 | 0.62867
F5_Residential_Single Family Moderate Income_Existing_Secondary Heating_Natural Gas_Fireplace_E3 | F5 | Residential | Single Family Moderate Income | Existing | Secondary Heating | Natural Gas | Fireplace | E3 | RIM BC Ratio | 0.61953 | 0.62034 | 0.6218 | 0.62303 | 0.62273 | 0.62334 | 0.62479 | 0.62603 | 0.62754 | 0.62896 | 0.63033 | 0.63163 | 0.63301 | 0.63432 | 0.63542 | 0.63638 | 0.6372 | 0.63792 | 0.63845 | 0.63885 | 0.63898 | 0.63887 | 0.63858 | 0.63823 | 0.63767 | 0.63696 | 0.63609 | 0.6351 | 0.63386 | 0.63247 | 0.63082 | 0.62902 | 0.62685
F5_Residential_Single Family Moderate Income_Existing_Secondary Heating_Natural Gas_Fireplace_E4 | F5 | Residential | Single Family Moderate Income | Existing | Secondary Heating | Natural Gas | Fireplace | E4 | RIM BC Ratio | 0 | 0 | 0 | 0 | 0 | 0 | 0 | 0 | 0 | 0 | 0 | 0 | 0 | 0 | 0 | 0 | 0 | 0 | 0 | 0 | 0 | 0 | 0 | 0 | 0 | 0 | 0 | 0 | 0 | 0 | 0 | 0 | 0
F5_Residential_Single Family Moderate Income_Existing_Secondary Heating_Natural Gas_Fireplace_E5 | F5 | Residential | Single Family Moderate Income | Existing | Secondary Heating | Natural Gas | Fireplace | E5 | RIM BC Ratio | 0 | 0 | 0 | 0 | 0 | 0 | 0 | 0 | 0 | 0 | 0 | 0 | 0 | 0 | 0 | 0 | 0 | 0 | 0 | 0 | 0 | 0 | 0 | 0 | 0 | 0 | 0 | 0 | 0 | 0 | 0 | 0 | 0
F5_Residential_Single Family Moderate Income_Existing_Secondary Heating_Natural Gas_Fireplace_E6 | F5 | Residential | Single Family Moderate Income | Existing | Secondary Heating | Natural Gas | Fireplace | E6 | RIM BC Ratio | 0 | 0 | 0 | 0 | 0 | 0 | 0 | 0 | 0 | 0 | 0 | 0 | 0 | 0 | 0 | 0 | 0 | 0 | 0 | 0 | 0 | 0 | 0 | 0 | 0 | 0 | 0 | 0 | 0 | 0 | 0 | 0 | 0
F5_Residential_Single Family Moderate Income_Existing_Secondary Heating_Natural Gas_Fireplace_E7 | F5 | Residential | Single Family Moderate Income | Existing | Secondary Heating | Natural Gas | Fireplace | E7 | RIM BC Ratio | 0 | 0 | 0 | 0 | 0 | 0 | 0 | 0 | 0 | 0 | 0 | 0 | 0 | 0 | 0 | 0 | 0 | 0 | 0 | 0 | 0 | 0 | 0 | 0 | 0 | 0 | 0 | 0 | 0 | 0 | 0 | 0 | 0
F5_Residential_Single Family Moderate Income_Existing_Secondary Heating_Natural Gas_Fireplace_E8 | F5 | Residential | Single Family Moderate Income | Existing | Secondary Heating | Natural Gas | Fireplace | E8 | RIM BC Ratio | 0 | 0 | 0 | 0 | 0 | 0 | 0 | 0 | 0 | 0 | 0 | 0 | 0 | 0 | 0 | 0 | 0 | 0 | 0 | 0 | 0 | 0 | 0 | 0 | 0 | 0 | 0 | 0 | 0 | 0 | 0 | 0 | 0
F5_Residential_Single Family Moderate Income_Existing_Secondary Heating_Natural Gas_Fireplace_E9 | F5 | Residential | Single Family Moderate Income | Existing | Secondary Heating | Natural Gas | Fireplace | E9 | RIM BC Ratio | 0 | 0 | 0 | 0 | 0 | 0 | 0 | 0 | 0 | 0 | 0 | 0 | 0 | 0 | 0 | 0 | 0 | 0 | 0 | 0 | 0 | 0 | 0 | 0 | 0 | 0 | 0 | 0 | 0 | 0 | 0 | 0 | 0
F5_Residential_Single Family Moderate Income_Existing_Secondary Heating_Natural Gas_Fireplace_E10 | F5 | Residential | Single Family Moderate Income | Existing | Secondary Heating | Natural Gas | Fireplace | E10 | RIM BC Ratio | 0 | 0 | 0 | 0 | 0 | 0 | 0 | 0 | 0 | 0 | 0 | 0 | 0 | 0 | 0 | 0 | 0 | 0 | 0 | 0 | 0 | 0 | 0 | 0 | 0 | 0 | 0 | 0 | 0 | 0 | 0 | 0 | 0
F0_Residential_Single Family Moderate Income_Existing_Water Heating_Natural Gas_Water Heater (<= 55 gal)_E0 | F0 | Residential | Single Family Moderate Income | Existing | Water Heating | Natural Gas | Water Heater (<= 55 gal) | E0 | Economic Unit | UEF 0.87 (Instantaneous, ENERGY STAR 4.0) | UEF 0.87 (Instantaneous, ENERGY STAR 4.0) | UEF 0.87 (Instantaneous, ENERGY STAR 4.0) | UEF 0.87 (Instantaneous, ENERGY STAR 4.0) | UEF 0.87 (Instantaneous, ENERGY STAR 4.0) | UEF 0.87 (Instantaneous, ENERGY STAR 4.0) | UEF 0.87 (Instantaneous, ENERGY STAR 4.0) | UEF 0.87 (Instantaneous, ENERGY STAR 4.0) | UEF 0.87 (Instantaneous, ENERGY STAR 4.0) | UEF 0.87 (Instantaneous, ENERGY STAR 4.0) | UEF 0.87 (Instantaneous, ENERGY STAR 4.0) | UEF 0.87 (Instantaneous, ENERGY STAR 4.0) | UEF 0.87 (Instantaneous, ENERGY STAR 4.0) | UEF 0.87 (Instantaneous, ENERGY STAR 4.0) | UEF 0.87 (Instantaneous, ENERGY STAR 4.0) | UEF 0.87 (Instantaneous, ENERGY STAR 4.0) | UEF 0.87 (Instantaneous, ENERGY STAR 4.0) | UEF 0.87 (Instantaneous, ENERGY STAR 4.0) | UEF 0.95 (Instantaneous, ENERGY STAR 5.0) | UEF 0.95 (Instantaneous, ENERGY STAR 5.0) | UEF 0.95 (Instantaneous, ENERGY STAR 5.0) | UEF 0.95 (Instantaneous, ENERGY STAR 5.0) | UEF 0.95 (Instantaneous, ENERGY STAR 5.0) | UEF 0.95 (Instantaneous, ENERGY STAR 5.0) | UEF 0.95 (Instantaneous, ENERGY STAR 5.0) | UEF 0.95 (Instantaneous, ENERGY STAR 5.0) | UEF 0.95 (Instantaneous, ENERGY STAR 5.0) | UEF 0.95 (Instantaneous, ENERGY STAR 5.0) | UEF 0.95 (Instantaneous, ENERGY STAR 5.0) | UEF 0.95 (Instantaneous, ENERGY STAR 5.0) | UEF 0.95 (Instantaneous, ENERGY STAR 5.0) | UEF 0.95 (Instantaneous, ENERGY STAR 5.0) | UEF 0.95 (Instantaneous, ENERGY STAR 5.0)
F1_Residential_Single Family Moderate Income_Existing_Water Heating_Natural Gas_Water Heater (<= 55 gal)_E1 | F1 | Residential | Single Family Moderate Income | Existing | Water Heating | Natural Gas | Water Heater (<= 55 gal) | E1 | CCE | 0 | 0 | 0 | 0 | 0 | 0 | 0 | 0 | 0 | 0 | 0 | 0 | 0 | 0 | 0 | 0 | 0 | 0 | 0 | 0 | 0 | 0 | 0 | 0 | 0 | 0 | 0 | 0 | 0 | 0 | 0 | 0 | 0
F1_Residential_Single Family Moderate Income_Existing_Water Heating_Natural Gas_Water Heater (<= 55 gal)_E2 | F1 | Residential | Single Family Moderate Income | Existing | Water Heating | Natural Gas | Water Heater (<= 55 gal) | E2 | CCE | 1.1025 | 1.1364 | 1.1134 | 1.0207 | 1.0207 | 1.0207 | 1.0207 | 1.0207 | 1.0207 | 1.0207 | 1.0207 | 1.0207 | 1.0207 | 1.0207 | 1.0207 | 1.0207 | 1.0207 | 1.0207 | 1.0207 | 1.0207 | 1.0207 | 1.0207 | 1.0207 | 1.0207 | 1.0207 | 1.0207 | 1.0207 | 1.0207 | 1.0207 | 1.0207 | 1.0207 | 1.0207 | 1.0207
F1_Residential_Single Family Moderate Income_Existing_Water Heating_Natural Gas_Water Heater (<= 55 gal)_E3 | F1 | Residential | Single Family Moderate Income | Existing | Water Heating | Natural Gas | Water Heater (<= 55 gal) | E3 | CCE | 6.2035 | 6.3944 | 6.2645 | 5.7429 | 5.7429 | 5.7429 | 5.7429 | 5.7429 | 5.7429 | 5.7429 | 5.7429 | 5.7429 | 5.7429 | 5.7429 | 5.7429 | 5.7429 | 5.7429 | 5.7429 | 5.7429 | 5.7429 | 5.7429 | 5.7429 | 5.7429 | 5.7429 | 5.7429 | 5.7429 | 5.7429 | 5.7429 | 5.7429 | 5.7429 | 5.7429 | 5.7429 | 5.7429
F1_Residential_Single Family Moderate Income_Existing_Water Heating_Natural Gas_Water Heater (<= 55 gal)_E4 | F1 | Residential | Single Family Moderate Income | Existing | Water Heating | Natural Gas | Water Heater (<= 55 gal) | E4 | CCE | 1.1489 | 1.1843 | 1.1602 | 1.0636 | 1.0636 | 1.0636 | 1.0636 | 1.0636 | 1.0636 | 1.0636 | 1.0636 | 1.0636 | 1.0636 | 1.0636 | 1.0636 | 1.0636 | 1.0636 | 1.0636 | 1.0636 | 1.0636 | 1.0636 | 1.0636 | 1.0636 | 1.0636 | 1.0636 | 1.0636 | 1.0636 | 1.0636 | 1.0636 | 1.0636 | 1.0636 | 1.0636 | 1.0636
F1_Residential_Single Family Moderate Income_Existing_Water Heating_Natural Gas_Water Heater (<= 55 gal)_E5 | F1 | Residential | Single Family Moderate Income | Existing | Water Heating | Natural Gas | Water Heater (<= 55 gal) | E5 | CCE | 1.496 | 1.542 | 1.5107 | 1.3849 | 1.3849 | 1.3849 | 1.3849 | 1.3849 | 1.3849 | 1.3849 | 1.3849 | 1.3849 | 1.3849 | 1.3849 | 1.3849 | 1.3849 | 1.3849 | 1.3849 | 1.3849 | 1.3849 | 1.3849 | 1.3849 | 1.3849 | 1.3849 | 1.3849 | 1.3849 | 1.3849 | 1.3849 | 1.3849 | 1.3849 | 1.3849 | 1.3849 | 1.3849
F1_Residential_Single Family Moderate Income_Existing_Water Heating_Natural Gas_Water Heater (<= 55 gal)_E6 | F1 | Residential | Single Family Moderate Income | Existing | Water Heating | Natural Gas | Water Heater (<= 55 gal) | E6 | CCE | 6.4278 | 6.6256 | 6.4911 | 5.9506 | 5.9506 | 5.9506 | 5.9506 | 5.9506 | 5.9506 | 5.9506 | 5.9506 | 5.9506 | 5.9506 | 5.9506 | 5.9506 | 5.9506 | 5.9506 | 5.9506 | 5.9506 | 5.9506 | 5.9506 | 5.9506 | 5.9506 | 5.9506 | 5.9506 | 5.9506 | 5.9506 | 5.9506 | 5.9506 | 5.9506 | 5.9506 | 5.9506 | 5.9506
F1_Residential_Single Family Moderate Income_Existing_Water Heating_Natural Gas_Water Heater (<= 55 gal)_E7 | F1 | Residential | Single Family Moderate Income | Existing | Water Heating | Natural Gas | Water Heater (<= 55 gal) | E7 | CCE | 0 | 0 | 0 | 0 | 6.0122 | 6.0122 | 6.0122 | 6.0122 | 6.0122 | 6.0122 | 6.0122 | 6.0122 | 6.0122 | 6.0122 | 6.0122 | 6.0122 | 6.0122 | 6.0122 | 6.0122 | 6.0122 | 6.0122 | 6.0122 | 6.0122 | 6.0122 | 6.0122 | 6.0122 | 6.0122 | 6.0122 | 6.0122 | 6.0122 | 6.0122 | 6.0122 | 6.0122
F1_Residential_Single Family Moderate Income_Existing_Water Heating_Natural Gas_Water Heater (<= 55 gal)_E8 | F1 | Residential | Single Family Moderate Income | Existing | Water Heating | Natural Gas | Water Heater (<= 55 gal) | E8 | CCE | 0 | 0 | 0 | 0 | 0 | 0 | 0 | 0 | 0 | 0 | 0 | 0 | 0 | 0 | 0 | 0 | 0 | 0 | 0 | 0 | 0 | 0 | 0 | 0 | 0 | 0 | 0 | 0 | 0 | 0 | 0 | 0 | 0
F1_Residential_Single Family Moderate Income_Existing_Water Heating_Natural Gas_Water Heater (<= 55 gal)_E9 | F1 | Residential | Single Family Moderate Income | Existing | Water Heating | Natural Gas | Water Heater (<= 55 gal) | E9 | CCE | 0 | 0 | 0 | 0 | 0 | 0 | 0 | 0 | 0 | 0 | 0 | 0 | 0 | 0 | 0 | 0 | 0 | 0 | 0 | 0 | 0 | 0 | 0 | 0 | 0 | 0 | 0 | 0 | 0 | 0 | 0 | 0 | 0
F1_Residential_Single Family Moderate Income_Existing_Water Heating_Natural Gas_Water Heater (<= 55 gal)_E10 | F1 | Residential | Single Family Moderate Income | Existing | Water Heating | Natural Gas | Water Heater (<= 55 gal) | E10 | CCE | 0 | 0 | 0 | 0 | 0 | 0 | 0 | 0 | 0 | 0 | 0 | 0 | 0 | 0 | 0 | 0 | 0 | 0 | 0 | 0 | 0 | 0 | 0 | 0 | 0 | 0 | 0 | 0 | 0 | 0 | 0 | 0 | 0
F2_Residential_Single Family Moderate Income_Existing_Water Heating_Natural Gas_Water Heater (<= 55 gal)_E1 | F2 | Residential | Single Family Moderate Income | Existing | Water Heating | Natural Gas | Water Heater (<= 55 gal) | E1 | TRC BC Ratio | bar: 2019 to 2051
F2_Residential_Single Family Moderate Income_Existing_Water Heating_Natural Gas_Water Heater (<= 55 gal)_E2 | F2 | Residential | Single Family Moderate Income | Existing | Water Heating | Natural Gas | Water Heater (<= 55 gal) | E2 | TRC BC Ratio | 1.1857 | 1.1891 | 1.1969 | 1.2035 | 1.2008 | 1.2072 | 1.2217 | 1.2337 | 1.2481 | 1.2622 | 1.2764 | 1.2898 | 1.3041 | 1.3189 | 1.3333 | 1.348 | 1.3628 | 1.3778 | 1.3922 | 1.4061 | 1.4183 | 1.4294 | 1.4379 | 1.4454 | 1.4507 | 1.4543 | 1.4568 | 1.4577 | 1.4566 | 1.4542 | 1.4491 | 1.4428 | 1.4343
F2_Residential_Single Family Moderate Income_Existing_Water Heating_Natural Gas_Water Heater (<= 55 gal)_E3 | F2 | Residential | Single Family Moderate Income | Existing | Water Heating | Natural Gas | Water Heater (<= 55 gal) | E3 | TRC BC Ratio | 0.21072 | 0.21134 | 0.21272 | 0.21388 | 0.21341 | 0.21455 | 0.21712 | 0.21926 | 0.22182 | 0.22432 | 0.22685 | 0.22923 | 0.23177 | 0.2344 | 0.23696 | 0.23958 | 0.2422 | 0.24487 | 0.24743 | 0.2499 | 0.25206 | 0.25403 | 0.25555 | 0.25687 | 0.25783 | 0.25847 | 0.2589 | 0.25907 | 0.25887 | 0.25844 | 0.25754 | 0.25643 | 0.25492
F2_Residential_Single Family Moderate Income_Existing_Water Heating_Natural Gas_Water Heater (<= 55 gal)_E4 | F2 | Residential | Single Family Moderate Income | Existing | Water Heating | Natural Gas | Water Heater (<= 55 gal) | E4 | TRC BC Ratio | 1.0909 | 1.0889 | 1.0933 | 1.0955 | 1.0839 | 1.0855 | 1.0988 | 1.108 | 1.1212 | 1.1344 | 1.1485 | 1.1623 | 1.1785 | 1.1967 | 1.2159 | 1.2372 | 1.2605 | 1.285 | 1.3095 | 1.3332 | 1.354 | 1.3727 | 1.3866 | 1.3977 | 1.4058 | 1.4111 | 1.4148 | 1.4162 | 1.4145 | 1.4109 | 1.4033 | 1.394 | 1.3813
F2_Residential_Single Family Moderate Income_Existing_Water Heating_Natural Gas_Water Heater (<= 55 gal)_E5 | F2 | Residential | Single Family Moderate Income | Existing | Water Heating | Natural Gas | Water Heater (<= 55 gal) | E5 | TRC BC Ratio | 0.84218 | 0.84118 | 0.8448 | 0.84692 | 0.83885 | 0.84047 | 0.85075 | 0.85803 | 0.86822 | 0.87837 | 0.88915 | 0.89968 | 0.91192 | 0.92547 | 0.93971 | 0.95542 | 0.97247 | 0.99036 | 1.0082 | 1.0254 | 1.0406 | 1.0542 | 1.0643 | 1.0725 | 1.0784 | 1.0823 | 1.085 | 1.086 | 1.0848 | 1.0821 | 1.0766 | 1.0697 | 1.0604
F2_Residential_Single Family Moderate Income_Existing_Water Heating_Natural Gas_Water Heater (<= 55 gal)_E6 | F2 | Residential | Single Family Moderate Income | Existing | Water Heating | Natural Gas | Water Heater (<= 55 gal) | E6 | TRC BC Ratio | 0.20336 | 0.20396 | 0.2053 | 0.20642 | 0.20596 | 0.20706 | 0.20954 | 0.2116 | 0.21408 | 0.21649 | 0.21893 | 0.22123 | 0.22369 | 0.22622 | 0.22869 | 0.23121 | 0.23375 | 0.23632 | 0.2388 | 0.24118 | 0.24326 | 0.24517 | 0.24663 | 0.24791 | 0.24883 | 0.24945 | 0.24987 | 0.25003 | 0.24984 | 0.24942 | 0.24855 | 0.24748 | 0.24602
F2_Residential_Single Family Moderate Income_Existing_Water Heating_Natural Gas_Water Heater (<= 55 gal)_E7 | F2 | Residential | Single Family Moderate Income | Existing | Water Heating | Natural Gas | Water Heater (<= 55 gal) | E7 | TRC BC Ratio | 0 | 0 | 0 | 0 | 0.2057 | 0.2068 | 0.20926 | 0.21129 | 0.21372 | 0.21609 | 0.2185 | 0.22079 | 0.22323 | 0.2258 | 0.22838 | 0.2311 | 0.2339 | 0.23673 | 0.23943 | 0.24198 | 0.24419 | 0.24613 | 0.24754 | 0.24865 | 0.24942 | 0.24993 | 0.25027 | 0.25043 | 0.25025 | 0.24983 | 0.24898 | 0.24791 | 0.24647
F2_Residential_Single Family Moderate Income_Existing_Water Heating_Natural Gas_Water Heater (<= 55 gal)_E8 | F2 | Residential | Single Family Moderate Income | Existing | Water Heating | Natural Gas | Water Heater (<= 55 gal) | E8 | TRC BC Ratio | 0 | 0 | 0 | 0 | 0 | 0 | 0 | 0 | 0 | 0 | 0 | 0 | 0 | 0 | 0 | 0 | 0 | 0 | 0 | 0 | 0 | 0 | 0 | 0 | 0 | 0 | 0 | 0 | 0 | 0 | 0 | 0 | 0
F2_Residential_Single Family Moderate Income_Existing_Water Heating_Natural Gas_Water Heater (<= 55 gal)_E9 | F2 | Residential | Single Family Moderate Income | Existing | Water Heating | Natural Gas | Water Heater (<= 55 gal) | E9 | TRC BC Ratio | 0 | 0 | 0 | 0 | 0 | 0 | 0 | 0 | 0 | 0 | 0 | 0 | 0 | 0 | 0 | 0 | 0 | 0 | 0 | 0 | 0 | 0 | 0 | 0 | 0 | 0 | 0 | 0 | 0 | 0 | 0 | 0 | 0
F2_Residential_Single Family Moderate Income_Existing_Water Heating_Natural Gas_Water Heater (<= 55 gal)_E10 | F2 | Residential | Single Family Moderate Income | Existing | Water Heating | Natural Gas | Water Heater (<= 55 gal) | E10 | TRC BC Ratio | 0 | 0 | 0 | 0 | 0 | 0 | 0 | 0 | 0 | 0 | 0 | 0 | 0 | 0 | 0 | 0 | 0 | 0 | 0 | 0 | 0 | 0 | 0 | 0 | 0 | 0 | 0 | 0 | 0 | 0 | 0 | 0 | 0
F3_Residential_Single Family Moderate Income_Existing_Water Heating_Natural Gas_Water Heater (<= 55 gal)_E1 | F3 | Residential | Single Family Moderate Income | Existing | Water Heating | Natural Gas | Water Heater (<= 55 gal) | E1 | PACT BC Ratio | bar: 2019 to 2051
F3_Residential_Single Family Moderate Income_Existing_Water Heating_Natural Gas_Water Heater (<= 55 gal)_E2 | F3 | Residential | Single Family Moderate Income | Existing | Water Heating | Natural Gas | Water Heater (<= 55 gal) | E2 | PACT BC Ratio | 1.1857 | 1.1891 | 1.1969 | 1.2035 | 1.2008 | 1.2072 | 1.2217 | 1.2337 | 1.2481 | 1.2622 | 1.2764 | 1.2898 | 1.3041 | 1.3189 | 1.3333 | 1.348 | 1.3628 | 1.3778 | 1.3922 | 1.4061 | 1.4183 | 1.4294 | 1.4379 | 1.4454 | 1.4507 | 1.4543 | 1.4568 | 1.4577 | 1.4566 | 1.4542 | 1.4491 | 1.4428 | 1.4343
F3_Residential_Single Family Moderate Income_Existing_Water Heating_Natural Gas_Water Heater (<= 55 gal)_E3 | F3 | Residential | Single Family Moderate Income | Existing | Water Heating | Natural Gas | Water Heater (<= 55 gal) | E3 | PACT BC Ratio | 0.21072 | 0.21134 | 0.21272 | 0.21388 | 0.21341 | 0.21455 | 0.21712 | 0.21926 | 0.22182 | 0.22432 | 0.22685 | 0.22923 | 0.23177 | 0.2344 | 0.23696 | 0.23958 | 0.2422 | 0.24487 | 0.24743 | 0.2499 | 0.25206 | 0.25403 | 0.25555 | 0.25687 | 0.25783 | 0.25847 | 0.2589 | 0.25907 | 0.25887 | 0.25844 | 0.25754 | 0.25643 | 0.25492
F3_Residential_Single Family Moderate Income_Existing_Water Heating_Natural Gas_Water Heater (<= 55 gal)_E4 | F3 | Residential | Single Family Moderate Income | Existing | Water Heating | Natural Gas | Water Heater (<= 55 gal) | E4 | PACT BC Ratio | 1.0909 | 1.0889 | 1.0933 | 1.0955 | 1.0839 | 1.0855 | 1.0988 | 1.108 | 1.1212 | 1.1344 | 1.1485 | 1.1623 | 1.1785 | 1.1967 | 1.2159 | 1.2372 | 1.2605 | 1.285 | 1.3095 | 1.3332 | 1.354 | 1.3727 | 1.3866 | 1.3977 | 1.4058 | 1.4111 | 1.4148 | 1.4162 | 1.4145 | 1.4109 | 1.4033 | 1.394 | 1.3813
F3_Residential_Single Family Moderate Income_Existing_Water Heating_Natural Gas_Water Heater (<= 55 gal)_E5 | F3 | Residential | Single Family Moderate Income | Existing | Water Heating | Natural Gas | Water Heater (<= 55 gal) | E5 | PACT BC Ratio | 0.84218 | 0.84118 | 0.8448 | 0.84692 | 0.83885 | 0.84047 | 0.85075 | 0.85803 | 0.86822 | 0.87837 | 0.88915 | 0.89968 | 0.91192 | 0.92547 | 0.93971 | 0.95542 | 0.97247 | 0.99036 | 1.0082 | 1.0254 | 1.0406 | 1.0542 | 1.0643 | 1.0725 | 1.0784 | 1.0823 | 1.085 | 1.086 | 1.0848 | 1.0821 | 1.0766 | 1.0697 | 1.0604
F3_Residential_Single Family Moderate Income_Existing_Water Heating_Natural Gas_Water Heater (<= 55 gal)_E6 | F3 | Residential | Single Family Moderate Income | Existing | Water Heating | Natural Gas | Water Heater (<= 55 gal) | E6 | PACT BC Ratio | 0.20336 | 0.20396 | 0.2053 | 0.20642 | 0.20596 | 0.20706 | 0.20954 | 0.2116 | 0.21408 | 0.21649 | 0.21893 | 0.22123 | 0.22369 | 0.22622 | 0.22869 | 0.23121 | 0.23375 | 0.23632 | 0.2388 | 0.24118 | 0.24326 | 0.24517 | 0.24663 | 0.24791 | 0.24883 | 0.24945 | 0.24987 | 0.25003 | 0.24984 | 0.24942 | 0.24855 | 0.24748 | 0.24602
F3_Residential_Single Family Moderate Income_Existing_Water Heating_Natural Gas_Water Heater (<= 55 gal)_E7 | F3 | Residential | Single Family Moderate Income | Existing | Water Heating | Natural Gas | Water Heater (<= 55 gal) | E7 | PACT BC Ratio | 0 | 0 | 0 | 0 | 0.2057 | 0.2068 | 0.20926 | 0.21129 | 0.21372 | 0.21609 | 0.2185 | 0.22079 | 0.22323 | 0.2258 | 0.22838 | 0.2311 | 0.2339 | 0.23673 | 0.23943 | 0.24198 | 0.24419 | 0.24613 | 0.24754 | 0.24865 | 0.24942 | 0.24993 | 0.25027 | 0.25043 | 0.25025 | 0.24983 | 0.24898 | 0.24791 | 0.24647
F3_Residential_Single Family Moderate Income_Existing_Water Heating_Natural Gas_Water Heater (<= 55 gal)_E8 | F3 | Residential | Single Family Moderate Income | Existing | Water Heating | Natural Gas | Water Heater (<= 55 gal) | E8 | PACT BC Ratio | 0 | 0 | 0 | 0 | 0 | 0 | 0 | 0 | 0 | 0 | 0 | 0 | 0 | 0 | 0 | 0 | 0 | 0 | 0 | 0 | 0 | 0 | 0 | 0 | 0 | 0 | 0 | 0 | 0 | 0 | 0 | 0 | 0
F3_Residential_Single Family Moderate Income_Existing_Water Heating_Natural Gas_Water Heater (<= 55 gal)_E9 | F3 | Residential | Single Family Moderate Income | Existing | Water Heating | Natural Gas | Water Heater (<= 55 gal) | E9 | PACT BC Ratio | 0 | 0 | 0 | 0 | 0 | 0 | 0 | 0 | 0 | 0 | 0 | 0 | 0 | 0 | 0 | 0 | 0 | 0 | 0 | 0 | 0 | 0 | 0 | 0 | 0 | 0 | 0 | 0 | 0 | 0 | 0 | 0 | 0
F3_Residential_Single Family Moderate Income_Existing_Water Heating_Natural Gas_Water Heater (<= 55 gal)_E10 | F3 | Residential | Single Family Moderate Income | Existing | Water Heating | Natural Gas | Water Heater (<= 55 gal) | E10 | PACT BC Ratio | 0 | 0 | 0 | 0 | 0 | 0 | 0 | 0 | 0 | 0 | 0 | 0 | 0 | 0 | 0 | 0 | 0 | 0 | 0 | 0 | 0 | 0 | 0 | 0 | 0 | 0 | 0 | 0 | 0 | 0 | 0 | 0 | 0
F4_Residential_Single Family Moderate Income_Existing_Water Heating_Natural Gas_Water Heater (<= 55 gal)_E1 | F4 | Residential | Single Family Moderate Income | Existing | Water Heating | Natural Gas | Water Heater (<= 55 gal) | E1 | RVT BC Ratio | bar: 2019 to 2051
F4_Residential_Single Family Moderate Income_Existing_Water Heating_Natural Gas_Water Heater (<= 55 gal)_E2 | F4 | Residential | Single Family Moderate Income | Existing | Water Heating | Natural Gas | Water Heater (<= 55 gal) | E2 | RVT BC Ratio | 2.4205 | 2.4246 | 2.434 | 2.4418 | 2.4386 | 2.4463 | 2.4637 | 2.478 | 2.4953 | 2.5122 | 2.5292 | 2.5453 | 2.5624 | 2.5801 | 2.5974 | 2.615 | 2.6327 | 2.6507 | 2.668 | 2.6846 | 2.6992 | 2.7125 | 2.7227 | 2.7316 | 2.7381 | 2.7424 | 2.7453 | 2.7464 | 2.7451 | 2.7422 | 2.7361 | 2.7286 | 2.7184
F4_Residential_Single Family Moderate Income_Existing_Water Heating_Natural Gas_Water Heater (<= 55 gal)_E3 | F4 | Residential | Single Family Moderate Income | Existing | Water Heating | Natural Gas | Water Heater (<= 55 gal) | E3 | RVT BC Ratio | 1.2525 | 1.2532 | 1.2549 | 1.2562 | 1.2557 | 1.257 | 1.2601 | 1.2627 | 1.2658 | 1.2688 | 1.2718 | 1.2746 | 1.2777 | 1.2808 | 1.2839 | 1.287 | 1.2902 | 1.2934 | 1.2964 | 1.2994 | 1.302 | 1.3043 | 1.3062 | 1.3078 | 1.3089 | 1.3097 | 1.3102 | 1.3104 | 1.3101 | 1.3096 | 1.3086 | 1.3072 | 1.3054
F4_Residential_Single Family Moderate Income_Existing_Water Heating_Natural Gas_Water Heater (<= 55 gal)_E4 | F4 | Residential | Single Family Moderate Income | Existing | Water Heating | Natural Gas | Water Heater (<= 55 gal) | E4 | RVT BC Ratio | 2.307 | 2.3046 | 2.3098 | 2.3125 | 2.2986 | 2.3005 | 2.3165 | 2.3275 | 2.3433 | 2.3591 | 2.3759 | 2.3925 | 2.412 | 2.4337 | 2.4567 | 2.4822 | 2.5101 | 2.5395 | 2.5689 | 2.5973 | 2.6222 | 2.6446 | 2.6613 | 2.6746 | 2.6842 | 2.6906 | 2.695 | 2.6967 | 2.6947 | 2.6903 | 2.6813 | 2.6701 | 2.6549
F4_Residential_Single Family Moderate Income_Existing_Water Heating_Natural Gas_Water Heater (<= 55 gal)_E5 | F4 | Residential | Single Family Moderate Income | Existing | Water Heating | Natural Gas | Water Heater (<= 55 gal) | E5 | RVT BC Ratio | 2.009 | 2.0078 | 2.0121 | 2.0147 | 2.005 | 2.0069 | 2.0193 | 2.028 | 2.0402 | 2.0523 | 2.0653 | 2.0779 | 2.0925 | 2.1088 | 2.1258 | 2.1447 | 2.1651 | 2.1865 | 2.2079 | 2.2285 | 2.2467 | 2.2629 | 2.2751 | 2.2849 | 2.292 | 2.2967 | 2.2999 | 2.3011 | 2.2997 | 2.2965 | 2.2898 | 2.2816 | 2.2704
F4_Residential_Single Family Moderate Income_Existing_Water Heating_Natural Gas_Water Heater (<= 55 gal)_E6 | F4 | Residential | Single Family Moderate Income | Existing | Water Heating | Natural Gas | Water Heater (<= 55 gal) | E6 | RVT BC Ratio | 1.2436 | 1.2444 | 1.246 | 1.2473 | 1.2468 | 1.2481 | 1.251 | 1.2535 | 1.2565 | 1.2594 | 1.2623 | 1.2651 | 1.268 | 1.271 | 1.274 | 1.277 | 1.28 | 1.2831 | 1.2861 | 1.2889 | 1.2914 | 1.2937 | 1.2955 | 1.297 | 1.2981 | 1.2989 | 1.2994 | 1.2995 | 1.2993 | 1.2988 | 1.2978 | 1.2965 | 1.2947
F4_Residential_Single Family Moderate Income_Existing_Water Heating_Natural Gas_Water Heater (<= 55 gal)_E7 | F4 | Residential | Single Family Moderate Income | Existing | Water Heating | Natural Gas | Water Heater (<= 55 gal) | E7 | RVT BC Ratio | 0 | 0 | 0 | 0 | 1.2464 | 1.2478 | 1.2507 | 1.2531 | 1.256 | 1.2589 | 1.2618 | 1.2645 | 1.2674 | 1.2705 | 1.2736 | 1.2769 | 1.2802 | 1.2836 | 1.2869 | 1.2899 | 1.2926 | 1.2949 | 1.2966 | 1.2979 | 1.2988 | 1.2994 | 1.2998 | 1.3 | 1.2998 | 1.2993 | 1.2983 | 1.297 | 1.2953
F4_Residential_Single Family Moderate Income_Existing_Water Heating_Natural Gas_Water Heater (<= 55 gal)_E8 | F4 | Residential | Single Family Moderate Income | Existing | Water Heating | Natural Gas | Water Heater (<= 55 gal) | E8 | RVT BC Ratio | 0 | 0 | 0 | 0 | 0 | 0 | 0 | 0 | 0 | 0 | 0 | 0 | 0 | 0 | 0 | 0 | 0 | 0 | 0 | 0 | 0 | 0 | 0 | 0 | 0 | 0 | 0 | 0 | 0 | 0 | 0 | 0 | 0
F4_Residential_Single Family Moderate Income_Existing_Water Heating_Natural Gas_Water Heater (<= 55 gal)_E9 | F4 | Residential | Single Family Moderate Income | Existing | Water Heating | Natural Gas | Water Heater (<= 55 gal) | E9 | RVT BC Ratio | 0 | 0 | 0 | 0 | 0 | 0 | 0 | 0 | 0 | 0 | 0 | 0 | 0 | 0 | 0 | 0 | 0 | 0 | 0 | 0 | 0 | 0 | 0 | 0 | 0 | 0 | 0 | 0 | 0 | 0 | 0 | 0 | 0
F4_Residential_Single Family Moderate Income_Existing_Water Heating_Natural Gas_Water Heater (<= 55 gal)_E10 | F4 | Residential | Single Family Moderate Income | Existing | Water Heating | Natural Gas | Water Heater (<= 55 gal) | E10 | RVT BC Ratio | 0 | 0 | 0 | 0 | 0 | 0 | 0 | 0 | 0 | 0 | 0 | 0 | 0 | 0 | 0 | 0 | 0 | 0 | 0 | 0 | 0 | 0 | 0 | 0 | 0 | 0 | 0 | 0 | 0 | 0 | 0 | 0 | 0
F5_Residential_Single Family Moderate Income_Existing_Water Heating_Natural Gas_Water Heater (<= 55 gal)_E1 | F5 | Residential | Single Family Moderate Income | Existing | Water Heating | Natural Gas | Water Heater (<= 55 gal) | E1 | RIM BC Ratio | bar: 2019 to 2051
F5_Residential_Single Family Moderate Income_Existing_Water Heating_Natural Gas_Water Heater (<= 55 gal)_E2 | F5 | Residential | Single Family Moderate Income | Existing | Water Heating | Natural Gas | Water Heater (<= 55 gal) | E2 | RIM BC Ratio | 0.54295 | 0.54367 | 0.54529 | 0.54665 | 0.5461 | 0.54742 | 0.55038 | 0.5528 | 0.55568 | 0.55846 | 0.56122 | 0.5638 | 0.56651 | 0.56928 | 0.57195 | 0.57464 | 0.57731 | 0.57999 | 0.58253 | 0.58494 | 0.58703 | 0.58893 | 0.59037 | 0.59162 | 0.59253 | 0.59313 | 0.59353 | 0.59368 | 0.5935 | 0.59309 | 0.59226 | 0.59121 | 0.58977
F5_Residential_Single Family Moderate Income_Existing_Water Heating_Natural Gas_Water Heater (<= 55 gal)_E3 | F5 | Residential | Single Family Moderate Income | Existing | Water Heating | Natural Gas | Water Heater (<= 55 gal) | E3 | RIM BC Ratio | 0.17409 | 0.17451 | 0.17546 | 0.17625 | 0.17593 | 0.1767 | 0.17844 | 0.17988 | 0.1816 | 0.18328 | 0.18496 | 0.18654 | 0.18822 | 0.18995 | 0.19162 | 0.19333 | 0.19504 | 0.19677 | 0.19842 | 0.2 | 0.20138 | 0.20264 | 0.2036 | 0.20444 | 0.20505 | 0.20545 | 0.20573 | 0.20583 | 0.20571 | 0.20543 | 0.20487 | 0.20416 | 0.2032
F5_Residential_Single Family Moderate Income_Existing_Water Heating_Natural Gas_Water Heater (<= 55 gal)_E4 | F5 | Residential | Single Family Moderate Income | Existing | Water Heating | Natural Gas | Water Heater (<= 55 gal) | E4 | RIM BC Ratio | 0.52217 | 0.52173 | 0.52272 | 0.52324 | 0.52058 | 0.52094 | 0.52398 | 0.52606 | 0.52902 | 0.53193 | 0.53501 | 0.53799 | 0.54145 | 0.54524 | 0.54919 | 0.5535 | 0.55812 | 0.56287 | 0.56753 | 0.57193 | 0.57573 | 0.57908 | 0.58154 | 0.58349 | 0.58488 | 0.58581 | 0.58643 | 0.58667 | 0.58639 | 0.58576 | 0.58446 | 0.58283 | 0.5806
F5_Residential_Single Family Moderate Income_Existing_Water Heating_Natural Gas_Water Heater (<= 55 gal)_E5 | F5 | Residential | Single Family Moderate Income | Existing | Water Heating | Natural Gas | Water Heater (<= 55 gal) | E5 | RIM BC Ratio | 0.4575 | 0.45721 | 0.45827 | 0.4589 | 0.45652 | 0.457 | 0.46002 | 0.46214 | 0.46508 | 0.46798 | 0.47102 | 0.47396 | 0.47733 | 0.48102 | 0.48484 | 0.48899 | 0.49341 | 0.49798 | 0.50245 | 0.50669 | 0.51036 | 0.51361 | 0.51601 | 0.51792 | 0.51929 | 0.52021 | 0.52082 | 0.52105 | 0.52078 | 0.52016 | 0.51888 | 0.51728 | 0.51509
F5_Residential_Single Family Moderate Income_Existing_Water Heating_Natural Gas_Water Heater (<= 55 gal)_E6 | F5 | Residential | Single Family Moderate Income | Existing | Water Heating | Natural Gas | Water Heater (<= 55 gal) | E6 | RIM BC Ratio | 0.16904 | 0.16945 | 0.17037 | 0.17115 | 0.17083 | 0.17159 | 0.17329 | 0.1747 | 0.17638 | 0.17802 | 0.17966 | 0.18121 | 0.18285 | 0.18454 | 0.18618 | 0.18785 | 0.18952 | 0.19121 | 0.19283 | 0.19437 | 0.19572 | 0.19696 | 0.1979 | 0.19872 | 0.19932 | 0.19971 | 0.19998 | 0.20008 | 0.19996 | 0.19969 | 0.19914 | 0.19845 | 0.19751
F5_Residential_Single Family Moderate Income_Existing_Water Heating_Natural Gas_Water Heater (<= 55 gal)_E7 | F5 | Residential | Single Family Moderate Income | Existing | Water Heating | Natural Gas | Water Heater (<= 55 gal) | E7 | RIM BC Ratio | 0 | 0 | 0 | 0 | 0.17065 | 0.17141 | 0.1731 | 0.17448 | 0.17613 | 0.17775 | 0.17937 | 0.18091 | 0.18255 | 0.18426 | 0.18598 | 0.18777 | 0.18962 | 0.19148 | 0.19324 | 0.1949 | 0.19633 | 0.19758 | 0.19849 | 0.1992 | 0.19969 | 0.20002 | 0.20024 | 0.20034 | 0.20022 | 0.19996 | 0.19941 | 0.19872 | 0.1978
F5_Residential_Single Family Moderate Income_Existing_Water Heating_Natural Gas_Water Heater (<= 55 gal)_E8 | F5 | Residential | Single Family Moderate Income | Existing | Water Heating | Natural Gas | Water Heater (<= 55 gal) | E8 | RIM BC Ratio | 0 | 0 | 0 | 0 | 0 | 0 | 0 | 0 | 0 | 0 | 0 | 0 | 0 | 0 | 0 | 0 | 0 | 0 | 0 | 0 | 0 | 0 | 0 | 0 | 0 | 0 | 0 | 0 | 0 | 0 | 0 | 0 | 0
F5_Residential_Single Family Moderate Income_Existing_Water Heating_Natural Gas_Water Heater (<= 55 gal)_E9 | F5 | Residential | Single Family Moderate Income | Existing | Water Heating | Natural Gas | Water Heater (<= 55 gal) | E9 | RIM BC Ratio | 0 | 0 | 0 | 0 | 0 | 0 | 0 | 0 | 0 | 0 | 0 | 0 | 0 | 0 | 0 | 0 | 0 | 0 | 0 | 0 | 0 | 0 | 0 | 0 | 0 | 0 | 0 | 0 | 0 | 0 | 0 | 0 | 0
F5_Residential_Single Family Moderate Income_Existing_Water Heating_Natural Gas_Water Heater (<= 55 gal)_E10 | F5 | Residential | Single Family Moderate Income | Existing | Water Heating | Natural Gas | Water Heater (<= 55 gal) | E10 | RIM BC Ratio | 0 | 0 | 0 | 0 | 0 | 0 | 0 | 0 | 0 | 0 | 0 | 0 | 0 | 0 | 0 | 0 | 0 | 0 | 0 | 0 | 0 | 0 | 0 | 0 | 0 | 0 | 0 | 0 | 0 | 0 | 0 | 0 | 0
F0_Residential_Single Family Moderate Income_Existing_Water Heating_Natural Gas_Water Heater (> 55 gal)_E0 | F0 | Residential | Single Family Moderate Income | Existing | Water Heating | Natural Gas | Water Heater (> 55 gal) | E0 | Economic Unit | UEF 0.76 (Standard) | UEF 0.76 (Standard) | UEF 0.76 (Standard) | UEF 0.76 (Standard) | UEF 0.76 (Standard) | UEF 0.76 (Standard) | UEF 0.76 (Standard) | UEF 0.76 (Standard) | UEF 0.76 (Standard) | UEF 0.76 (Standard) | UEF 0.76 (Standard) | UEF 0.76 (Standard) | UEF 0.76 (Standard) | UEF 0.76 (Standard) | UEF 0.76 (Standard) | UEF 0.76 (Standard) | UEF 0.76 (Standard) | UEF 0.76 (Standard) | UEF 0.76 (Standard) | UEF 0.76 (Standard) | UEF 0.76 (Standard) | UEF 0.76 (Standard) | UEF 0.76 (Standard) | UEF 0.76 (Standard) | UEF 0.76 (Standard) | UEF 0.76 (Standard) | UEF 0.76 (Standard) | UEF 0.76 (Standard) | UEF 0.76 (Standard) | UEF 0.76 (Standard) | UEF 0.76 (Standard) | UEF 0.76 (Standard) | UEF 0.76 (Standard)
F1_Residential_Single Family Moderate Income_Existing_Water Heating_Natural Gas_Water Heater (> 55 gal)_E1 | F1 | Residential | Single Family Moderate Income | Existing | Water Heating | Natural Gas | Water Heater (> 55 gal) | E1 | CCE | 0 | 0 | 0 | 0 | 0 | 0 | 0 | 0 | 0 | 0 | 0 | 0 | 0 | 0 | 0 | 0 | 0 | 0 | 0 | 0 | 0 | 0 | 0 | 0 | 0 | 0 | 0 | 0 | 0 | 0 | 0 | 0 | 0
F1_Residential_Single Family Moderate Income_Existing_Water Heating_Natural Gas_Water Heater (> 55 gal)_E2 | F1 | Residential | Single Family Moderate Income | Existing | Water Heating | Natural Gas | Water Heater (> 55 gal) | E2 | CCE | 4.6357 | 4.7783 | 4.6813 | 4.2915 | 4.2915 | 4.2915 | 4.2915 | 4.2915 | 4.2915 | 4.2915 | 4.2915 | 4.2915 | 4.2915 | 4.2915 | 4.2915 | 4.2915 | 4.2915 | 4.2915 | 4.2915 | 4.2915 | 4.2915 | 4.2915 | 4.2915 | 4.2915 | 4.2915 | 4.2915 | 4.2915 | 4.2915 | 4.2915 | 4.2915 | 4.2915 | 4.2915 | 4.2915
F1_Residential_Single Family Moderate Income_Existing_Water Heating_Natural Gas_Water Heater (> 55 gal)_E3 | F1 | Residential | Single Family Moderate Income | Existing | Water Heating | Natural Gas | Water Heater (> 55 gal) | E3 | CCE | 32.8164 | 33.8262 | 33.1394 | 30.3801 | 30.3801 | 30.3801 | 30.3801 | 30.3801 | 30.3801 | 30.3801 | 30.3801 | 30.3801 | 30.3801 | 30.3801 | 30.3801 | 30.3801 | 30.3801 | 30.3801 | 30.3801 | 30.3801 | 30.3801 | 30.3801 | 30.3801 | 30.3801 | 30.3801 | 30.3801 | 30.3801 | 30.3801 | 30.3801 | 30.3801 | 30.3801 | 30.3801 | 30.3801
F1_Residential_Single Family Moderate Income_Existing_Water Heating_Natural Gas_Water Heater (> 55 gal)_E4 | F1 | Residential | Single Family Moderate Income | Existing | Water Heating | Natural Gas | Water Heater (> 55 gal) | E4 | CCE | 3.4833 | 3.5905 | 3.5176 | 3.2247 | 3.2247 | 3.2247 | 3.2247 | 3.2247 | 3.2247 | 3.2247 | 3.2247 | 3.2247 | 3.2247 | 3.2247 | 3.2247 | 3.2247 | 3.2247 | 3.2247 | 3.2247 | 3.2247 | 3.2247 | 3.2247 | 3.2247 | 3.2247 | 3.2247 | 3.2247 | 3.2247 | 3.2247 | 3.2247 | 3.2247 | 3.2247 | 3.2247 | 3.2247
F1_Residential_Single Family Moderate Income_Existing_Water Heating_Natural Gas_Water Heater (> 55 gal)_E5 | F1 | Residential | Single Family Moderate Income | Existing | Water Heating | Natural Gas | Water Heater (> 55 gal) | E5 | CCE | 3.7848 | 3.9012 | 3.822 | 3.5038 | 3.5038 | 3.5038 | 3.5038 | 3.5038 | 3.5038 | 3.5038 | 3.5038 | 3.5038 | 3.5038 | 3.5038 | 3.5038 | 3.5038 | 3.5038 | 3.5038 | 3.5038 | 3.5038 | 3.5038 | 3.5038 | 3.5038 | 3.5038 | 3.5038 | 3.5038 | 3.5038 | 3.5038 | 3.5038 | 3.5038 | 3.5038 | 3.5038 | 3.5038
F1_Residential_Single Family Moderate Income_Existing_Water Heating_Natural Gas_Water Heater (> 55 gal)_E6 | F1 | Residential | Single Family Moderate Income | Existing | Water Heating | Natural Gas | Water Heater (> 55 gal) | E6 | CCE | 11.8272 | 12.1911 | 11.9436 | 10.9491 | 10.9491 | 10.9491 | 10.9491 | 10.9491 | 10.9491 | 10.9491 | 10.9491 | 10.9491 | 10.9491 | 10.9491 | 10.9491 | 10.9491 | 10.9491 | 10.9491 | 10.9491 | 10.9491 | 10.9491 | 10.9491 | 10.9491 | 10.9491 | 10.9491 | 10.9491 | 10.9491 | 10.9491 | 10.9491 | 10.9491 | 10.9491 | 10.9491 | 10.9491
F1_Residential_Single Family Moderate Income_Existing_Water Heating_Natural Gas_Water Heater (> 55 gal)_E7 | F1 | Residential | Single Family Moderate Income | Existing | Water Heating | Natural Gas | Water Heater (> 55 gal) | E7 | CCE | 0 | 0 | 0 | 0 | 0 | 9.2188 | 9.2188 | 9.2188 | 9.2188 | 9.2188 | 9.2188 | 9.2188 | 9.2188 | 9.2188 | 9.2188 | 9.2188 | 9.2188 | 9.2188 | 9.2188 | 9.2188 | 9.2188 | 9.2188 | 9.2188 | 9.2188 | 9.2188 | 9.2188 | 9.2188 | 9.2188 | 9.2188 | 9.2188 | 9.2188 | 9.2188 | 9.2188
F1_Residential_Single Family Moderate Income_Existing_Water Heating_Natural Gas_Water Heater (> 55 gal)_E8 | F1 | Residential | Single Family Moderate Income | Existing | Water Heating | Natural Gas | Water Heater (> 55 gal) | E8 | CCE | 0 | 0 | 0 | 0 | 0 | 0 | 0 | 0 | 0 | 0 | 0 | 0 | 0 | 0 | 0 | 0 | 0 | 0 | 0 | 0 | 0 | 0 | 0 | 0 | 0 | 0 | 0 | 0 | 0 | 0 | 0 | 0 | 0
F1_Residential_Single Family Moderate Income_Existing_Water Heating_Natural Gas_Water Heater (> 55 gal)_E9 | F1 | Residential | Single Family Moderate Income | Existing | Water Heating | Natural Gas | Water Heater (> 55 gal) | E9 | CCE | 0 | 0 | 0 | 0 | 0 | 0 | 0 | 0 | 0 | 0 | 0 | 0 | 0 | 0 | 0 | 0 | 0 | 0 | 0 | 0 | 0 | 0 | 0 | 0 | 0 | 0 | 0 | 0 | 0 | 0 | 0 | 0 | 0
F1_Residential_Single Family Moderate Income_Existing_Water Heating_Natural Gas_Water Heater (> 55 gal)_E10 | F1 | Residential | Single Family Moderate Income | Existing | Water Heating | Natural Gas | Water Heater (> 55 gal) | E10 | CCE | 0 | 0 | 0 | 0 | 0 | 0 | 0 | 0 | 0 | 0 | 0 | 0 | 0 | 0 | 0 | 0 | 0 | 0 | 0 | 0 | 0 | 0 | 0 | 0 | 0 | 0 | 0 | 0 | 0 | 0 | 0 | 0 | 0
F2_Residential_Single Family Moderate Income_Existing_Water Heating_Natural Gas_Water Heater (> 55 gal)_E1 | F2 | Residential | Single Family Moderate Income | Existing | Water Heating | Natural Gas | Water Heater (> 55 gal) | E1 | TRC BC Ratio | bar: 2019 to 2051
F2_Residential_Single Family Moderate Income_Existing_Water Heating_Natural Gas_Water Heater (> 55 gal)_E2 | F2 | Residential | Single Family Moderate Income | Existing | Water Heating | Natural Gas | Water Heater (> 55 gal) | E2 | TRC BC Ratio | 0.28198 | 0.28281 | 0.28466 | 0.28622 | 0.28559 | 0.28711 | 0.29055 | 0.29341 | 0.29684 | 0.30019 | 0.30357 | 0.30676 | 0.31016 | 0.31367 | 0.3171 | 0.3206 | 0.32412 | 0.32768 | 0.33112 | 0.33441 | 0.3373 | 0.33995 | 0.34198 | 0.34375 | 0.34503 | 0.34589 | 0.34646 | 0.34669 | 0.34643 | 0.34584 | 0.34464 | 0.34315 | 0.34113
F2_Residential_Single Family Moderate Income_Existing_Water Heating_Natural Gas_Water Heater (> 55 gal)_E3 | F2 | Residential | Single Family Moderate Income | Existing | Water Heating | Natural Gas | Water Heater (> 55 gal) | E3 | TRC BC Ratio | 0.039833 | 0.03995 | 0.040212 | 0.040432 | 0.040342 | 0.040558 | 0.041044 | 0.041447 | 0.041932 | 0.042405 | 0.042882 | 0.043333 | 0.043814 | 0.04431 | 0.044794 | 0.045288 | 0.045785 | 0.046289 | 0.046774 | 0.04724 | 0.047648 | 0.048022 | 0.048308 | 0.048558 | 0.048739 | 0.04886 | 0.048942 | 0.048973 | 0.048937 | 0.048854 | 0.048685 | 0.048474 | 0.048188
F2_Residential_Single Family Moderate Income_Existing_Water Heating_Natural Gas_Water Heater (> 55 gal)_E4 | F2 | Residential | Single Family Moderate Income | Existing | Water Heating | Natural Gas | Water Heater (> 55 gal) | E4 | TRC BC Ratio | 0.32187 | 0.31695 | 0.31584 | 0.31334 | 0.30219 | 0.29897 | 0.3029 | 0.30405 | 0.30787 | 0.31194 | 0.31697 | 0.32229 | 0.3297 | 0.33887 | 0.34955 | 0.3624 | 0.37747 | 0.39376 | 0.41052 | 0.4267 | 0.441 | 0.45361 | 0.46287 | 0.46973 | 0.4747 | 0.47803 | 0.48027 | 0.48113 | 0.48012 | 0.47786 | 0.47321 | 0.46742 | 0.45957
F2_Residential_Single Family Moderate Income_Existing_Water Heating_Natural Gas_Water Heater (> 55 gal)_E5 | F2 | Residential | Single Family Moderate Income | Existing | Water Heating | Natural Gas | Water Heater (> 55 gal) | E5 | TRC BC Ratio | 0.30934 | 0.30629 | 0.30615 | 0.30497 | 0.29723 | 0.29556 | 0.29934 | 0.30105 | 0.30474 | 0.30859 | 0.31308 | 0.31771 | 0.32382 | 0.33116 | 0.33949 | 0.34931 | 0.36063 | 0.37278 | 0.38522 | 0.39722 | 0.40781 | 0.41719 | 0.4241 | 0.42931 | 0.43308 | 0.43561 | 0.4373 | 0.43796 | 0.4372 | 0.43547 | 0.43195 | 0.42755 | 0.42159
F2_Residential_Single Family Moderate Income_Existing_Water Heating_Natural Gas_Water Heater (> 55 gal)_E6 | F2 | Residential | Single Family Moderate Income | Existing | Water Heating | Natural Gas | Water Heater (> 55 gal) | E6 | TRC BC Ratio | 0.11052 | 0.11085 | 0.11157 | 0.11218 | 0.11194 | 0.11253 | 0.11388 | 0.115 | 0.11635 | 0.11766 | 0.11898 | 0.12024 | 0.12157 | 0.12295 | 0.12429 | 0.12566 | 0.12704 | 0.12844 | 0.12978 | 0.13107 | 0.13221 | 0.13324 | 0.13404 | 0.13473 | 0.13523 | 0.13557 | 0.1358 | 0.13588 | 0.13578 | 0.13555 | 0.13508 | 0.1345 | 0.13371
F2_Residential_Single Family Moderate Income_Existing_Water Heating_Natural Gas_Water Heater (> 55 gal)_E7 | F2 | Residential | Single Family Moderate Income | Existing | Water Heating | Natural Gas | Water Heater (> 55 gal) | E7 | TRC BC Ratio | 0 | 0 | 0 | 0 | 0 | 0.13577 | 0.13738 | 0.1387 | 0.14027 | 0.14182 | 0.14339 | 0.14488 | 0.14648 | 0.14819 | 0.14994 | 0.15181 | 0.15379 | 0.15577 | 0.15765 | 0.15941 | 0.16092 | 0.16222 | 0.16312 | 0.16376 | 0.1642 | 0.16447 | 0.16467 | 0.16477 | 0.16465 | 0.16438 | 0.16382 | 0.16313 | 0.16219
F2_Residential_Single Family Moderate Income_Existing_Water Heating_Natural Gas_Water Heater (> 55 gal)_E8 | F2 | Residential | Single Family Moderate Income | Existing | Water Heating | Natural Gas | Water Heater (> 55 gal) | E8 | TRC BC Ratio | 0 | 0 | 0 | 0 | 0 | 0 | 0 | 0 | 0 | 0 | 0 | 0 | 0 | 0 | 0 | 0 | 0 | 0 | 0 | 0 | 0 | 0 | 0 | 0 | 0 | 0 | 0 | 0 | 0 | 0 | 0 | 0 | 0
F2_Residential_Single Family Moderate Income_Existing_Water Heating_Natural Gas_Water Heater (> 55 gal)_E9 | F2 | Residential | Single Family Moderate Income | Existing | Water Heating | Natural Gas | Water Heater (> 55 gal) | E9 | TRC BC Ratio | 0 | 0 | 0 | 0 | 0 | 0 | 0 | 0 | 0 | 0 | 0 | 0 | 0 | 0 | 0 | 0 | 0 | 0 | 0 | 0 | 0 | 0 | 0 | 0 | 0 | 0 | 0 | 0 | 0 | 0 | 0 | 0 | 0
F2_Residential_Single Family Moderate Income_Existing_Water Heating_Natural Gas_Water Heater (> 55 gal)_E10 | F2 | Residential | Single Family Moderate Income | Existing | Water Heating | Natural Gas | Water Heater (> 55 gal) | E10 | TRC BC Ratio | 0 | 0 | 0 | 0 | 0 | 0 | 0 | 0 | 0 | 0 | 0 | 0 | 0 | 0 | 0 | 0 | 0 | 0 | 0 | 0 | 0 | 0 | 0 | 0 | 0 | 0 | 0 | 0 | 0 | 0 | 0 | 0 | 0
F3_Residential_Single Family Moderate Income_Existing_Water Heating_Natural Gas_Water Heater (> 55 gal)_E1 | F3 | Residential | Single Family Moderate Income | Existing | Water Heating | Natural Gas | Water Heater (> 55 gal) | E1 | PACT BC Ratio | bar: 2019 to 2051
F3_Residential_Single Family Moderate Income_Existing_Water Heating_Natural Gas_Water Heater (> 55 gal)_E2 | F3 | Residential | Single Family Moderate Income | Existing | Water Heating | Natural Gas | Water Heater (> 55 gal) | E2 | PACT BC Ratio | 0.35872 | 0.35977 | 0.36213 | 0.36411 | 0.3633 | 0.36525 | 0.36962 | 0.37326 | 0.37762 | 0.38188 | 0.38618 | 0.39024 | 0.39457 | 0.39904 | 0.40339 | 0.40785 | 0.41232 | 0.41686 | 0.42122 | 0.42542 | 0.4291 | 0.43246 | 0.43504 | 0.43729 | 0.43892 | 0.44002 | 0.44075 | 0.44103 | 0.4407 | 0.43996 | 0.43843 | 0.43654 | 0.43396
F3_Residential_Single Family Moderate Income_Existing_Water Heating_Natural Gas_Water Heater (> 55 gal)_E3 | F3 | Residential | Single Family Moderate Income | Existing | Water Heating | Natural Gas | Water Heater (> 55 gal) | E3 | PACT BC Ratio | 0.050673 | 0.050822 | 0.051155 | 0.051434 | 0.051321 | 0.051595 | 0.052213 | 0.052727 | 0.053343 | 0.053945 | 0.054552 | 0.055126 | 0.055737 | 0.056368 | 0.056984 | 0.057613 | 0.058245 | 0.058886 | 0.059503 | 0.060095 | 0.060615 | 0.06109 | 0.061455 | 0.061773 | 0.062003 | 0.062157 | 0.062261 | 0.062301 | 0.062254 | 0.062149 | 0.061934 | 0.061666 | 0.061302
F3_Residential_Single Family Moderate Income_Existing_Water Heating_Natural Gas_Water Heater (> 55 gal)_E4 | F3 | Residential | Single Family Moderate Income | Existing | Water Heating | Natural Gas | Water Heater (> 55 gal) | E4 | PACT BC Ratio | 0.40946 | 0.4032 | 0.4018 | 0.39862 | 0.38443 | 0.38033 | 0.38534 | 0.3868 | 0.39166 | 0.39684 | 0.40323 | 0.40999 | 0.41942 | 0.43109 | 0.44468 | 0.46103 | 0.48019 | 0.50091 | 0.52224 | 0.54282 | 0.56101 | 0.57706 | 0.58883 | 0.59756 | 0.60389 | 0.60812 | 0.61096 | 0.61207 | 0.61078 | 0.6079 | 0.60199 | 0.59462 | 0.58463
F3_Residential_Single Family Moderate Income_Existing_Water Heating_Natural Gas_Water Heater (> 55 gal)_E5 | F3 | Residential | Single Family Moderate Income | Existing | Water Heating | Natural Gas | Water Heater (> 55 gal) | E5 | PACT BC Ratio | 0.39352 | 0.38964 | 0.38946 | 0.38796 | 0.37812 | 0.37599 | 0.3808 | 0.38297 | 0.38768 | 0.39256 | 0.39829 | 0.40418 | 0.41195 | 0.42128 | 0.43188 | 0.44437 | 0.45877 | 0.47423 | 0.49005 | 0.50532 | 0.51879 | 0.53072 | 0.53951 | 0.54614 | 0.55094 | 0.55416 | 0.55631 | 0.55715 | 0.55617 | 0.55398 | 0.5495 | 0.54391 | 0.53632
F3_Residential_Single Family Moderate Income_Existing_Water Heating_Natural Gas_Water Heater (> 55 gal)_E6 | F3 | Residential | Single Family Moderate Income | Existing | Water Heating | Natural Gas | Water Heater (> 55 gal) | E6 | PACT BC Ratio | 0.1406 | 0.14101 | 0.14194 | 0.14271 | 0.1424 | 0.14316 | 0.14487 | 0.1463 | 0.14801 | 0.14968 | 0.15136 | 0.15296 | 0.15465 | 0.1564 | 0.15811 | 0.15986 | 0.16161 | 0.16339 | 0.1651 | 0.16674 | 0.16818 | 0.1695 | 0.17052 | 0.1714 | 0.17204 | 0.17247 | 0.17275 | 0.17286 | 0.17273 | 0.17244 | 0.17185 | 0.1711 | 0.17009
F3_Residential_Single Family Moderate Income_Existing_Water Heating_Natural Gas_Water Heater (> 55 gal)_E7 | F3 | Residential | Single Family Moderate Income | Existing | Water Heating | Natural Gas | Water Heater (> 55 gal) | E7 | PACT BC Ratio | 0 | 0 | 0 | 0 | 0 | 0.17272 | 0.17477 | 0.17644 | 0.17845 | 0.18041 | 0.18241 | 0.18431 | 0.18634 | 0.18851 | 0.19074 | 0.19313 | 0.19564 | 0.19816 | 0.20055 | 0.2028 | 0.20471 | 0.20636 | 0.20751 | 0.20833 | 0.20888 | 0.20923 | 0.20948 | 0.20961 | 0.20946 | 0.20911 | 0.2084 | 0.20752 | 0.20632
F3_Residential_Single Family Moderate Income_Existing_Water Heating_Natural Gas_Water Heater (> 55 gal)_E8 | F3 | Residential | Single Family Moderate Income | Existing | Water Heating | Natural Gas | Water Heater (> 55 gal) | E8 | PACT BC Ratio | 0 | 0 | 0 | 0 | 0 | 0 | 0 | 0 | 0 | 0 | 0 | 0 | 0 | 0 | 0 | 0 | 0 | 0 | 0 | 0 | 0 | 0 | 0 | 0 | 0 | 0 | 0 | 0 | 0 | 0 | 0 | 0 | 0
F3_Residential_Single Family Moderate Income_Existing_Water Heating_Natural Gas_Water Heater (> 55 gal)_E9 | F3 | Residential | Single Family Moderate Income | Existing | Water Heating | Natural Gas | Water Heater (> 55 gal) | E9 | PACT BC Ratio | 0 | 0 | 0 | 0 | 0 | 0 | 0 | 0 | 0 | 0 | 0 | 0 | 0 | 0 | 0 | 0 | 0 | 0 | 0 | 0 | 0 | 0 | 0 | 0 | 0 | 0 | 0 | 0 | 0 | 0 | 0 | 0 | 0
F3_Residential_Single Family Moderate Income_Existing_Water Heating_Natural Gas_Water Heater (> 55 gal)_E10 | F3 | Residential | Single Family Moderate Income | Existing | Water Heating | Natural Gas | Water Heater (> 55 gal) | E10 | PACT BC Ratio | 0 | 0 | 0 | 0 | 0 | 0 | 0 | 0 | 0 | 0 | 0 | 0 | 0 | 0 | 0 | 0 | 0 | 0 | 0 | 0 | 0 | 0 | 0 | 0 | 0 | 0 | 0 | 0 | 0 | 0 | 0 | 0 | 0
F4_Residential_Single Family Moderate Income_Existing_Water Heating_Natural Gas_Water Heater (> 55 gal)_E1 | F4 | Residential | Single Family Moderate Income | Existing | Water Heating | Natural Gas | Water Heater (> 55 gal) | E1 | RVT BC Ratio | bar: 2019 to 2051
F4_Residential_Single Family Moderate Income_Existing_Water Heating_Natural Gas_Water Heater (> 55 gal)_E2 | F4 | Residential | Single Family Moderate Income | Existing | Water Heating | Natural Gas | Water Heater (> 55 gal) | E2 | RVT BC Ratio | 1.0811 | 1.0821 | 1.0843 | 1.0862 | 1.0854 | 1.0873 | 1.0914 | 1.0948 | 1.0989 | 1.1029 | 1.107 | 1.1108 | 1.1149 | 1.1191 | 1.1232 | 1.1274 | 1.1316 | 1.1359 | 1.14 | 1.1439 | 1.1474 | 1.1506 | 1.153 | 1.1551 | 1.1567 | 1.1577 | 1.1584 | 1.1586 | 1.1583 | 1.1576 | 1.1562 | 1.1544 | 1.152
F4_Residential_Single Family Moderate Income_Existing_Water Heating_Natural Gas_Water Heater (> 55 gal)_E3 | F4 | Residential | Single Family Moderate Income | Existing | Water Heating | Natural Gas | Water Heater (> 55 gal) | E3 | RVT BC Ratio | 0.79102 | 0.79116 | 0.79147 | 0.79173 | 0.79163 | 0.79189 | 0.79247 | 0.79295 | 0.79353 | 0.7941 | 0.79467 | 0.79521 | 0.79579 | 0.79638 | 0.79696 | 0.79755 | 0.79815 | 0.79875 | 0.79933 | 0.79989 | 0.80038 | 0.80083 | 0.80117 | 0.80147 | 0.80169 | 0.80183 | 0.80193 | 0.80197 | 0.80192 | 0.80182 | 0.80162 | 0.80137 | 0.80103
F4_Residential_Single Family Moderate Income_Existing_Water Heating_Natural Gas_Water Heater (> 55 gal)_E4 | F4 | Residential | Single Family Moderate Income | Existing | Water Heating | Natural Gas | Water Heater (> 55 gal) | E4 | RVT BC Ratio | 1.1289 | 1.123 | 1.1217 | 1.1187 | 1.1053 | 1.1015 | 1.1062 | 1.1076 | 1.1121 | 1.117 | 1.1231 | 1.1294 | 1.1383 | 1.1493 | 1.1621 | 1.1775 | 1.1955 | 1.215 | 1.2351 | 1.2545 | 1.2716 | 1.2868 | 1.2978 | 1.3061 | 1.312 | 1.316 | 1.3187 | 1.3197 | 1.3185 | 1.3158 | 1.3102 | 1.3033 | 1.2939
F4_Residential_Single Family Moderate Income_Existing_Water Heating_Natural Gas_Water Heater (> 55 gal)_E5 | F4 | Residential | Single Family Moderate Income | Existing | Water Heating | Natural Gas | Water Heater (> 55 gal) | E5 | RVT BC Ratio | 1.1139 | 1.1102 | 1.1101 | 1.1087 | 1.0994 | 1.0974 | 1.1019 | 1.104 | 1.1084 | 1.113 | 1.1184 | 1.1239 | 1.1313 | 1.14 | 1.15 | 1.1618 | 1.1753 | 1.1899 | 1.2048 | 1.2192 | 1.2319 | 1.2431 | 1.2514 | 1.2576 | 1.2622 | 1.2652 | 1.2672 | 1.268 | 1.2671 | 1.265 | 1.2608 | 1.2555 | 1.2484
F4_Residential_Single Family Moderate Income_Existing_Water Heating_Natural Gas_Water Heater (> 55 gal)_E6 | F4 | Residential | Single Family Moderate Income | Existing | Water Heating | Natural Gas | Water Heater (> 55 gal) | E6 | RVT BC Ratio | 0.87571 | 0.8761 | 0.87697 | 0.8777 | 0.8774 | 0.87812 | 0.87973 | 0.88107 | 0.88269 | 0.88426 | 0.88584 | 0.88734 | 0.88894 | 0.89059 | 0.8922 | 0.89384 | 0.89549 | 0.89717 | 0.89878 | 0.90033 | 0.90169 | 0.90293 | 0.90388 | 0.90471 | 0.90531 | 0.90572 | 0.90599 | 0.90609 | 0.90597 | 0.9057 | 0.90513 | 0.90443 | 0.90348
F4_Residential_Single Family Moderate Income_Existing_Water Heating_Natural Gas_Water Heater (> 55 gal)_E7 | F4 | Residential | Single Family Moderate Income | Existing | Water Heating | Natural Gas | Water Heater (> 55 gal) | E7 | RVT BC Ratio | 0 | 0 | 0 | 0 | 0 | 0.90596 | 0.90789 | 0.90946 | 0.91135 | 0.9132 | 0.91508 | 0.91687 | 0.91879 | 0.92083 | 0.92293 | 0.92518 | 0.92754 | 0.92992 | 0.93217 | 0.93428 | 0.93609 | 0.93764 | 0.93872 | 0.93949 | 0.94001 | 0.94034 | 0.94058 | 0.9407 | 0.94056 | 0.94023 | 0.93956 | 0.93873 | 0.9376
F4_Residential_Single Family Moderate Income_Existing_Water Heating_Natural Gas_Water Heater (> 55 gal)_E8 | F4 | Residential | Single Family Moderate Income | Existing | Water Heating | Natural Gas | Water Heater (> 55 gal) | E8 | RVT BC Ratio | 0 | 0 | 0 | 0 | 0 | 0 | 0 | 0 | 0 | 0 | 0 | 0 | 0 | 0 | 0 | 0 | 0 | 0 | 0 | 0 | 0 | 0 | 0 | 0 | 0 | 0 | 0 | 0 | 0 | 0 | 0 | 0 | 0
F4_Residential_Single Family Moderate Income_Existing_Water Heating_Natural Gas_Water Heater (> 55 gal)_E9 | F4 | Residential | Single Family Moderate Income | Existing | Water Heating | Natural Gas | Water Heater (> 55 gal) | E9 | RVT BC Ratio | 0 | 0 | 0 | 0 | 0 | 0 | 0 | 0 | 0 | 0 | 0 | 0 | 0 | 0 | 0 | 0 | 0 | 0 | 0 | 0 | 0 | 0 | 0 | 0 | 0 | 0 | 0 | 0 | 0 | 0 | 0 | 0 | 0
F4_Residential_Single Family Moderate Income_Existing_Water Heating_Natural Gas_Water Heater (> 55 gal)_E10 | F4 | Residential | Single Family Moderate Income | Existing | Water Heating | Natural Gas | Water Heater (> 55 gal) | E10 | RVT BC Ratio | 0 | 0 | 0 | 0 | 0 | 0 | 0 | 0 | 0 | 0 | 0 | 0 | 0 | 0 | 0 | 0 | 0 | 0 | 0 | 0 | 0 | 0 | 0 | 0 | 0 | 0 | 0 | 0 | 0 | 0 | 0 | 0 | 0
F5_Residential_Single Family Moderate Income_Existing_Water Heating_Natural Gas_Water Heater (> 55 gal)_E1 | F5 | Residential | Single Family Moderate Income | Existing | Water Heating | Natural Gas | Water Heater (> 55 gal) | E1 | RIM BC Ratio | bar: 2019 to 2051
F5_Residential_Single Family Moderate Income_Existing_Water Heating_Natural Gas_Water Heater (> 55 gal)_E2 | F5 | Residential | Single Family Moderate Income | Existing | Water Heating | Natural Gas | Water Heater (> 55 gal) | E2 | RIM BC Ratio | 0.26413 | 0.2647 | 0.26597 | 0.26704 | 0.2666 | 0.26765 | 0.26999 | 0.27192 | 0.27423 | 0.27647 | 0.27872 | 0.28083 | 0.28306 | 0.28535 | 0.28757 | 0.28983 | 0.29208 | 0.29435 | 0.29652 | 0.2986 | 0.3004 | 0.30205 | 0.30331 | 0.3044 | 0.30519 | 0.30571 | 0.30607 | 0.3062 | 0.30604 | 0.30569 | 0.30495 | 0.30403 | 0.30278
F5_Residential_Single Family Moderate Income_Existing_Water Heating_Natural Gas_Water Heater (> 55 gal)_E3 | F5 | Residential | Single Family Moderate Income | Existing | Water Heating | Natural Gas | Water Heater (> 55 gal) | E3 | RIM BC Ratio | 0.048233 | 0.048368 | 0.048669 | 0.048922 | 0.048819 | 0.049068 | 0.049626 | 0.05009 | 0.050646 | 0.051188 | 0.051734 | 0.05225 | 0.052799 | 0.053365 | 0.053916 | 0.054479 | 0.055044 | 0.055616 | 0.056166 | 0.056694 | 0.057156 | 0.057578 | 0.057902 | 0.058184 | 0.058389 | 0.058525 | 0.058617 | 0.058653 | 0.058611 | 0.058518 | 0.058327 | 0.058089 | 0.057767
F5_Residential_Single Family Moderate Income_Existing_Water Heating_Natural Gas_Water Heater (> 55 gal)_E4 | F5 | Residential | Single Family Moderate Income | Existing | Water Heating | Natural Gas | Water Heater (> 55 gal) | E4 | RIM BC Ratio | 0.29064 | 0.28748 | 0.28676 | 0.28514 | 0.2778 | 0.27566 | 0.27828 | 0.27904 | 0.28156 | 0.28423 | 0.28749 | 0.29091 | 0.29563 | 0.30138 | 0.30796 | 0.31571 | 0.32458 | 0.33392 | 0.34326 | 0.35204 | 0.3596 | 0.36612 | 0.37083 | 0.37427 | 0.37674 | 0.37839 | 0.37949 | 0.37991 | 0.37942 | 0.3783 | 0.376 | 0.37312 | 0.36916
F5_Residential_Single Family Moderate Income_Existing_Water Heating_Natural Gas_Water Heater (> 55 gal)_E5 | F5 | Residential | Single Family Moderate Income | Existing | Water Heating | Natural Gas | Water Heater (> 55 gal) | E5 | RIM BC Ratio | 0.28252 | 0.28052 | 0.28042 | 0.27964 | 0.2745 | 0.27337 | 0.2759 | 0.27704 | 0.2795 | 0.28203 | 0.28497 | 0.28797 | 0.2919 | 0.29655 | 0.30176 | 0.30781 | 0.31465 | 0.32185 | 0.32906 | 0.33587 | 0.34177 | 0.34691 | 0.35064 | 0.35343 | 0.35543 | 0.35677 | 0.35766 | 0.35801 | 0.3576 | 0.3567 | 0.35483 | 0.35249 | 0.34929
F5_Residential_Single Family Moderate Income_Existing_Water Heating_Natural Gas_Water Heater (> 55 gal)_E6 | F5 | Residential | Single Family Moderate Income | Existing | Water Heating | Natural Gas | Water Heater (> 55 gal) | E6 | RIM BC Ratio | 0.12329 | 0.12361 | 0.12432 | 0.12492 | 0.12467 | 0.12526 | 0.12657 | 0.12765 | 0.12895 | 0.13022 | 0.13149 | 0.13269 | 0.13397 | 0.13528 | 0.13655 | 0.13785 | 0.13916 | 0.14047 | 0.14174 | 0.14295 | 0.144 | 0.14497 | 0.14571 | 0.14635 | 0.14682 | 0.14713 | 0.14734 | 0.14742 | 0.14733 | 0.14711 | 0.14668 | 0.14614 | 0.1454
F5_Residential_Single Family Moderate Income_Existing_Water Heating_Natural Gas_Water Heater (> 55 gal)_E7 | F5 | Residential | Single Family Moderate Income | Existing | Water Heating | Natural Gas | Water Heater (> 55 gal) | E7 | RIM BC Ratio | 0 | 0 | 0 | 0 | 0 | 0.14732 | 0.14881 | 0.15002 | 0.15146 | 0.15288 | 0.15431 | 0.15566 | 0.15711 | 0.15865 | 0.16023 | 0.16191 | 0.16367 | 0.16543 | 0.1671 | 0.16865 | 0.16997 | 0.17111 | 0.1719 | 0.17246 | 0.17284 | 0.17308 | 0.17325 | 0.17334 | 0.17323 | 0.173 | 0.17251 | 0.1719 | 0.17108
F5_Residential_Single Family Moderate Income_Existing_Water Heating_Natural Gas_Water Heater (> 55 gal)_E8 | F5 | Residential | Single Family Moderate Income | Existing | Water Heating | Natural Gas | Water Heater (> 55 gal) | E8 | RIM BC Ratio | 0 | 0 | 0 | 0 | 0 | 0 | 0 | 0 | 0 | 0 | 0 | 0 | 0 | 0 | 0 | 0 | 0 | 0 | 0 | 0 | 0 | 0 | 0 | 0 | 0 | 0 | 0 | 0 | 0 | 0 | 0 | 0 | 0
F5_Residential_Single Family Moderate Income_Existing_Water Heating_Natural Gas_Water Heater (> 55 gal)_E9 | F5 | Residential | Single Family Moderate Income | Existing | Water Heating | Natural Gas | Water Heater (> 55 gal) | E9 | RIM BC Ratio | 0 | 0 | 0 | 0 | 0 | 0 | 0 | 0 | 0 | 0 | 0 | 0 | 0 | 0 | 0 | 0 | 0 | 0 | 0 | 0 | 0 | 0 | 0 | 0 | 0 | 0 | 0 | 0 | 0 | 0 | 0 | 0 | 0
F5_Residential_Single Family Moderate Income_Existing_Water Heating_Natural Gas_Water Heater (> 55 gal)_E10 | F5 | Residential | Single Family Moderate Income | Existing | Water Heating | Natural Gas | Water Heater (> 55 gal) | E10 | RIM BC Ratio | 0 | 0 | 0 | 0 | 0 | 0 | 0 | 0 | 0 | 0 | 0 | 0 | 0 | 0 | 0 | 0 | 0 | 0 | 0 | 0 | 0 | 0 | 0 | 0 | 0 | 0 | 0 | 0 | 0 | 0 | 0 | 0 | 0
F0_Residential_Single Family Moderate Income_Existing_Appliances_Natural Gas_Clothes Dryer_E0 | F0 | Residential | Single Family Moderate Income | Existing | Appliances | Natural Gas | Clothes Dryer | E0 | Economic Unit | Standard | Standard | Standard | Standard | Standard | Standard | Standard | Standard | Standard | Standard | Standard | Standard | Standard | Standard | Standard | Standard | Standard | Standard | Standard | Standard | Standard | Standard | Standard | Standard | Standard | Standard | Standard | Standard | Standard | Standard | Standard | Standard | Standard
F1_Residential_Single Family Moderate Income_Existing_Appliances_Natural Gas_Clothes Dryer_E1 | F1 | Residential | Single Family Moderate Income | Existing | Appliances | Natural Gas | Clothes Dryer | E1 | CCE | 0 | 0 | 0 | 0 | 0 | 0 | 0 | 0 | 0 | 0 | 0 | 0 | 0 | 0 | 0 | 0 | 0 | 0 | 0 | 0 | 0 | 0 | 0 | 0 | 0 | 0 | 0 | 0 | 0 | 0 | 0 | 0 | 0
F1_Residential_Single Family Moderate Income_Existing_Appliances_Natural Gas_Clothes Dryer_E2 | F1 | Residential | Single Family Moderate Income | Existing | Appliances | Natural Gas | Clothes Dryer | E2 | CCE | 7.2382 | 7.4609 | 7.3095 | 6.7009 | 6.7009 | 6.7009 | 6.7009 | 6.7009 | 6.7009 | 6.7009 | 6.7009 | 6.7009 | 6.7009 | 6.7009 | 6.7009 | 6.7009 | 6.7009 | 6.7009 | 6.7009 | 6.7009 | 6.7009 | 6.7009 | 6.7009 | 6.7009 | 6.7009 | 6.7009 | 6.7009 | 6.7009 | 6.7009 | 6.7009 | 6.7009 | 6.7009 | 6.7009
F1_Residential_Single Family Moderate Income_Existing_Appliances_Natural Gas_Clothes Dryer_E3 | F1 | Residential | Single Family Moderate Income | Existing | Appliances | Natural Gas | Clothes Dryer | E3 | CCE | 0 | 0 | 0 | 0 | 0 | 0 | 0 | 0 | 0 | 0 | 0 | 0 | 0 | 0 | 0 | 0 | 0 | 0 | 0 | 0 | 0 | 0 | 0 | 0 | 0 | 0 | 0 | 0 | 0 | 0 | 0 | 0 | 0
F1_Residential_Single Family Moderate Income_Existing_Appliances_Natural Gas_Clothes Dryer_E4 | F1 | Residential | Single Family Moderate Income | Existing | Appliances | Natural Gas | Clothes Dryer | E4 | CCE | 0 | 0 | 0 | 0 | 0 | 0 | 0 | 0 | 0 | 0 | 0 | 0 | 0 | 0 | 0 | 0 | 0 | 0 | 0 | 0 | 0 | 0 | 0 | 0 | 0 | 0 | 0 | 0 | 0 | 0 | 0 | 0 | 0
F1_Residential_Single Family Moderate Income_Existing_Appliances_Natural Gas_Clothes Dryer_E5 | F1 | Residential | Single Family Moderate Income | Existing | Appliances | Natural Gas | Clothes Dryer | E5 | CCE | 0 | 0 | 0 | 0 | 0 | 0 | 0 | 0 | 0 | 0 | 0 | 0 | 0 | 0 | 0 | 0 | 0 | 0 | 0 | 0 | 0 | 0 | 0 | 0 | 0 | 0 | 0 | 0 | 0 | 0 | 0 | 0 | 0
F1_Residential_Single Family Moderate Income_Existing_Appliances_Natural Gas_Clothes Dryer_E6 | F1 | Residential | Single Family Moderate Income | Existing | Appliances | Natural Gas | Clothes Dryer | E6 | CCE | 0 | 0 | 0 | 0 | 0 | 0 | 0 | 0 | 0 | 0 | 0 | 0 | 0 | 0 | 0 | 0 | 0 | 0 | 0 | 0 | 0 | 0 | 0 | 0 | 0 | 0 | 0 | 0 | 0 | 0 | 0 | 0 | 0
F1_Residential_Single Family Moderate Income_Existing_Appliances_Natural Gas_Clothes Dryer_E7 | F1 | Residential | Single Family Moderate Income | Existing | Appliances | Natural Gas | Clothes Dryer | E7 | CCE | 0 | 0 | 0 | 0 | 0 | 0 | 0 | 0 | 0 | 0 | 0 | 0 | 0 | 0 | 0 | 0 | 0 | 0 | 0 | 0 | 0 | 0 | 0 | 0 | 0 | 0 | 0 | 0 | 0 | 0 | 0 | 0 | 0
F1_Residential_Single Family Moderate Income_Existing_Appliances_Natural Gas_Clothes Dryer_E8 | F1 | Residential | Single Family Moderate Income | Existing | Appliances | Natural Gas | Clothes Dryer | E8 | CCE | 0 | 0 | 0 | 0 | 0 | 0 | 0 | 0 | 0 | 0 | 0 | 0 | 0 | 0 | 0 | 0 | 0 | 0 | 0 | 0 | 0 | 0 | 0 | 0 | 0 | 0 | 0 | 0 | 0 | 0 | 0 | 0 | 0
F1_Residential_Single Family Moderate Income_Existing_Appliances_Natural Gas_Clothes Dryer_E9 | F1 | Residential | Single Family Moderate Income | Existing | Appliances | Natural Gas | Clothes Dryer | E9 | CCE | 0 | 0 | 0 | 0 | 0 | 0 | 0 | 0 | 0 | 0 | 0 | 0 | 0 | 0 | 0 | 0 | 0 | 0 | 0 | 0 | 0 | 0 | 0 | 0 | 0 | 0 | 0 | 0 | 0 | 0 | 0 | 0 | 0
F1_Residential_Single Family Moderate Income_Existing_Appliances_Natural Gas_Clothes Dryer_E10 | F1 | Residential | Single Family Moderate Income | Existing | Appliances | Natural Gas | Clothes Dryer | E10 | CCE | 0 | 0 | 0 | 0 | 0 | 0 | 0 | 0 | 0 | 0 | 0 | 0 | 0 | 0 | 0 | 0 | 0 | 0 | 0 | 0 | 0 | 0 | 0 | 0 | 0 | 0 | 0 | 0 | 0 | 0 | 0 | 0 | 0
F2_Residential_Single Family Moderate Income_Existing_Appliances_Natural Gas_Clothes Dryer_E1 | F2 | Residential | Single Family Moderate Income | Existing | Appliances | Natural Gas | Clothes Dryer | E1 | TRC BC Ratio | bar: 2019 to 2051
F2_Residential_Single Family Moderate Income_Existing_Appliances_Natural Gas_Clothes Dryer_E2 | F2 | Residential | Single Family Moderate Income | Existing | Appliances | Natural Gas | Clothes Dryer | E2 | TRC BC Ratio | 0.22897 | 0.22968 | 0.23127 | 0.23257 | 0.23194 | 0.23286 | 0.23508 | 0.23692 | 0.23912 | 0.24125 | 0.2434 | 0.24543 | 0.24758 | 0.24983 | 0.25198 | 0.2542 | 0.25643 | 0.25883 | 0.26114 | 0.26338 | 0.26533 | 0.26714 | 0.26851 | 0.26973 | 0.27043 | 0.27083 | 0.27104 | 0.271 | 0.27063 | 0.27002 | 0.26898 | 0.26774 | 0.26615
F2_Residential_Single Family Moderate Income_Existing_Appliances_Natural Gas_Clothes Dryer_E3 | F2 | Residential | Single Family Moderate Income | Existing | Appliances | Natural Gas | Clothes Dryer | E3 | TRC BC Ratio | 0 | 0 | 0 | 0 | 0 | 0 | 0 | 0 | 0 | 0 | 0 | 0 | 0 | 0 | 0 | 0 | 0 | 0 | 0 | 0 | 0 | 0 | 0 | 0 | 0 | 0 | 0 | 0 | 0 | 0 | 0 | 0 | 0
F2_Residential_Single Family Moderate Income_Existing_Appliances_Natural Gas_Clothes Dryer_E4 | F2 | Residential | Single Family Moderate Income | Existing | Appliances | Natural Gas | Clothes Dryer | E4 | TRC BC Ratio | 0 | 0 | 0 | 0 | 0 | 0 | 0 | 0 | 0 | 0 | 0 | 0 | 0 | 0 | 0 | 0 | 0 | 0 | 0 | 0 | 0 | 0 | 0 | 0 | 0 | 0 | 0 | 0 | 0 | 0 | 0 | 0 | 0
F2_Residential_Single Family Moderate Income_Existing_Appliances_Natural Gas_Clothes Dryer_E5 | F2 | Residential | Single Family Moderate Income | Existing | Appliances | Natural Gas | Clothes Dryer | E5 | TRC BC Ratio | 0 | 0 | 0 | 0 | 0 | 0 | 0 | 0 | 0 | 0 | 0 | 0 | 0 | 0 | 0 | 0 | 0 | 0 | 0 | 0 | 0 | 0 | 0 | 0 | 0 | 0 | 0 | 0 | 0 | 0 | 0 | 0 | 0
F2_Residential_Single Family Moderate Income_Existing_Appliances_Natural Gas_Clothes Dryer_E6 | F2 | Residential | Single Family Moderate Income | Existing | Appliances | Natural Gas | Clothes Dryer | E6 | TRC BC Ratio | 0 | 0 | 0 | 0 | 0 | 0 | 0 | 0 | 0 | 0 | 0 | 0 | 0 | 0 | 0 | 0 | 0 | 0 | 0 | 0 | 0 | 0 | 0 | 0 | 0 | 0 | 0 | 0 | 0 | 0 | 0 | 0 | 0
F2_Residential_Single Family Moderate Income_Existing_Appliances_Natural Gas_Clothes Dryer_E7 | F2 | Residential | Single Family Moderate Income | Existing | Appliances | Natural Gas | Clothes Dryer | E7 | TRC BC Ratio | 0 | 0 | 0 | 0 | 0 | 0 | 0 | 0 | 0 | 0 | 0 | 0 | 0 | 0 | 0 | 0 | 0 | 0 | 0 | 0 | 0 | 0 | 0 | 0 | 0 | 0 | 0 | 0 | 0 | 0 | 0 | 0 | 0
F2_Residential_Single Family Moderate Income_Existing_Appliances_Natural Gas_Clothes Dryer_E8 | F2 | Residential | Single Family Moderate Income | Existing | Appliances | Natural Gas | Clothes Dryer | E8 | TRC BC Ratio | 0 | 0 | 0 | 0 | 0 | 0 | 0 | 0 | 0 | 0 | 0 | 0 | 0 | 0 | 0 | 0 | 0 | 0 | 0 | 0 | 0 | 0 | 0 | 0 | 0 | 0 | 0 | 0 | 0 | 0 | 0 | 0 | 0
F2_Residential_Single Family Moderate Income_Existing_Appliances_Natural Gas_Clothes Dryer_E9 | F2 | Residential | Single Family Moderate Income | Existing | Appliances | Natural Gas | Clothes Dryer | E9 | TRC BC Ratio | 0 | 0 | 0 | 0 | 0 | 0 | 0 | 0 | 0 | 0 | 0 | 0 | 0 | 0 | 0 | 0 | 0 | 0 | 0 | 0 | 0 | 0 | 0 | 0 | 0 | 0 | 0 | 0 | 0 | 0 | 0 | 0 | 0
F2_Residential_Single Family Moderate Income_Existing_Appliances_Natural Gas_Clothes Dryer_E10 | F2 | Residential | Single Family Moderate Income | Existing | Appliances | Natural Gas | Clothes Dryer | E10 | TRC BC Ratio | 0 | 0 | 0 | 0 | 0 | 0 | 0 | 0 | 0 | 0 | 0 | 0 | 0 | 0 | 0 | 0 | 0 | 0 | 0 | 0 | 0 | 0 | 0 | 0 | 0 | 0 | 0 | 0 | 0 | 0 | 0 | 0 | 0
F3_Residential_Single Family Moderate Income_Existing_Appliances_Natural Gas_Clothes Dryer_E1 | F3 | Residential | Single Family Moderate Income | Existing | Appliances | Natural Gas | Clothes Dryer | E1 | PACT BC Ratio | bar: 2019 to 2051
F3_Residential_Single Family Moderate Income_Existing_Appliances_Natural Gas_Clothes Dryer_E2 | F3 | Residential | Single Family Moderate Income | Existing | Appliances | Natural Gas | Clothes Dryer | E2 | PACT BC Ratio | 0.30529 | 0.30624 | 0.30836 | 0.31009 | 0.30925 | 0.31049 | 0.31345 | 0.31589 | 0.31882 | 0.32166 | 0.32453 | 0.32724 | 0.33011 | 0.33311 | 0.33597 | 0.33893 | 0.34191 | 0.3451 | 0.34819 | 0.35117 | 0.35377 | 0.35619 | 0.35802 | 0.35963 | 0.36058 | 0.36111 | 0.36139 | 0.36133 | 0.36083 | 0.36003 | 0.35864 | 0.35699 | 0.35486
F3_Residential_Single Family Moderate Income_Existing_Appliances_Natural Gas_Clothes Dryer_E3 | F3 | Residential | Single Family Moderate Income | Existing | Appliances | Natural Gas | Clothes Dryer | E3 | PACT BC Ratio | 0 | 0 | 0 | 0 | 0 | 0 | 0 | 0 | 0 | 0 | 0 | 0 | 0 | 0 | 0 | 0 | 0 | 0 | 0 | 0 | 0 | 0 | 0 | 0 | 0 | 0 | 0 | 0 | 0 | 0 | 0 | 0 | 0
F3_Residential_Single Family Moderate Income_Existing_Appliances_Natural Gas_Clothes Dryer_E4 | F3 | Residential | Single Family Moderate Income | Existing | Appliances | Natural Gas | Clothes Dryer | E4 | PACT BC Ratio | 0 | 0 | 0 | 0 | 0 | 0 | 0 | 0 | 0 | 0 | 0 | 0 | 0 | 0 | 0 | 0 | 0 | 0 | 0 | 0 | 0 | 0 | 0 | 0 | 0 | 0 | 0 | 0 | 0 | 0 | 0 | 0 | 0
F3_Residential_Single Family Moderate Income_Existing_Appliances_Natural Gas_Clothes Dryer_E5 | F3 | Residential | Single Family Moderate Income | Existing | Appliances | Natural Gas | Clothes Dryer | E5 | PACT BC Ratio | 0 | 0 | 0 | 0 | 0 | 0 | 0 | 0 | 0 | 0 | 0 | 0 | 0 | 0 | 0 | 0 | 0 | 0 | 0 | 0 | 0 | 0 | 0 | 0 | 0 | 0 | 0 | 0 | 0 | 0 | 0 | 0 | 0
F3_Residential_Single Family Moderate Income_Existing_Appliances_Natural Gas_Clothes Dryer_E6 | F3 | Residential | Single Family Moderate Income | Existing | Appliances | Natural Gas | Clothes Dryer | E6 | PACT BC Ratio | 0 | 0 | 0 | 0 | 0 | 0 | 0 | 0 | 0 | 0 | 0 | 0 | 0 | 0 | 0 | 0 | 0 | 0 | 0 | 0 | 0 | 0 | 0 | 0 | 0 | 0 | 0 | 0 | 0 | 0 | 0 | 0 | 0
F3_Residential_Single Family Moderate Income_Existing_Appliances_Natural Gas_Clothes Dryer_E7 | F3 | Residential | Single Family Moderate Income | Existing | Appliances | Natural Gas | Clothes Dryer | E7 | PACT BC Ratio | 0 | 0 | 0 | 0 | 0 | 0 | 0 | 0 | 0 | 0 | 0 | 0 | 0 | 0 | 0 | 0 | 0 | 0 | 0 | 0 | 0 | 0 | 0 | 0 | 0 | 0 | 0 | 0 | 0 | 0 | 0 | 0 | 0
F3_Residential_Single Family Moderate Income_Existing_Appliances_Natural Gas_Clothes Dryer_E8 | F3 | Residential | Single Family Moderate Income | Existing | Appliances | Natural Gas | Clothes Dryer | E8 | PACT BC Ratio | 0 | 0 | 0 | 0 | 0 | 0 | 0 | 0 | 0 | 0 | 0 | 0 | 0 | 0 | 0 | 0 | 0 | 0 | 0 | 0 | 0 | 0 | 0 | 0 | 0 | 0 | 0 | 0 | 0 | 0 | 0 | 0 | 0
F3_Residential_Single Family Moderate Income_Existing_Appliances_Natural Gas_Clothes Dryer_E9 | F3 | Residential | Single Family Moderate Income | Existing | Appliances | Natural Gas | Clothes Dryer | E9 | PACT BC Ratio | 0 | 0 | 0 | 0 | 0 | 0 | 0 | 0 | 0 | 0 | 0 | 0 | 0 | 0 | 0 | 0 | 0 | 0 | 0 | 0 | 0 | 0 | 0 | 0 | 0 | 0 | 0 | 0 | 0 | 0 | 0 | 0 | 0
F3_Residential_Single Family Moderate Income_Existing_Appliances_Natural Gas_Clothes Dryer_E10 | F3 | Residential | Single Family Moderate Income | Existing | Appliances | Natural Gas | Clothes Dryer | E10 | PACT BC Ratio | 0 | 0 | 0 | 0 | 0 | 0 | 0 | 0 | 0 | 0 | 0 | 0 | 0 | 0 | 0 | 0 | 0 | 0 | 0 | 0 | 0 | 0 | 0 | 0 | 0 | 0 | 0 | 0 | 0 | 0 | 0 | 0 | 0
F4_Residential_Single Family Moderate Income_Existing_Appliances_Natural Gas_Clothes Dryer_E1 | F4 | Residential | Single Family Moderate Income | Existing | Appliances | Natural Gas | Clothes Dryer | E1 | RVT BC Ratio | bar: 2019 to 2051
F4_Residential_Single Family Moderate Income_Existing_Appliances_Natural Gas_Clothes Dryer_E2 | F4 | Residential | Single Family Moderate Income | Existing | Appliances | Natural Gas | Clothes Dryer | E2 | RVT BC Ratio | 0.8962 | 0.8965 | 0.89761 | 0.8985 | 0.89775 | 0.89886 | 0.90152 | 0.90371 | 0.90635 | 0.9089 | 0.91148 | 0.91391 | 0.91649 | 0.91918 | 0.92176 | 0.92442 | 0.92709 | 0.92996 | 0.93277 | 0.93552 | 0.93796 | 0.94028 | 0.94212 | 0.94381 | 0.94495 | 0.94573 | 0.94629 | 0.94656 | 0.94644 | 0.94606 | 0.94517 | 0.94405 | 0.94251
F4_Residential_Single Family Moderate Income_Existing_Appliances_Natural Gas_Clothes Dryer_E3 | F4 | Residential | Single Family Moderate Income | Existing | Appliances | Natural Gas | Clothes Dryer | E3 | RVT BC Ratio | 0 | 0 | 0 | 0 | 0 | 0 | 0 | 0 | 0 | 0 | 0 | 0 | 0 | 0 | 0 | 0 | 0 | 0 | 0 | 0 | 0 | 0 | 0 | 0 | 0 | 0 | 0 | 0 | 0 | 0 | 0 | 0 | 0
F4_Residential_Single Family Moderate Income_Existing_Appliances_Natural Gas_Clothes Dryer_E4 | F4 | Residential | Single Family Moderate Income | Existing | Appliances | Natural Gas | Clothes Dryer | E4 | RVT BC Ratio | 0 | 0 | 0 | 0 | 0 | 0 | 0 | 0 | 0 | 0 | 0 | 0 | 0 | 0 | 0 | 0 | 0 | 0 | 0 | 0 | 0 | 0 | 0 | 0 | 0 | 0 | 0 | 0 | 0 | 0 | 0 | 0 | 0
F4_Residential_Single Family Moderate Income_Existing_Appliances_Natural Gas_Clothes Dryer_E5 | F4 | Residential | Single Family Moderate Income | Existing | Appliances | Natural Gas | Clothes Dryer | E5 | RVT BC Ratio | 0 | 0 | 0 | 0 | 0 | 0 | 0 | 0 | 0 | 0 | 0 | 0 | 0 | 0 | 0 | 0 | 0 | 0 | 0 | 0 | 0 | 0 | 0 | 0 | 0 | 0 | 0 | 0 | 0 | 0 | 0 | 0 | 0
F4_Residential_Single Family Moderate Income_Existing_Appliances_Natural Gas_Clothes Dryer_E6 | F4 | Residential | Single Family Moderate Income | Existing | Appliances | Natural Gas | Clothes Dryer | E6 | RVT BC Ratio | 0 | 0 | 0 | 0 | 0 | 0 | 0 | 0 | 0 | 0 | 0 | 0 | 0 | 0 | 0 | 0 | 0 | 0 | 0 | 0 | 0 | 0 | 0 | 0 | 0 | 0 | 0 | 0 | 0 | 0 | 0 | 0 | 0
F4_Residential_Single Family Moderate Income_Existing_Appliances_Natural Gas_Clothes Dryer_E7 | F4 | Residential | Single Family Moderate Income | Existing | Appliances | Natural Gas | Clothes Dryer | E7 | RVT BC Ratio | 0 | 0 | 0 | 0 | 0 | 0 | 0 | 0 | 0 | 0 | 0 | 0 | 0 | 0 | 0 | 0 | 0 | 0 | 0 | 0 | 0 | 0 | 0 | 0 | 0 | 0 | 0 | 0 | 0 | 0 | 0 | 0 | 0
F4_Residential_Single Family Moderate Income_Existing_Appliances_Natural Gas_Clothes Dryer_E8 | F4 | Residential | Single Family Moderate Income | Existing | Appliances | Natural Gas | Clothes Dryer | E8 | RVT BC Ratio | 0 | 0 | 0 | 0 | 0 | 0 | 0 | 0 | 0 | 0 | 0 | 0 | 0 | 0 | 0 | 0 | 0 | 0 | 0 | 0 | 0 | 0 | 0 | 0 | 0 | 0 | 0 | 0 | 0 | 0 | 0 | 0 | 0
F4_Residential_Single Family Moderate Income_Existing_Appliances_Natural Gas_Clothes Dryer_E9 | F4 | Residential | Single Family Moderate Income | Existing | Appliances | Natural Gas | Clothes Dryer | E9 | RVT BC Ratio | 0 | 0 | 0 | 0 | 0 | 0 | 0 | 0 | 0 | 0 | 0 | 0 | 0 | 0 | 0 | 0 | 0 | 0 | 0 | 0 | 0 | 0 | 0 | 0 | 0 | 0 | 0 | 0 | 0 | 0 | 0 | 0 | 0
F4_Residential_Single Family Moderate Income_Existing_Appliances_Natural Gas_Clothes Dryer_E10 | F4 | Residential | Single Family Moderate Income | Existing | Appliances | Natural Gas | Clothes Dryer | E10 | RVT BC Ratio | 0 | 0 | 0 | 0 | 0 | 0 | 0 | 0 | 0 | 0 | 0 | 0 | 0 | 0 | 0 | 0 | 0 | 0 | 0 | 0 | 0 | 0 | 0 | 0 | 0 | 0 | 0 | 0 | 0 | 0 | 0 | 0 | 0
F5_Residential_Single Family Moderate Income_Existing_Appliances_Natural Gas_Clothes Dryer_E1 | F5 | Residential | Single Family Moderate Income | Existing | Appliances | Natural Gas | Clothes Dryer | E1 | RIM BC Ratio | bar: 2019 to 2051
F5_Residential_Single Family Moderate Income_Existing_Appliances_Natural Gas_Clothes Dryer_E2 | F5 | Residential | Single Family Moderate Income | Existing | Appliances | Natural Gas | Clothes Dryer | E2 | RIM BC Ratio | 0.25065 | 0.25136 | 0.25284 | 0.25406 | 0.25354 | 0.2543 | 0.2561 | 0.25758 | 0.25936 | 0.26107 | 0.26278 | 0.2644 | 0.2661 | 0.26787 | 0.26955 | 0.27129 | 0.27302 | 0.27487 | 0.27664 | 0.27833 | 0.27979 | 0.28113 | 0.28212 | 0.28297 | 0.28343 | 0.28366 | 0.28374 | 0.28363 | 0.28327 | 0.28273 | 0.28186 | 0.28084 | 0.27954
F5_Residential_Single Family Moderate Income_Existing_Appliances_Natural Gas_Clothes Dryer_E3 | F5 | Residential | Single Family Moderate Income | Existing | Appliances | Natural Gas | Clothes Dryer | E3 | RIM BC Ratio | 0 | 0 | 0 | 0 | 0 | 0 | 0 | 0 | 0 | 0 | 0 | 0 | 0 | 0 | 0 | 0 | 0 | 0 | 0 | 0 | 0 | 0 | 0 | 0 | 0 | 0 | 0 | 0 | 0 | 0 | 0 | 0 | 0
F5_Residential_Single Family Moderate Income_Existing_Appliances_Natural Gas_Clothes Dryer_E4 | F5 | Residential | Single Family Moderate Income | Existing | Appliances | Natural Gas | Clothes Dryer | E4 | RIM BC Ratio | 0 | 0 | 0 | 0 | 0 | 0 | 0 | 0 | 0 | 0 | 0 | 0 | 0 | 0 | 0 | 0 | 0 | 0 | 0 | 0 | 0 | 0 | 0 | 0 | 0 | 0 | 0 | 0 | 0 | 0 | 0 | 0 | 0
F5_Residential_Single Family Moderate Income_Existing_Appliances_Natural Gas_Clothes Dryer_E5 | F5 | Residential | Single Family Moderate Income | Existing | Appliances | Natural Gas | Clothes Dryer | E5 | RIM BC Ratio | 0 | 0 | 0 | 0 | 0 | 0 | 0 | 0 | 0 | 0 | 0 | 0 | 0 | 0 | 0 | 0 | 0 | 0 | 0 | 0 | 0 | 0 | 0 | 0 | 0 | 0 | 0 | 0 | 0 | 0 | 0 | 0 | 0
F5_Residential_Single Family Moderate Income_Existing_Appliances_Natural Gas_Clothes Dryer_E6 | F5 | Residential | Single Family Moderate Income | Existing | Appliances | Natural Gas | Clothes Dryer | E6 | RIM BC Ratio | 0 | 0 | 0 | 0 | 0 | 0 | 0 | 0 | 0 | 0 | 0 | 0 | 0 | 0 | 0 | 0 | 0 | 0 | 0 | 0 | 0 | 0 | 0 | 0 | 0 | 0 | 0 | 0 | 0 | 0 | 0 | 0 | 0
F5_Residential_Single Family Moderate Income_Existing_Appliances_Natural Gas_Clothes Dryer_E7 | F5 | Residential | Single Family Moderate Income | Existing | Appliances | Natural Gas | Clothes Dryer | E7 | RIM BC Ratio | 0 | 0 | 0 | 0 | 0 | 0 | 0 | 0 | 0 | 0 | 0 | 0 | 0 | 0 | 0 | 0 | 0 | 0 | 0 | 0 | 0 | 0 | 0 | 0 | 0 | 0 | 0 | 0 | 0 | 0 | 0 | 0 | 0
F5_Residential_Single Family Moderate Income_Existing_Appliances_Natural Gas_Clothes Dryer_E8 | F5 | Residential | Single Family Moderate Income | Existing | Appliances | Natural Gas | Clothes Dryer | E8 | RIM BC Ratio | 0 | 0 | 0 | 0 | 0 | 0 | 0 | 0 | 0 | 0 | 0 | 0 | 0 | 0 | 0 | 0 | 0 | 0 | 0 | 0 | 0 | 0 | 0 | 0 | 0 | 0 | 0 | 0 | 0 | 0 | 0 | 0 | 0
F5_Residential_Single Family Moderate Income_Existing_Appliances_Natural Gas_Clothes Dryer_E9 | F5 | Residential | Single Family Moderate Income | Existing | Appliances | Natural Gas | Clothes Dryer | E9 | RIM BC Ratio | 0 | 0 | 0 | 0 | 0 | 0 | 0 | 0 | 0 | 0 | 0 | 0 | 0 | 0 | 0 | 0 | 0 | 0 | 0 | 0 | 0 | 0 | 0 | 0 | 0 | 0 | 0 | 0 | 0 | 0 | 0 | 0 | 0
F5_Residential_Single Family Moderate Income_Existing_Appliances_Natural Gas_Clothes Dryer_E10 | F5 | Residential | Single Family Moderate Income | Existing | Appliances | Natural Gas | Clothes Dryer | E10 | RIM BC Ratio | 0 | 0 | 0 | 0 | 0 | 0 | 0 | 0 | 0 | 0 | 0 | 0 | 0 | 0 | 0 | 0 | 0 | 0 | 0 | 0 | 0 | 0 | 0 | 0 | 0 | 0 | 0 | 0 | 0 | 0 | 0 | 0 | 0
F0_Residential_Single Family Moderate Income_Existing_Appliances_Natural Gas_Stove/Oven_E0 | F0 | Residential | Single Family Moderate Income | Existing | Appliances | Natural Gas | Stove/Oven | E0 | Economic Unit | High Efficiency (730 + 1660 IAEC) | High Efficiency (730 + 1660 IAEC) | High Efficiency (730 + 1660 IAEC) | High Efficiency (730 + 1660 IAEC) | High Efficiency (730 + 1660 IAEC) | High Efficiency (730 + 1660 IAEC) | High Efficiency (730 + 1660 IAEC) | High Efficiency (730 + 1660 IAEC) | High Efficiency (730 + 1660 IAEC) | High Efficiency (730 + 1660 IAEC) | High Efficiency (730 + 1660 IAEC) | High Efficiency (730 + 1660 IAEC) | High Efficiency (730 + 1660 IAEC) | High Efficiency (730 + 1660 IAEC) | High Efficiency (730 + 1660 IAEC) | High Efficiency (730 + 1660 IAEC) | High Efficiency (730 + 1660 IAEC) | High Efficiency (730 + 1660 IAEC) | High Efficiency (730 + 1660 IAEC) | High Efficiency (730 + 1660 IAEC) | High Efficiency (730 + 1660 IAEC) | High Efficiency (730 + 1660 IAEC) | High Efficiency (730 + 1660 IAEC) | High Efficiency (730 + 1660 IAEC) | High Efficiency (730 + 1660 IAEC) | High Efficiency (730 + 1660 IAEC) | High Efficiency (730 + 1660 IAEC) | High Efficiency (730 + 1660 IAEC) | High Efficiency (730 + 1660 IAEC) | High Efficiency (730 + 1660 IAEC) | High Efficiency (730 + 1660 IAEC) | High Efficiency (730 + 1660 IAEC) | High Efficiency (730 + 1660 IAEC)
F1_Residential_Single Family Moderate Income_Existing_Appliances_Natural Gas_Stove/Oven_E1 | F1 | Residential | Single Family Moderate Income | Existing | Appliances | Natural Gas | Stove/Oven | E1 | CCE | 0 | 0 | 0 | 0 | 0 | 0 | 0 | 0 | 0 | 0 | 0 | 0 | 0 | 0 | 0 | 0 | 0 | 0 | 0 | 0 | 0 | 0 | 0 | 0 | 0 | 0 | 0 | 0 | 0 | 0 | 0 | 0 | 0
F1_Residential_Single Family Moderate Income_Existing_Appliances_Natural Gas_Stove/Oven_E2 | F1 | Residential | Single Family Moderate Income | Existing | Appliances | Natural Gas | Stove/Oven | E2 | CCE | 1.4575 | 1.5023 | 1.4718 | 1.3493 | 1.3493 | 1.3493 | 1.3493 | 1.3493 | 1.3493 | 1.3493 | 1.3493 | 1.3493 | 1.3493 | 1.3493 | 1.3493 | 1.3493 | 1.3493 | 1.3493 | 1.3493 | 1.3493 | 1.3493 | 1.3493 | 1.3493 | 1.3493 | 1.3493 | 1.3493 | 1.3493 | 1.3493 | 1.3493 | 1.3493 | 1.3493 | 1.3493 | 1.3493
F1_Residential_Single Family Moderate Income_Existing_Appliances_Natural Gas_Stove/Oven_E3 | F1 | Residential | Single Family Moderate Income | Existing | Appliances | Natural Gas | Stove/Oven | E3 | CCE | 0 | 0 | 0 | 0 | 0 | 0 | 0 | 0 | 0 | 0 | 0 | 0 | 0 | 0 | 0 | 0 | 0 | 0 | 0 | 0 | 0 | 0 | 0 | 0 | 0 | 0 | 0 | 0 | 0 | 0 | 0 | 0 | 0
F1_Residential_Single Family Moderate Income_Existing_Appliances_Natural Gas_Stove/Oven_E4 | F1 | Residential | Single Family Moderate Income | Existing | Appliances | Natural Gas | Stove/Oven | E4 | CCE | 0 | 0 | 0 | 0 | 0 | 0 | 0 | 0 | 0 | 0 | 0 | 0 | 0 | 0 | 0 | 0 | 0 | 0 | 0 | 0 | 0 | 0 | 0 | 0 | 0 | 0 | 0 | 0 | 0 | 0 | 0 | 0 | 0
F1_Residential_Single Family Moderate Income_Existing_Appliances_Natural Gas_Stove/Oven_E5 | F1 | Residential | Single Family Moderate Income | Existing | Appliances | Natural Gas | Stove/Oven | E5 | CCE | 0 | 0 | 0 | 0 | 0 | 0 | 0 | 0 | 0 | 0 | 0 | 0 | 0 | 0 | 0 | 0 | 0 | 0 | 0 | 0 | 0 | 0 | 0 | 0 | 0 | 0 | 0 | 0 | 0 | 0 | 0 | 0 | 0
F1_Residential_Single Family Moderate Income_Existing_Appliances_Natural Gas_Stove/Oven_E6 | F1 | Residential | Single Family Moderate Income | Existing | Appliances | Natural Gas | Stove/Oven | E6 | CCE | 0 | 0 | 0 | 0 | 0 | 0 | 0 | 0 | 0 | 0 | 0 | 0 | 0 | 0 | 0 | 0 | 0 | 0 | 0 | 0 | 0 | 0 | 0 | 0 | 0 | 0 | 0 | 0 | 0 | 0 | 0 | 0 | 0
F1_Residential_Single Family Moderate Income_Existing_Appliances_Natural Gas_Stove/Oven_E7 | F1 | Residential | Single Family Moderate Income | Existing | Appliances | Natural Gas | Stove/Oven | E7 | CCE | 0 | 0 | 0 | 0 | 0 | 0 | 0 | 0 | 0 | 0 | 0 | 0 | 0 | 0 | 0 | 0 | 0 | 0 | 0 | 0 | 0 | 0 | 0 | 0 | 0 | 0 | 0 | 0 | 0 | 0 | 0 | 0 | 0
F1_Residential_Single Family Moderate Income_Existing_Appliances_Natural Gas_Stove/Oven_E8 | F1 | Residential | Single Family Moderate Income | Existing | Appliances | Natural Gas | Stove/Oven | E8 | CCE | 0 | 0 | 0 | 0 | 0 | 0 | 0 | 0 | 0 | 0 | 0 | 0 | 0 | 0 | 0 | 0 | 0 | 0 | 0 | 0 | 0 | 0 | 0 | 0 | 0 | 0 | 0 | 0 | 0 | 0 | 0 | 0 | 0
F1_Residential_Single Family Moderate Income_Existing_Appliances_Natural Gas_Stove/Oven_E9 | F1 | Residential | Single Family Moderate Income | Existing | Appliances | Natural Gas | Stove/Oven | E9 | CCE | 0 | 0 | 0 | 0 | 0 | 0 | 0 | 0 | 0 | 0 | 0 | 0 | 0 | 0 | 0 | 0 | 0 | 0 | 0 | 0 | 0 | 0 | 0 | 0 | 0 | 0 | 0 | 0 | 0 | 0 | 0 | 0 | 0
F1_Residential_Single Family Moderate Income_Existing_Appliances_Natural Gas_Stove/Oven_E10 | F1 | Residential | Single Family Moderate Income | Existing | Appliances | Natural Gas | Stove/Oven | E10 | CCE | 0 | 0 | 0 | 0 | 0 | 0 | 0 | 0 | 0 | 0 | 0 | 0 | 0 | 0 | 0 | 0 | 0 | 0 | 0 | 0 | 0 | 0 | 0 | 0 | 0 | 0 | 0 | 0 | 0 | 0 | 0 | 0 | 0
F2_Residential_Single Family Moderate Income_Existing_Appliances_Natural Gas_Stove/Oven_E1 | F2 | Residential | Single Family Moderate Income | Existing | Appliances | Natural Gas | Stove/Oven | E1 | TRC BC Ratio | bar: 2019 to 2051
F2_Residential_Single Family Moderate Income_Existing_Appliances_Natural Gas_Stove/Oven_E2 | F2 | Residential | Single Family Moderate Income | Existing | Appliances | Natural Gas | Stove/Oven | E2 | TRC BC Ratio | 1.1371 | 1.1406 | 1.1485 | 1.155 | 1.1519 | 1.1565 | 1.1675 | 1.1766 | 1.1875 | 1.1981 | 1.2088 | 1.2189 | 1.2295 | 1.2407 | 1.2514 | 1.2624 | 1.2735 | 1.2854 | 1.2969 | 1.308 | 1.3177 | 1.3267 | 1.3335 | 1.3395 | 1.343 | 1.345 | 1.3461 | 1.3458 | 1.344 | 1.341 | 1.3358 | 1.3297 | 1.3217
F2_Residential_Single Family Moderate Income_Existing_Appliances_Natural Gas_Stove/Oven_E3 | F2 | Residential | Single Family Moderate Income | Existing | Appliances | Natural Gas | Stove/Oven | E3 | TRC BC Ratio | 0 | 0 | 0 | 0 | 0 | 0 | 0 | 0 | 0 | 0 | 0 | 0 | 0 | 0 | 0 | 0 | 0 | 0 | 0 | 0 | 0 | 0 | 0 | 0 | 0 | 0 | 0 | 0 | 0 | 0 | 0 | 0 | 0
F2_Residential_Single Family Moderate Income_Existing_Appliances_Natural Gas_Stove/Oven_E4 | F2 | Residential | Single Family Moderate Income | Existing | Appliances | Natural Gas | Stove/Oven | E4 | TRC BC Ratio | 0 | 0 | 0 | 0 | 0 | 0 | 0 | 0 | 0 | 0 | 0 | 0 | 0 | 0 | 0 | 0 | 0 | 0 | 0 | 0 | 0 | 0 | 0 | 0 | 0 | 0 | 0 | 0 | 0 | 0 | 0 | 0 | 0
F2_Residential_Single Family Moderate Income_Existing_Appliances_Natural Gas_Stove/Oven_E5 | F2 | Residential | Single Family Moderate Income | Existing | Appliances | Natural Gas | Stove/Oven | E5 | TRC BC Ratio | 0 | 0 | 0 | 0 | 0 | 0 | 0 | 0 | 0 | 0 | 0 | 0 | 0 | 0 | 0 | 0 | 0 | 0 | 0 | 0 | 0 | 0 | 0 | 0 | 0 | 0 | 0 | 0 | 0 | 0 | 0 | 0 | 0
F2_Residential_Single Family Moderate Income_Existing_Appliances_Natural Gas_Stove/Oven_E6 | F2 | Residential | Single Family Moderate Income | Existing | Appliances | Natural Gas | Stove/Oven | E6 | TRC BC Ratio | 0 | 0 | 0 | 0 | 0 | 0 | 0 | 0 | 0 | 0 | 0 | 0 | 0 | 0 | 0 | 0 | 0 | 0 | 0 | 0 | 0 | 0 | 0 | 0 | 0 | 0 | 0 | 0 | 0 | 0 | 0 | 0 | 0
F2_Residential_Single Family Moderate Income_Existing_Appliances_Natural Gas_Stove/Oven_E7 | F2 | Residential | Single Family Moderate Income | Existing | Appliances | Natural Gas | Stove/Oven | E7 | TRC BC Ratio | 0 | 0 | 0 | 0 | 0 | 0 | 0 | 0 | 0 | 0 | 0 | 0 | 0 | 0 | 0 | 0 | 0 | 0 | 0 | 0 | 0 | 0 | 0 | 0 | 0 | 0 | 0 | 0 | 0 | 0 | 0 | 0 | 0
F2_Residential_Single Family Moderate Income_Existing_Appliances_Natural Gas_Stove/Oven_E8 | F2 | Residential | Single Family Moderate Income | Existing | Appliances | Natural Gas | Stove/Oven | E8 | TRC BC Ratio | 0 | 0 | 0 | 0 | 0 | 0 | 0 | 0 | 0 | 0 | 0 | 0 | 0 | 0 | 0 | 0 | 0 | 0 | 0 | 0 | 0 | 0 | 0 | 0 | 0 | 0 | 0 | 0 | 0 | 0 | 0 | 0 | 0
F2_Residential_Single Family Moderate Income_Existing_Appliances_Natural Gas_Stove/Oven_E9 | F2 | Residential | Single Family Moderate Income | Existing | Appliances | Natural Gas | Stove/Oven | E9 | TRC BC Ratio | 0 | 0 | 0 | 0 | 0 | 0 | 0 | 0 | 0 | 0 | 0 | 0 | 0 | 0 | 0 | 0 | 0 | 0 | 0 | 0 | 0 | 0 | 0 | 0 | 0 | 0 | 0 | 0 | 0 | 0 | 0 | 0 | 0
F2_Residential_Single Family Moderate Income_Existing_Appliances_Natural Gas_Stove/Oven_E10 | F2 | Residential | Single Family Moderate Income | Existing | Appliances | Natural Gas | Stove/Oven | E10 | TRC BC Ratio | 0 | 0 | 0 | 0 | 0 | 0 | 0 | 0 | 0 | 0 | 0 | 0 | 0 | 0 | 0 | 0 | 0 | 0 | 0 | 0 | 0 | 0 | 0 | 0 | 0 | 0 | 0 | 0 | 0 | 0 | 0 | 0 | 0
F3_Residential_Single Family Moderate Income_Existing_Appliances_Natural Gas_Stove/Oven_E1 | F3 | Residential | Single Family Moderate Income | Existing | Appliances | Natural Gas | Stove/Oven | E1 | PACT BC Ratio | bar: 2019 to 2051
F3_Residential_Single Family Moderate Income_Existing_Appliances_Natural Gas_Stove/Oven_E2 | F3 | Residential | Single Family Moderate Income | Existing | Appliances | Natural Gas | Stove/Oven | E2 | PACT BC Ratio | 1.5161 | 1.5209 | 1.5314 | 1.54 | 1.5358 | 1.5419 | 1.5566 | 1.5688 | 1.5833 | 1.5975 | 1.6117 | 1.6252 | 1.6394 | 1.6543 | 1.6685 | 1.6832 | 1.698 | 1.7139 | 1.7292 | 1.744 | 1.7569 | 1.7689 | 1.778 | 1.786 | 1.7907 | 1.7934 | 1.7947 | 1.7945 | 1.792 | 1.788 | 1.7811 | 1.7729 | 1.7623
F3_Residential_Single Family Moderate Income_Existing_Appliances_Natural Gas_Stove/Oven_E3 | F3 | Residential | Single Family Moderate Income | Existing | Appliances | Natural Gas | Stove/Oven | E3 | PACT BC Ratio | 0 | 0 | 0 | 0 | 0 | 0 | 0 | 0 | 0 | 0 | 0 | 0 | 0 | 0 | 0 | 0 | 0 | 0 | 0 | 0 | 0 | 0 | 0 | 0 | 0 | 0 | 0 | 0 | 0 | 0 | 0 | 0 | 0
F3_Residential_Single Family Moderate Income_Existing_Appliances_Natural Gas_Stove/Oven_E4 | F3 | Residential | Single Family Moderate Income | Existing | Appliances | Natural Gas | Stove/Oven | E4 | PACT BC Ratio | 0 | 0 | 0 | 0 | 0 | 0 | 0 | 0 | 0 | 0 | 0 | 0 | 0 | 0 | 0 | 0 | 0 | 0 | 0 | 0 | 0 | 0 | 0 | 0 | 0 | 0 | 0 | 0 | 0 | 0 | 0 | 0 | 0
F3_Residential_Single Family Moderate Income_Existing_Appliances_Natural Gas_Stove/Oven_E5 | F3 | Residential | Single Family Moderate Income | Existing | Appliances | Natural Gas | Stove/Oven | E5 | PACT BC Ratio | 0 | 0 | 0 | 0 | 0 | 0 | 0 | 0 | 0 | 0 | 0 | 0 | 0 | 0 | 0 | 0 | 0 | 0 | 0 | 0 | 0 | 0 | 0 | 0 | 0 | 0 | 0 | 0 | 0 | 0 | 0 | 0 | 0
F3_Residential_Single Family Moderate Income_Existing_Appliances_Natural Gas_Stove/Oven_E6 | F3 | Residential | Single Family Moderate Income | Existing | Appliances | Natural Gas | Stove/Oven | E6 | PACT BC Ratio | 0 | 0 | 0 | 0 | 0 | 0 | 0 | 0 | 0 | 0 | 0 | 0 | 0 | 0 | 0 | 0 | 0 | 0 | 0 | 0 | 0 | 0 | 0 | 0 | 0 | 0 | 0 | 0 | 0 | 0 | 0 | 0 | 0
F3_Residential_Single Family Moderate Income_Existing_Appliances_Natural Gas_Stove/Oven_E7 | F3 | Residential | Single Family Moderate Income | Existing | Appliances | Natural Gas | Stove/Oven | E7 | PACT BC Ratio | 0 | 0 | 0 | 0 | 0 | 0 | 0 | 0 | 0 | 0 | 0 | 0 | 0 | 0 | 0 | 0 | 0 | 0 | 0 | 0 | 0 | 0 | 0 | 0 | 0 | 0 | 0 | 0 | 0 | 0 | 0 | 0 | 0
F3_Residential_Single Family Moderate Income_Existing_Appliances_Natural Gas_Stove/Oven_E8 | F3 | Residential | Single Family Moderate Income | Existing | Appliances | Natural Gas | Stove/Oven | E8 | PACT BC Ratio | 0 | 0 | 0 | 0 | 0 | 0 | 0 | 0 | 0 | 0 | 0 | 0 | 0 | 0 | 0 | 0 | 0 | 0 | 0 | 0 | 0 | 0 | 0 | 0 | 0 | 0 | 0 | 0 | 0 | 0 | 0 | 0 | 0
F3_Residential_Single Family Moderate Income_Existing_Appliances_Natural Gas_Stove/Oven_E9 | F3 | Residential | Single Family Moderate Income | Existing | Appliances | Natural Gas | Stove/Oven | E9 | PACT BC Ratio | 0 | 0 | 0 | 0 | 0 | 0 | 0 | 0 | 0 | 0 | 0 | 0 | 0 | 0 | 0 | 0 | 0 | 0 | 0 | 0 | 0 | 0 | 0 | 0 | 0 | 0 | 0 | 0 | 0 | 0 | 0 | 0 | 0
F3_Residential_Single Family Moderate Income_Existing_Appliances_Natural Gas_Stove/Oven_E10 | F3 | Residential | Single Family Moderate Income | Existing | Appliances | Natural Gas | Stove/Oven | E10 | PACT BC Ratio | 0 | 0 | 0 | 0 | 0 | 0 | 0 | 0 | 0 | 0 | 0 | 0 | 0 | 0 | 0 | 0 | 0 | 0 | 0 | 0 | 0 | 0 | 0 | 0 | 0 | 0 | 0 | 0 | 0 | 0 | 0 | 0 | 0
F4_Residential_Single Family Moderate Income_Existing_Appliances_Natural Gas_Stove/Oven_E1 | F4 | Residential | Single Family Moderate Income | Existing | Appliances | Natural Gas | Stove/Oven | E1 | RVT BC Ratio | bar: 2019 to 2051
F4_Residential_Single Family Moderate Income_Existing_Appliances_Natural Gas_Stove/Oven_E2 | F4 | Residential | Single Family Moderate Income | Existing | Appliances | Natural Gas | Stove/Oven | E2 | RVT BC Ratio | 1.6743 | 1.6759 | 1.6814 | 1.6858 | 1.6821 | 1.6876 | 1.7008 | 1.7117 | 1.7248 | 1.7374 | 1.7502 | 1.7623 | 1.7751 | 1.7885 | 1.8013 | 1.8145 | 1.8278 | 1.842 | 1.856 | 1.8696 | 1.8818 | 1.8933 | 1.9024 | 1.9108 | 1.9165 | 1.9204 | 1.9231 | 1.9245 | 1.9239 | 1.922 | 1.9176 | 1.912 | 1.9044
F4_Residential_Single Family Moderate Income_Existing_Appliances_Natural Gas_Stove/Oven_E3 | F4 | Residential | Single Family Moderate Income | Existing | Appliances | Natural Gas | Stove/Oven | E3 | RVT BC Ratio | 0 | 0 | 0 | 0 | 0 | 0 | 0 | 0 | 0 | 0 | 0 | 0 | 0 | 0 | 0 | 0 | 0 | 0 | 0 | 0 | 0 | 0 | 0 | 0 | 0 | 0 | 0 | 0 | 0 | 0 | 0 | 0 | 0
F4_Residential_Single Family Moderate Income_Existing_Appliances_Natural Gas_Stove/Oven_E4 | F4 | Residential | Single Family Moderate Income | Existing | Appliances | Natural Gas | Stove/Oven | E4 | RVT BC Ratio | 0 | 0 | 0 | 0 | 0 | 0 | 0 | 0 | 0 | 0 | 0 | 0 | 0 | 0 | 0 | 0 | 0 | 0 | 0 | 0 | 0 | 0 | 0 | 0 | 0 | 0 | 0 | 0 | 0 | 0 | 0 | 0 | 0
F4_Residential_Single Family Moderate Income_Existing_Appliances_Natural Gas_Stove/Oven_E5 | F4 | Residential | Single Family Moderate Income | Existing | Appliances | Natural Gas | Stove/Oven | E5 | RVT BC Ratio | 0 | 0 | 0 | 0 | 0 | 0 | 0 | 0 | 0 | 0 | 0 | 0 | 0 | 0 | 0 | 0 | 0 | 0 | 0 | 0 | 0 | 0 | 0 | 0 | 0 | 0 | 0 | 0 | 0 | 0 | 0 | 0 | 0
F4_Residential_Single Family Moderate Income_Existing_Appliances_Natural Gas_Stove/Oven_E6 | F4 | Residential | Single Family Moderate Income | Existing | Appliances | Natural Gas | Stove/Oven | E6 | RVT BC Ratio | 0 | 0 | 0 | 0 | 0 | 0 | 0 | 0 | 0 | 0 | 0 | 0 | 0 | 0 | 0 | 0 | 0 | 0 | 0 | 0 | 0 | 0 | 0 | 0 | 0 | 0 | 0 | 0 | 0 | 0 | 0 | 0 | 0
F4_Residential_Single Family Moderate Income_Existing_Appliances_Natural Gas_Stove/Oven_E7 | F4 | Residential | Single Family Moderate Income | Existing | Appliances | Natural Gas | Stove/Oven | E7 | RVT BC Ratio | 0 | 0 | 0 | 0 | 0 | 0 | 0 | 0 | 0 | 0 | 0 | 0 | 0 | 0 | 0 | 0 | 0 | 0 | 0 | 0 | 0 | 0 | 0 | 0 | 0 | 0 | 0 | 0 | 0 | 0 | 0 | 0 | 0
F4_Residential_Single Family Moderate Income_Existing_Appliances_Natural Gas_Stove/Oven_E8 | F4 | Residential | Single Family Moderate Income | Existing | Appliances | Natural Gas | Stove/Oven | E8 | RVT BC Ratio | 0 | 0 | 0 | 0 | 0 | 0 | 0 | 0 | 0 | 0 | 0 | 0 | 0 | 0 | 0 | 0 | 0 | 0 | 0 | 0 | 0 | 0 | 0 | 0 | 0 | 0 | 0 | 0 | 0 | 0 | 0 | 0 | 0
F4_Residential_Single Family Moderate Income_Existing_Appliances_Natural Gas_Stove/Oven_E9 | F4 | Residential | Single Family Moderate Income | Existing | Appliances | Natural Gas | Stove/Oven | E9 | RVT BC Ratio | 0 | 0 | 0 | 0 | 0 | 0 | 0 | 0 | 0 | 0 | 0 | 0 | 0 | 0 | 0 | 0 | 0 | 0 | 0 | 0 | 0 | 0 | 0 | 0 | 0 | 0 | 0 | 0 | 0 | 0 | 0 | 0 | 0
F4_Residential_Single Family Moderate Income_Existing_Appliances_Natural Gas_Stove/Oven_E10 | F4 | Residential | Single Family Moderate Income | Existing | Appliances | Natural Gas | Stove/Oven | E10 | RVT BC Ratio | 0 | 0 | 0 | 0 | 0 | 0 | 0 | 0 | 0 | 0 | 0 | 0 | 0 | 0 | 0 | 0 | 0 | 0 | 0 | 0 | 0 | 0 | 0 | 0 | 0 | 0 | 0 | 0 | 0 | 0 | 0 | 0 | 0
F5_Residential_Single Family Moderate Income_Existing_Appliances_Natural Gas_Stove/Oven_E1 | F5 | Residential | Single Family Moderate Income | Existing | Appliances | Natural Gas | Stove/Oven | E1 | RIM BC Ratio | bar: 2019 to 2051
F5_Residential_Single Family Moderate Income_Existing_Appliances_Natural Gas_Stove/Oven_E2 | F5 | Residential | Single Family Moderate Income | Existing | Appliances | Natural Gas | Stove/Oven | E2 | RIM BC Ratio | 0.728 | 0.72967 | 0.73257 | 0.73496 | 0.73442 | 0.7352 | 0.73706 | 0.73856 | 0.74035 | 0.74206 | 0.74377 | 0.74536 | 0.74702 | 0.74873 | 0.75034 | 0.75199 | 0.75363 | 0.75536 | 0.75695 | 0.75839 | 0.75955 | 0.76053 | 0.76112 | 0.76151 | 0.76147 | 0.76121 | 0.7608 | 0.7602 | 0.75936 | 0.75834 | 0.757 | 0.7555 | 0.75371
F5_Residential_Single Family Moderate Income_Existing_Appliances_Natural Gas_Stove/Oven_E3 | F5 | Residential | Single Family Moderate Income | Existing | Appliances | Natural Gas | Stove/Oven | E3 | RIM BC Ratio | 0 | 0 | 0 | 0 | 0 | 0 | 0 | 0 | 0 | 0 | 0 | 0 | 0 | 0 | 0 | 0 | 0 | 0 | 0 | 0 | 0 | 0 | 0 | 0 | 0 | 0 | 0 | 0 | 0 | 0 | 0 | 0 | 0
F5_Residential_Single Family Moderate Income_Existing_Appliances_Natural Gas_Stove/Oven_E4 | F5 | Residential | Single Family Moderate Income | Existing | Appliances | Natural Gas | Stove/Oven | E4 | RIM BC Ratio | 0 | 0 | 0 | 0 | 0 | 0 | 0 | 0 | 0 | 0 | 0 | 0 | 0 | 0 | 0 | 0 | 0 | 0 | 0 | 0 | 0 | 0 | 0 | 0 | 0 | 0 | 0 | 0 | 0 | 0 | 0 | 0 | 0
F5_Residential_Single Family Moderate Income_Existing_Appliances_Natural Gas_Stove/Oven_E5 | F5 | Residential | Single Family Moderate Income | Existing | Appliances | Natural Gas | Stove/Oven | E5 | RIM BC Ratio | 0 | 0 | 0 | 0 | 0 | 0 | 0 | 0 | 0 | 0 | 0 | 0 | 0 | 0 | 0 | 0 | 0 | 0 | 0 | 0 | 0 | 0 | 0 | 0 | 0 | 0 | 0 | 0 | 0 | 0 | 0 | 0 | 0
F5_Residential_Single Family Moderate Income_Existing_Appliances_Natural Gas_Stove/Oven_E6 | F5 | Residential | Single Family Moderate Income | Existing | Appliances | Natural Gas | Stove/Oven | E6 | RIM BC Ratio | 0 | 0 | 0 | 0 | 0 | 0 | 0 | 0 | 0 | 0 | 0 | 0 | 0 | 0 | 0 | 0 | 0 | 0 | 0 | 0 | 0 | 0 | 0 | 0 | 0 | 0 | 0 | 0 | 0 | 0 | 0 | 0 | 0
F5_Residential_Single Family Moderate Income_Existing_Appliances_Natural Gas_Stove/Oven_E7 | F5 | Residential | Single Family Moderate Income | Existing | Appliances | Natural Gas | Stove/Oven | E7 | RIM BC Ratio | 0 | 0 | 0 | 0 | 0 | 0 | 0 | 0 | 0 | 0 | 0 | 0 | 0 | 0 | 0 | 0 | 0 | 0 | 0 | 0 | 0 | 0 | 0 | 0 | 0 | 0 | 0 | 0 | 0 | 0 | 0 | 0 | 0
F5_Residential_Single Family Moderate Income_Existing_Appliances_Natural Gas_Stove/Oven_E8 | F5 | Residential | Single Family Moderate Income | Existing | Appliances | Natural Gas | Stove/Oven | E8 | RIM BC Ratio | 0 | 0 | 0 | 0 | 0 | 0 | 0 | 0 | 0 | 0 | 0 | 0 | 0 | 0 | 0 | 0 | 0 | 0 | 0 | 0 | 0 | 0 | 0 | 0 | 0 | 0 | 0 | 0 | 0 | 0 | 0 | 0 | 0
F5_Residential_Single Family Moderate Income_Existing_Appliances_Natural Gas_Stove/Oven_E9 | F5 | Residential | Single Family Moderate Income | Existing | Appliances | Natural Gas | Stove/Oven | E9 | RIM BC Ratio | 0 | 0 | 0 | 0 | 0 | 0 | 0 | 0 | 0 | 0 | 0 | 0 | 0 | 0 | 0 | 0 | 0 | 0 | 0 | 0 | 0 | 0 | 0 | 0 | 0 | 0 | 0 | 0 | 0 | 0 | 0 | 0 | 0
F5_Residential_Single Family Moderate Income_Existing_Appliances_Natural Gas_Stove/Oven_E10 | F5 | Residential | Single Family Moderate Income | Existing | Appliances | Natural Gas | Stove/Oven | E10 | RIM BC Ratio | 0 | 0 | 0 | 0 | 0 | 0 | 0 | 0 | 0 | 0 | 0 | 0 | 0 | 0 | 0 | 0 | 0 | 0 | 0 | 0 | 0 | 0 | 0 | 0 | 0 | 0 | 0 | 0 | 0 | 0 | 0 | 0 | 0
F0_Residential_Single Family Moderate Income_Existing_Miscellaneous_Natural Gas_Pool Heater_E0 | F0 | Residential | Single Family Moderate Income | Existing | Miscellaneous | Natural Gas | Pool Heater | E0 | Economic Unit | Standard (EF 0.82) | Standard (EF 0.82) | Standard (EF 0.82) | Standard (EF 0.82) | Standard (EF 0.82) | Standard (EF 0.82) | Standard (EF 0.82) | Standard (EF 0.82) | Standard (EF 0.82) | Standard (EF 0.82) | Standard (EF 0.82) | Standard (EF 0.82) | Standard (EF 0.82) | Standard (EF 0.82) | Standard (EF 0.82) | Standard (EF 0.82) | Standard (EF 0.82) | Standard (EF 0.82) | Standard (EF 0.82) | Standard (EF 0.82) | Standard (EF 0.82) | Standard (EF 0.82) | Standard (EF 0.82) | Standard (EF 0.82) | Standard (EF 0.82) | Standard (EF 0.82) | Standard (EF 0.82) | Standard (EF 0.82) | Standard (EF 0.82) | Standard (EF 0.82) | Standard (EF 0.82) | Standard (EF 0.82) | Standard (EF 0.82)
F1_Residential_Single Family Moderate Income_Existing_Miscellaneous_Natural Gas_Pool Heater_E1 | F1 | Residential | Single Family Moderate Income | Existing | Miscellaneous | Natural Gas | Pool Heater | E1 | CCE | 0 | 0 | 0 | 0 | 0 | 0 | 0 | 0 | 0 | 0 | 0 | 0 | 0 | 0 | 0 | 0 | 0 | 0 | 0 | 0 | 0 | 0 | 0 | 0 | 0 | 0 | 0 | 0 | 0 | 0 | 0 | 0 | 0
F1_Residential_Single Family Moderate Income_Existing_Miscellaneous_Natural Gas_Pool Heater_E2 | F1 | Residential | Single Family Moderate Income | Existing | Miscellaneous | Natural Gas | Pool Heater | E2 | CCE | 32.9091 | 33.9217 | 33.2331 | 30.466 | 30.466 | 30.466 | 30.466 | 30.466 | 30.466 | 30.466 | 30.466 | 30.466 | 30.466 | 30.466 | 30.466 | 30.466 | 30.466 | 30.466 | 30.466 | 30.466 | 30.466 | 30.466 | 30.466 | 30.466 | 30.466 | 30.466 | 30.466 | 30.466 | 30.466 | 30.466 | 30.466 | 30.466 | 30.466
F1_Residential_Single Family Moderate Income_Existing_Miscellaneous_Natural Gas_Pool Heater_E3 | F1 | Residential | Single Family Moderate Income | Existing | Miscellaneous | Natural Gas | Pool Heater | E3 | CCE | 38.5966 | 39.7842 | 38.9765 | 35.7312 | 35.7312 | 35.7312 | 35.7312 | 35.7312 | 35.7312 | 35.7312 | 35.7312 | 35.7312 | 35.7312 | 35.7312 | 35.7312 | 35.7312 | 35.7312 | 35.7312 | 35.7312 | 35.7312 | 35.7312 | 35.7312 | 35.7312 | 35.7312 | 35.7312 | 35.7312 | 35.7312 | 35.7312 | 35.7312 | 35.7312 | 35.7312 | 35.7312 | 35.7312
F1_Residential_Single Family Moderate Income_Existing_Miscellaneous_Natural Gas_Pool Heater_E4 | F1 | Residential | Single Family Moderate Income | Existing | Miscellaneous | Natural Gas | Pool Heater | E4 | CCE | 37.1037 | 38.2453 | 37.4689 | 34.3491 | 34.3491 | 34.3491 | 34.3491 | 34.3491 | 34.3491 | 34.3491 | 34.3491 | 34.3491 | 34.3491 | 34.3491 | 34.3491 | 34.3491 | 34.3491 | 34.3491 | 34.3491 | 34.3491 | 34.3491 | 34.3491 | 34.3491 | 34.3491 | 34.3491 | 34.3491 | 34.3491 | 34.3491 | 34.3491 | 34.3491 | 34.3491 | 34.3491 | 34.3491
F1_Residential_Single Family Moderate Income_Existing_Miscellaneous_Natural Gas_Pool Heater_E5 | F1 | Residential | Single Family Moderate Income | Existing | Miscellaneous | Natural Gas | Pool Heater | E5 | CCE | 0 | 0 | 0 | 0 | 0 | 0 | 0 | 0 | 0 | 0 | 0 | 0 | 0 | 0 | 0 | 0 | 0 | 0 | 0 | 0 | 0 | 0 | 0 | 0 | 0 | 0 | 0 | 0 | 0 | 0 | 0 | 0 | 0
F1_Residential_Single Family Moderate Income_Existing_Miscellaneous_Natural Gas_Pool Heater_E6 | F1 | Residential | Single Family Moderate Income | Existing | Miscellaneous | Natural Gas | Pool Heater | E6 | CCE | 0 | 0 | 0 | 0 | 0 | 0 | 0 | 0 | 0 | 0 | 0 | 0 | 0 | 0 | 0 | 0 | 0 | 0 | 0 | 0 | 0 | 0 | 0 | 0 | 0 | 0 | 0 | 0 | 0 | 0 | 0 | 0 | 0
F1_Residential_Single Family Moderate Income_Existing_Miscellaneous_Natural Gas_Pool Heater_E7 | F1 | Residential | Single Family Moderate Income | Existing | Miscellaneous | Natural Gas | Pool Heater | E7 | CCE | 0 | 0 | 0 | 0 | 0 | 0 | 0 | 0 | 0 | 0 | 0 | 0 | 0 | 0 | 0 | 0 | 0 | 0 | 0 | 0 | 0 | 0 | 0 | 0 | 0 | 0 | 0 | 0 | 0 | 0 | 0 | 0 | 0
F1_Residential_Single Family Moderate Income_Existing_Miscellaneous_Natural Gas_Pool Heater_E8 | F1 | Residential | Single Family Moderate Income | Existing | Miscellaneous | Natural Gas | Pool Heater | E8 | CCE | 0 | 0 | 0 | 0 | 0 | 0 | 0 | 0 | 0 | 0 | 0 | 0 | 0 | 0 | 0 | 0 | 0 | 0 | 0 | 0 | 0 | 0 | 0 | 0 | 0 | 0 | 0 | 0 | 0 | 0 | 0 | 0 | 0
F1_Residential_Single Family Moderate Income_Existing_Miscellaneous_Natural Gas_Pool Heater_E9 | F1 | Residential | Single Family Moderate Income | Existing | Miscellaneous | Natural Gas | Pool Heater | E9 | CCE | 0 | 0 | 0 | 0 | 0 | 0 | 0 | 0 | 0 | 0 | 0 | 0 | 0 | 0 | 0 | 0 | 0 | 0 | 0 | 0 | 0 | 0 | 0 | 0 | 0 | 0 | 0 | 0 | 0 | 0 | 0 | 0 | 0
F1_Residential_Single Family Moderate Income_Existing_Miscellaneous_Natural Gas_Pool Heater_E10 | F1 | Residential | Single Family Moderate Income | Existing | Miscellaneous | Natural Gas | Pool Heater | E10 | CCE | 0 | 0 | 0 | 0 | 0 | 0 | 0 | 0 | 0 | 0 | 0 | 0 | 0 | 0 | 0 | 0 | 0 | 0 | 0 | 0 | 0 | 0 | 0 | 0 | 0 | 0 | 0 | 0 | 0 | 0 | 0 | 0 | 0
F2_Residential_Single Family Moderate Income_Existing_Miscellaneous_Natural Gas_Pool Heater_E1 | F2 | Residential | Single Family Moderate Income | Existing | Miscellaneous | Natural Gas | Pool Heater | E1 | TRC BC Ratio | bar: 2019 to 2051
F2_Residential_Single Family Moderate Income_Existing_Miscellaneous_Natural Gas_Pool Heater_E2 | F2 | Residential | Single Family Moderate Income | Existing | Miscellaneous | Natural Gas | Pool Heater | E2 | TRC BC Ratio | 0 | 0 | 0 | 0 | 0 | 0 | 0 | 0 | 0 | 0 | 0 | 0 | 0 | 0 | 0 | 0 | 0 | 0 | 0 | 0 | 0 | 0 | 0 | 0 | 0 | 0 | 0 | 0 | 0 | 0 | 0 | 0 | 0
F2_Residential_Single Family Moderate Income_Existing_Miscellaneous_Natural Gas_Pool Heater_E3 | F2 | Residential | Single Family Moderate Income | Existing | Miscellaneous | Natural Gas | Pool Heater | E3 | TRC BC Ratio | 0 | 0 | 0 | 0 | 0 | 0 | 0 | 0 | 0 | 0 | 0 | 0 | 0 | 0 | 0 | 0 | 0 | 0 | 0 | 0 | 0 | 0 | 0 | 0 | 0 | 0 | 0 | 0 | 0 | 0 | 0 | 0 | 0
F2_Residential_Single Family Moderate Income_Existing_Miscellaneous_Natural Gas_Pool Heater_E4 | F2 | Residential | Single Family Moderate Income | Existing | Miscellaneous | Natural Gas | Pool Heater | E4 | TRC BC Ratio | 0 | 0 | 0 | 0 | 0 | 0 | 0 | 0 | 0 | 0 | 0 | 0 | 0 | 0 | 0 | 0 | 0 | 0 | 0 | 0 | 0 | 0 | 0 | 0 | 0 | 0 | 0 | 0 | 0 | 0 | 0 | 0 | 0
F2_Residential_Single Family Moderate Income_Existing_Miscellaneous_Natural Gas_Pool Heater_E5 | F2 | Residential | Single Family Moderate Income | Existing | Miscellaneous | Natural Gas | Pool Heater | E5 | TRC BC Ratio | 0 | 0 | 0 | 0 | 0 | 0 | 0 | 0 | 0 | 0 | 0 | 0 | 0 | 0 | 0 | 0 | 0 | 0 | 0 | 0 | 0 | 0 | 0 | 0 | 0 | 0 | 0 | 0 | 0 | 0 | 0 | 0 | 0
F2_Residential_Single Family Moderate Income_Existing_Miscellaneous_Natural Gas_Pool Heater_E6 | F2 | Residential | Single Family Moderate Income | Existing | Miscellaneous | Natural Gas | Pool Heater | E6 | TRC BC Ratio | 0 | 0 | 0 | 0 | 0 | 0 | 0 | 0 | 0 | 0 | 0 | 0 | 0 | 0 | 0 | 0 | 0 | 0 | 0 | 0 | 0 | 0 | 0 | 0 | 0 | 0 | 0 | 0 | 0 | 0 | 0 | 0 | 0
F2_Residential_Single Family Moderate Income_Existing_Miscellaneous_Natural Gas_Pool Heater_E7 | F2 | Residential | Single Family Moderate Income | Existing | Miscellaneous | Natural Gas | Pool Heater | E7 | TRC BC Ratio | 0 | 0 | 0 | 0 | 0 | 0 | 0 | 0 | 0 | 0 | 0 | 0 | 0 | 0 | 0 | 0 | 0 | 0 | 0 | 0 | 0 | 0 | 0 | 0 | 0 | 0 | 0 | 0 | 0 | 0 | 0 | 0 | 0
F2_Residential_Single Family Moderate Income_Existing_Miscellaneous_Natural Gas_Pool Heater_E8 | F2 | Residential | Single Family Moderate Income | Existing | Miscellaneous | Natural Gas | Pool Heater | E8 | TRC BC Ratio | 0 | 0 | 0 | 0 | 0 | 0 | 0 | 0 | 0 | 0 | 0 | 0 | 0 | 0 | 0 | 0 | 0 | 0 | 0 | 0 | 0 | 0 | 0 | 0 | 0 | 0 | 0 | 0 | 0 | 0 | 0 | 0 | 0
F2_Residential_Single Family Moderate Income_Existing_Miscellaneous_Natural Gas_Pool Heater_E9 | F2 | Residential | Single Family Moderate Income | Existing | Miscellaneous | Natural Gas | Pool Heater | E9 | TRC BC Ratio | 0 | 0 | 0 | 0 | 0 | 0 | 0 | 0 | 0 | 0 | 0 | 0 | 0 | 0 | 0 | 0 | 0 | 0 | 0 | 0 | 0 | 0 | 0 | 0 | 0 | 0 | 0 | 0 | 0 | 0 | 0 | 0 | 0
F2_Residential_Single Family Moderate Income_Existing_Miscellaneous_Natural Gas_Pool Heater_E10 | F2 | Residential | Single Family Moderate Income | Existing | Miscellaneous | Natural Gas | Pool Heater | E10 | TRC BC Ratio | 0 | 0 | 0 | 0 | 0 | 0 | 0 | 0 | 0 | 0 | 0 | 0 | 0 | 0 | 0 | 0 | 0 | 0 | 0 | 0 | 0 | 0 | 0 | 0 | 0 | 0 | 0 | 0 | 0 | 0 | 0 | 0 | 0
F3_Residential_Single Family Moderate Income_Existing_Miscellaneous_Natural Gas_Pool Heater_E1 | F3 | Residential | Single Family Moderate Income | Existing | Miscellaneous | Natural Gas | Pool Heater | E1 | PACT BC Ratio | bar: 2019 to 2051
F3_Residential_Single Family Moderate Income_Existing_Miscellaneous_Natural Gas_Pool Heater_E2 | F3 | Residential | Single Family Moderate Income | Existing | Miscellaneous | Natural Gas | Pool Heater | E2 | PACT BC Ratio | 0 | 0 | 0 | 0 | 0 | 0 | 0 | 0 | 0 | 0 | 0 | 0 | 0 | 0 | 0 | 0 | 0 | 0 | 0 | 0 | 0 | 0 | 0 | 0 | 0 | 0 | 0 | 0 | 0 | 0 | 0 | 0 | 0
F3_Residential_Single Family Moderate Income_Existing_Miscellaneous_Natural Gas_Pool Heater_E3 | F3 | Residential | Single Family Moderate Income | Existing | Miscellaneous | Natural Gas | Pool Heater | E3 | PACT BC Ratio | 0 | 0 | 0 | 0 | 0 | 0 | 0 | 0 | 0 | 0 | 0 | 0 | 0 | 0 | 0 | 0 | 0 | 0 | 0 | 0 | 0 | 0 | 0 | 0 | 0 | 0 | 0 | 0 | 0 | 0 | 0 | 0 | 0
F3_Residential_Single Family Moderate Income_Existing_Miscellaneous_Natural Gas_Pool Heater_E4 | F3 | Residential | Single Family Moderate Income | Existing | Miscellaneous | Natural Gas | Pool Heater | E4 | PACT BC Ratio | 0 | 0 | 0 | 0 | 0 | 0 | 0 | 0 | 0 | 0 | 0 | 0 | 0 | 0 | 0 | 0 | 0 | 0 | 0 | 0 | 0 | 0 | 0 | 0 | 0 | 0 | 0 | 0 | 0 | 0 | 0 | 0 | 0
F3_Residential_Single Family Moderate Income_Existing_Miscellaneous_Natural Gas_Pool Heater_E5 | F3 | Residential | Single Family Moderate Income | Existing | Miscellaneous | Natural Gas | Pool Heater | E5 | PACT BC Ratio | 0 | 0 | 0 | 0 | 0 | 0 | 0 | 0 | 0 | 0 | 0 | 0 | 0 | 0 | 0 | 0 | 0 | 0 | 0 | 0 | 0 | 0 | 0 | 0 | 0 | 0 | 0 | 0 | 0 | 0 | 0 | 0 | 0
F3_Residential_Single Family Moderate Income_Existing_Miscellaneous_Natural Gas_Pool Heater_E6 | F3 | Residential | Single Family Moderate Income | Existing | Miscellaneous | Natural Gas | Pool Heater | E6 | PACT BC Ratio | 0 | 0 | 0 | 0 | 0 | 0 | 0 | 0 | 0 | 0 | 0 | 0 | 0 | 0 | 0 | 0 | 0 | 0 | 0 | 0 | 0 | 0 | 0 | 0 | 0 | 0 | 0 | 0 | 0 | 0 | 0 | 0 | 0
F3_Residential_Single Family Moderate Income_Existing_Miscellaneous_Natural Gas_Pool Heater_E7 | F3 | Residential | Single Family Moderate Income | Existing | Miscellaneous | Natural Gas | Pool Heater | E7 | PACT BC Ratio | 0 | 0 | 0 | 0 | 0 | 0 | 0 | 0 | 0 | 0 | 0 | 0 | 0 | 0 | 0 | 0 | 0 | 0 | 0 | 0 | 0 | 0 | 0 | 0 | 0 | 0 | 0 | 0 | 0 | 0 | 0 | 0 | 0
F3_Residential_Single Family Moderate Income_Existing_Miscellaneous_Natural Gas_Pool Heater_E8 | F3 | Residential | Single Family Moderate Income | Existing | Miscellaneous | Natural Gas | Pool Heater | E8 | PACT BC Ratio | 0 | 0 | 0 | 0 | 0 | 0 | 0 | 0 | 0 | 0 | 0 | 0 | 0 | 0 | 0 | 0 | 0 | 0 | 0 | 0 | 0 | 0 | 0 | 0 | 0 | 0 | 0 | 0 | 0 | 0 | 0 | 0 | 0
F3_Residential_Single Family Moderate Income_Existing_Miscellaneous_Natural Gas_Pool Heater_E9 | F3 | Residential | Single Family Moderate Income | Existing | Miscellaneous | Natural Gas | Pool Heater | E9 | PACT BC Ratio | 0 | 0 | 0 | 0 | 0 | 0 | 0 | 0 | 0 | 0 | 0 | 0 | 0 | 0 | 0 | 0 | 0 | 0 | 0 | 0 | 0 | 0 | 0 | 0 | 0 | 0 | 0 | 0 | 0 | 0 | 0 | 0 | 0
F3_Residential_Single Family Moderate Income_Existing_Miscellaneous_Natural Gas_Pool Heater_E10 | F3 | Residential | Single Family Moderate Income | Existing | Miscellaneous | Natural Gas | Pool Heater | E10 | PACT BC Ratio | 0 | 0 | 0 | 0 | 0 | 0 | 0 | 0 | 0 | 0 | 0 | 0 | 0 | 0 | 0 | 0 | 0 | 0 | 0 | 0 | 0 | 0 | 0 | 0 | 0 | 0 | 0 | 0 | 0 | 0 | 0 | 0 | 0
F4_Residential_Single Family Moderate Income_Existing_Miscellaneous_Natural Gas_Pool Heater_E1 | F4 | Residential | Single Family Moderate Income | Existing | Miscellaneous | Natural Gas | Pool Heater | E1 | RVT BC Ratio | bar: 2019 to 2051
F4_Residential_Single Family Moderate Income_Existing_Miscellaneous_Natural Gas_Pool Heater_E2 | F4 | Residential | Single Family Moderate Income | Existing | Miscellaneous | Natural Gas | Pool Heater | E2 | RVT BC Ratio | 0.7 | 0.7 | 0.7 | 0.7 | 0.7 | 0.7 | 0.7 | 0.7 | 0.7 | 0.7 | 0.7 | 0.7 | 0.7 | 0.7 | 0.7 | 0.7 | 0.7 | 0.7 | 0.7 | 0.7 | 0.7 | 0.7 | 0.7 | 0.7 | 0.7 | 0.7 | 0.7 | 0.7 | 0.7 | 0.7 | 0.7 | 0.7 | 0.7
F4_Residential_Single Family Moderate Income_Existing_Miscellaneous_Natural Gas_Pool Heater_E3 | F4 | Residential | Single Family Moderate Income | Existing | Miscellaneous | Natural Gas | Pool Heater | E3 | RVT BC Ratio | 0.7 | 0.7 | 0.7 | 0.7 | 0.7 | 0.7 | 0.7 | 0.7 | 0.7 | 0.7 | 0.7 | 0.7 | 0.7 | 0.7 | 0.7 | 0.7 | 0.7 | 0.7 | 0.7 | 0.7 | 0.7 | 0.7 | 0.7 | 0.7 | 0.7 | 0.7 | 0.7 | 0.7 | 0.7 | 0.7 | 0.7 | 0.7 | 0.7
F4_Residential_Single Family Moderate Income_Existing_Miscellaneous_Natural Gas_Pool Heater_E4 | F4 | Residential | Single Family Moderate Income | Existing | Miscellaneous | Natural Gas | Pool Heater | E4 | RVT BC Ratio | 0.7 | 0.7 | 0.7 | 0.7 | 0.7 | 0.7 | 0.7 | 0.7 | 0.7 | 0.7 | 0.7 | 0.7 | 0.7 | 0.7 | 0.7 | 0.7 | 0.7 | 0.7 | 0.7 | 0.7 | 0.7 | 0.7 | 0.7 | 0.7 | 0.7 | 0.7 | 0.7 | 0.7 | 0.7 | 0.7 | 0.7 | 0.7 | 0.7
F4_Residential_Single Family Moderate Income_Existing_Miscellaneous_Natural Gas_Pool Heater_E5 | F4 | Residential | Single Family Moderate Income | Existing | Miscellaneous | Natural Gas | Pool Heater | E5 | RVT BC Ratio | 0 | 0 | 0 | 0 | 0 | 0 | 0 | 0 | 0 | 0 | 0 | 0 | 0 | 0 | 0 | 0 | 0 | 0 | 0 | 0 | 0 | 0 | 0 | 0 | 0 | 0 | 0 | 0 | 0 | 0 | 0 | 0 | 0
F4_Residential_Single Family Moderate Income_Existing_Miscellaneous_Natural Gas_Pool Heater_E6 | F4 | Residential | Single Family Moderate Income | Existing | Miscellaneous | Natural Gas | Pool Heater | E6 | RVT BC Ratio | 0 | 0 | 0 | 0 | 0 | 0 | 0 | 0 | 0 | 0 | 0 | 0 | 0 | 0 | 0 | 0 | 0 | 0 | 0 | 0 | 0 | 0 | 0 | 0 | 0 | 0 | 0 | 0 | 0 | 0 | 0 | 0 | 0
F4_Residential_Single Family Moderate Income_Existing_Miscellaneous_Natural Gas_Pool Heater_E7 | F4 | Residential | Single Family Moderate Income | Existing | Miscellaneous | Natural Gas | Pool Heater | E7 | RVT BC Ratio | 0 | 0 | 0 | 0 | 0 | 0 | 0 | 0 | 0 | 0 | 0 | 0 | 0 | 0 | 0 | 0 | 0 | 0 | 0 | 0 | 0 | 0 | 0 | 0 | 0 | 0 | 0 | 0 | 0 | 0 | 0 | 0 | 0
F4_Residential_Single Family Moderate Income_Existing_Miscellaneous_Natural Gas_Pool Heater_E8 | F4 | Residential | Single Family Moderate Income | Existing | Miscellaneous | Natural Gas | Pool Heater | E8 | RVT BC Ratio | 0 | 0 | 0 | 0 | 0 | 0 | 0 | 0 | 0 | 0 | 0 | 0 | 0 | 0 | 0 | 0 | 0 | 0 | 0 | 0 | 0 | 0 | 0 | 0 | 0 | 0 | 0 | 0 | 0 | 0 | 0 | 0 | 0
F4_Residential_Single Family Moderate Income_Existing_Miscellaneous_Natural Gas_Pool Heater_E9 | F4 | Residential | Single Family Moderate Income | Existing | Miscellaneous | Natural Gas | Pool Heater | E9 | RVT BC Ratio | 0 | 0 | 0 | 0 | 0 | 0 | 0 | 0 | 0 | 0 | 0 | 0 | 0 | 0 | 0 | 0 | 0 | 0 | 0 | 0 | 0 | 0 | 0 | 0 | 0 | 0 | 0 | 0 | 0 | 0 | 0 | 0 | 0
F4_Residential_Single Family Moderate Income_Existing_Miscellaneous_Natural Gas_Pool Heater_E10 | F4 | Residential | Single Family Moderate Income | Existing | Miscellaneous | Natural Gas | Pool Heater | E10 | RVT BC Ratio | 0 | 0 | 0 | 0 | 0 | 0 | 0 | 0 | 0 | 0 | 0 | 0 | 0 | 0 | 0 | 0 | 0 | 0 | 0 | 0 | 0 | 0 | 0 | 0 | 0 | 0 | 0 | 0 | 0 | 0 | 0 | 0 | 0
F5_Residential_Single Family Moderate Income_Existing_Miscellaneous_Natural Gas_Pool Heater_E1 | F5 | Residential | Single Family Moderate Income | Existing | Miscellaneous | Natural Gas | Pool Heater | E1 | RIM BC Ratio | bar: 2019 to 2051
F5_Residential_Single Family Moderate Income_Existing_Miscellaneous_Natural Gas_Pool Heater_E2 | F5 | Residential | Single Family Moderate Income | Existing | Miscellaneous | Natural Gas | Pool Heater | E2 | RIM BC Ratio | 0 | 0 | 0 | 0 | 0 | 0 | 0 | 0 | 0 | 0 | 0 | 0 | 0 | 0 | 0 | 0 | 0 | 0 | 0 | 0 | 0 | 0 | 0 | 0 | 0 | 0 | 0 | 0 | 0 | 0 | 0 | 0 | 0
F5_Residential_Single Family Moderate Income_Existing_Miscellaneous_Natural Gas_Pool Heater_E3 | F5 | Residential | Single Family Moderate Income | Existing | Miscellaneous | Natural Gas | Pool Heater | E3 | RIM BC Ratio | 0 | 0 | 0 | 0 | 0 | 0 | 0 | 0 | 0 | 0 | 0 | 0 | 0 | 0 | 0 | 0 | 0 | 0 | 0 | 0 | 0 | 0 | 0 | 0 | 0 | 0 | 0 | 0 | 0 | 0 | 0 | 0 | 0
F5_Residential_Single Family Moderate Income_Existing_Miscellaneous_Natural Gas_Pool Heater_E4 | F5 | Residential | Single Family Moderate Income | Existing | Miscellaneous | Natural Gas | Pool Heater | E4 | RIM BC Ratio | 0 | 0 | 0 | 0 | 0 | 0 | 0 | 0 | 0 | 0 | 0 | 0 | 0 | 0 | 0 | 0 | 0 | 0 | 0 | 0 | 0 | 0 | 0 | 0 | 0 | 0 | 0 | 0 | 0 | 0 | 0 | 0 | 0
F5_Residential_Single Family Moderate Income_Existing_Miscellaneous_Natural Gas_Pool Heater_E5 | F5 | Residential | Single Family Moderate Income | Existing | Miscellaneous | Natural Gas | Pool Heater | E5 | RIM BC Ratio | 0 | 0 | 0 | 0 | 0 | 0 | 0 | 0 | 0 | 0 | 0 | 0 | 0 | 0 | 0 | 0 | 0 | 0 | 0 | 0 | 0 | 0 | 0 | 0 | 0 | 0 | 0 | 0 | 0 | 0 | 0 | 0 | 0
F5_Residential_Single Family Moderate Income_Existing_Miscellaneous_Natural Gas_Pool Heater_E6 | F5 | Residential | Single Family Moderate Income | Existing | Miscellaneous | Natural Gas | Pool Heater | E6 | RIM BC Ratio | 0 | 0 | 0 | 0 | 0 | 0 | 0 | 0 | 0 | 0 | 0 | 0 | 0 | 0 | 0 | 0 | 0 | 0 | 0 | 0 | 0 | 0 | 0 | 0 | 0 | 0 | 0 | 0 | 0 | 0 | 0 | 0 | 0
F5_Residential_Single Family Moderate Income_Existing_Miscellaneous_Natural Gas_Pool Heater_E7 | F5 | Residential | Single Family Moderate Income | Existing | Miscellaneous | Natural Gas | Pool Heater | E7 | RIM BC Ratio | 0 | 0 | 0 | 0 | 0 | 0 | 0 | 0 | 0 | 0 | 0 | 0 | 0 | 0 | 0 | 0 | 0 | 0 | 0 | 0 | 0 | 0 | 0 | 0 | 0 | 0 | 0 | 0 | 0 | 0 | 0 | 0 | 0
F5_Residential_Single Family Moderate Income_Existing_Miscellaneous_Natural Gas_Pool Heater_E8 | F5 | Residential | Single Family Moderate Income | Existing | Miscellaneous | Natural Gas | Pool Heater | E8 | RIM BC Ratio | 0 | 0 | 0 | 0 | 0 | 0 | 0 | 0 | 0 | 0 | 0 | 0 | 0 | 0 | 0 | 0 | 0 | 0 | 0 | 0 | 0 | 0 | 0 | 0 | 0 | 0 | 0 | 0 | 0 | 0 | 0 | 0 | 0
F5_Residential_Single Family Moderate Income_Existing_Miscellaneous_Natural Gas_Pool Heater_E9 | F5 | Residential | Single Family Moderate Income | Existing | Miscellaneous | Natural Gas | Pool Heater | E9 | RIM BC Ratio | 0 | 0 | 0 | 0 | 0 | 0 | 0 | 0 | 0 | 0 | 0 | 0 | 0 | 0 | 0 | 0 | 0 | 0 | 0 | 0 | 0 | 0 | 0 | 0 | 0 | 0 | 0 | 0 | 0 | 0 | 0 | 0 | 0
F5_Residential_Single Family Moderate Income_Existing_Miscellaneous_Natural Gas_Pool Heater_E10 | F5 | Residential | Single Family Moderate Income | Existing | Miscellaneous | Natural Gas | Pool Heater | E10 | RIM BC Ratio | 0 | 0 | 0 | 0 | 0 | 0 | 0 | 0 | 0 | 0 | 0 | 0 | 0 | 0 | 0 | 0 | 0 | 0 | 0 | 0 | 0 | 0 | 0 | 0 | 0 | 0 | 0 | 0 | 0 | 0 | 0 | 0 | 0
F0_Residential_Single Family Moderate Income_Existing_Miscellaneous_Natural Gas_Miscellaneous_E0 | F0 | Residential | Single Family Moderate Income | Existing | Miscellaneous | Natural Gas | Miscellaneous | E0 | Economic Unit | Default | Default | Default | Default | Default | Default | Default | Default | Default | Default | Default | Default | Default | Default | Default | Default | Default | Default | Default | Default | Default | Default | Default | Default | Default | Default | Default | Default | Default | Default | Default | Default | Default
F1_Residential_Single Family Moderate Income_Existing_Miscellaneous_Natural Gas_Miscellaneous_E1 | F1 | Residential | Single Family Moderate Income | Existing | Miscellaneous | Natural Gas | Miscellaneous | E1 | CCE | 0 | 0 | 0 | 0 | 0 | 0 | 0 | 0 | 0 | 0 | 0 | 0 | 0 | 0 | 0 | 0 | 0 | 0 | 0 | 0 | 0 | 0 | 0 | 0 | 0 | 0 | 0 | 0 | 0 | 0 | 0 | 0 | 0
F1_Residential_Single Family Moderate Income_Existing_Miscellaneous_Natural Gas_Miscellaneous_E2 | F1 | Residential | Single Family Moderate Income | Existing | Miscellaneous | Natural Gas | Miscellaneous | E2 | CCE | 0 | 0 | 0 | 0 | 0 | 0 | 0 | 0 | 0 | 0 | 0 | 0 | 0 | 0 | 0 | 0 | 0 | 0 | 0 | 0 | 0 | 0 | 0 | 0 | 0 | 0 | 0 | 0 | 0 | 0 | 0 | 0 | 0
F1_Residential_Single Family Moderate Income_Existing_Miscellaneous_Natural Gas_Miscellaneous_E3 | F1 | Residential | Single Family Moderate Income | Existing | Miscellaneous | Natural Gas | Miscellaneous | E3 | CCE | 0 | 0 | 0 | 0 | 0 | 0 | 0 | 0 | 0 | 0 | 0 | 0 | 0 | 0 | 0 | 0 | 0 | 0 | 0 | 0 | 0 | 0 | 0 | 0 | 0 | 0 | 0 | 0 | 0 | 0 | 0 | 0 | 0
F1_Residential_Single Family Moderate Income_Existing_Miscellaneous_Natural Gas_Miscellaneous_E4 | F1 | Residential | Single Family Moderate Income | Existing | Miscellaneous | Natural Gas | Miscellaneous | E4 | CCE | 0 | 0 | 0 | 0 | 0 | 0 | 0 | 0 | 0 | 0 | 0 | 0 | 0 | 0 | 0 | 0 | 0 | 0 | 0 | 0 | 0 | 0 | 0 | 0 | 0 | 0 | 0 | 0 | 0 | 0 | 0 | 0 | 0
F1_Residential_Single Family Moderate Income_Existing_Miscellaneous_Natural Gas_Miscellaneous_E5 | F1 | Residential | Single Family Moderate Income | Existing | Miscellaneous | Natural Gas | Miscellaneous | E5 | CCE | 0 | 0 | 0 | 0 | 0 | 0 | 0 | 0 | 0 | 0 | 0 | 0 | 0 | 0 | 0 | 0 | 0 | 0 | 0 | 0 | 0 | 0 | 0 | 0 | 0 | 0 | 0 | 0 | 0 | 0 | 0 | 0 | 0
F1_Residential_Single Family Moderate Income_Existing_Miscellaneous_Natural Gas_Miscellaneous_E6 | F1 | Residential | Single Family Moderate Income | Existing | Miscellaneous | Natural Gas | Miscellaneous | E6 | CCE | 0 | 0 | 0 | 0 | 0 | 0 | 0 | 0 | 0 | 0 | 0 | 0 | 0 | 0 | 0 | 0 | 0 | 0 | 0 | 0 | 0 | 0 | 0 | 0 | 0 | 0 | 0 | 0 | 0 | 0 | 0 | 0 | 0
F1_Residential_Single Family Moderate Income_Existing_Miscellaneous_Natural Gas_Miscellaneous_E7 | F1 | Residential | Single Family Moderate Income | Existing | Miscellaneous | Natural Gas | Miscellaneous | E7 | CCE | 0 | 0 | 0 | 0 | 0 | 0 | 0 | 0 | 0 | 0 | 0 | 0 | 0 | 0 | 0 | 0 | 0 | 0 | 0 | 0 | 0 | 0 | 0 | 0 | 0 | 0 | 0 | 0 | 0 | 0 | 0 | 0 | 0
F1_Residential_Single Family Moderate Income_Existing_Miscellaneous_Natural Gas_Miscellaneous_E8 | F1 | Residential | Single Family Moderate Income | Existing | Miscellaneous | Natural Gas | Miscellaneous | E8 | CCE | 0 | 0 | 0 | 0 | 0 | 0 | 0 | 0 | 0 | 0 | 0 | 0 | 0 | 0 | 0 | 0 | 0 | 0 | 0 | 0 | 0 | 0 | 0 | 0 | 0 | 0 | 0 | 0 | 0 | 0 | 0 | 0 | 0
F1_Residential_Single Family Moderate Income_Existing_Miscellaneous_Natural Gas_Miscellaneous_E9 | F1 | Residential | Single Family Moderate Income | Existing | Miscellaneous | Natural Gas | Miscellaneous | E9 | CCE | 0 | 0 | 0 | 0 | 0 | 0 | 0 | 0 | 0 | 0 | 0 | 0 | 0 | 0 | 0 | 0 | 0 | 0 | 0 | 0 | 0 | 0 | 0 | 0 | 0 | 0 | 0 | 0 | 0 | 0 | 0 | 0 | 0
F1_Residential_Single Family Moderate Income_Existing_Miscellaneous_Natural Gas_Miscellaneous_E10 | F1 | Residential | Single Family Moderate Income | Existing | Miscellaneous | Natural Gas | Miscellaneous | E10 | CCE | 0 | 0 | 0 | 0 | 0 | 0 | 0 | 0 | 0 | 0 | 0 | 0 | 0 | 0 | 0 | 0 | 0 | 0 | 0 | 0 | 0 | 0 | 0 | 0 | 0 | 0 | 0 | 0 | 0 | 0 | 0 | 0 | 0
F2_Residential_Single Family Moderate Income_Existing_Miscellaneous_Natural Gas_Miscellaneous_E1 | F2 | Residential | Single Family Moderate Income | Existing | Miscellaneous | Natural Gas | Miscellaneous | E1 | TRC BC Ratio | bar: 2019 to 2051
F2_Residential_Single Family Moderate Income_Existing_Miscellaneous_Natural Gas_Miscellaneous_E2 | F2 | Residential | Single Family Moderate Income | Existing | Miscellaneous | Natural Gas | Miscellaneous | E2 | TRC BC Ratio | 0 | 0 | 0 | 0 | 0 | 0 | 0 | 0 | 0 | 0 | 0 | 0 | 0 | 0 | 0 | 0 | 0 | 0 | 0 | 0 | 0 | 0 | 0 | 0 | 0 | 0 | 0 | 0 | 0 | 0 | 0 | 0 | 0
F2_Residential_Single Family Moderate Income_Existing_Miscellaneous_Natural Gas_Miscellaneous_E3 | F2 | Residential | Single Family Moderate Income | Existing | Miscellaneous | Natural Gas | Miscellaneous | E3 | TRC BC Ratio | 0 | 0 | 0 | 0 | 0 | 0 | 0 | 0 | 0 | 0 | 0 | 0 | 0 | 0 | 0 | 0 | 0 | 0 | 0 | 0 | 0 | 0 | 0 | 0 | 0 | 0 | 0 | 0 | 0 | 0 | 0 | 0 | 0
F2_Residential_Single Family Moderate Income_Existing_Miscellaneous_Natural Gas_Miscellaneous_E4 | F2 | Residential | Single Family Moderate Income | Existing | Miscellaneous | Natural Gas | Miscellaneous | E4 | TRC BC Ratio | 0 | 0 | 0 | 0 | 0 | 0 | 0 | 0 | 0 | 0 | 0 | 0 | 0 | 0 | 0 | 0 | 0 | 0 | 0 | 0 | 0 | 0 | 0 | 0 | 0 | 0 | 0 | 0 | 0 | 0 | 0 | 0 | 0
F2_Residential_Single Family Moderate Income_Existing_Miscellaneous_Natural Gas_Miscellaneous_E5 | F2 | Residential | Single Family Moderate Income | Existing | Miscellaneous | Natural Gas | Miscellaneous | E5 | TRC BC Ratio | 0 | 0 | 0 | 0 | 0 | 0 | 0 | 0 | 0 | 0 | 0 | 0 | 0 | 0 | 0 | 0 | 0 | 0 | 0 | 0 | 0 | 0 | 0 | 0 | 0 | 0 | 0 | 0 | 0 | 0 | 0 | 0 | 0
F2_Residential_Single Family Moderate Income_Existing_Miscellaneous_Natural Gas_Miscellaneous_E6 | F2 | Residential | Single Family Moderate Income | Existing | Miscellaneous | Natural Gas | Miscellaneous | E6 | TRC BC Ratio | 0 | 0 | 0 | 0 | 0 | 0 | 0 | 0 | 0 | 0 | 0 | 0 | 0 | 0 | 0 | 0 | 0 | 0 | 0 | 0 | 0 | 0 | 0 | 0 | 0 | 0 | 0 | 0 | 0 | 0 | 0 | 0 | 0
F2_Residential_Single Family Moderate Income_Existing_Miscellaneous_Natural Gas_Miscellaneous_E7 | F2 | Residential | Single Family Moderate Income | Existing | Miscellaneous | Natural Gas | Miscellaneous | E7 | TRC BC Ratio | 0 | 0 | 0 | 0 | 0 | 0 | 0 | 0 | 0 | 0 | 0 | 0 | 0 | 0 | 0 | 0 | 0 | 0 | 0 | 0 | 0 | 0 | 0 | 0 | 0 | 0 | 0 | 0 | 0 | 0 | 0 | 0 | 0
F2_Residential_Single Family Moderate Income_Existing_Miscellaneous_Natural Gas_Miscellaneous_E8 | F2 | Residential | Single Family Moderate Income | Existing | Miscellaneous | Natural Gas | Miscellaneous | E8 | TRC BC Ratio | 0 | 0 | 0 | 0 | 0 | 0 | 0 | 0 | 0 | 0 | 0 | 0 | 0 | 0 | 0 | 0 | 0 | 0 | 0 | 0 | 0 | 0 | 0 | 0 | 0 | 0 | 0 | 0 | 0 | 0 | 0 | 0 | 0
F2_Residential_Single Family Moderate Income_Existing_Miscellaneous_Natural Gas_Miscellaneous_E9 | F2 | Residential | Single Family Moderate Income | Existing | Miscellaneous | Natural Gas | Miscellaneous | E9 | TRC BC Ratio | 0 | 0 | 0 | 0 | 0 | 0 | 0 | 0 | 0 | 0 | 0 | 0 | 0 | 0 | 0 | 0 | 0 | 0 | 0 | 0 | 0 | 0 | 0 | 0 | 0 | 0 | 0 | 0 | 0 | 0 | 0 | 0 | 0
F2_Residential_Single Family Moderate Income_Existing_Miscellaneous_Natural Gas_Miscellaneous_E10 | F2 | Residential | Single Family Moderate Income | Existing | Miscellaneous | Natural Gas | Miscellaneous | E10 | TRC BC Ratio | 0 | 0 | 0 | 0 | 0 | 0 | 0 | 0 | 0 | 0 | 0 | 0 | 0 | 0 | 0 | 0 | 0 | 0 | 0 | 0 | 0 | 0 | 0 | 0 | 0 | 0 | 0 | 0 | 0 | 0 | 0 | 0 | 0
F3_Residential_Single Family Moderate Income_Existing_Miscellaneous_Natural Gas_Miscellaneous_E1 | F3 | Residential | Single Family Moderate Income | Existing | Miscellaneous | Natural Gas | Miscellaneous | E1 | PACT BC Ratio | bar: 2019 to 2051
F3_Residential_Single Family Moderate Income_Existing_Miscellaneous_Natural Gas_Miscellaneous_E2 | F3 | Residential | Single Family Moderate Income | Existing | Miscellaneous | Natural Gas | Miscellaneous | E2 | PACT BC Ratio | 0 | 0 | 0 | 0 | 0 | 0 | 0 | 0 | 0 | 0 | 0 | 0 | 0 | 0 | 0 | 0 | 0 | 0 | 0 | 0 | 0 | 0 | 0 | 0 | 0 | 0 | 0 | 0 | 0 | 0 | 0 | 0 | 0
F3_Residential_Single Family Moderate Income_Existing_Miscellaneous_Natural Gas_Miscellaneous_E3 | F3 | Residential | Single Family Moderate Income | Existing | Miscellaneous | Natural Gas | Miscellaneous | E3 | PACT BC Ratio | 0 | 0 | 0 | 0 | 0 | 0 | 0 | 0 | 0 | 0 | 0 | 0 | 0 | 0 | 0 | 0 | 0 | 0 | 0 | 0 | 0 | 0 | 0 | 0 | 0 | 0 | 0 | 0 | 0 | 0 | 0 | 0 | 0
F3_Residential_Single Family Moderate Income_Existing_Miscellaneous_Natural Gas_Miscellaneous_E4 | F3 | Residential | Single Family Moderate Income | Existing | Miscellaneous | Natural Gas | Miscellaneous | E4 | PACT BC Ratio | 0 | 0 | 0 | 0 | 0 | 0 | 0 | 0 | 0 | 0 | 0 | 0 | 0 | 0 | 0 | 0 | 0 | 0 | 0 | 0 | 0 | 0 | 0 | 0 | 0 | 0 | 0 | 0 | 0 | 0 | 0 | 0 | 0
F3_Residential_Single Family Moderate Income_Existing_Miscellaneous_Natural Gas_Miscellaneous_E5 | F3 | Residential | Single Family Moderate Income | Existing | Miscellaneous | Natural Gas | Miscellaneous | E5 | PACT BC Ratio | 0 | 0 | 0 | 0 | 0 | 0 | 0 | 0 | 0 | 0 | 0 | 0 | 0 | 0 | 0 | 0 | 0 | 0 | 0 | 0 | 0 | 0 | 0 | 0 | 0 | 0 | 0 | 0 | 0 | 0 | 0 | 0 | 0
F3_Residential_Single Family Moderate Income_Existing_Miscellaneous_Natural Gas_Miscellaneous_E6 | F3 | Residential | Single Family Moderate Income | Existing | Miscellaneous | Natural Gas | Miscellaneous | E6 | PACT BC Ratio | 0 | 0 | 0 | 0 | 0 | 0 | 0 | 0 | 0 | 0 | 0 | 0 | 0 | 0 | 0 | 0 | 0 | 0 | 0 | 0 | 0 | 0 | 0 | 0 | 0 | 0 | 0 | 0 | 0 | 0 | 0 | 0 | 0
F3_Residential_Single Family Moderate Income_Existing_Miscellaneous_Natural Gas_Miscellaneous_E7 | F3 | Residential | Single Family Moderate Income | Existing | Miscellaneous | Natural Gas | Miscellaneous | E7 | PACT BC Ratio | 0 | 0 | 0 | 0 | 0 | 0 | 0 | 0 | 0 | 0 | 0 | 0 | 0 | 0 | 0 | 0 | 0 | 0 | 0 | 0 | 0 | 0 | 0 | 0 | 0 | 0 | 0 | 0 | 0 | 0 | 0 | 0 | 0
F3_Residential_Single Family Moderate Income_Existing_Miscellaneous_Natural Gas_Miscellaneous_E8 | F3 | Residential | Single Family Moderate Income | Existing | Miscellaneous | Natural Gas | Miscellaneous | E8 | PACT BC Ratio | 0 | 0 | 0 | 0 | 0 | 0 | 0 | 0 | 0 | 0 | 0 | 0 | 0 | 0 | 0 | 0 | 0 | 0 | 0 | 0 | 0 | 0 | 0 | 0 | 0 | 0 | 0 | 0 | 0 | 0 | 0 | 0 | 0
F3_Residential_Single Family Moderate Income_Existing_Miscellaneous_Natural Gas_Miscellaneous_E9 | F3 | Residential | Single Family Moderate Income | Existing | Miscellaneous | Natural Gas | Miscellaneous | E9 | PACT BC Ratio | 0 | 0 | 0 | 0 | 0 | 0 | 0 | 0 | 0 | 0 | 0 | 0 | 0 | 0 | 0 | 0 | 0 | 0 | 0 | 0 | 0 | 0 | 0 | 0 | 0 | 0 | 0 | 0 | 0 | 0 | 0 | 0 | 0
F3_Residential_Single Family Moderate Income_Existing_Miscellaneous_Natural Gas_Miscellaneous_E10 | F3 | Residential | Single Family Moderate Income | Existing | Miscellaneous | Natural Gas | Miscellaneous | E10 | PACT BC Ratio | 0 | 0 | 0 | 0 | 0 | 0 | 0 | 0 | 0 | 0 | 0 | 0 | 0 | 0 | 0 | 0 | 0 | 0 | 0 | 0 | 0 | 0 | 0 | 0 | 0 | 0 | 0 | 0 | 0 | 0 | 0 | 0 | 0
F4_Residential_Single Family Moderate Income_Existing_Miscellaneous_Natural Gas_Miscellaneous_E1 | F4 | Residential | Single Family Moderate Income | Existing | Miscellaneous | Natural Gas | Miscellaneous | E1 | RVT BC Ratio | bar: 2019 to 2051
F4_Residential_Single Family Moderate Income_Existing_Miscellaneous_Natural Gas_Miscellaneous_E2 | F4 | Residential | Single Family Moderate Income | Existing | Miscellaneous | Natural Gas | Miscellaneous | E2 | RVT BC Ratio | 0 | 0 | 0 | 0 | 0 | 0 | 0 | 0 | 0 | 0 | 0 | 0 | 0 | 0 | 0 | 0 | 0 | 0 | 0 | 0 | 0 | 0 | 0 | 0 | 0 | 0 | 0 | 0 | 0 | 0 | 0 | 0 | 0
F4_Residential_Single Family Moderate Income_Existing_Miscellaneous_Natural Gas_Miscellaneous_E3 | F4 | Residential | Single Family Moderate Income | Existing | Miscellaneous | Natural Gas | Miscellaneous | E3 | RVT BC Ratio | 0 | 0 | 0 | 0 | 0 | 0 | 0 | 0 | 0 | 0 | 0 | 0 | 0 | 0 | 0 | 0 | 0 | 0 | 0 | 0 | 0 | 0 | 0 | 0 | 0 | 0 | 0 | 0 | 0 | 0 | 0 | 0 | 0
F4_Residential_Single Family Moderate Income_Existing_Miscellaneous_Natural Gas_Miscellaneous_E4 | F4 | Residential | Single Family Moderate Income | Existing | Miscellaneous | Natural Gas | Miscellaneous | E4 | RVT BC Ratio | 0 | 0 | 0 | 0 | 0 | 0 | 0 | 0 | 0 | 0 | 0 | 0 | 0 | 0 | 0 | 0 | 0 | 0 | 0 | 0 | 0 | 0 | 0 | 0 | 0 | 0 | 0 | 0 | 0 | 0 | 0 | 0 | 0
F4_Residential_Single Family Moderate Income_Existing_Miscellaneous_Natural Gas_Miscellaneous_E5 | F4 | Residential | Single Family Moderate Income | Existing | Miscellaneous | Natural Gas | Miscellaneous | E5 | RVT BC Ratio | 0 | 0 | 0 | 0 | 0 | 0 | 0 | 0 | 0 | 0 | 0 | 0 | 0 | 0 | 0 | 0 | 0 | 0 | 0 | 0 | 0 | 0 | 0 | 0 | 0 | 0 | 0 | 0 | 0 | 0 | 0 | 0 | 0
F4_Residential_Single Family Moderate Income_Existing_Miscellaneous_Natural Gas_Miscellaneous_E6 | F4 | Residential | Single Family Moderate Income | Existing | Miscellaneous | Natural Gas | Miscellaneous | E6 | RVT BC Ratio | 0 | 0 | 0 | 0 | 0 | 0 | 0 | 0 | 0 | 0 | 0 | 0 | 0 | 0 | 0 | 0 | 0 | 0 | 0 | 0 | 0 | 0 | 0 | 0 | 0 | 0 | 0 | 0 | 0 | 0 | 0 | 0 | 0
F4_Residential_Single Family Moderate Income_Existing_Miscellaneous_Natural Gas_Miscellaneous_E7 | F4 | Residential | Single Family Moderate Income | Existing | Miscellaneous | Natural Gas | Miscellaneous | E7 | RVT BC Ratio | 0 | 0 | 0 | 0 | 0 | 0 | 0 | 0 | 0 | 0 | 0 | 0 | 0 | 0 | 0 | 0 | 0 | 0 | 0 | 0 | 0 | 0 | 0 | 0 | 0 | 0 | 0 | 0 | 0 | 0 | 0 | 0 | 0
F4_Residential_Single Family Moderate Income_Existing_Miscellaneous_Natural Gas_Miscellaneous_E8 | F4 | Residential | Single Family Moderate Income | Existing | Miscellaneous | Natural Gas | Miscellaneous | E8 | RVT BC Ratio | 0 | 0 | 0 | 0 | 0 | 0 | 0 | 0 | 0 | 0 | 0 | 0 | 0 | 0 | 0 | 0 | 0 | 0 | 0 | 0 | 0 | 0 | 0 | 0 | 0 | 0 | 0 | 0 | 0 | 0 | 0 | 0 | 0
F4_Residential_Single Family Moderate Income_Existing_Miscellaneous_Natural Gas_Miscellaneous_E9 | F4 | Residential | Single Family Moderate Income | Existing | Miscellaneous | Natural Gas | Miscellaneous | E9 | RVT BC Ratio | 0 | 0 | 0 | 0 | 0 | 0 | 0 | 0 | 0 | 0 | 0 | 0 | 0 | 0 | 0 | 0 | 0 | 0 | 0 | 0 | 0 | 0 | 0 | 0 | 0 | 0 | 0 | 0 | 0 | 0 | 0 | 0 | 0
F4_Residential_Single Family Moderate Income_Existing_Miscellaneous_Natural Gas_Miscellaneous_E10 | F4 | Residential | Single Family Moderate Income | Existing | Miscellaneous | Natural Gas | Miscellaneous | E10 | RVT BC Ratio | 0 | 0 | 0 | 0 | 0 | 0 | 0 | 0 | 0 | 0 | 0 | 0 | 0 | 0 | 0 | 0 | 0 | 0 | 0 | 0 | 0 | 0 | 0 | 0 | 0 | 0 | 0 | 0 | 0 | 0 | 0 | 0 | 0
F5_Residential_Single Family Moderate Income_Existing_Miscellaneous_Natural Gas_Miscellaneous_E1 | F5 | Residential | Single Family Moderate Income | Existing | Miscellaneous | Natural Gas | Miscellaneous | E1 | RIM BC Ratio | bar: 2019 to 2051
F5_Residential_Single Family Moderate Income_Existing_Miscellaneous_Natural Gas_Miscellaneous_E2 | F5 | Residential | Single Family Moderate Income | Existing | Miscellaneous | Natural Gas | Miscellaneous | E2 | RIM BC Ratio | 0 | 0 | 0 | 0 | 0 | 0 | 0 | 0 | 0 | 0 | 0 | 0 | 0 | 0 | 0 | 0 | 0 | 0 | 0 | 0 | 0 | 0 | 0 | 0 | 0 | 0 | 0 | 0 | 0 | 0 | 0 | 0 | 0
F5_Residential_Single Family Moderate Income_Existing_Miscellaneous_Natural Gas_Miscellaneous_E3 | F5 | Residential | Single Family Moderate Income | Existing | Miscellaneous | Natural Gas | Miscellaneous | E3 | RIM BC Ratio | 0 | 0 | 0 | 0 | 0 | 0 | 0 | 0 | 0 | 0 | 0 | 0 | 0 | 0 | 0 | 0 | 0 | 0 | 0 | 0 | 0 | 0 | 0 | 0 | 0 | 0 | 0 | 0 | 0 | 0 | 0 | 0 | 0
F5_Residential_Single Family Moderate Income_Existing_Miscellaneous_Natural Gas_Miscellaneous_E4 | F5 | Residential | Single Family Moderate Income | Existing | Miscellaneous | Natural Gas | Miscellaneous | E4 | RIM BC Ratio | 0 | 0 | 0 | 0 | 0 | 0 | 0 | 0 | 0 | 0 | 0 | 0 | 0 | 0 | 0 | 0 | 0 | 0 | 0 | 0 | 0 | 0 | 0 | 0 | 0 | 0 | 0 | 0 | 0 | 0 | 0 | 0 | 0
F5_Residential_Single Family Moderate Income_Existing_Miscellaneous_Natural Gas_Miscellaneous_E5 | F5 | Residential | Single Family Moderate Income | Existing | Miscellaneous | Natural Gas | Miscellaneous | E5 | RIM BC Ratio | 0 | 0 | 0 | 0 | 0 | 0 | 0 | 0 | 0 | 0 | 0 | 0 | 0 | 0 | 0 | 0 | 0 | 0 | 0 | 0 | 0 | 0 | 0 | 0 | 0 | 0 | 0 | 0 | 0 | 0 | 0 | 0 | 0
F5_Residential_Single Family Moderate Income_Existing_Miscellaneous_Natural Gas_Miscellaneous_E6 | F5 | Residential | Single Family Moderate Income | Existing | Miscellaneous | Natural Gas | Miscellaneous | E6 | RIM BC Ratio | 0 | 0 | 0 | 0 | 0 | 0 | 0 | 0 | 0 | 0 | 0 | 0 | 0 | 0 | 0 | 0 | 0 | 0 | 0 | 0 | 0 | 0 | 0 | 0 | 0 | 0 | 0 | 0 | 0 | 0 | 0 | 0 | 0
F5_Residential_Single Family Moderate Income_Existing_Miscellaneous_Natural Gas_Miscellaneous_E7 | F5 | Residential | Single Family Moderate Income | Existing | Miscellaneous | Natural Gas | Miscellaneous | E7 | RIM BC Ratio | 0 | 0 | 0 | 0 | 0 | 0 | 0 | 0 | 0 | 0 | 0 | 0 | 0 | 0 | 0 | 0 | 0 | 0 | 0 | 0 | 0 | 0 | 0 | 0 | 0 | 0 | 0 | 0 | 0 | 0 | 0 | 0 | 0
F5_Residential_Single Family Moderate Income_Existing_Miscellaneous_Natural Gas_Miscellaneous_E8 | F5 | Residential | Single Family Moderate Income | Existing | Miscellaneous | Natural Gas | Miscellaneous | E8 | RIM BC Ratio | 0 | 0 | 0 | 0 | 0 | 0 | 0 | 0 | 0 | 0 | 0 | 0 | 0 | 0 | 0 | 0 | 0 | 0 | 0 | 0 | 0 | 0 | 0 | 0 | 0 | 0 | 0 | 0 | 0 | 0 | 0 | 0 | 0
F5_Residential_Single Family Moderate Income_Existing_Miscellaneous_Natural Gas_Miscellaneous_E9 | F5 | Residential | Single Family Moderate Income | Existing | Miscellaneous | Natural Gas | Miscellaneous | E9 | RIM BC Ratio | 0 | 0 | 0 | 0 | 0 | 0 | 0 | 0 | 0 | 0 | 0 | 0 | 0 | 0 | 0 | 0 | 0 | 0 | 0 | 0 | 0 | 0 | 0 | 0 | 0 | 0 | 0 | 0 | 0 | 0 | 0 | 0 | 0
F5_Residential_Single Family Moderate Income_Existing_Miscellaneous_Natural Gas_Miscellaneous_E10 | F5 | Residential | Single Family Moderate Income | Existing | Miscellaneous | Natural Gas | Miscellaneous | E10 | RIM BC Ratio | 0 | 0 | 0 | 0 | 0 | 0 | 0 | 0 | 0 | 0 | 0 | 0 | 0 | 0 | 0 | 0 | 0 | 0 | 0 | 0 | 0 | 0 | 0 | 0 | 0 | 0 | 0 | 0 | 0 | 0 | 0 | 0 | 0
F0_Residential_Single Family Moderate Income_New_Space Heating_Natural Gas_Furnace_E0 | F0 | Residential | Single Family Moderate Income | New | Space Heating | Natural Gas | Furnace | E0 | Economic Unit | ASHP with AFUE 95% backup | ASHP with AFUE 95% backup | ASHP with AFUE 95% backup | ASHP with AFUE 95% backup | ASHP with AFUE 95% backup | ASHP with AFUE 95% backup | ASHP with AFUE 95% backup | ASHP with AFUE 95% backup | ASHP with AFUE 95% backup | ASHP with AFUE 95% backup | ASHP with AFUE 95% backup | ASHP with AFUE 95% backup | ASHP with AFUE 95% backup | ASHP with AFUE 95% backup | ASHP with AFUE 95% backup | ASHP with AFUE 95% backup | ASHP with AFUE 95% backup | ASHP with AFUE 95% backup | ASHP with AFUE 95% backup | ASHP with AFUE 95% backup | ASHP with AFUE 95% backup | ASHP with AFUE 95% backup | ASHP with AFUE 95% backup | ASHP with AFUE 95% backup | ASHP with AFUE 95% backup | ASHP with AFUE 95% backup | ASHP with AFUE 95% backup | ASHP with AFUE 95% backup | ASHP with AFUE 95% backup | ASHP with AFUE 95% backup | ASHP with AFUE 95% backup | ASHP with AFUE 95% backup | ASHP with AFUE 95% backup
F1_Residential_Single Family Moderate Income_New_Space Heating_Natural Gas_Furnace_E1 | F1 | Residential | Single Family Moderate Income | New | Space Heating | Natural Gas | Furnace | E1 | CCE | 0 | 0 | 0 | 0 | 0 | 0 | 0 | 0 | 0 | 0 | 0 | 0 | 0 | 0 | 0 | 0 | 0 | 0 | 0 | 0 | 0 | 0 | 0 | 0 | 0 | 0 | 0 | 0 | 0 | 0 | 0 | 0 | 0
F1_Residential_Single Family Moderate Income_New_Space Heating_Natural Gas_Furnace_E2 | F1 | Residential | Single Family Moderate Income | New | Space Heating | Natural Gas | Furnace | E2 | CCE | 0.52282 | 0.53891 | 0.53078 | 0.48919 | 0.49182 | 0 | 0 | 0 | 0 | 0 | 0 | 0 | 0 | 0 | 0 | 0 | 0 | 0 | 0 | 0 | 0 | 0 | 0 | 0 | 0 | 0 | 0 | 0 | 0 | 0 | 0 | 0 | 0
F1_Residential_Single Family Moderate Income_New_Space Heating_Natural Gas_Furnace_E3 | F1 | Residential | Single Family Moderate Income | New | Space Heating | Natural Gas | Furnace | E3 | CCE | 0.55696 | 0.5741 | 0.56544 | 0.52113 | 0.52393 | 0 | 0 | 0 | 0 | 0 | 0 | 0 | 0 | 0 | 0 | 0 | 0 | 0 | 0 | 0 | 0 | 0 | 0 | 0 | 0 | 0 | 0 | 0 | 0 | 0 | 0 | 0 | 0
F1_Residential_Single Family Moderate Income_New_Space Heating_Natural Gas_Furnace_E4 | F1 | Residential | Single Family Moderate Income | New | Space Heating | Natural Gas | Furnace | E4 | CCE | 4.2778 | 4.4094 | 4.3429 | 4.0026 | 4.0241 | 0 | 0 | 0 | 0 | 0 | 0 | 0 | 0 | 0 | 0 | 0 | 0 | 0 | 0 | 0 | 0 | 0 | 0 | 0 | 0 | 0 | 0 | 0 | 0 | 0 | 0 | 0 | 0
F1_Residential_Single Family Moderate Income_New_Space Heating_Natural Gas_Furnace_E5 | F1 | Residential | Single Family Moderate Income | New | Space Heating | Natural Gas | Furnace | E5 | CCE | 1.0272 | 1.0588 | 1.0428 | 0.96112 | 0.96629 | -6.7144 | -6.7509 | -6.7878 | -6.8252 | -6.8628 | -6.901 | -6.9396 | -6.9786 | -7.018 | -7.0579 | -7.0982 | -7.139 | -7.1803 | -7.222 | -7.2643 | -7.307 | -7.3502 | -7.394 | -7.4382 | -7.483 | -7.5282 | -7.5742 | -7.6206 | -7.6677 | -7.7152 | -7.7635 | -7.8123 | -7.8123
F1_Residential_Single Family Moderate Income_New_Space Heating_Natural Gas_Furnace_E6 | F1 | Residential | Single Family Moderate Income | New | Space Heating | Natural Gas | Furnace | E6 | CCE | 0.96313 | 0.99276 | 0.97779 | 0.90117 | 0.90601 | -3.8927 | -3.9138 | -3.9352 | -3.9569 | -3.9787 | -4.0009 | -4.0232 | -4.0458 | -4.0687 | -4.0918 | -4.1152 | -4.1388 | -4.1627 | -4.187 | -4.2115 | -4.2362 | -4.2612 | -4.2866 | -4.3123 | -4.3383 | -4.3645 | -4.3911 | -4.4181 | -4.4453 | -4.4729 | -4.5009 | -4.5292 | -4.5292
F1_Residential_Single Family Moderate Income_New_Space Heating_Natural Gas_Furnace_E7 | F1 | Residential | Single Family Moderate Income | New | Space Heating | Natural Gas | Furnace | E7 | CCE | 0 | 0 | 0 | 0 | 0 | 0 | 0 | 0 | 0 | 0 | 0 | 0 | 0 | 0 | 0 | 0 | 0 | 0 | 0 | 0 | 0 | 0 | 0 | 0 | 0 | 0 | 0 | 0 | 0 | 0 | 0 | 0 | 0
F1_Residential_Single Family Moderate Income_New_Space Heating_Natural Gas_Furnace_E8 | F1 | Residential | Single Family Moderate Income | New | Space Heating | Natural Gas | Furnace | E8 | CCE | 0 | 0 | 0 | 0 | 0 | 0 | 0 | 0 | 0 | 0 | 0 | 0 | 0 | 0 | 0 | 0 | 0 | 0 | 0 | 0 | 0 | 0 | 0 | 0 | 0 | 0 | 0 | 0 | 0 | 0 | 0 | 0 | 0
F1_Residential_Single Family Moderate Income_New_Space Heating_Natural Gas_Furnace_E9 | F1 | Residential | Single Family Moderate Income | New | Space Heating | Natural Gas | Furnace | E9 | CCE | 0 | 0 | 0 | 0 | 0 | 0 | 0 | 0 | 0 | 0 | 0 | 0 | 0 | 0 | 0 | 0 | 0 | 0 | 0 | 0 | 0 | 0 | 0 | 0 | 0 | 0 | 0 | 0 | 0 | 0 | 0 | 0 | 0
F1_Residential_Single Family Moderate Income_New_Space Heating_Natural Gas_Furnace_E10 | F1 | Residential | Single Family Moderate Income | New | Space Heating | Natural Gas | Furnace | E10 | CCE | 0 | 0 | 0 | 0 | 0 | 0 | 0 | 0 | 0 | 0 | 0 | 0 | 0 | 0 | 0 | 0 | 0 | 0 | 0 | 0 | 0 | 0 | 0 | 0 | 0 | 0 | 0 | 0 | 0 | 0 | 0 | 0 | 0
F2_Residential_Single Family Moderate Income_New_Space Heating_Natural Gas_Furnace_E1 | F2 | Residential | Single Family Moderate Income | New | Space Heating | Natural Gas | Furnace | E1 | TRC BC Ratio | 1 | 1 | 1 | 1 | 1 | 0 | 0 | 0 | 0 | 0 | 0 | 0 | 0 | 0 | 0 | 0 | 0 | 0 | 0 | 0 | 0 | 0 | 0 | 0 | 0 | 0 | 0 | 0 | 0 | 0 | 0 | 0 | 0
F2_Residential_Single Family Moderate Income_New_Space Heating_Natural Gas_Furnace_E2 | F2 | Residential | Single Family Moderate Income | New | Space Heating | Natural Gas | Furnace | E2 | TRC BC Ratio | 3.8887 | 3.892 | 3.9033 | 3.9113 | 3.8984 | 0 | 0 | 0 | 0 | 0 | 0 | 0 | 0 | 0 | 0 | 0 | 0 | 0 | 0 | 0 | 0 | 0 | 0 | 0 | 0 | 0 | 0 | 0 | 0 | 0 | 0 | 0 | 0
F2_Residential_Single Family Moderate Income_New_Space Heating_Natural Gas_Furnace_E3 | F2 | Residential | Single Family Moderate Income | New | Space Heating | Natural Gas | Furnace | E3 | TRC BC Ratio | 3.6504 | 3.6534 | 3.664 | 3.6716 | 3.6594 | 0 | 0 | 0 | 0 | 0 | 0 | 0 | 0 | 0 | 0 | 0 | 0 | 0 | 0 | 0 | 0 | 0 | 0 | 0 | 0 | 0 | 0 | 0 | 0 | 0 | 0 | 0 | 0
F2_Residential_Single Family Moderate Income_New_Space Heating_Natural Gas_Furnace_E4 | F2 | Residential | Single Family Moderate Income | New | Space Heating | Natural Gas | Furnace | E4 | TRC BC Ratio | 0.47407 | 0.4745 | 0.47533 | 0.47608 | 0.47586 | 1 | 1 | 1 | 1 | 1 | 1 | 1 | 1 | 1 | 1 | 1 | 1 | 1 | 1 | 1 | 1 | 1 | 1 | 1 | 1 | 1 | 1 | 1 | 1 | 1 | 1 | 1 | 1
F2_Residential_Single Family Moderate Income_New_Space Heating_Natural Gas_Furnace_E5 | F2 | Residential | Single Family Moderate Income | New | Space Heating | Natural Gas | Furnace | E5 | TRC BC Ratio | 1.9773 | 1.9791 | 1.9843 | 1.9883 | 1.9832 | 1 | 1 | 1 | 1 | 1 | 1 | 1 | 1 | 1 | 1 | 1 | 1 | 1 | 1 | 1 | 1 | 1 | 1 | 1 | 1 | 1 | 1 | 1 | 1 | 1 | 1 | 1 | 1
F2_Residential_Single Family Moderate Income_New_Space Heating_Natural Gas_Furnace_E6 | F2 | Residential | Single Family Moderate Income | New | Space Heating | Natural Gas | Furnace | E6 | TRC BC Ratio | 2.1094 | 2.1113 | 2.1171 | 2.1213 | 2.1155 | 1 | 1 | 1 | 1 | 1 | 1 | 1 | 1 | 1 | 1 | 1 | 1 | 1 | 1 | 1 | 1 | 1 | 1 | 1 | 1 | 1 | 1 | 1 | 1 | 1 | 1 | 1 | 1
F2_Residential_Single Family Moderate Income_New_Space Heating_Natural Gas_Furnace_E7 | F2 | Residential | Single Family Moderate Income | New | Space Heating | Natural Gas | Furnace | E7 | TRC BC Ratio | 0 | 0 | 0 | 0 | 0 | 0 | 0 | 0 | 0 | 0 | 0 | 0 | 0 | 0 | 0 | 0 | 0 | 0 | 0 | 0 | 0 | 0 | 0 | 0 | 0 | 0 | 0 | 0 | 0 | 0 | 0 | 0 | 0
F2_Residential_Single Family Moderate Income_New_Space Heating_Natural Gas_Furnace_E8 | F2 | Residential | Single Family Moderate Income | New | Space Heating | Natural Gas | Furnace | E8 | TRC BC Ratio | 0 | 0 | 0 | 0 | 0 | 0 | 0 | 0 | 0 | 0 | 0 | 0 | 0 | 0 | 0 | 0 | 0 | 0 | 0 | 0 | 0 | 0 | 0 | 0 | 0 | 0 | 0 | 0 | 0 | 0 | 0 | 0 | 0
F2_Residential_Single Family Moderate Income_New_Space Heating_Natural Gas_Furnace_E9 | F2 | Residential | Single Family Moderate Income | New | Space Heating | Natural Gas | Furnace | E9 | TRC BC Ratio | 0 | 0 | 0 | 0 | 0 | 0 | 0 | 0 | 0 | 0 | 0 | 0 | 0 | 0 | 0 | 0 | 0 | 0 | 0 | 0 | 0 | 0 | 0 | 0 | 0 | 0 | 0 | 0 | 0 | 0 | 0 | 0 | 0
F2_Residential_Single Family Moderate Income_New_Space Heating_Natural Gas_Furnace_E10 | F2 | Residential | Single Family Moderate Income | New | Space Heating | Natural Gas | Furnace | E10 | TRC BC Ratio | 0 | 0 | 0 | 0 | 0 | 0 | 0 | 0 | 0 | 0 | 0 | 0 | 0 | 0 | 0 | 0 | 0 | 0 | 0 | 0 | 0 | 0 | 0 | 0 | 0 | 0 | 0 | 0 | 0 | 0 | 0 | 0 | 0
F3_Residential_Single Family Moderate Income_New_Space Heating_Natural Gas_Furnace_E1 | F3 | Residential | Single Family Moderate Income | New | Space Heating | Natural Gas | Furnace | E1 | PACT BC Ratio | 1 | 1 | 1 | 1 | 1 | 0 | 0 | 0 | 0 | 0 | 0 | 0 | 0 | 0 | 0 | 0 | 0 | 0 | 0 | 0 | 0 | 0 | 0 | 0 | 0 | 0 | 0 | 0 | 0 | 0 | 0 | 0 | 0
F3_Residential_Single Family Moderate Income_New_Space Heating_Natural Gas_Furnace_E2 | F3 | Residential | Single Family Moderate Income | New | Space Heating | Natural Gas | Furnace | E2 | PACT BC Ratio | 3.9608 | 3.9642 | 3.9757 | 3.9838 | 3.9706 | 0 | 0 | 0 | 0 | 0 | 0 | 0 | 0 | 0 | 0 | 0 | 0 | 0 | 0 | 0 | 0 | 0 | 0 | 0 | 0 | 0 | 0 | 0 | 0 | 0 | 0 | 0 | 0
F3_Residential_Single Family Moderate Income_New_Space Heating_Natural Gas_Furnace_E3 | F3 | Residential | Single Family Moderate Income | New | Space Heating | Natural Gas | Furnace | E3 | PACT BC Ratio | 3.718 | 3.7212 | 3.732 | 3.7396 | 3.7272 | 0 | 0 | 0 | 0 | 0 | 0 | 0 | 0 | 0 | 0 | 0 | 0 | 0 | 0 | 0 | 0 | 0 | 0 | 0 | 0 | 0 | 0 | 0 | 0 | 0 | 0 | 0 | 0
F3_Residential_Single Family Moderate Income_New_Space Heating_Natural Gas_Furnace_E4 | F3 | Residential | Single Family Moderate Income | New | Space Heating | Natural Gas | Furnace | E4 | PACT BC Ratio | 0.48286 | 0.48329 | 0.48414 | 0.48491 | 0.48469 | 1 | 1 | 1 | 1 | 1 | 1 | 1 | 1 | 1 | 1 | 1 | 1 | 1 | 1 | 1 | 1 | 1 | 1 | 1 | 1 | 1 | 1 | 1 | 1 | 1 | 1 | 1 | 1
F3_Residential_Single Family Moderate Income_New_Space Heating_Natural Gas_Furnace_E5 | F3 | Residential | Single Family Moderate Income | New | Space Heating | Natural Gas | Furnace | E5 | PACT BC Ratio | 2.0139 | 2.0157 | 2.0211 | 2.0251 | 2.02 | 1 | 1 | 1 | 1 | 1 | 1 | 1 | 1 | 1 | 1 | 1 | 1 | 1 | 1 | 1 | 1 | 1 | 1 | 1 | 1 | 1 | 1 | 1 | 1 | 1 | 1 | 1 | 1
F3_Residential_Single Family Moderate Income_New_Space Heating_Natural Gas_Furnace_E6 | F3 | Residential | Single Family Moderate Income | New | Space Heating | Natural Gas | Furnace | E6 | PACT BC Ratio | 2.1485 | 2.1504 | 2.1563 | 2.1606 | 2.1547 | 1 | 1 | 1 | 1 | 1 | 1 | 1 | 1 | 1 | 1 | 1 | 1 | 1 | 1 | 1 | 1 | 1 | 1 | 1 | 1 | 1 | 1 | 1 | 1 | 1 | 1 | 1 | 1
F3_Residential_Single Family Moderate Income_New_Space Heating_Natural Gas_Furnace_E7 | F3 | Residential | Single Family Moderate Income | New | Space Heating | Natural Gas | Furnace | E7 | PACT BC Ratio | 0 | 0 | 0 | 0 | 0 | 0 | 0 | 0 | 0 | 0 | 0 | 0 | 0 | 0 | 0 | 0 | 0 | 0 | 0 | 0 | 0 | 0 | 0 | 0 | 0 | 0 | 0 | 0 | 0 | 0 | 0 | 0 | 0
F3_Residential_Single Family Moderate Income_New_Space Heating_Natural Gas_Furnace_E8 | F3 | Residential | Single Family Moderate Income | New | Space Heating | Natural Gas | Furnace | E8 | PACT BC Ratio | 0 | 0 | 0 | 0 | 0 | 0 | 0 | 0 | 0 | 0 | 0 | 0 | 0 | 0 | 0 | 0 | 0 | 0 | 0 | 0 | 0 | 0 | 0 | 0 | 0 | 0 | 0 | 0 | 0 | 0 | 0 | 0 | 0
F3_Residential_Single Family Moderate Income_New_Space Heating_Natural Gas_Furnace_E9 | F3 | Residential | Single Family Moderate Income | New | Space Heating | Natural Gas | Furnace | E9 | PACT BC Ratio | 0 | 0 | 0 | 0 | 0 | 0 | 0 | 0 | 0 | 0 | 0 | 0 | 0 | 0 | 0 | 0 | 0 | 0 | 0 | 0 | 0 | 0 | 0 | 0 | 0 | 0 | 0 | 0 | 0 | 0 | 0 | 0 | 0
F3_Residential_Single Family Moderate Income_New_Space Heating_Natural Gas_Furnace_E10 | F3 | Residential | Single Family Moderate Income | New | Space Heating | Natural Gas | Furnace | E10 | PACT BC Ratio | 0 | 0 | 0 | 0 | 0 | 0 | 0 | 0 | 0 | 0 | 0 | 0 | 0 | 0 | 0 | 0 | 0 | 0 | 0 | 0 | 0 | 0 | 0 | 0 | 0 | 0 | 0 | 0 | 0 | 0 | 0 | 0 | 0
F4_Residential_Single Family Moderate Income_New_Space Heating_Natural Gas_Furnace_E1 | F4 | Residential | Single Family Moderate Income | New | Space Heating | Natural Gas | Furnace | E1 | RVT BC Ratio | 1 | 1 | 1 | 1 | 1 | 0 | 0 | 0 | 0 | 0 | 0 | 0 | 0 | 0 | 0 | 0 | 0 | 0 | 0 | 0 | 0 | 0 | 0 | 0 | 0 | 0 | 0 | 0 | 0 | 0 | 0 | 0 | 0
F4_Residential_Single Family Moderate Income_New_Space Heating_Natural Gas_Furnace_E2 | F4 | Residential | Single Family Moderate Income | New | Space Heating | Natural Gas | Furnace | E2 | RVT BC Ratio | 5.6371 | 5.6411 | 5.6546 | 5.6642 | 5.6487 | 0 | 0 | 0 | 0 | 0 | 0 | 0 | 0 | 0 | 0 | 0 | 0 | 0 | 0 | 0 | 0 | 0 | 0 | 0 | 0 | 0 | 0 | 0 | 0 | 0 | 0 | 0 | 0
F4_Residential_Single Family Moderate Income_New_Space Heating_Natural Gas_Furnace_E3 | F4 | Residential | Single Family Moderate Income | New | Space Heating | Natural Gas | Furnace | E3 | RVT BC Ratio | 5.3515 | 5.3552 | 5.3679 | 5.377 | 5.3624 | 0 | 0 | 0 | 0 | 0 | 0 | 0 | 0 | 0 | 0 | 0 | 0 | 0 | 0 | 0 | 0 | 0 | 0 | 0 | 0 | 0 | 0 | 0 | 0 | 0 | 0 | 0 | 0
F4_Residential_Single Family Moderate Income_New_Space Heating_Natural Gas_Furnace_E4 | F4 | Residential | Single Family Moderate Income | New | Space Heating | Natural Gas | Furnace | E4 | RVT BC Ratio | 1.5461 | 1.5466 | 1.5476 | 1.5485 | 1.5483 | 1 | 1 | 1 | 1 | 1 | 1 | 1 | 1 | 1 | 1 | 1 | 1 | 1 | 1 | 1 | 1 | 1 | 1 | 1 | 1 | 1 | 1 | 1 | 1 | 1 | 1 | 1 | 1
F4_Residential_Single Family Moderate Income_New_Space Heating_Natural Gas_Furnace_E5 | F4 | Residential | Single Family Moderate Income | New | Space Heating | Natural Gas | Furnace | E5 | RVT BC Ratio | 3.3471 | 3.3492 | 3.3555 | 3.3603 | 3.3542 | 1 | 1 | 1 | 1 | 1 | 1 | 1 | 1 | 1 | 1 | 1 | 1 | 1 | 1 | 1 | 1 | 1 | 1 | 1 | 1 | 1 | 1 | 1 | 1 | 1 | 1 | 1 | 1
F4_Residential_Single Family Moderate Income_New_Space Heating_Natural Gas_Furnace_E6 | F4 | Residential | Single Family Moderate Income | New | Space Heating | Natural Gas | Furnace | E6 | RVT BC Ratio | 3.5054 | 3.5076 | 3.5145 | 3.5196 | 3.5126 | 1 | 1 | 1 | 1 | 1 | 1 | 1 | 1 | 1 | 1 | 1 | 1 | 1 | 1 | 1 | 1 | 1 | 1 | 1 | 1 | 1 | 1 | 1 | 1 | 1 | 1 | 1 | 1
F4_Residential_Single Family Moderate Income_New_Space Heating_Natural Gas_Furnace_E7 | F4 | Residential | Single Family Moderate Income | New | Space Heating | Natural Gas | Furnace | E7 | RVT BC Ratio | 0 | 0 | 0 | 0 | 0 | 0 | 0 | 0 | 0 | 0 | 0 | 0 | 0 | 0 | 0 | 0 | 0 | 0 | 0 | 0 | 0 | 0 | 0 | 0 | 0 | 0 | 0 | 0 | 0 | 0 | 0 | 0 | 0
F4_Residential_Single Family Moderate Income_New_Space Heating_Natural Gas_Furnace_E8 | F4 | Residential | Single Family Moderate Income | New | Space Heating | Natural Gas | Furnace | E8 | RVT BC Ratio | 0 | 0 | 0 | 0 | 0 | 0 | 0 | 0 | 0 | 0 | 0 | 0 | 0 | 0 | 0 | 0 | 0 | 0 | 0 | 0 | 0 | 0 | 0 | 0 | 0 | 0 | 0 | 0 | 0 | 0 | 0 | 0 | 0
F4_Residential_Single Family Moderate Income_New_Space Heating_Natural Gas_Furnace_E9 | F4 | Residential | Single Family Moderate Income | New | Space Heating | Natural Gas | Furnace | E9 | RVT BC Ratio | 0 | 0 | 0 | 0 | 0 | 0 | 0 | 0 | 0 | 0 | 0 | 0 | 0 | 0 | 0 | 0 | 0 | 0 | 0 | 0 | 0 | 0 | 0 | 0 | 0 | 0 | 0 | 0 | 0 | 0 | 0 | 0 | 0
F4_Residential_Single Family Moderate Income_New_Space Heating_Natural Gas_Furnace_E10 | F4 | Residential | Single Family Moderate Income | New | Space Heating | Natural Gas | Furnace | E10 | RVT BC Ratio | 0 | 0 | 0 | 0 | 0 | 0 | 0 | 0 | 0 | 0 | 0 | 0 | 0 | 0 | 0 | 0 | 0 | 0 | 0 | 0 | 0 | 0 | 0 | 0 | 0 | 0 | 0 | 0 | 0 | 0 | 0 | 0 | 0
F5_Residential_Single Family Moderate Income_New_Space Heating_Natural Gas_Furnace_E1 | F5 | Residential | Single Family Moderate Income | New | Space Heating | Natural Gas | Furnace | E1 | RIM BC Ratio | 1 | 1 | 1 | 1 | 1 | 0 | 0 | 0 | 0 | 0 | 0 | 0 | 0 | 0 | 0 | 0 | 0 | 0 | 0 | 0 | 0 | 0 | 0 | 0 | 0 | 0 | 0 | 0 | 0 | 0 | 0 | 0 | 0
F5_Residential_Single Family Moderate Income_New_Space Heating_Natural Gas_Furnace_E2 | F5 | Residential | Single Family Moderate Income | New | Space Heating | Natural Gas | Furnace | E2 | RIM BC Ratio | 0.79945 | 0.79959 | 0.80005 | 0.80038 | 0.79985 | 0 | 0 | 0 | 0 | 0 | 0 | 0 | 0 | 0 | 0 | 0 | 0 | 0 | 0 | 0 | 0 | 0 | 0 | 0 | 0 | 0 | 0 | 0 | 0 | 0 | 0 | 0 | 0
F5_Residential_Single Family Moderate Income_New_Space Heating_Natural Gas_Furnace_E3 | F5 | Residential | Single Family Moderate Income | New | Space Heating | Natural Gas | Furnace | E3 | RIM BC Ratio | 0.78905 | 0.78919 | 0.78967 | 0.79002 | 0.78946 | 0 | 0 | 0 | 0 | 0 | 0 | 0 | 0 | 0 | 0 | 0 | 0 | 0 | 0 | 0 | 0 | 0 | 0 | 0 | 0 | 0 | 0 | 0 | 0 | 0 | 0 | 0 | 0
F5_Residential_Single Family Moderate Income_New_Space Heating_Natural Gas_Furnace_E4 | F5 | Residential | Single Family Moderate Income | New | Space Heating | Natural Gas | Furnace | E4 | RIM BC Ratio | 0.3258 | 0.326 | 0.32638 | 0.32673 | 0.32663 | 1 | 1 | 1 | 1 | 1 | 1 | 1 | 1 | 1 | 1 | 1 | 1 | 1 | 1 | 1 | 1 | 1 | 1 | 1 | 1 | 1 | 1 | 1 | 1 | 1 | 1 | 1 | 1
F5_Residential_Single Family Moderate Income_New_Space Heating_Natural Gas_Furnace_E5 | F5 | Residential | Single Family Moderate Income | New | Space Heating | Natural Gas | Furnace | E5 | RIM BC Ratio | 0.66893 | 0.66913 | 0.66972 | 0.67016 | 0.6696 | 1 | 1 | 1 | 1 | 1 | 1 | 1 | 1 | 1 | 1 | 1 | 1 | 1 | 1 | 1 | 1 | 1 | 1 | 1 | 1 | 1 | 1 | 1 | 1 | 1 | 1 | 1 | 1
F5_Residential_Single Family Moderate Income_New_Space Heating_Natural Gas_Furnace_E6 | F5 | Residential | Single Family Moderate Income | New | Space Heating | Natural Gas | Furnace | E6 | RIM BC Ratio | 0.68314 | 0.68333 | 0.68393 | 0.68436 | 0.68376 | 1 | 1 | 1 | 1 | 1 | 1 | 1 | 1 | 1 | 1 | 1 | 1 | 1 | 1 | 1 | 1 | 1 | 1 | 1 | 1 | 1 | 1 | 1 | 1 | 1 | 1 | 1 | 1
F5_Residential_Single Family Moderate Income_New_Space Heating_Natural Gas_Furnace_E7 | F5 | Residential | Single Family Moderate Income | New | Space Heating | Natural Gas | Furnace | E7 | RIM BC Ratio | 0 | 0 | 0 | 0 | 0 | 0 | 0 | 0 | 0 | 0 | 0 | 0 | 0 | 0 | 0 | 0 | 0 | 0 | 0 | 0 | 0 | 0 | 0 | 0 | 0 | 0 | 0 | 0 | 0 | 0 | 0 | 0 | 0
F5_Residential_Single Family Moderate Income_New_Space Heating_Natural Gas_Furnace_E8 | F5 | Residential | Single Family Moderate Income | New | Space Heating | Natural Gas | Furnace | E8 | RIM BC Ratio | 0 | 0 | 0 | 0 | 0 | 0 | 0 | 0 | 0 | 0 | 0 | 0 | 0 | 0 | 0 | 0 | 0 | 0 | 0 | 0 | 0 | 0 | 0 | 0 | 0 | 0 | 0 | 0 | 0 | 0 | 0 | 0 | 0
F5_Residential_Single Family Moderate Income_New_Space Heating_Natural Gas_Furnace_E9 | F5 | Residential | Single Family Moderate Income | New | Space Heating | Natural Gas | Furnace | E9 | RIM BC Ratio | 0 | 0 | 0 | 0 | 0 | 0 | 0 | 0 | 0 | 0 | 0 | 0 | 0 | 0 | 0 | 0 | 0 | 0 | 0 | 0 | 0 | 0 | 0 | 0 | 0 | 0 | 0 | 0 | 0 | 0 | 0 | 0 | 0
F5_Residential_Single Family Moderate Income_New_Space Heating_Natural Gas_Furnace_E10 | F5 | Residential | Single Family Moderate Income | New | Space Heating | Natural Gas | Furnace | E10 | RIM BC Ratio | 0 | 0 | 0 | 0 | 0 | 0 | 0 | 0 | 0 | 0 | 0 | 0 | 0 | 0 | 0 | 0 | 0 | 0 | 0 | 0 | 0 | 0 | 0 | 0 | 0 | 0 | 0 | 0 | 0 | 0 | 0 | 0 | 0
F0_Residential_Single Family Moderate Income_New_Space Heating_Natural Gas_Boiler_E0 | F0 | Residential | Single Family Moderate Income | New | Space Heating | Natural Gas | Boiler | E0 | Economic Unit | AFUE 80% | AFUE 80% | AFUE 95% | AFUE 95% | AFUE 95% | ASHP with AFUE 95% backup | ASHP with AFUE 95% backup | ASHP with AFUE 95% backup | ASHP with AFUE 95% backup | ASHP with AFUE 95% backup | ASHP with AFUE 95% backup | ASHP with AFUE 95% backup | ASHP with AFUE 95% backup | ASHP with AFUE 95% backup | ASHP with AFUE 95% backup | ASHP with AFUE 95% backup | ASHP with AFUE 95% backup | ASHP with AFUE 95% backup | ASHP with AFUE 95% backup | ASHP with AFUE 95% backup | ASHP with AFUE 95% backup | ASHP with AFUE 95% backup | ASHP with AFUE 95% backup | ASHP with AFUE 95% backup | ASHP with AFUE 95% backup | ASHP with AFUE 95% backup | ASHP with AFUE 95% backup | ASHP with AFUE 95% backup | ASHP with AFUE 95% backup | ASHP with AFUE 95% backup | ASHP with AFUE 95% backup | ASHP with AFUE 95% backup | ASHP with AFUE 95% backup
F1_Residential_Single Family Moderate Income_New_Space Heating_Natural Gas_Boiler_E1 | F1 | Residential | Single Family Moderate Income | New | Space Heating | Natural Gas | Boiler | E1 | CCE | 0 | 0 | 0 | 0 | 0 | 0 | 0 | 0 | 0 | 0 | 0 | 0 | 0 | 0 | 0 | 0 | 0 | 0 | 0 | 0 | 0 | 0 | 0 | 0 | 0 | 0 | 0 | 0 | 0 | 0 | 0 | 0 | 0
F1_Residential_Single Family Moderate Income_New_Space Heating_Natural Gas_Boiler_E2 | F1 | Residential | Single Family Moderate Income | New | Space Heating | Natural Gas | Boiler | E2 | CCE | 5.3908 | 5.5566 | 0 | 0 | 0 | 0 | 0 | 0 | 0 | 0 | 0 | 0 | 0 | 0 | 0 | 0 | 0 | 0 | 0 | 0 | 0 | 0 | 0 | 0 | 0 | 0 | 0 | 0 | 0 | 0 | 0 | 0 | 0
F1_Residential_Single Family Moderate Income_New_Space Heating_Natural Gas_Boiler_E3 | F1 | Residential | Single Family Moderate Income | New | Space Heating | Natural Gas | Boiler | E3 | CCE | 5.7174 | 5.8933 | 6.3433 | 5.8463 | 5.8777 | 0 | 0 | 0 | 0 | 0 | 0 | 0 | 0 | 0 | 0 | 0 | 0 | 0 | 0 | 0 | 0 | 0 | 0 | 0 | 0 | 0 | 0 | 0 | 0 | 0 | 0 | 0 | 0
F1_Residential_Single Family Moderate Income_New_Space Heating_Natural Gas_Boiler_E4 | F1 | Residential | Single Family Moderate Income | New | Space Heating | Natural Gas | Boiler | E4 | CCE | 2.4873 | 2.5639 | 1.6341 | 1.506 | 1.5141 | 0 | 0 | 0 | 0 | 0 | 0 | 0 | 0 | 0 | 0 | 0 | 0 | 0 | 0 | 0 | 0 | 0 | 0 | 0 | 0 | 0 | 0 | 0 | 0 | 0 | 0 | 0 | 0
F1_Residential_Single Family Moderate Income_New_Space Heating_Natural Gas_Boiler_E5 | F1 | Residential | Single Family Moderate Income | New | Space Heating | Natural Gas | Boiler | E5 | CCE | 2.0643 | 2.1278 | 1.5537 | 1.432 | 1.4397 | 0 | 0 | 0 | 0 | 0 | 0 | 0 | 0 | 0 | 0 | 0 | 0 | 0 | 0 | 0 | 0 | 0 | 0 | 0 | 0 | 0 | 0 | 0 | 0 | 0 | 0 | 0 | 0
F1_Residential_Single Family Moderate Income_New_Space Heating_Natural Gas_Boiler_E6 | F1 | Residential | Single Family Moderate Income | New | Space Heating | Natural Gas | Boiler | E6 | CCE | 10.0753 | 10.3853 | 10.5646 | 9.7368 | 9.7892 | 0 | 0 | 0 | 0 | 0 | 0 | 0 | 0 | 0 | 0 | 0 | 0 | 0 | 0 | 0 | 0 | 0 | 0 | 0 | 0 | 0 | 0 | 0 | 0 | 0 | 0 | 0 | 0
F1_Residential_Single Family Moderate Income_New_Space Heating_Natural Gas_Boiler_E7 | F1 | Residential | Single Family Moderate Income | New | Space Heating | Natural Gas | Boiler | E7 | CCE | 2.8512 | 2.9389 | 2.768 | 2.5511 | 2.5648 | -13.9617 | -14.0377 | -14.1145 | -14.192 | -14.2704 | -14.3498 | -14.43 | -14.5111 | -14.593 | -14.676 | -14.7599 | -14.8447 | -14.9304 | -15.0173 | -15.1052 | -15.1941 | -15.2837 | -15.3748 | -15.4668 | -15.56 | -15.654 | -15.7496 | -15.8462 | -15.9439 | -16.0428 | -16.1432 | -16.2447 | -16.2447
F1_Residential_Single Family Moderate Income_New_Space Heating_Natural Gas_Boiler_E8 | F1 | Residential | Single Family Moderate Income | New | Space Heating | Natural Gas | Boiler | E8 | CCE | 2.6049 | 2.6851 | 2.5281 | 2.33 | 2.3426 | -8.0943 | -8.1384 | -8.1828 | -8.2278 | -8.2732 | -8.3193 | -8.3658 | -8.4128 | -8.4603 | -8.5084 | -8.557 | -8.6062 | -8.6559 | -8.7063 | -8.7572 | -8.8087 | -8.8607 | -8.9135 | -8.9669 | -9.0209 | -9.0754 | -9.1308 | -9.1868 | -9.2435 | -9.3008 | -9.359 | -9.4178 | -9.4178
F1_Residential_Single Family Moderate Income_New_Space Heating_Natural Gas_Boiler_E9 | F1 | Residential | Single Family Moderate Income | New | Space Heating | Natural Gas | Boiler | E9 | CCE | 0 | 0 | 0 | 0 | 0 | 0 | 0 | 0 | 0 | 0 | 0 | 0 | 0 | 0 | 0 | 0 | 0 | 0 | 0 | 0 | 0 | 0 | 0 | 0 | 0 | 0 | 0 | 0 | 0 | 0 | 0 | 0 | 0
F1_Residential_Single Family Moderate Income_New_Space Heating_Natural Gas_Boiler_E10 | F1 | Residential | Single Family Moderate Income | New | Space Heating | Natural Gas | Boiler | E10 | CCE | 0 | 0 | 0 | 0 | 0 | 0 | 0 | 0 | 0 | 0 | 0 | 0 | 0 | 0 | 0 | 0 | 0 | 0 | 0 | 0 | 0 | 0 | 0 | 0 | 0 | 0 | 0 | 0 | 0 | 0 | 0 | 0 | 0
F2_Residential_Single Family Moderate Income_New_Space Heating_Natural Gas_Boiler_E1 | F2 | Residential | Single Family Moderate Income | New | Space Heating | Natural Gas | Boiler | E1 | TRC BC Ratio | 1 | 1 | 0 | 0 | 0 | 0 | 0 | 0 | 0 | 0 | 0 | 0 | 0 | 0 | 0 | 0 | 0 | 0 | 0 | 0 | 0 | 0 | 0 | 0 | 0 | 0 | 0 | 0 | 0 | 0 | 0 | 0 | 0
F2_Residential_Single Family Moderate Income_New_Space Heating_Natural Gas_Boiler_E2 | F2 | Residential | Single Family Moderate Income | New | Space Heating | Natural Gas | Boiler | E2 | TRC BC Ratio | 0.37831 | 0.37866 | 1 | 1 | 1 | 0 | 0 | 0 | 0 | 0 | 0 | 0 | 0 | 0 | 0 | 0 | 0 | 0 | 0 | 0 | 0 | 0 | 0 | 0 | 0 | 0 | 0 | 0 | 0 | 0 | 0 | 0 | 0
F2_Residential_Single Family Moderate Income_New_Space Heating_Natural Gas_Boiler_E3 | F2 | Residential | Single Family Moderate Income | New | Space Heating | Natural Gas | Boiler | E3 | TRC BC Ratio | 0.3567 | 0.35703 | 0.32761 | 0.32821 | 0.32714 | 0 | 0 | 0 | 0 | 0 | 0 | 0 | 0 | 0 | 0 | 0 | 0 | 0 | 0 | 0 | 0 | 0 | 0 | 0 | 0 | 0 | 0 | 0 | 0 | 0 | 0 | 0 | 0
F2_Residential_Single Family Moderate Income_New_Space Heating_Natural Gas_Boiler_E4 | F2 | Residential | Single Family Moderate Income | New | Space Heating | Natural Gas | Boiler | E4 | TRC BC Ratio | 0.81991 | 0.82067 | 1.2718 | 1.2741 | 1.2699 | 0 | 0 | 0 | 0 | 0 | 0 | 0 | 0 | 0 | 0 | 0 | 0 | 0 | 0 | 0 | 0 | 0 | 0 | 0 | 0 | 0 | 0 | 0 | 0 | 0 | 0 | 0 | 0
F2_Residential_Single Family Moderate Income_New_Space Heating_Natural Gas_Boiler_E5 | F2 | Residential | Single Family Moderate Income | New | Space Heating | Natural Gas | Boiler | E5 | TRC BC Ratio | 0.98793 | 0.98885 | 1.3375 | 1.34 | 1.3356 | 0 | 0 | 0 | 0 | 0 | 0 | 0 | 0 | 0 | 0 | 0 | 0 | 0 | 0 | 0 | 0 | 0 | 0 | 0 | 0 | 0 | 0 | 0 | 0 | 0 | 0 | 0 | 0
F2_Residential_Single Family Moderate Income_New_Space Heating_Natural Gas_Boiler_E6 | F2 | Residential | Single Family Moderate Income | New | Space Heating | Natural Gas | Boiler | E6 | TRC BC Ratio | 0.20317 | 0.20341 | 0.19726 | 0.19741 | 0.19741 | 1 | 1 | 1 | 1 | 1 | 1 | 1 | 1 | 1 | 1 | 1 | 1 | 1 | 1 | 1 | 1 | 1 | 1 | 1 | 1 | 1 | 1 | 1 | 1 | 1 | 1 | 1 | 1
F2_Residential_Single Family Moderate Income_New_Space Heating_Natural Gas_Boiler_E7 | F2 | Residential | Single Family Moderate Income | New | Space Heating | Natural Gas | Boiler | E7 | TRC BC Ratio | 0.71711 | 0.71789 | 0.75265 | 0.75376 | 0.75197 | 1 | 1 | 1 | 1 | 1 | 1 | 1 | 1 | 1 | 1 | 1 | 1 | 1 | 1 | 1 | 1 | 1 | 1 | 1 | 1 | 1 | 1 | 1 | 1 | 1 | 1 | 1 | 1
F2_Residential_Single Family Moderate Income_New_Space Heating_Natural Gas_Boiler_E8 | F2 | Residential | Single Family Moderate Income | New | Space Heating | Natural Gas | Boiler | E8 | TRC BC Ratio | 0.78433 | 0.78514 | 0.82345 | 0.82475 | 0.82258 | 1 | 1 | 1 | 1 | 1 | 1 | 1 | 1 | 1 | 1 | 1 | 1 | 1 | 1 | 1 | 1 | 1 | 1 | 1 | 1 | 1 | 1 | 1 | 1 | 1 | 1 | 1 | 1
F2_Residential_Single Family Moderate Income_New_Space Heating_Natural Gas_Boiler_E9 | F2 | Residential | Single Family Moderate Income | New | Space Heating | Natural Gas | Boiler | E9 | TRC BC Ratio | 0 | 0 | 0 | 0 | 0 | 0 | 0 | 0 | 0 | 0 | 0 | 0 | 0 | 0 | 0 | 0 | 0 | 0 | 0 | 0 | 0 | 0 | 0 | 0 | 0 | 0 | 0 | 0 | 0 | 0 | 0 | 0 | 0
F2_Residential_Single Family Moderate Income_New_Space Heating_Natural Gas_Boiler_E10 | F2 | Residential | Single Family Moderate Income | New | Space Heating | Natural Gas | Boiler | E10 | TRC BC Ratio | 0 | 0 | 0 | 0 | 0 | 0 | 0 | 0 | 0 | 0 | 0 | 0 | 0 | 0 | 0 | 0 | 0 | 0 | 0 | 0 | 0 | 0 | 0 | 0 | 0 | 0 | 0 | 0 | 0 | 0 | 0 | 0 | 0
F3_Residential_Single Family Moderate Income_New_Space Heating_Natural Gas_Boiler_E1 | F3 | Residential | Single Family Moderate Income | New | Space Heating | Natural Gas | Boiler | E1 | PACT BC Ratio | 1 | 1 | 0 | 0 | 0 | 0 | 0 | 0 | 0 | 0 | 0 | 0 | 0 | 0 | 0 | 0 | 0 | 0 | 0 | 0 | 0 | 0 | 0 | 0 | 0 | 0 | 0 | 0 | 0 | 0 | 0 | 0 | 0
F3_Residential_Single Family Moderate Income_New_Space Heating_Natural Gas_Boiler_E2 | F3 | Residential | Single Family Moderate Income | New | Space Heating | Natural Gas | Boiler | E2 | PACT BC Ratio | 0.37831 | 0.37866 | 1 | 1 | 1 | 0 | 0 | 0 | 0 | 0 | 0 | 0 | 0 | 0 | 0 | 0 | 0 | 0 | 0 | 0 | 0 | 0 | 0 | 0 | 0 | 0 | 0 | 0 | 0 | 0 | 0 | 0 | 0
F3_Residential_Single Family Moderate Income_New_Space Heating_Natural Gas_Boiler_E3 | F3 | Residential | Single Family Moderate Income | New | Space Heating | Natural Gas | Boiler | E3 | PACT BC Ratio | 0.3567 | 0.35703 | 0.32761 | 0.32821 | 0.32714 | 0 | 0 | 0 | 0 | 0 | 0 | 0 | 0 | 0 | 0 | 0 | 0 | 0 | 0 | 0 | 0 | 0 | 0 | 0 | 0 | 0 | 0 | 0 | 0 | 0 | 0 | 0 | 0
F3_Residential_Single Family Moderate Income_New_Space Heating_Natural Gas_Boiler_E4 | F3 | Residential | Single Family Moderate Income | New | Space Heating | Natural Gas | Boiler | E4 | PACT BC Ratio | 0.81991 | 0.82067 | 1.2718 | 1.2741 | 1.2699 | 0 | 0 | 0 | 0 | 0 | 0 | 0 | 0 | 0 | 0 | 0 | 0 | 0 | 0 | 0 | 0 | 0 | 0 | 0 | 0 | 0 | 0 | 0 | 0 | 0 | 0 | 0 | 0
F3_Residential_Single Family Moderate Income_New_Space Heating_Natural Gas_Boiler_E5 | F3 | Residential | Single Family Moderate Income | New | Space Heating | Natural Gas | Boiler | E5 | PACT BC Ratio | 0.98793 | 0.98885 | 1.3375 | 1.34 | 1.3356 | 0 | 0 | 0 | 0 | 0 | 0 | 0 | 0 | 0 | 0 | 0 | 0 | 0 | 0 | 0 | 0 | 0 | 0 | 0 | 0 | 0 | 0 | 0 | 0 | 0 | 0 | 0 | 0
F3_Residential_Single Family Moderate Income_New_Space Heating_Natural Gas_Boiler_E6 | F3 | Residential | Single Family Moderate Income | New | Space Heating | Natural Gas | Boiler | E6 | PACT BC Ratio | 0.20317 | 0.20341 | 0.19726 | 0.19741 | 0.19741 | 1 | 1 | 1 | 1 | 1 | 1 | 1 | 1 | 1 | 1 | 1 | 1 | 1 | 1 | 1 | 1 | 1 | 1 | 1 | 1 | 1 | 1 | 1 | 1 | 1 | 1 | 1 | 1
F3_Residential_Single Family Moderate Income_New_Space Heating_Natural Gas_Boiler_E7 | F3 | Residential | Single Family Moderate Income | New | Space Heating | Natural Gas | Boiler | E7 | PACT BC Ratio | 0.71711 | 0.71789 | 0.75265 | 0.75376 | 0.75197 | 1 | 1 | 1 | 1 | 1 | 1 | 1 | 1 | 1 | 1 | 1 | 1 | 1 | 1 | 1 | 1 | 1 | 1 | 1 | 1 | 1 | 1 | 1 | 1 | 1 | 1 | 1 | 1
F3_Residential_Single Family Moderate Income_New_Space Heating_Natural Gas_Boiler_E8 | F3 | Residential | Single Family Moderate Income | New | Space Heating | Natural Gas | Boiler | E8 | PACT BC Ratio | 0.78433 | 0.78514 | 0.82345 | 0.82475 | 0.82258 | 1 | 1 | 1 | 1 | 1 | 1 | 1 | 1 | 1 | 1 | 1 | 1 | 1 | 1 | 1 | 1 | 1 | 1 | 1 | 1 | 1 | 1 | 1 | 1 | 1 | 1 | 1 | 1
F3_Residential_Single Family Moderate Income_New_Space Heating_Natural Gas_Boiler_E9 | F3 | Residential | Single Family Moderate Income | New | Space Heating | Natural Gas | Boiler | E9 | PACT BC Ratio | 0 | 0 | 0 | 0 | 0 | 0 | 0 | 0 | 0 | 0 | 0 | 0 | 0 | 0 | 0 | 0 | 0 | 0 | 0 | 0 | 0 | 0 | 0 | 0 | 0 | 0 | 0 | 0 | 0 | 0 | 0 | 0 | 0
F3_Residential_Single Family Moderate Income_New_Space Heating_Natural Gas_Boiler_E10 | F3 | Residential | Single Family Moderate Income | New | Space Heating | Natural Gas | Boiler | E10 | PACT BC Ratio | 0 | 0 | 0 | 0 | 0 | 0 | 0 | 0 | 0 | 0 | 0 | 0 | 0 | 0 | 0 | 0 | 0 | 0 | 0 | 0 | 0 | 0 | 0 | 0 | 0 | 0 | 0 | 0 | 0 | 0 | 0 | 0 | 0
F4_Residential_Single Family Moderate Income_New_Space Heating_Natural Gas_Boiler_E1 | F4 | Residential | Single Family Moderate Income | New | Space Heating | Natural Gas | Boiler | E1 | RVT BC Ratio | 1 | 1 | 0 | 0 | 0 | 0 | 0 | 0 | 0 | 0 | 0 | 0 | 0 | 0 | 0 | 0 | 0 | 0 | 0 | 0 | 0 | 0 | 0 | 0 | 0 | 0 | 0 | 0 | 0 | 0 | 0 | 0 | 0
F4_Residential_Single Family Moderate Income_New_Space Heating_Natural Gas_Boiler_E2 | F4 | Residential | Single Family Moderate Income | New | Space Heating | Natural Gas | Boiler | E2 | RVT BC Ratio | 1.4532 | 1.4537 | 1 | 1 | 1 | 0 | 0 | 0 | 0 | 0 | 0 | 0 | 0 | 0 | 0 | 0 | 0 | 0 | 0 | 0 | 0 | 0 | 0 | 0 | 0 | 0 | 0 | 0 | 0 | 0 | 0 | 0 | 0
F4_Residential_Single Family Moderate Income_New_Space Heating_Natural Gas_Boiler_E3 | F4 | Residential | Single Family Moderate Income | New | Space Heating | Natural Gas | Boiler | E3 | RVT BC Ratio | 1.4273 | 1.4277 | 1.3925 | 1.3932 | 1.3919 | 0 | 0 | 0 | 0 | 0 | 0 | 0 | 0 | 0 | 0 | 0 | 0 | 0 | 0 | 0 | 0 | 0 | 0 | 0 | 0 | 0 | 0 | 0 | 0 | 0 | 0 | 0 | 0
F4_Residential_Single Family Moderate Income_New_Space Heating_Natural Gas_Boiler_E4 | F4 | Residential | Single Family Moderate Income | New | Space Heating | Natural Gas | Boiler | E4 | RVT BC Ratio | 1.9823 | 1.9832 | 2.5237 | 2.5265 | 2.5215 | 0 | 0 | 0 | 0 | 0 | 0 | 0 | 0 | 0 | 0 | 0 | 0 | 0 | 0 | 0 | 0 | 0 | 0 | 0 | 0 | 0 | 0 | 0 | 0 | 0 | 0 | 0 | 0
F4_Residential_Single Family Moderate Income_New_Space Heating_Natural Gas_Boiler_E5 | F4 | Residential | Single Family Moderate Income | New | Space Heating | Natural Gas | Boiler | E5 | RVT BC Ratio | 2.1836 | 2.1847 | 2.6024 | 2.6054 | 2.6001 | 0 | 0 | 0 | 0 | 0 | 0 | 0 | 0 | 0 | 0 | 0 | 0 | 0 | 0 | 0 | 0 | 0 | 0 | 0 | 0 | 0 | 0 | 0 | 0 | 0 | 0 | 0 | 0
F4_Residential_Single Family Moderate Income_New_Space Heating_Natural Gas_Boiler_E6 | F4 | Residential | Single Family Moderate Income | New | Space Heating | Natural Gas | Boiler | E6 | RVT BC Ratio | 1.2434 | 1.2437 | 1.2363 | 1.2365 | 1.2365 | 1 | 1 | 1 | 1 | 1 | 1 | 1 | 1 | 1 | 1 | 1 | 1 | 1 | 1 | 1 | 1 | 1 | 1 | 1 | 1 | 1 | 1 | 1 | 1 | 1 | 1 | 1 | 1
F4_Residential_Single Family Moderate Income_New_Space Heating_Natural Gas_Boiler_E7 | F4 | Residential | Single Family Moderate Income | New | Space Heating | Natural Gas | Boiler | E7 | RVT BC Ratio | 1.8591 | 1.8601 | 1.9017 | 1.9031 | 1.9009 | 1 | 1 | 1 | 1 | 1 | 1 | 1 | 1 | 1 | 1 | 1 | 1 | 1 | 1 | 1 | 1 | 1 | 1 | 1 | 1 | 1 | 1 | 1 | 1 | 1 | 1 | 1 | 1
F4_Residential_Single Family Moderate Income_New_Space Heating_Natural Gas_Boiler_E8 | F4 | Residential | Single Family Moderate Income | New | Space Heating | Natural Gas | Boiler | E8 | RVT BC Ratio | 1.9397 | 1.9406 | 1.9866 | 1.9881 | 1.9855 | 1 | 1 | 1 | 1 | 1 | 1 | 1 | 1 | 1 | 1 | 1 | 1 | 1 | 1 | 1 | 1 | 1 | 1 | 1 | 1 | 1 | 1 | 1 | 1 | 1 | 1 | 1 | 1
F4_Residential_Single Family Moderate Income_New_Space Heating_Natural Gas_Boiler_E9 | F4 | Residential | Single Family Moderate Income | New | Space Heating | Natural Gas | Boiler | E9 | RVT BC Ratio | 0 | 0 | 0 | 0 | 0 | 0 | 0 | 0 | 0 | 0 | 0 | 0 | 0 | 0 | 0 | 0 | 0 | 0 | 0 | 0 | 0 | 0 | 0 | 0 | 0 | 0 | 0 | 0 | 0 | 0 | 0 | 0 | 0
F4_Residential_Single Family Moderate Income_New_Space Heating_Natural Gas_Boiler_E10 | F4 | Residential | Single Family Moderate Income | New | Space Heating | Natural Gas | Boiler | E10 | RVT BC Ratio | 0 | 0 | 0 | 0 | 0 | 0 | 0 | 0 | 0 | 0 | 0 | 0 | 0 | 0 | 0 | 0 | 0 | 0 | 0 | 0 | 0 | 0 | 0 | 0 | 0 | 0 | 0 | 0 | 0 | 0 | 0 | 0 | 0
F5_Residential_Single Family Moderate Income_New_Space Heating_Natural Gas_Boiler_E1 | F5 | Residential | Single Family Moderate Income | New | Space Heating | Natural Gas | Boiler | E1 | RIM BC Ratio | 1 | 1 | 0 | 0 | 0 | 0 | 0 | 0 | 0 | 0 | 0 | 0 | 0 | 0 | 0 | 0 | 0 | 0 | 0 | 0 | 0 | 0 | 0 | 0 | 0 | 0 | 0 | 0 | 0 | 0 | 0 | 0 | 0
F5_Residential_Single Family Moderate Income_New_Space Heating_Natural Gas_Boiler_E2 | F5 | Residential | Single Family Moderate Income | New | Space Heating | Natural Gas | Boiler | E2 | RIM BC Ratio | 0.2746 | 0.27478 | 1 | 1 | 1 | 0 | 0 | 0 | 0 | 0 | 0 | 0 | 0 | 0 | 0 | 0 | 0 | 0 | 0 | 0 | 0 | 0 | 0 | 0 | 0 | 0 | 0 | 0 | 0 | 0 | 0 | 0 | 0
F5_Residential_Single Family Moderate Income_New_Space Heating_Natural Gas_Boiler_E3 | F5 | Residential | Single Family Moderate Income | New | Space Heating | Natural Gas | Boiler | E3 | RIM BC Ratio | 0.26303 | 0.26321 | 0.24687 | 0.24721 | 0.2466 | 0 | 0 | 0 | 0 | 0 | 0 | 0 | 0 | 0 | 0 | 0 | 0 | 0 | 0 | 0 | 0 | 0 | 0 | 0 | 0 | 0 | 0 | 0 | 0 | 0 | 0 | 0 | 0
F5_Residential_Single Family Moderate Income_New_Space Heating_Natural Gas_Boiler_E4 | F5 | Residential | Single Family Moderate Income | New | Space Heating | Natural Gas | Boiler | E4 | RIM BC Ratio | 0.45085 | 0.45108 | 0.56032 | 0.56077 | 0.55997 | 0 | 0 | 0 | 0 | 0 | 0 | 0 | 0 | 0 | 0 | 0 | 0 | 0 | 0 | 0 | 0 | 0 | 0 | 0 | 0 | 0 | 0 | 0 | 0 | 0 | 0 | 0 | 0
F5_Residential_Single Family Moderate Income_New_Space Heating_Natural Gas_Boiler_E5 | F5 | Residential | Single Family Moderate Income | New | Space Heating | Natural Gas | Boiler | E5 | RIM BC Ratio | 0.49736 | 0.49759 | 0.57273 | 0.57317 | 0.57237 | 0 | 0 | 0 | 0 | 0 | 0 | 0 | 0 | 0 | 0 | 0 | 0 | 0 | 0 | 0 | 0 | 0 | 0 | 0 | 0 | 0 | 0 | 0 | 0 | 0 | 0 | 0 | 0
F5_Residential_Single Family Moderate Income_New_Space Heating_Natural Gas_Boiler_E6 | F5 | Residential | Single Family Moderate Income | New | Space Heating | Natural Gas | Boiler | E6 | RIM BC Ratio | 0.16891 | 0.16907 | 0.1648 | 0.16491 | 0.16491 | 1 | 1 | 1 | 1 | 1 | 1 | 1 | 1 | 1 | 1 | 1 | 1 | 1 | 1 | 1 | 1 | 1 | 1 | 1 | 1 | 1 | 1 | 1 | 1 | 1 | 1 | 1 | 1
F5_Residential_Single Family Moderate Income_New_Space Heating_Natural Gas_Boiler_E7 | F5 | Residential | Single Family Moderate Income | New | Space Heating | Natural Gas | Boiler | E7 | RIM BC Ratio | 0.41791 | 0.41817 | 0.42973 | 0.43009 | 0.42951 | 1 | 1 | 1 | 1 | 1 | 1 | 1 | 1 | 1 | 1 | 1 | 1 | 1 | 1 | 1 | 1 | 1 | 1 | 1 | 1 | 1 | 1 | 1 | 1 | 1 | 1 | 1 | 1
F5_Residential_Single Family Moderate Income_New_Space Heating_Natural Gas_Boiler_E8 | F5 | Residential | Single Family Moderate Income | New | Space Heating | Natural Gas | Boiler | E8 | RIM BC Ratio | 0.43988 | 0.44013 | 0.45192 | 0.45231 | 0.45165 | 1 | 1 | 1 | 1 | 1 | 1 | 1 | 1 | 1 | 1 | 1 | 1 | 1 | 1 | 1 | 1 | 1 | 1 | 1 | 1 | 1 | 1 | 1 | 1 | 1 | 1 | 1 | 1
F5_Residential_Single Family Moderate Income_New_Space Heating_Natural Gas_Boiler_E9 | F5 | Residential | Single Family Moderate Income | New | Space Heating | Natural Gas | Boiler | E9 | RIM BC Ratio | 0 | 0 | 0 | 0 | 0 | 0 | 0 | 0 | 0 | 0 | 0 | 0 | 0 | 0 | 0 | 0 | 0 | 0 | 0 | 0 | 0 | 0 | 0 | 0 | 0 | 0 | 0 | 0 | 0 | 0 | 0 | 0 | 0
F5_Residential_Single Family Moderate Income_New_Space Heating_Natural Gas_Boiler_E10 | F5 | Residential | Single Family Moderate Income | New | Space Heating | Natural Gas | Boiler | E10 | RIM BC Ratio | 0 | 0 | 0 | 0 | 0 | 0 | 0 | 0 | 0 | 0 | 0 | 0 | 0 | 0 | 0 | 0 | 0 | 0 | 0 | 0 | 0 | 0 | 0 | 0 | 0 | 0 | 0 | 0 | 0 | 0 | 0 | 0 | 0
F0_Residential_Single Family Moderate Income_New_Secondary Heating_Natural Gas_Fireplace_E0 | F0 | Residential | Single Family Moderate Income | New | Secondary Heating | Natural Gas | Fireplace | E0 | Economic Unit | Tier 2 (>75% FE) | Tier 2 (>75% FE) | Tier 2 (>75% FE) | Tier 2 (>75% FE) | Tier 2 (>75% FE) | Tier 2 (>75% FE) | Tier 2 (>75% FE) | Tier 2 (>75% FE) | Tier 2 (>75% FE) | Tier 2 (>75% FE) | Tier 2 (>75% FE) | Tier 2 (>75% FE) | Tier 2 (>75% FE) | Tier 2 (>75% FE) | Tier 2 (>75% FE) | Tier 2 (>75% FE) | Tier 2 (>75% FE) | Tier 2 (>75% FE) | Tier 2 (>75% FE) | Tier 2 (>75% FE) | Tier 2 (>75% FE) | Tier 2 (>75% FE) | Tier 2 (>75% FE) | Tier 2 (>75% FE) | Tier 2 (>75% FE) | Tier 2 (>75% FE) | Tier 2 (>75% FE) | Tier 2 (>75% FE) | Tier 2 (>75% FE) | Tier 2 (>75% FE) | Tier 2 (>75% FE) | Tier 2 (>75% FE) | Tier 2 (>75% FE)
F1_Residential_Single Family Moderate Income_New_Secondary Heating_Natural Gas_Fireplace_E1 | F1 | Residential | Single Family Moderate Income | New | Secondary Heating | Natural Gas | Fireplace | E1 | CCE | 0 | 0 | 0 | 0 | 0 | 0 | 0 | 0 | 0 | 0 | 0 | 0 | 0 | 0 | 0 | 0 | 0 | 0 | 0 | 0 | 0 | 0 | 0 | 0 | 0 | 0 | 0 | 0 | 0 | 0 | 0 | 0 | 0
F1_Residential_Single Family Moderate Income_New_Secondary Heating_Natural Gas_Fireplace_E2 | F1 | Residential | Single Family Moderate Income | New | Secondary Heating | Natural Gas | Fireplace | E2 | CCE | 1.8164 | 1.8723 | 1.8392 | 1.6906 | 1.6951 | 1.6997 | 1.7043 | 1.7089 | 1.7136 | 1.7184 | 1.7231 | 1.7279 | 1.7328 | 1.7377 | 1.7426 | 1.7476 | 1.7526 | 1.7576 | 1.7627 | 1.7679 | 1.7731 | 1.7783 | 1.7836 | 1.7889 | 1.7943 | 1.7997 | 1.8052 | 1.8107 | 1.8163 | 1.8219 | 1.8276 | 1.8334 | 1.8334
F1_Residential_Single Family Moderate Income_New_Secondary Heating_Natural Gas_Fireplace_E3 | F1 | Residential | Single Family Moderate Income | New | Secondary Heating | Natural Gas | Fireplace | E3 | CCE | 1.8306 | 1.8869 | 1.8535 | 1.7037 | 1.7083 | 1.7129 | 1.7176 | 1.7222 | 1.727 | 1.7317 | 1.7365 | 1.7414 | 1.7463 | 1.7512 | 1.7562 | 1.7612 | 1.7662 | 1.7713 | 1.7765 | 1.7817 | 1.7869 | 1.7922 | 1.7975 | 1.8029 | 1.8083 | 1.8137 | 1.8193 | 1.8248 | 1.8305 | 1.8361 | 1.8419 | 1.8476 | 1.8476
F1_Residential_Single Family Moderate Income_New_Secondary Heating_Natural Gas_Fireplace_E4 | F1 | Residential | Single Family Moderate Income | New | Secondary Heating | Natural Gas | Fireplace | E4 | CCE | 0 | 0 | 0 | 0 | 0 | 0 | 0 | 0 | 0 | 0 | 0 | 0 | 0 | 0 | 0 | 0 | 0 | 0 | 0 | 0 | 0 | 0 | 0 | 0 | 0 | 0 | 0 | 0 | 0 | 0 | 0 | 0 | 0
F1_Residential_Single Family Moderate Income_New_Secondary Heating_Natural Gas_Fireplace_E5 | F1 | Residential | Single Family Moderate Income | New | Secondary Heating | Natural Gas | Fireplace | E5 | CCE | 0 | 0 | 0 | 0 | 0 | 0 | 0 | 0 | 0 | 0 | 0 | 0 | 0 | 0 | 0 | 0 | 0 | 0 | 0 | 0 | 0 | 0 | 0 | 0 | 0 | 0 | 0 | 0 | 0 | 0 | 0 | 0 | 0
F1_Residential_Single Family Moderate Income_New_Secondary Heating_Natural Gas_Fireplace_E6 | F1 | Residential | Single Family Moderate Income | New | Secondary Heating | Natural Gas | Fireplace | E6 | CCE | 0 | 0 | 0 | 0 | 0 | 0 | 0 | 0 | 0 | 0 | 0 | 0 | 0 | 0 | 0 | 0 | 0 | 0 | 0 | 0 | 0 | 0 | 0 | 0 | 0 | 0 | 0 | 0 | 0 | 0 | 0 | 0 | 0
F1_Residential_Single Family Moderate Income_New_Secondary Heating_Natural Gas_Fireplace_E7 | F1 | Residential | Single Family Moderate Income | New | Secondary Heating | Natural Gas | Fireplace | E7 | CCE | 0 | 0 | 0 | 0 | 0 | 0 | 0 | 0 | 0 | 0 | 0 | 0 | 0 | 0 | 0 | 0 | 0 | 0 | 0 | 0 | 0 | 0 | 0 | 0 | 0 | 0 | 0 | 0 | 0 | 0 | 0 | 0 | 0
F1_Residential_Single Family Moderate Income_New_Secondary Heating_Natural Gas_Fireplace_E8 | F1 | Residential | Single Family Moderate Income | New | Secondary Heating | Natural Gas | Fireplace | E8 | CCE | 0 | 0 | 0 | 0 | 0 | 0 | 0 | 0 | 0 | 0 | 0 | 0 | 0 | 0 | 0 | 0 | 0 | 0 | 0 | 0 | 0 | 0 | 0 | 0 | 0 | 0 | 0 | 0 | 0 | 0 | 0 | 0 | 0
F1_Residential_Single Family Moderate Income_New_Secondary Heating_Natural Gas_Fireplace_E9 | F1 | Residential | Single Family Moderate Income | New | Secondary Heating | Natural Gas | Fireplace | E9 | CCE | 0 | 0 | 0 | 0 | 0 | 0 | 0 | 0 | 0 | 0 | 0 | 0 | 0 | 0 | 0 | 0 | 0 | 0 | 0 | 0 | 0 | 0 | 0 | 0 | 0 | 0 | 0 | 0 | 0 | 0 | 0 | 0 | 0
F1_Residential_Single Family Moderate Income_New_Secondary Heating_Natural Gas_Fireplace_E10 | F1 | Residential | Single Family Moderate Income | New | Secondary Heating | Natural Gas | Fireplace | E10 | CCE | 0 | 0 | 0 | 0 | 0 | 0 | 0 | 0 | 0 | 0 | 0 | 0 | 0 | 0 | 0 | 0 | 0 | 0 | 0 | 0 | 0 | 0 | 0 | 0 | 0 | 0 | 0 | 0 | 0 | 0 | 0 | 0 | 0
F2_Residential_Single Family Moderate Income_New_Secondary Heating_Natural Gas_Fireplace_E1 | F2 | Residential | Single Family Moderate Income | New | Secondary Heating | Natural Gas | Fireplace | E1 | TRC BC Ratio | bar: 2019 to 2051
F2_Residential_Single Family Moderate Income_New_Secondary Heating_Natural Gas_Fireplace_E2 | F2 | Residential | Single Family Moderate Income | New | Secondary Heating | Natural Gas | Fireplace | E2 | TRC BC Ratio | 0.89396 | 0.89702 | 0.9026 | 0.90732 | 0.90617 | 0.90853 | 0.91413 | 0.91896 | 0.92489 | 0.93051 | 0.936 | 0.9412 | 0.94683 | 0.95215 | 0.95665 | 0.96065 | 0.96403 | 0.96705 | 0.96924 | 0.97095 | 0.97146 | 0.97101 | 0.96979 | 0.96835 | 0.966 | 0.96302 | 0.95942 | 0.95536 | 0.95026 | 0.94462 | 0.93795 | 0.93077 | 0.9222
F2_Residential_Single Family Moderate Income_New_Secondary Heating_Natural Gas_Fireplace_E3 | F2 | Residential | Single Family Moderate Income | New | Secondary Heating | Natural Gas | Fireplace | E3 | TRC BC Ratio | 0.88706 | 0.89009 | 0.89562 | 0.90031 | 0.89917 | 0.90151 | 0.90707 | 0.91186 | 0.91774 | 0.92332 | 0.92877 | 0.93393 | 0.93951 | 0.9448 | 0.94926 | 0.95322 | 0.95658 | 0.95958 | 0.96175 | 0.96345 | 0.96395 | 0.96351 | 0.96229 | 0.96086 | 0.95854 | 0.95558 | 0.95201 | 0.94798 | 0.94291 | 0.93732 | 0.9307 | 0.92358 | 0.91508
F2_Residential_Single Family Moderate Income_New_Secondary Heating_Natural Gas_Fireplace_E4 | F2 | Residential | Single Family Moderate Income | New | Secondary Heating | Natural Gas | Fireplace | E4 | TRC BC Ratio | 0 | 0 | 0 | 0 | 0 | 0 | 0 | 0 | 0 | 0 | 0 | 0 | 0 | 0 | 0 | 0 | 0 | 0 | 0 | 0 | 0 | 0 | 0 | 0 | 0 | 0 | 0 | 0 | 0 | 0 | 0 | 0 | 0
F2_Residential_Single Family Moderate Income_New_Secondary Heating_Natural Gas_Fireplace_E5 | F2 | Residential | Single Family Moderate Income | New | Secondary Heating | Natural Gas | Fireplace | E5 | TRC BC Ratio | 0 | 0 | 0 | 0 | 0 | 0 | 0 | 0 | 0 | 0 | 0 | 0 | 0 | 0 | 0 | 0 | 0 | 0 | 0 | 0 | 0 | 0 | 0 | 0 | 0 | 0 | 0 | 0 | 0 | 0 | 0 | 0 | 0
F2_Residential_Single Family Moderate Income_New_Secondary Heating_Natural Gas_Fireplace_E6 | F2 | Residential | Single Family Moderate Income | New | Secondary Heating | Natural Gas | Fireplace | E6 | TRC BC Ratio | 0 | 0 | 0 | 0 | 0 | 0 | 0 | 0 | 0 | 0 | 0 | 0 | 0 | 0 | 0 | 0 | 0 | 0 | 0 | 0 | 0 | 0 | 0 | 0 | 0 | 0 | 0 | 0 | 0 | 0 | 0 | 0 | 0
F2_Residential_Single Family Moderate Income_New_Secondary Heating_Natural Gas_Fireplace_E7 | F2 | Residential | Single Family Moderate Income | New | Secondary Heating | Natural Gas | Fireplace | E7 | TRC BC Ratio | 0 | 0 | 0 | 0 | 0 | 0 | 0 | 0 | 0 | 0 | 0 | 0 | 0 | 0 | 0 | 0 | 0 | 0 | 0 | 0 | 0 | 0 | 0 | 0 | 0 | 0 | 0 | 0 | 0 | 0 | 0 | 0 | 0
F2_Residential_Single Family Moderate Income_New_Secondary Heating_Natural Gas_Fireplace_E8 | F2 | Residential | Single Family Moderate Income | New | Secondary Heating | Natural Gas | Fireplace | E8 | TRC BC Ratio | 0 | 0 | 0 | 0 | 0 | 0 | 0 | 0 | 0 | 0 | 0 | 0 | 0 | 0 | 0 | 0 | 0 | 0 | 0 | 0 | 0 | 0 | 0 | 0 | 0 | 0 | 0 | 0 | 0 | 0 | 0 | 0 | 0
F2_Residential_Single Family Moderate Income_New_Secondary Heating_Natural Gas_Fireplace_E9 | F2 | Residential | Single Family Moderate Income | New | Secondary Heating | Natural Gas | Fireplace | E9 | TRC BC Ratio | 0 | 0 | 0 | 0 | 0 | 0 | 0 | 0 | 0 | 0 | 0 | 0 | 0 | 0 | 0 | 0 | 0 | 0 | 0 | 0 | 0 | 0 | 0 | 0 | 0 | 0 | 0 | 0 | 0 | 0 | 0 | 0 | 0
F2_Residential_Single Family Moderate Income_New_Secondary Heating_Natural Gas_Fireplace_E10 | F2 | Residential | Single Family Moderate Income | New | Secondary Heating | Natural Gas | Fireplace | E10 | TRC BC Ratio | 0 | 0 | 0 | 0 | 0 | 0 | 0 | 0 | 0 | 0 | 0 | 0 | 0 | 0 | 0 | 0 | 0 | 0 | 0 | 0 | 0 | 0 | 0 | 0 | 0 | 0 | 0 | 0 | 0 | 0 | 0 | 0 | 0
F3_Residential_Single Family Moderate Income_New_Secondary Heating_Natural Gas_Fireplace_E1 | F3 | Residential | Single Family Moderate Income | New | Secondary Heating | Natural Gas | Fireplace | E1 | PACT BC Ratio | bar: 2019 to 2051
F3_Residential_Single Family Moderate Income_New_Secondary Heating_Natural Gas_Fireplace_E2 | F3 | Residential | Single Family Moderate Income | New | Secondary Heating | Natural Gas | Fireplace | E2 | PACT BC Ratio | 1.6367 | 1.6423 | 1.6525 | 1.6612 | 1.6591 | 1.6634 | 1.6736 | 1.6825 | 1.6933 | 1.7036 | 1.7137 | 1.7232 | 1.7335 | 1.7433 | 1.7515 | 1.7588 | 1.765 | 1.7705 | 1.7745 | 1.7777 | 1.7786 | 1.7778 | 1.7755 | 1.7729 | 1.7686 | 1.7632 | 1.7566 | 1.7491 | 1.7398 | 1.7295 | 1.7173 | 1.7041 | 1.6884
F3_Residential_Single Family Moderate Income_New_Secondary Heating_Natural Gas_Fireplace_E3 | F3 | Residential | Single Family Moderate Income | New | Secondary Heating | Natural Gas | Fireplace | E3 | PACT BC Ratio | 1.6241 | 1.6296 | 1.6398 | 1.6483 | 1.6463 | 1.6505 | 1.6607 | 1.6695 | 1.6803 | 1.6905 | 1.7004 | 1.7099 | 1.7201 | 1.7298 | 1.738 | 1.7452 | 1.7514 | 1.7569 | 1.7608 | 1.7639 | 1.7649 | 1.764 | 1.7618 | 1.7592 | 1.7549 | 1.7495 | 1.743 | 1.7356 | 1.7263 | 1.7161 | 1.704 | 1.6909 | 1.6754
F3_Residential_Single Family Moderate Income_New_Secondary Heating_Natural Gas_Fireplace_E4 | F3 | Residential | Single Family Moderate Income | New | Secondary Heating | Natural Gas | Fireplace | E4 | PACT BC Ratio | 0 | 0 | 0 | 0 | 0 | 0 | 0 | 0 | 0 | 0 | 0 | 0 | 0 | 0 | 0 | 0 | 0 | 0 | 0 | 0 | 0 | 0 | 0 | 0 | 0 | 0 | 0 | 0 | 0 | 0 | 0 | 0 | 0
F3_Residential_Single Family Moderate Income_New_Secondary Heating_Natural Gas_Fireplace_E5 | F3 | Residential | Single Family Moderate Income | New | Secondary Heating | Natural Gas | Fireplace | E5 | PACT BC Ratio | 0 | 0 | 0 | 0 | 0 | 0 | 0 | 0 | 0 | 0 | 0 | 0 | 0 | 0 | 0 | 0 | 0 | 0 | 0 | 0 | 0 | 0 | 0 | 0 | 0 | 0 | 0 | 0 | 0 | 0 | 0 | 0 | 0
F3_Residential_Single Family Moderate Income_New_Secondary Heating_Natural Gas_Fireplace_E6 | F3 | Residential | Single Family Moderate Income | New | Secondary Heating | Natural Gas | Fireplace | E6 | PACT BC Ratio | 0 | 0 | 0 | 0 | 0 | 0 | 0 | 0 | 0 | 0 | 0 | 0 | 0 | 0 | 0 | 0 | 0 | 0 | 0 | 0 | 0 | 0 | 0 | 0 | 0 | 0 | 0 | 0 | 0 | 0 | 0 | 0 | 0
F3_Residential_Single Family Moderate Income_New_Secondary Heating_Natural Gas_Fireplace_E7 | F3 | Residential | Single Family Moderate Income | New | Secondary Heating | Natural Gas | Fireplace | E7 | PACT BC Ratio | 0 | 0 | 0 | 0 | 0 | 0 | 0 | 0 | 0 | 0 | 0 | 0 | 0 | 0 | 0 | 0 | 0 | 0 | 0 | 0 | 0 | 0 | 0 | 0 | 0 | 0 | 0 | 0 | 0 | 0 | 0 | 0 | 0
F3_Residential_Single Family Moderate Income_New_Secondary Heating_Natural Gas_Fireplace_E8 | F3 | Residential | Single Family Moderate Income | New | Secondary Heating | Natural Gas | Fireplace | E8 | PACT BC Ratio | 0 | 0 | 0 | 0 | 0 | 0 | 0 | 0 | 0 | 0 | 0 | 0 | 0 | 0 | 0 | 0 | 0 | 0 | 0 | 0 | 0 | 0 | 0 | 0 | 0 | 0 | 0 | 0 | 0 | 0 | 0 | 0 | 0
F3_Residential_Single Family Moderate Income_New_Secondary Heating_Natural Gas_Fireplace_E9 | F3 | Residential | Single Family Moderate Income | New | Secondary Heating | Natural Gas | Fireplace | E9 | PACT BC Ratio | 0 | 0 | 0 | 0 | 0 | 0 | 0 | 0 | 0 | 0 | 0 | 0 | 0 | 0 | 0 | 0 | 0 | 0 | 0 | 0 | 0 | 0 | 0 | 0 | 0 | 0 | 0 | 0 | 0 | 0 | 0 | 0 | 0
F3_Residential_Single Family Moderate Income_New_Secondary Heating_Natural Gas_Fireplace_E10 | F3 | Residential | Single Family Moderate Income | New | Secondary Heating | Natural Gas | Fireplace | E10 | PACT BC Ratio | 0 | 0 | 0 | 0 | 0 | 0 | 0 | 0 | 0 | 0 | 0 | 0 | 0 | 0 | 0 | 0 | 0 | 0 | 0 | 0 | 0 | 0 | 0 | 0 | 0 | 0 | 0 | 0 | 0 | 0 | 0 | 0 | 0
F4_Residential_Single Family Moderate Income_New_Secondary Heating_Natural Gas_Fireplace_E1 | F4 | Residential | Single Family Moderate Income | New | Secondary Heating | Natural Gas | Fireplace | E1 | RVT BC Ratio | bar: 2019 to 2051
F4_Residential_Single Family Moderate Income_New_Secondary Heating_Natural Gas_Fireplace_E2 | F4 | Residential | Single Family Moderate Income | New | Secondary Heating | Natural Gas | Fireplace | E2 | RVT BC Ratio | 1.5265 | 1.5301 | 1.5368 | 1.5425 | 1.5411 | 1.5439 | 1.5506 | 1.5564 | 1.5635 | 1.5702 | 1.5768 | 1.5831 | 1.5898 | 1.5962 | 1.6016 | 1.6063 | 1.6104 | 1.614 | 1.6166 | 1.6187 | 1.6193 | 1.6188 | 1.6173 | 1.6156 | 1.6128 | 1.6092 | 1.6049 | 1.6 | 1.5939 | 1.5871 | 1.5792 | 1.5706 | 1.5603
F4_Residential_Single Family Moderate Income_New_Secondary Heating_Natural Gas_Fireplace_E3 | F4 | Residential | Single Family Moderate Income | New | Secondary Heating | Natural Gas | Fireplace | E3 | RVT BC Ratio | 1.5182 | 1.5218 | 1.5284 | 1.5341 | 1.5327 | 1.5355 | 1.5422 | 1.5479 | 1.5549 | 1.5616 | 1.5682 | 1.5743 | 1.581 | 1.5874 | 1.5927 | 1.5975 | 1.6015 | 1.6051 | 1.6077 | 1.6097 | 1.6103 | 1.6098 | 1.6083 | 1.6066 | 1.6038 | 1.6003 | 1.596 | 1.5912 | 1.5851 | 1.5784 | 1.5705 | 1.5619 | 1.5518
F4_Residential_Single Family Moderate Income_New_Secondary Heating_Natural Gas_Fireplace_E4 | F4 | Residential | Single Family Moderate Income | New | Secondary Heating | Natural Gas | Fireplace | E4 | RVT BC Ratio | 0 | 0 | 0 | 0 | 0 | 0 | 0 | 0 | 0 | 0 | 0 | 0 | 0 | 0 | 0 | 0 | 0 | 0 | 0 | 0 | 0 | 0 | 0 | 0 | 0 | 0 | 0 | 0 | 0 | 0 | 0 | 0 | 0
F4_Residential_Single Family Moderate Income_New_Secondary Heating_Natural Gas_Fireplace_E5 | F4 | Residential | Single Family Moderate Income | New | Secondary Heating | Natural Gas | Fireplace | E5 | RVT BC Ratio | 0 | 0 | 0 | 0 | 0 | 0 | 0 | 0 | 0 | 0 | 0 | 0 | 0 | 0 | 0 | 0 | 0 | 0 | 0 | 0 | 0 | 0 | 0 | 0 | 0 | 0 | 0 | 0 | 0 | 0 | 0 | 0 | 0
F4_Residential_Single Family Moderate Income_New_Secondary Heating_Natural Gas_Fireplace_E6 | F4 | Residential | Single Family Moderate Income | New | Secondary Heating | Natural Gas | Fireplace | E6 | RVT BC Ratio | 0 | 0 | 0 | 0 | 0 | 0 | 0 | 0 | 0 | 0 | 0 | 0 | 0 | 0 | 0 | 0 | 0 | 0 | 0 | 0 | 0 | 0 | 0 | 0 | 0 | 0 | 0 | 0 | 0 | 0 | 0 | 0 | 0
F4_Residential_Single Family Moderate Income_New_Secondary Heating_Natural Gas_Fireplace_E7 | F4 | Residential | Single Family Moderate Income | New | Secondary Heating | Natural Gas | Fireplace | E7 | RVT BC Ratio | 0 | 0 | 0 | 0 | 0 | 0 | 0 | 0 | 0 | 0 | 0 | 0 | 0 | 0 | 0 | 0 | 0 | 0 | 0 | 0 | 0 | 0 | 0 | 0 | 0 | 0 | 0 | 0 | 0 | 0 | 0 | 0 | 0
F4_Residential_Single Family Moderate Income_New_Secondary Heating_Natural Gas_Fireplace_E8 | F4 | Residential | Single Family Moderate Income | New | Secondary Heating | Natural Gas | Fireplace | E8 | RVT BC Ratio | 0 | 0 | 0 | 0 | 0 | 0 | 0 | 0 | 0 | 0 | 0 | 0 | 0 | 0 | 0 | 0 | 0 | 0 | 0 | 0 | 0 | 0 | 0 | 0 | 0 | 0 | 0 | 0 | 0 | 0 | 0 | 0 | 0
F4_Residential_Single Family Moderate Income_New_Secondary Heating_Natural Gas_Fireplace_E9 | F4 | Residential | Single Family Moderate Income | New | Secondary Heating | Natural Gas | Fireplace | E9 | RVT BC Ratio | 0 | 0 | 0 | 0 | 0 | 0 | 0 | 0 | 0 | 0 | 0 | 0 | 0 | 0 | 0 | 0 | 0 | 0 | 0 | 0 | 0 | 0 | 0 | 0 | 0 | 0 | 0 | 0 | 0 | 0 | 0 | 0 | 0
F4_Residential_Single Family Moderate Income_New_Secondary Heating_Natural Gas_Fireplace_E10 | F4 | Residential | Single Family Moderate Income | New | Secondary Heating | Natural Gas | Fireplace | E10 | RVT BC Ratio | 0 | 0 | 0 | 0 | 0 | 0 | 0 | 0 | 0 | 0 | 0 | 0 | 0 | 0 | 0 | 0 | 0 | 0 | 0 | 0 | 0 | 0 | 0 | 0 | 0 | 0 | 0 | 0 | 0 | 0 | 0 | 0 | 0
F5_Residential_Single Family Moderate Income_New_Secondary Heating_Natural Gas_Fireplace_E1 | F5 | Residential | Single Family Moderate Income | New | Secondary Heating | Natural Gas | Fireplace | E1 | RIM BC Ratio | bar: 2019 to 2051
F5_Residential_Single Family Moderate Income_New_Secondary Heating_Natural Gas_Fireplace_E2 | F5 | Residential | Single Family Moderate Income | New | Secondary Heating | Natural Gas | Fireplace | E2 | RIM BC Ratio | 0.62136 | 0.62217 | 0.62363 | 0.62486 | 0.62456 | 0.62517 | 0.62661 | 0.62785 | 0.62935 | 0.63077 | 0.63214 | 0.63343 | 0.63482 | 0.63612 | 0.63722 | 0.63818 | 0.63899 | 0.63972 | 0.64024 | 0.64065 | 0.64077 | 0.64066 | 0.64037 | 0.64003 | 0.63947 | 0.63875 | 0.63789 | 0.6369 | 0.63566 | 0.63428 | 0.63263 | 0.63083 | 0.62867
F5_Residential_Single Family Moderate Income_New_Secondary Heating_Natural Gas_Fireplace_E3 | F5 | Residential | Single Family Moderate Income | New | Secondary Heating | Natural Gas | Fireplace | E3 | RIM BC Ratio | 0.61953 | 0.62034 | 0.6218 | 0.62303 | 0.62273 | 0.62334 | 0.62479 | 0.62603 | 0.62754 | 0.62896 | 0.63033 | 0.63163 | 0.63301 | 0.63432 | 0.63542 | 0.63638 | 0.6372 | 0.63792 | 0.63845 | 0.63885 | 0.63898 | 0.63887 | 0.63858 | 0.63823 | 0.63767 | 0.63696 | 0.63609 | 0.6351 | 0.63386 | 0.63247 | 0.63082 | 0.62902 | 0.62685
F5_Residential_Single Family Moderate Income_New_Secondary Heating_Natural Gas_Fireplace_E4 | F5 | Residential | Single Family Moderate Income | New | Secondary Heating | Natural Gas | Fireplace | E4 | RIM BC Ratio | 0 | 0 | 0 | 0 | 0 | 0 | 0 | 0 | 0 | 0 | 0 | 0 | 0 | 0 | 0 | 0 | 0 | 0 | 0 | 0 | 0 | 0 | 0 | 0 | 0 | 0 | 0 | 0 | 0 | 0 | 0 | 0 | 0
F5_Residential_Single Family Moderate Income_New_Secondary Heating_Natural Gas_Fireplace_E5 | F5 | Residential | Single Family Moderate Income | New | Secondary Heating | Natural Gas | Fireplace | E5 | RIM BC Ratio | 0 | 0 | 0 | 0 | 0 | 0 | 0 | 0 | 0 | 0 | 0 | 0 | 0 | 0 | 0 | 0 | 0 | 0 | 0 | 0 | 0 | 0 | 0 | 0 | 0 | 0 | 0 | 0 | 0 | 0 | 0 | 0 | 0
F5_Residential_Single Family Moderate Income_New_Secondary Heating_Natural Gas_Fireplace_E6 | F5 | Residential | Single Family Moderate Income | New | Secondary Heating | Natural Gas | Fireplace | E6 | RIM BC Ratio | 0 | 0 | 0 | 0 | 0 | 0 | 0 | 0 | 0 | 0 | 0 | 0 | 0 | 0 | 0 | 0 | 0 | 0 | 0 | 0 | 0 | 0 | 0 | 0 | 0 | 0 | 0 | 0 | 0 | 0 | 0 | 0 | 0
F5_Residential_Single Family Moderate Income_New_Secondary Heating_Natural Gas_Fireplace_E7 | F5 | Residential | Single Family Moderate Income | New | Secondary Heating | Natural Gas | Fireplace | E7 | RIM BC Ratio | 0 | 0 | 0 | 0 | 0 | 0 | 0 | 0 | 0 | 0 | 0 | 0 | 0 | 0 | 0 | 0 | 0 | 0 | 0 | 0 | 0 | 0 | 0 | 0 | 0 | 0 | 0 | 0 | 0 | 0 | 0 | 0 | 0
F5_Residential_Single Family Moderate Income_New_Secondary Heating_Natural Gas_Fireplace_E8 | F5 | Residential | Single Family Moderate Income | New | Secondary Heating | Natural Gas | Fireplace | E8 | RIM BC Ratio | 0 | 0 | 0 | 0 | 0 | 0 | 0 | 0 | 0 | 0 | 0 | 0 | 0 | 0 | 0 | 0 | 0 | 0 | 0 | 0 | 0 | 0 | 0 | 0 | 0 | 0 | 0 | 0 | 0 | 0 | 0 | 0 | 0
F5_Residential_Single Family Moderate Income_New_Secondary Heating_Natural Gas_Fireplace_E9 | F5 | Residential | Single Family Moderate Income | New | Secondary Heating | Natural Gas | Fireplace | E9 | RIM BC Ratio | 0 | 0 | 0 | 0 | 0 | 0 | 0 | 0 | 0 | 0 | 0 | 0 | 0 | 0 | 0 | 0 | 0 | 0 | 0 | 0 | 0 | 0 | 0 | 0 | 0 | 0 | 0 | 0 | 0 | 0 | 0 | 0 | 0
F5_Residential_Single Family Moderate Income_New_Secondary Heating_Natural Gas_Fireplace_E10 | F5 | Residential | Single Family Moderate Income | New | Secondary Heating | Natural Gas | Fireplace | E10 | RIM BC Ratio | 0 | 0 | 0 | 0 | 0 | 0 | 0 | 0 | 0 | 0 | 0 | 0 | 0 | 0 | 0 | 0 | 0 | 0 | 0 | 0 | 0 | 0 | 0 | 0 | 0 | 0 | 0 | 0 | 0 | 0 | 0 | 0 | 0
F0_Residential_Single Family Moderate Income_New_Water Heating_Natural Gas_Water Heater (<= 55 gal)_E0 | F0 | Residential | Single Family Moderate Income | New | Water Heating | Natural Gas | Water Heater (<= 55 gal) | E0 | Economic Unit | UEF 0.87 (Instantaneous, ENERGY STAR 4.0) | UEF 0.87 (Instantaneous, ENERGY STAR 4.0) | UEF 0.87 (Instantaneous, ENERGY STAR 4.0) | UEF 0.87 (Instantaneous, ENERGY STAR 4.0) | UEF 0.87 (Instantaneous, ENERGY STAR 4.0) | UEF 1.0+ (Gas-Fired HPWH) | UEF 1.0+ (Gas-Fired HPWH) | UEF 1.0+ (Gas-Fired HPWH) | UEF 1.0+ (Gas-Fired HPWH) | UEF 1.0+ (Gas-Fired HPWH) | UEF 1.0+ (Gas-Fired HPWH) | UEF 1.0+ (Gas-Fired HPWH) | UEF 1.0+ (Gas-Fired HPWH) | UEF 1.0+ (Gas-Fired HPWH) | UEF 1.0+ (Gas-Fired HPWH) | UEF 1.0+ (Gas-Fired HPWH) | UEF 1.0+ (Gas-Fired HPWH) | UEF 1.0+ (Gas-Fired HPWH) | UEF 1.0+ (Gas-Fired HPWH) | UEF 1.0+ (Gas-Fired HPWH) | UEF 1.0+ (Gas-Fired HPWH) | UEF 1.0+ (Gas-Fired HPWH) | UEF 1.0+ (Gas-Fired HPWH) | UEF 1.0+ (Gas-Fired HPWH) | UEF 1.0+ (Gas-Fired HPWH) | UEF 1.0+ (Gas-Fired HPWH) | UEF 1.0+ (Gas-Fired HPWH) | UEF 1.0+ (Gas-Fired HPWH) | UEF 1.0+ (Gas-Fired HPWH) | UEF 1.0+ (Gas-Fired HPWH) | UEF 1.0+ (Gas-Fired HPWH) | UEF 1.0+ (Gas-Fired HPWH) | UEF 1.0+ (Gas-Fired HPWH)
F1_Residential_Single Family Moderate Income_New_Water Heating_Natural Gas_Water Heater (<= 55 gal)_E1 | F1 | Residential | Single Family Moderate Income | New | Water Heating | Natural Gas | Water Heater (<= 55 gal) | E1 | CCE | 0 | 0 | 0 | 0 | 0 | 0 | 0 | 0 | 0 | 0 | 0 | 0 | 0 | 0 | 0 | 0 | 0 | 0 | 0 | 0 | 0 | 0 | 0 | 0 | 0 | 0 | 0 | 0 | 0 | 0 | 0 | 0 | 0
F1_Residential_Single Family Moderate Income_New_Water Heating_Natural Gas_Water Heater (<= 55 gal)_E2 | F1 | Residential | Single Family Moderate Income | New | Water Heating | Natural Gas | Water Heater (<= 55 gal) | E2 | CCE | 1.1025 | 1.1364 | 1.1134 | 1.0207 | 1.0207 | 0 | 0 | 0 | 0 | 0 | 0 | 0 | 0 | 0 | 0 | 0 | 0 | 0 | 0 | 0 | 0 | 0 | 0 | 0 | 0 | 0 | 0 | 0 | 0 | 0 | 0 | 0 | 0
F1_Residential_Single Family Moderate Income_New_Water Heating_Natural Gas_Water Heater (<= 55 gal)_E3 | F1 | Residential | Single Family Moderate Income | New | Water Heating | Natural Gas | Water Heater (<= 55 gal) | E3 | CCE | 6.2035 | 6.3944 | 6.2645 | 5.7429 | 5.7429 | 0 | 0 | 0 | 0 | 0 | 0 | 0 | 0 | 0 | 0 | 0 | 0 | 0 | 0 | 0 | 0 | 0 | 0 | 0 | 0 | 0 | 0 | 0 | 0 | 0 | 0 | 0 | 0
F1_Residential_Single Family Moderate Income_New_Water Heating_Natural Gas_Water Heater (<= 55 gal)_E4 | F1 | Residential | Single Family Moderate Income | New | Water Heating | Natural Gas | Water Heater (<= 55 gal) | E4 | CCE | 1.1489 | 1.1843 | 1.1602 | 1.0636 | 1.0636 | 0 | 0 | 0 | 0 | 0 | 0 | 0 | 0 | 0 | 0 | 0 | 0 | 0 | 0 | 0 | 0 | 0 | 0 | 0 | 0 | 0 | 0 | 0 | 0 | 0 | 0 | 0 | 0
F1_Residential_Single Family Moderate Income_New_Water Heating_Natural Gas_Water Heater (<= 55 gal)_E5 | F1 | Residential | Single Family Moderate Income | New | Water Heating | Natural Gas | Water Heater (<= 55 gal) | E5 | CCE | 1.496 | 1.542 | 1.5107 | 1.3849 | 1.3849 | 0 | 0 | 0 | 0 | 0 | 0 | 0 | 0 | 0 | 0 | 0 | 0 | 0 | 0 | 0 | 0 | 0 | 0 | 0 | 0 | 0 | 0 | 0 | 0 | 0 | 0 | 0 | 0
F1_Residential_Single Family Moderate Income_New_Water Heating_Natural Gas_Water Heater (<= 55 gal)_E6 | F1 | Residential | Single Family Moderate Income | New | Water Heating | Natural Gas | Water Heater (<= 55 gal) | E6 | CCE | 6.4278 | 6.6256 | 6.4911 | 5.9506 | 5.9506 | 0 | 0 | 0 | 0 | 0 | 0 | 0 | 0 | 0 | 0 | 0 | 0 | 0 | 0 | 0 | 0 | 0 | 0 | 0 | 0 | 0 | 0 | 0 | 0 | 0 | 0 | 0 | 0
F1_Residential_Single Family Moderate Income_New_Water Heating_Natural Gas_Water Heater (<= 55 gal)_E7 | F1 | Residential | Single Family Moderate Income | New | Water Heating | Natural Gas | Water Heater (<= 55 gal) | E7 | CCE | 0 | 0 | 0 | 0 | 6.0122 | 6.2885 | 6.2885 | 6.2885 | 6.2885 | 6.2885 | 6.2885 | 6.2885 | 6.2885 | 6.2885 | 6.2885 | 6.2885 | 6.2885 | 6.2885 | 6.2885 | 6.2885 | 6.2885 | 6.2885 | 6.2885 | 6.2885 | 6.2885 | 6.2885 | 6.2885 | 6.2885 | 6.2885 | 6.2885 | 6.2885 | 6.2885 | 6.2885
F1_Residential_Single Family Moderate Income_New_Water Heating_Natural Gas_Water Heater (<= 55 gal)_E8 | F1 | Residential | Single Family Moderate Income | New | Water Heating | Natural Gas | Water Heater (<= 55 gal) | E8 | CCE | 0 | 0 | 0 | 0 | 0 | 0 | 0 | 0 | 0 | 0 | 0 | 0 | 0 | 0 | 0 | 0 | 0 | 0 | 0 | 0 | 0 | 0 | 0 | 0 | 0 | 0 | 0 | 0 | 0 | 0 | 0 | 0 | 0
F1_Residential_Single Family Moderate Income_New_Water Heating_Natural Gas_Water Heater (<= 55 gal)_E9 | F1 | Residential | Single Family Moderate Income | New | Water Heating | Natural Gas | Water Heater (<= 55 gal) | E9 | CCE | 0 | 0 | 0 | 0 | 0 | 0 | 0 | 0 | 0 | 0 | 0 | 0 | 0 | 0 | 0 | 0 | 0 | 0 | 0 | 0 | 0 | 0 | 0 | 0 | 0 | 0 | 0 | 0 | 0 | 0 | 0 | 0 | 0
F1_Residential_Single Family Moderate Income_New_Water Heating_Natural Gas_Water Heater (<= 55 gal)_E10 | F1 | Residential | Single Family Moderate Income | New | Water Heating | Natural Gas | Water Heater (<= 55 gal) | E10 | CCE | 0 | 0 | 0 | 0 | 0 | 0 | 0 | 0 | 0 | 0 | 0 | 0 | 0 | 0 | 0 | 0 | 0 | 0 | 0 | 0 | 0 | 0 | 0 | 0 | 0 | 0 | 0 | 0 | 0 | 0 | 0 | 0 | 0
F2_Residential_Single Family Moderate Income_New_Water Heating_Natural Gas_Water Heater (<= 55 gal)_E1 | F2 | Residential | Single Family Moderate Income | New | Water Heating | Natural Gas | Water Heater (<= 55 gal) | E1 | TRC BC Ratio | 1 | 1 | 1 | 1 | 1 | 0 | 0 | 0 | 0 | 0 | 0 | 0 | 0 | 0 | 0 | 0 | 0 | 0 | 0 | 0 | 0 | 0 | 0 | 0 | 0 | 0 | 0 | 0 | 0 | 0 | 0 | 0 | 0
F2_Residential_Single Family Moderate Income_New_Water Heating_Natural Gas_Water Heater (<= 55 gal)_E2 | F2 | Residential | Single Family Moderate Income | New | Water Heating | Natural Gas | Water Heater (<= 55 gal) | E2 | TRC BC Ratio | 1.1857 | 1.1891 | 1.1969 | 1.2035 | 1.2008 | 0 | 0 | 0 | 0 | 0 | 0 | 0 | 0 | 0 | 0 | 0 | 0 | 0 | 0 | 0 | 0 | 0 | 0 | 0 | 0 | 0 | 0 | 0 | 0 | 0 | 0 | 0 | 0
F2_Residential_Single Family Moderate Income_New_Water Heating_Natural Gas_Water Heater (<= 55 gal)_E3 | F2 | Residential | Single Family Moderate Income | New | Water Heating | Natural Gas | Water Heater (<= 55 gal) | E3 | TRC BC Ratio | 0.21072 | 0.21134 | 0.21272 | 0.21388 | 0.21341 | 0 | 0 | 0 | 0 | 0 | 0 | 0 | 0 | 0 | 0 | 0 | 0 | 0 | 0 | 0 | 0 | 0 | 0 | 0 | 0 | 0 | 0 | 0 | 0 | 0 | 0 | 0 | 0
F2_Residential_Single Family Moderate Income_New_Water Heating_Natural Gas_Water Heater (<= 55 gal)_E4 | F2 | Residential | Single Family Moderate Income | New | Water Heating | Natural Gas | Water Heater (<= 55 gal) | E4 | TRC BC Ratio | 1.0909 | 1.0889 | 1.0933 | 1.0955 | 1.0839 | 0 | 0 | 0 | 0 | 0 | 0 | 0 | 0 | 0 | 0 | 0 | 0 | 0 | 0 | 0 | 0 | 0 | 0 | 0 | 0 | 0 | 0 | 0 | 0 | 0 | 0 | 0 | 0
F2_Residential_Single Family Moderate Income_New_Water Heating_Natural Gas_Water Heater (<= 55 gal)_E5 | F2 | Residential | Single Family Moderate Income | New | Water Heating | Natural Gas | Water Heater (<= 55 gal) | E5 | TRC BC Ratio | 0.84218 | 0.84118 | 0.8448 | 0.84692 | 0.83885 | 0 | 0 | 0 | 0 | 0 | 0 | 0 | 0 | 0 | 0 | 0 | 0 | 0 | 0 | 0 | 0 | 0 | 0 | 0 | 0 | 0 | 0 | 0 | 0 | 0 | 0 | 0 | 0
F2_Residential_Single Family Moderate Income_New_Water Heating_Natural Gas_Water Heater (<= 55 gal)_E6 | F2 | Residential | Single Family Moderate Income | New | Water Heating | Natural Gas | Water Heater (<= 55 gal) | E6 | TRC BC Ratio | 0.20336 | 0.20396 | 0.2053 | 0.20642 | 0.20596 | 1 | 1 | 1 | 1 | 1 | 1 | 1 | 1 | 1 | 1 | 1 | 1 | 1 | 1 | 1 | 1 | 1 | 1 | 1 | 1 | 1 | 1 | 1 | 1 | 1 | 1 | 1 | 1
F2_Residential_Single Family Moderate Income_New_Water Heating_Natural Gas_Water Heater (<= 55 gal)_E7 | F2 | Residential | Single Family Moderate Income | New | Water Heating | Natural Gas | Water Heater (<= 55 gal) | E7 | TRC BC Ratio | 0 | 0 | 0 | 0 | 0.2057 | 0.20567 | 0.20806 | 0.20994 | 0.21217 | 0.2144 | 0.21669 | 0.2189 | 0.2213 | 0.22402 | 0.22708 | 0.2306 | 0.23455 | 0.23847 | 0.24211 | 0.24541 | 0.24813 | 0.25023 | 0.25141 | 0.2518 | 0.25193 | 0.25194 | 0.252 | 0.25216 | 0.25198 | 0.25158 | 0.25076 | 0.24975 | 0.24836
F2_Residential_Single Family Moderate Income_New_Water Heating_Natural Gas_Water Heater (<= 55 gal)_E8 | F2 | Residential | Single Family Moderate Income | New | Water Heating | Natural Gas | Water Heater (<= 55 gal) | E8 | TRC BC Ratio | 0 | 0 | 0 | 0 | 0 | 0 | 0 | 0 | 0 | 0 | 0 | 0 | 0 | 0 | 0 | 0 | 0 | 0 | 0 | 0 | 0 | 0 | 0 | 0 | 0 | 0 | 0 | 0 | 0 | 0 | 0 | 0 | 0
F2_Residential_Single Family Moderate Income_New_Water Heating_Natural Gas_Water Heater (<= 55 gal)_E9 | F2 | Residential | Single Family Moderate Income | New | Water Heating | Natural Gas | Water Heater (<= 55 gal) | E9 | TRC BC Ratio | 0 | 0 | 0 | 0 | 0 | 0 | 0 | 0 | 0 | 0 | 0 | 0 | 0 | 0 | 0 | 0 | 0 | 0 | 0 | 0 | 0 | 0 | 0 | 0 | 0 | 0 | 0 | 0 | 0 | 0 | 0 | 0 | 0
F2_Residential_Single Family Moderate Income_New_Water Heating_Natural Gas_Water Heater (<= 55 gal)_E10 | F2 | Residential | Single Family Moderate Income | New | Water Heating | Natural Gas | Water Heater (<= 55 gal) | E10 | TRC BC Ratio | 0 | 0 | 0 | 0 | 0 | 0 | 0 | 0 | 0 | 0 | 0 | 0 | 0 | 0 | 0 | 0 | 0 | 0 | 0 | 0 | 0 | 0 | 0 | 0 | 0 | 0 | 0 | 0 | 0 | 0 | 0 | 0 | 0
F3_Residential_Single Family Moderate Income_New_Water Heating_Natural Gas_Water Heater (<= 55 gal)_E1 | F3 | Residential | Single Family Moderate Income | New | Water Heating | Natural Gas | Water Heater (<= 55 gal) | E1 | PACT BC Ratio | 1 | 1 | 1 | 1 | 1 | 0 | 0 | 0 | 0 | 0 | 0 | 0 | 0 | 0 | 0 | 0 | 0 | 0 | 0 | 0 | 0 | 0 | 0 | 0 | 0 | 0 | 0 | 0 | 0 | 0 | 0 | 0 | 0
F3_Residential_Single Family Moderate Income_New_Water Heating_Natural Gas_Water Heater (<= 55 gal)_E2 | F3 | Residential | Single Family Moderate Income | New | Water Heating | Natural Gas | Water Heater (<= 55 gal) | E2 | PACT BC Ratio | 1.1857 | 1.1891 | 1.1969 | 1.2035 | 1.2008 | 0 | 0 | 0 | 0 | 0 | 0 | 0 | 0 | 0 | 0 | 0 | 0 | 0 | 0 | 0 | 0 | 0 | 0 | 0 | 0 | 0 | 0 | 0 | 0 | 0 | 0 | 0 | 0
F3_Residential_Single Family Moderate Income_New_Water Heating_Natural Gas_Water Heater (<= 55 gal)_E3 | F3 | Residential | Single Family Moderate Income | New | Water Heating | Natural Gas | Water Heater (<= 55 gal) | E3 | PACT BC Ratio | 0.21072 | 0.21134 | 0.21272 | 0.21388 | 0.21341 | 0 | 0 | 0 | 0 | 0 | 0 | 0 | 0 | 0 | 0 | 0 | 0 | 0 | 0 | 0 | 0 | 0 | 0 | 0 | 0 | 0 | 0 | 0 | 0 | 0 | 0 | 0 | 0
F3_Residential_Single Family Moderate Income_New_Water Heating_Natural Gas_Water Heater (<= 55 gal)_E4 | F3 | Residential | Single Family Moderate Income | New | Water Heating | Natural Gas | Water Heater (<= 55 gal) | E4 | PACT BC Ratio | 1.0909 | 1.0889 | 1.0933 | 1.0955 | 1.0839 | 0 | 0 | 0 | 0 | 0 | 0 | 0 | 0 | 0 | 0 | 0 | 0 | 0 | 0 | 0 | 0 | 0 | 0 | 0 | 0 | 0 | 0 | 0 | 0 | 0 | 0 | 0 | 0
F3_Residential_Single Family Moderate Income_New_Water Heating_Natural Gas_Water Heater (<= 55 gal)_E5 | F3 | Residential | Single Family Moderate Income | New | Water Heating | Natural Gas | Water Heater (<= 55 gal) | E5 | PACT BC Ratio | 0.84218 | 0.84118 | 0.8448 | 0.84692 | 0.83885 | 0 | 0 | 0 | 0 | 0 | 0 | 0 | 0 | 0 | 0 | 0 | 0 | 0 | 0 | 0 | 0 | 0 | 0 | 0 | 0 | 0 | 0 | 0 | 0 | 0 | 0 | 0 | 0
F3_Residential_Single Family Moderate Income_New_Water Heating_Natural Gas_Water Heater (<= 55 gal)_E6 | F3 | Residential | Single Family Moderate Income | New | Water Heating | Natural Gas | Water Heater (<= 55 gal) | E6 | PACT BC Ratio | 0.20336 | 0.20396 | 0.2053 | 0.20642 | 0.20596 | 1 | 1 | 1 | 1 | 1 | 1 | 1 | 1 | 1 | 1 | 1 | 1 | 1 | 1 | 1 | 1 | 1 | 1 | 1 | 1 | 1 | 1 | 1 | 1 | 1 | 1 | 1 | 1
F3_Residential_Single Family Moderate Income_New_Water Heating_Natural Gas_Water Heater (<= 55 gal)_E7 | F3 | Residential | Single Family Moderate Income | New | Water Heating | Natural Gas | Water Heater (<= 55 gal) | E7 | PACT BC Ratio | 0 | 0 | 0 | 0 | 0.2057 | 0.20567 | 0.20806 | 0.20994 | 0.21217 | 0.2144 | 0.21669 | 0.2189 | 0.2213 | 0.22402 | 0.22708 | 0.2306 | 0.23455 | 0.23847 | 0.24211 | 0.24541 | 0.24813 | 0.25023 | 0.25141 | 0.2518 | 0.25193 | 0.25194 | 0.252 | 0.25216 | 0.25198 | 0.25158 | 0.25076 | 0.24975 | 0.24836
F3_Residential_Single Family Moderate Income_New_Water Heating_Natural Gas_Water Heater (<= 55 gal)_E8 | F3 | Residential | Single Family Moderate Income | New | Water Heating | Natural Gas | Water Heater (<= 55 gal) | E8 | PACT BC Ratio | 0 | 0 | 0 | 0 | 0 | 0 | 0 | 0 | 0 | 0 | 0 | 0 | 0 | 0 | 0 | 0 | 0 | 0 | 0 | 0 | 0 | 0 | 0 | 0 | 0 | 0 | 0 | 0 | 0 | 0 | 0 | 0 | 0
F3_Residential_Single Family Moderate Income_New_Water Heating_Natural Gas_Water Heater (<= 55 gal)_E9 | F3 | Residential | Single Family Moderate Income | New | Water Heating | Natural Gas | Water Heater (<= 55 gal) | E9 | PACT BC Ratio | 0 | 0 | 0 | 0 | 0 | 0 | 0 | 0 | 0 | 0 | 0 | 0 | 0 | 0 | 0 | 0 | 0 | 0 | 0 | 0 | 0 | 0 | 0 | 0 | 0 | 0 | 0 | 0 | 0 | 0 | 0 | 0 | 0
F3_Residential_Single Family Moderate Income_New_Water Heating_Natural Gas_Water Heater (<= 55 gal)_E10 | F3 | Residential | Single Family Moderate Income | New | Water Heating | Natural Gas | Water Heater (<= 55 gal) | E10 | PACT BC Ratio | 0 | 0 | 0 | 0 | 0 | 0 | 0 | 0 | 0 | 0 | 0 | 0 | 0 | 0 | 0 | 0 | 0 | 0 | 0 | 0 | 0 | 0 | 0 | 0 | 0 | 0 | 0 | 0 | 0 | 0 | 0 | 0 | 0
F4_Residential_Single Family Moderate Income_New_Water Heating_Natural Gas_Water Heater (<= 55 gal)_E1 | F4 | Residential | Single Family Moderate Income | New | Water Heating | Natural Gas | Water Heater (<= 55 gal) | E1 | RVT BC Ratio | 1 | 1 | 1 | 1 | 1 | 0 | 0 | 0 | 0 | 0 | 0 | 0 | 0 | 0 | 0 | 0 | 0 | 0 | 0 | 0 | 0 | 0 | 0 | 0 | 0 | 0 | 0 | 0 | 0 | 0 | 0 | 0 | 0
F4_Residential_Single Family Moderate Income_New_Water Heating_Natural Gas_Water Heater (<= 55 gal)_E2 | F4 | Residential | Single Family Moderate Income | New | Water Heating | Natural Gas | Water Heater (<= 55 gal) | E2 | RVT BC Ratio | 2.4205 | 2.4246 | 2.434 | 2.4418 | 2.4386 | 0 | 0 | 0 | 0 | 0 | 0 | 0 | 0 | 0 | 0 | 0 | 0 | 0 | 0 | 0 | 0 | 0 | 0 | 0 | 0 | 0 | 0 | 0 | 0 | 0 | 0 | 0 | 0
F4_Residential_Single Family Moderate Income_New_Water Heating_Natural Gas_Water Heater (<= 55 gal)_E3 | F4 | Residential | Single Family Moderate Income | New | Water Heating | Natural Gas | Water Heater (<= 55 gal) | E3 | RVT BC Ratio | 1.2525 | 1.2532 | 1.2549 | 1.2562 | 1.2557 | 0 | 0 | 0 | 0 | 0 | 0 | 0 | 0 | 0 | 0 | 0 | 0 | 0 | 0 | 0 | 0 | 0 | 0 | 0 | 0 | 0 | 0 | 0 | 0 | 0 | 0 | 0 | 0
F4_Residential_Single Family Moderate Income_New_Water Heating_Natural Gas_Water Heater (<= 55 gal)_E4 | F4 | Residential | Single Family Moderate Income | New | Water Heating | Natural Gas | Water Heater (<= 55 gal) | E4 | RVT BC Ratio | 2.307 | 2.3046 | 2.3098 | 2.3125 | 2.2986 | 0 | 0 | 0 | 0 | 0 | 0 | 0 | 0 | 0 | 0 | 0 | 0 | 0 | 0 | 0 | 0 | 0 | 0 | 0 | 0 | 0 | 0 | 0 | 0 | 0 | 0 | 0 | 0
F4_Residential_Single Family Moderate Income_New_Water Heating_Natural Gas_Water Heater (<= 55 gal)_E5 | F4 | Residential | Single Family Moderate Income | New | Water Heating | Natural Gas | Water Heater (<= 55 gal) | E5 | RVT BC Ratio | 2.009 | 2.0078 | 2.0121 | 2.0147 | 2.005 | 0 | 0 | 0 | 0 | 0 | 0 | 0 | 0 | 0 | 0 | 0 | 0 | 0 | 0 | 0 | 0 | 0 | 0 | 0 | 0 | 0 | 0 | 0 | 0 | 0 | 0 | 0 | 0
F4_Residential_Single Family Moderate Income_New_Water Heating_Natural Gas_Water Heater (<= 55 gal)_E6 | F4 | Residential | Single Family Moderate Income | New | Water Heating | Natural Gas | Water Heater (<= 55 gal) | E6 | RVT BC Ratio | 1.2436 | 1.2444 | 1.246 | 1.2473 | 1.2468 | 1 | 1 | 1 | 1 | 1 | 1 | 1 | 1 | 1 | 1 | 1 | 1 | 1 | 1 | 1 | 1 | 1 | 1 | 1 | 1 | 1 | 1 | 1 | 1 | 1 | 1 | 1 | 1
F4_Residential_Single Family Moderate Income_New_Water Heating_Natural Gas_Water Heater (<= 55 gal)_E7 | F4 | Residential | Single Family Moderate Income | New | Water Heating | Natural Gas | Water Heater (<= 55 gal) | E7 | RVT BC Ratio | 0 | 0 | 0 | 0 | 1.2464 | 1.2464 | 1.2493 | 1.2515 | 1.2542 | 1.2569 | 1.2596 | 1.2623 | 1.2651 | 1.2684 | 1.2721 | 1.2763 | 1.281 | 1.2857 | 1.2901 | 1.294 | 1.2973 | 1.2998 | 1.3012 | 1.3017 | 1.3018 | 1.3018 | 1.3019 | 1.3021 | 1.3019 | 1.3014 | 1.3004 | 1.2992 | 1.2976
F4_Residential_Single Family Moderate Income_New_Water Heating_Natural Gas_Water Heater (<= 55 gal)_E8 | F4 | Residential | Single Family Moderate Income | New | Water Heating | Natural Gas | Water Heater (<= 55 gal) | E8 | RVT BC Ratio | 0 | 0 | 0 | 0 | 0 | 0 | 0 | 0 | 0 | 0 | 0 | 0 | 0 | 0 | 0 | 0 | 0 | 0 | 0 | 0 | 0 | 0 | 0 | 0 | 0 | 0 | 0 | 0 | 0 | 0 | 0 | 0 | 0
F4_Residential_Single Family Moderate Income_New_Water Heating_Natural Gas_Water Heater (<= 55 gal)_E9 | F4 | Residential | Single Family Moderate Income | New | Water Heating | Natural Gas | Water Heater (<= 55 gal) | E9 | RVT BC Ratio | 0 | 0 | 0 | 0 | 0 | 0 | 0 | 0 | 0 | 0 | 0 | 0 | 0 | 0 | 0 | 0 | 0 | 0 | 0 | 0 | 0 | 0 | 0 | 0 | 0 | 0 | 0 | 0 | 0 | 0 | 0 | 0 | 0
F4_Residential_Single Family Moderate Income_New_Water Heating_Natural Gas_Water Heater (<= 55 gal)_E10 | F4 | Residential | Single Family Moderate Income | New | Water Heating | Natural Gas | Water Heater (<= 55 gal) | E10 | RVT BC Ratio | 0 | 0 | 0 | 0 | 0 | 0 | 0 | 0 | 0 | 0 | 0 | 0 | 0 | 0 | 0 | 0 | 0 | 0 | 0 | 0 | 0 | 0 | 0 | 0 | 0 | 0 | 0 | 0 | 0 | 0 | 0 | 0 | 0
F5_Residential_Single Family Moderate Income_New_Water Heating_Natural Gas_Water Heater (<= 55 gal)_E1 | F5 | Residential | Single Family Moderate Income | New | Water Heating | Natural Gas | Water Heater (<= 55 gal) | E1 | RIM BC Ratio | 1 | 1 | 1 | 1 | 1 | 0 | 0 | 0 | 0 | 0 | 0 | 0 | 0 | 0 | 0 | 0 | 0 | 0 | 0 | 0 | 0 | 0 | 0 | 0 | 0 | 0 | 0 | 0 | 0 | 0 | 0 | 0 | 0
F5_Residential_Single Family Moderate Income_New_Water Heating_Natural Gas_Water Heater (<= 55 gal)_E2 | F5 | Residential | Single Family Moderate Income | New | Water Heating | Natural Gas | Water Heater (<= 55 gal) | E2 | RIM BC Ratio | 0.54295 | 0.54367 | 0.54529 | 0.54665 | 0.5461 | 0 | 0 | 0 | 0 | 0 | 0 | 0 | 0 | 0 | 0 | 0 | 0 | 0 | 0 | 0 | 0 | 0 | 0 | 0 | 0 | 0 | 0 | 0 | 0 | 0 | 0 | 0 | 0
F5_Residential_Single Family Moderate Income_New_Water Heating_Natural Gas_Water Heater (<= 55 gal)_E3 | F5 | Residential | Single Family Moderate Income | New | Water Heating | Natural Gas | Water Heater (<= 55 gal) | E3 | RIM BC Ratio | 0.17409 | 0.17451 | 0.17546 | 0.17625 | 0.17593 | 0 | 0 | 0 | 0 | 0 | 0 | 0 | 0 | 0 | 0 | 0 | 0 | 0 | 0 | 0 | 0 | 0 | 0 | 0 | 0 | 0 | 0 | 0 | 0 | 0 | 0 | 0 | 0
F5_Residential_Single Family Moderate Income_New_Water Heating_Natural Gas_Water Heater (<= 55 gal)_E4 | F5 | Residential | Single Family Moderate Income | New | Water Heating | Natural Gas | Water Heater (<= 55 gal) | E4 | RIM BC Ratio | 0.52217 | 0.52173 | 0.52272 | 0.52324 | 0.52058 | 0 | 0 | 0 | 0 | 0 | 0 | 0 | 0 | 0 | 0 | 0 | 0 | 0 | 0 | 0 | 0 | 0 | 0 | 0 | 0 | 0 | 0 | 0 | 0 | 0 | 0 | 0 | 0
F5_Residential_Single Family Moderate Income_New_Water Heating_Natural Gas_Water Heater (<= 55 gal)_E5 | F5 | Residential | Single Family Moderate Income | New | Water Heating | Natural Gas | Water Heater (<= 55 gal) | E5 | RIM BC Ratio | 0.4575 | 0.45721 | 0.45827 | 0.4589 | 0.45652 | 0 | 0 | 0 | 0 | 0 | 0 | 0 | 0 | 0 | 0 | 0 | 0 | 0 | 0 | 0 | 0 | 0 | 0 | 0 | 0 | 0 | 0 | 0 | 0 | 0 | 0 | 0 | 0
F5_Residential_Single Family Moderate Income_New_Water Heating_Natural Gas_Water Heater (<= 55 gal)_E6 | F5 | Residential | Single Family Moderate Income | New | Water Heating | Natural Gas | Water Heater (<= 55 gal) | E6 | RIM BC Ratio | 0.16904 | 0.16945 | 0.17037 | 0.17115 | 0.17083 | 1 | 1 | 1 | 1 | 1 | 1 | 1 | 1 | 1 | 1 | 1 | 1 | 1 | 1 | 1 | 1 | 1 | 1 | 1 | 1 | 1 | 1 | 1 | 1 | 1 | 1 | 1 | 1
F5_Residential_Single Family Moderate Income_New_Water Heating_Natural Gas_Water Heater (<= 55 gal)_E7 | F5 | Residential | Single Family Moderate Income | New | Water Heating | Natural Gas | Water Heater (<= 55 gal) | E7 | RIM BC Ratio | 0 | 0 | 0 | 0 | 0.17065 | 0.17063 | 0.17227 | 0.17356 | 0.17509 | 0.1766 | 0.17815 | 0.17964 | 0.18125 | 0.18307 | 0.18511 | 0.18744 | 0.19005 | 0.19261 | 0.19498 | 0.19712 | 0.19887 | 0.20021 | 0.20097 | 0.20121 | 0.2013 | 0.20131 | 0.20135 | 0.20144 | 0.20133 | 0.20108 | 0.20055 | 0.1999 | 0.19902
F5_Residential_Single Family Moderate Income_New_Water Heating_Natural Gas_Water Heater (<= 55 gal)_E8 | F5 | Residential | Single Family Moderate Income | New | Water Heating | Natural Gas | Water Heater (<= 55 gal) | E8 | RIM BC Ratio | 0 | 0 | 0 | 0 | 0 | 0 | 0 | 0 | 0 | 0 | 0 | 0 | 0 | 0 | 0 | 0 | 0 | 0 | 0 | 0 | 0 | 0 | 0 | 0 | 0 | 0 | 0 | 0 | 0 | 0 | 0 | 0 | 0
F5_Residential_Single Family Moderate Income_New_Water Heating_Natural Gas_Water Heater (<= 55 gal)_E9 | F5 | Residential | Single Family Moderate Income | New | Water Heating | Natural Gas | Water Heater (<= 55 gal) | E9 | RIM BC Ratio | 0 | 0 | 0 | 0 | 0 | 0 | 0 | 0 | 0 | 0 | 0 | 0 | 0 | 0 | 0 | 0 | 0 | 0 | 0 | 0 | 0 | 0 | 0 | 0 | 0 | 0 | 0 | 0 | 0 | 0 | 0 | 0 | 0
F5_Residential_Single Family Moderate Income_New_Water Heating_Natural Gas_Water Heater (<= 55 gal)_E10 | F5 | Residential | Single Family Moderate Income | New | Water Heating | Natural Gas | Water Heater (<= 55 gal) | E10 | RIM BC Ratio | 0 | 0 | 0 | 0 | 0 | 0 | 0 | 0 | 0 | 0 | 0 | 0 | 0 | 0 | 0 | 0 | 0 | 0 | 0 | 0 | 0 | 0 | 0 | 0 | 0 | 0 | 0 | 0 | 0 | 0 | 0 | 0 | 0
F0_Residential_Single Family Moderate Income_New_Water Heating_Natural Gas_Water Heater (> 55 gal)_E0 | F0 | Residential | Single Family Moderate Income | New | Water Heating | Natural Gas | Water Heater (> 55 gal) | E0 | Economic Unit | UEF 0.76 (Standard) | UEF 0.76 (Standard) | UEF 0.76 (Standard) | UEF 0.76 (Standard) | UEF 0.76 (Standard) | UEF 1.0+ (Gas-Fired HPWH) | UEF 1.0+ (Gas-Fired HPWH) | UEF 1.0+ (Gas-Fired HPWH) | UEF 1.0+ (Gas-Fired HPWH) | UEF 1.0+ (Gas-Fired HPWH) | UEF 1.0+ (Gas-Fired HPWH) | UEF 1.0+ (Gas-Fired HPWH) | UEF 1.0+ (Gas-Fired HPWH) | UEF 1.0+ (Gas-Fired HPWH) | UEF 1.0+ (Gas-Fired HPWH) | UEF 1.0+ (Gas-Fired HPWH) | UEF 1.0+ (Gas-Fired HPWH) | UEF 1.0+ (Gas-Fired HPWH) | UEF 1.0+ (Gas-Fired HPWH) | UEF 1.0+ (Gas-Fired HPWH) | UEF 1.0+ (Gas-Fired HPWH) | UEF 1.0+ (Gas-Fired HPWH) | UEF 1.0+ (Gas-Fired HPWH) | UEF 1.0+ (Gas-Fired HPWH) | UEF 1.0+ (Gas-Fired HPWH) | UEF 1.0+ (Gas-Fired HPWH) | UEF 1.0+ (Gas-Fired HPWH) | UEF 1.0+ (Gas-Fired HPWH) | UEF 1.0+ (Gas-Fired HPWH) | UEF 1.0+ (Gas-Fired HPWH) | UEF 1.0+ (Gas-Fired HPWH) | UEF 1.0+ (Gas-Fired HPWH) | UEF 1.0+ (Gas-Fired HPWH)
F1_Residential_Single Family Moderate Income_New_Water Heating_Natural Gas_Water Heater (> 55 gal)_E1 | F1 | Residential | Single Family Moderate Income | New | Water Heating | Natural Gas | Water Heater (> 55 gal) | E1 | CCE | 0 | 0 | 0 | 0 | 0 | 0 | 0 | 0 | 0 | 0 | 0 | 0 | 0 | 0 | 0 | 0 | 0 | 0 | 0 | 0 | 0 | 0 | 0 | 0 | 0 | 0 | 0 | 0 | 0 | 0 | 0 | 0 | 0
F1_Residential_Single Family Moderate Income_New_Water Heating_Natural Gas_Water Heater (> 55 gal)_E2 | F1 | Residential | Single Family Moderate Income | New | Water Heating | Natural Gas | Water Heater (> 55 gal) | E2 | CCE | 4.6357 | 4.7783 | 4.6813 | 4.2915 | 4.2915 | 0 | 0 | 0 | 0 | 0 | 0 | 0 | 0 | 0 | 0 | 0 | 0 | 0 | 0 | 0 | 0 | 0 | 0 | 0 | 0 | 0 | 0 | 0 | 0 | 0 | 0 | 0 | 0
F1_Residential_Single Family Moderate Income_New_Water Heating_Natural Gas_Water Heater (> 55 gal)_E3 | F1 | Residential | Single Family Moderate Income | New | Water Heating | Natural Gas | Water Heater (> 55 gal) | E3 | CCE | 32.8164 | 33.8262 | 33.1394 | 30.3801 | 30.3801 | 0 | 0 | 0 | 0 | 0 | 0 | 0 | 0 | 0 | 0 | 0 | 0 | 0 | 0 | 0 | 0 | 0 | 0 | 0 | 0 | 0 | 0 | 0 | 0 | 0 | 0 | 0 | 0
F1_Residential_Single Family Moderate Income_New_Water Heating_Natural Gas_Water Heater (> 55 gal)_E4 | F1 | Residential | Single Family Moderate Income | New | Water Heating | Natural Gas | Water Heater (> 55 gal) | E4 | CCE | 3.4833 | 3.5905 | 3.5176 | 3.2247 | 3.2247 | 0 | 0 | 0 | 0 | 0 | 0 | 0 | 0 | 0 | 0 | 0 | 0 | 0 | 0 | 0 | 0 | 0 | 0 | 0 | 0 | 0 | 0 | 0 | 0 | 0 | 0 | 0 | 0
F1_Residential_Single Family Moderate Income_New_Water Heating_Natural Gas_Water Heater (> 55 gal)_E5 | F1 | Residential | Single Family Moderate Income | New | Water Heating | Natural Gas | Water Heater (> 55 gal) | E5 | CCE | 3.7848 | 3.9012 | 3.822 | 3.5038 | 3.5038 | 0 | 0 | 0 | 0 | 0 | 0 | 0 | 0 | 0 | 0 | 0 | 0 | 0 | 0 | 0 | 0 | 0 | 0 | 0 | 0 | 0 | 0 | 0 | 0 | 0 | 0 | 0 | 0
F1_Residential_Single Family Moderate Income_New_Water Heating_Natural Gas_Water Heater (> 55 gal)_E6 | F1 | Residential | Single Family Moderate Income | New | Water Heating | Natural Gas | Water Heater (> 55 gal) | E6 | CCE | 11.8272 | 12.1911 | 11.9436 | 10.9491 | 10.9491 | 0 | 0 | 0 | 0 | 0 | 0 | 0 | 0 | 0 | 0 | 0 | 0 | 0 | 0 | 0 | 0 | 0 | 0 | 0 | 0 | 0 | 0 | 0 | 0 | 0 | 0 | 0 | 0
F1_Residential_Single Family Moderate Income_New_Water Heating_Natural Gas_Water Heater (> 55 gal)_E7 | F1 | Residential | Single Family Moderate Income | New | Water Heating | Natural Gas | Water Heater (> 55 gal) | E7 | CCE | 0 | 0 | 0 | 0 | 0 | 5.519 | 5.519 | 5.519 | 5.519 | 5.519 | 5.519 | 5.519 | 5.519 | 5.519 | 5.519 | 5.519 | 5.519 | 5.519 | 5.519 | 5.519 | 5.519 | 5.519 | 5.519 | 5.519 | 5.519 | 5.519 | 5.519 | 5.519 | 5.519 | 5.519 | 5.519 | 5.519 | 5.519
F1_Residential_Single Family Moderate Income_New_Water Heating_Natural Gas_Water Heater (> 55 gal)_E8 | F1 | Residential | Single Family Moderate Income | New | Water Heating | Natural Gas | Water Heater (> 55 gal) | E8 | CCE | 0 | 0 | 0 | 0 | 0 | 0 | 0 | 0 | 0 | 0 | 0 | 0 | 0 | 0 | 0 | 0 | 0 | 0 | 0 | 0 | 0 | 0 | 0 | 0 | 0 | 0 | 0 | 0 | 0 | 0 | 0 | 0 | 0
F1_Residential_Single Family Moderate Income_New_Water Heating_Natural Gas_Water Heater (> 55 gal)_E9 | F1 | Residential | Single Family Moderate Income | New | Water Heating | Natural Gas | Water Heater (> 55 gal) | E9 | CCE | 0 | 0 | 0 | 0 | 0 | 0 | 0 | 0 | 0 | 0 | 0 | 0 | 0 | 0 | 0 | 0 | 0 | 0 | 0 | 0 | 0 | 0 | 0 | 0 | 0 | 0 | 0 | 0 | 0 | 0 | 0 | 0 | 0
F1_Residential_Single Family Moderate Income_New_Water Heating_Natural Gas_Water Heater (> 55 gal)_E10 | F1 | Residential | Single Family Moderate Income | New | Water Heating | Natural Gas | Water Heater (> 55 gal) | E10 | CCE | 0 | 0 | 0 | 0 | 0 | 0 | 0 | 0 | 0 | 0 | 0 | 0 | 0 | 0 | 0 | 0 | 0 | 0 | 0 | 0 | 0 | 0 | 0 | 0 | 0 | 0 | 0 | 0 | 0 | 0 | 0 | 0 | 0
F2_Residential_Single Family Moderate Income_New_Water Heating_Natural Gas_Water Heater (> 55 gal)_E1 | F2 | Residential | Single Family Moderate Income | New | Water Heating | Natural Gas | Water Heater (> 55 gal) | E1 | TRC BC Ratio | 1 | 1 | 1 | 1 | 1 | 0 | 0 | 0 | 0 | 0 | 0 | 0 | 0 | 0 | 0 | 0 | 0 | 0 | 0 | 0 | 0 | 0 | 0 | 0 | 0 | 0 | 0 | 0 | 0 | 0 | 0 | 0 | 0
F2_Residential_Single Family Moderate Income_New_Water Heating_Natural Gas_Water Heater (> 55 gal)_E2 | F2 | Residential | Single Family Moderate Income | New | Water Heating | Natural Gas | Water Heater (> 55 gal) | E2 | TRC BC Ratio | 0.28198 | 0.28281 | 0.28466 | 0.28622 | 0.28559 | 0 | 0 | 0 | 0 | 0 | 0 | 0 | 0 | 0 | 0 | 0 | 0 | 0 | 0 | 0 | 0 | 0 | 0 | 0 | 0 | 0 | 0 | 0 | 0 | 0 | 0 | 0 | 0
F2_Residential_Single Family Moderate Income_New_Water Heating_Natural Gas_Water Heater (> 55 gal)_E3 | F2 | Residential | Single Family Moderate Income | New | Water Heating | Natural Gas | Water Heater (> 55 gal) | E3 | TRC BC Ratio | 0.039833 | 0.03995 | 0.040212 | 0.040432 | 0.040342 | 0 | 0 | 0 | 0 | 0 | 0 | 0 | 0 | 0 | 0 | 0 | 0 | 0 | 0 | 0 | 0 | 0 | 0 | 0 | 0 | 0 | 0 | 0 | 0 | 0 | 0 | 0 | 0
F2_Residential_Single Family Moderate Income_New_Water Heating_Natural Gas_Water Heater (> 55 gal)_E4 | F2 | Residential | Single Family Moderate Income | New | Water Heating | Natural Gas | Water Heater (> 55 gal) | E4 | TRC BC Ratio | 0.32187 | 0.31695 | 0.31584 | 0.31334 | 0.30219 | 0 | 0 | 0 | 0 | 0 | 0 | 0 | 0 | 0 | 0 | 0 | 0 | 0 | 0 | 0 | 0 | 0 | 0 | 0 | 0 | 0 | 0 | 0 | 0 | 0 | 0 | 0 | 0
F2_Residential_Single Family Moderate Income_New_Water Heating_Natural Gas_Water Heater (> 55 gal)_E5 | F2 | Residential | Single Family Moderate Income | New | Water Heating | Natural Gas | Water Heater (> 55 gal) | E5 | TRC BC Ratio | 0.30934 | 0.30629 | 0.30615 | 0.30497 | 0.29723 | 0 | 0 | 0 | 0 | 0 | 0 | 0 | 0 | 0 | 0 | 0 | 0 | 0 | 0 | 0 | 0 | 0 | 0 | 0 | 0 | 0 | 0 | 0 | 0 | 0 | 0 | 0 | 0
F2_Residential_Single Family Moderate Income_New_Water Heating_Natural Gas_Water Heater (> 55 gal)_E6 | F2 | Residential | Single Family Moderate Income | New | Water Heating | Natural Gas | Water Heater (> 55 gal) | E6 | TRC BC Ratio | 0.11052 | 0.11085 | 0.11157 | 0.11218 | 0.11194 | 1 | 1 | 1 | 1 | 1 | 1 | 1 | 1 | 1 | 1 | 1 | 1 | 1 | 1 | 1 | 1 | 1 | 1 | 1 | 1 | 1 | 1 | 1 | 1 | 1 | 1 | 1 | 1
F2_Residential_Single Family Moderate Income_New_Water Heating_Natural Gas_Water Heater (> 55 gal)_E7 | F2 | Residential | Single Family Moderate Income | New | Water Heating | Natural Gas | Water Heater (> 55 gal) | E7 | TRC BC Ratio | 0 | 0 | 0 | 0 | 0 | 0.23435 | 0.23707 | 0.23921 | 0.24176 | 0.24429 | 0.24691 | 0.24942 | 0.25216 | 0.25526 | 0.25875 | 0.26275 | 0.26726 | 0.27172 | 0.27587 | 0.27963 | 0.28273 | 0.28512 | 0.28646 | 0.28691 | 0.28705 | 0.28707 | 0.28714 | 0.28732 | 0.28711 | 0.28666 | 0.28573 | 0.28457 | 0.28299
F2_Residential_Single Family Moderate Income_New_Water Heating_Natural Gas_Water Heater (> 55 gal)_E8 | F2 | Residential | Single Family Moderate Income | New | Water Heating | Natural Gas | Water Heater (> 55 gal) | E8 | TRC BC Ratio | 0 | 0 | 0 | 0 | 0 | 0 | 0 | 0 | 0 | 0 | 0 | 0 | 0 | 0 | 0 | 0 | 0 | 0 | 0 | 0 | 0 | 0 | 0 | 0 | 0 | 0 | 0 | 0 | 0 | 0 | 0 | 0 | 0
F2_Residential_Single Family Moderate Income_New_Water Heating_Natural Gas_Water Heater (> 55 gal)_E9 | F2 | Residential | Single Family Moderate Income | New | Water Heating | Natural Gas | Water Heater (> 55 gal) | E9 | TRC BC Ratio | 0 | 0 | 0 | 0 | 0 | 0 | 0 | 0 | 0 | 0 | 0 | 0 | 0 | 0 | 0 | 0 | 0 | 0 | 0 | 0 | 0 | 0 | 0 | 0 | 0 | 0 | 0 | 0 | 0 | 0 | 0 | 0 | 0
F2_Residential_Single Family Moderate Income_New_Water Heating_Natural Gas_Water Heater (> 55 gal)_E10 | F2 | Residential | Single Family Moderate Income | New | Water Heating | Natural Gas | Water Heater (> 55 gal) | E10 | TRC BC Ratio | 0 | 0 | 0 | 0 | 0 | 0 | 0 | 0 | 0 | 0 | 0 | 0 | 0 | 0 | 0 | 0 | 0 | 0 | 0 | 0 | 0 | 0 | 0 | 0 | 0 | 0 | 0 | 0 | 0 | 0 | 0 | 0 | 0
F3_Residential_Single Family Moderate Income_New_Water Heating_Natural Gas_Water Heater (> 55 gal)_E1 | F3 | Residential | Single Family Moderate Income | New | Water Heating | Natural Gas | Water Heater (> 55 gal) | E1 | PACT BC Ratio | 1 | 1 | 1 | 1 | 1 | 0 | 0 | 0 | 0 | 0 | 0 | 0 | 0 | 0 | 0 | 0 | 0 | 0 | 0 | 0 | 0 | 0 | 0 | 0 | 0 | 0 | 0 | 0 | 0 | 0 | 0 | 0 | 0
F3_Residential_Single Family Moderate Income_New_Water Heating_Natural Gas_Water Heater (> 55 gal)_E2 | F3 | Residential | Single Family Moderate Income | New | Water Heating | Natural Gas | Water Heater (> 55 gal) | E2 | PACT BC Ratio | 0.35872 | 0.35977 | 0.36213 | 0.36411 | 0.3633 | 0 | 0 | 0 | 0 | 0 | 0 | 0 | 0 | 0 | 0 | 0 | 0 | 0 | 0 | 0 | 0 | 0 | 0 | 0 | 0 | 0 | 0 | 0 | 0 | 0 | 0 | 0 | 0
F3_Residential_Single Family Moderate Income_New_Water Heating_Natural Gas_Water Heater (> 55 gal)_E3 | F3 | Residential | Single Family Moderate Income | New | Water Heating | Natural Gas | Water Heater (> 55 gal) | E3 | PACT BC Ratio | 0.050673 | 0.050822 | 0.051155 | 0.051434 | 0.051321 | 0 | 0 | 0 | 0 | 0 | 0 | 0 | 0 | 0 | 0 | 0 | 0 | 0 | 0 | 0 | 0 | 0 | 0 | 0 | 0 | 0 | 0 | 0 | 0 | 0 | 0 | 0 | 0
F3_Residential_Single Family Moderate Income_New_Water Heating_Natural Gas_Water Heater (> 55 gal)_E4 | F3 | Residential | Single Family Moderate Income | New | Water Heating | Natural Gas | Water Heater (> 55 gal) | E4 | PACT BC Ratio | 0.40946 | 0.4032 | 0.4018 | 0.39862 | 0.38443 | 0 | 0 | 0 | 0 | 0 | 0 | 0 | 0 | 0 | 0 | 0 | 0 | 0 | 0 | 0 | 0 | 0 | 0 | 0 | 0 | 0 | 0 | 0 | 0 | 0 | 0 | 0 | 0
F3_Residential_Single Family Moderate Income_New_Water Heating_Natural Gas_Water Heater (> 55 gal)_E5 | F3 | Residential | Single Family Moderate Income | New | Water Heating | Natural Gas | Water Heater (> 55 gal) | E5 | PACT BC Ratio | 0.39352 | 0.38964 | 0.38946 | 0.38796 | 0.37812 | 0 | 0 | 0 | 0 | 0 | 0 | 0 | 0 | 0 | 0 | 0 | 0 | 0 | 0 | 0 | 0 | 0 | 0 | 0 | 0 | 0 | 0 | 0 | 0 | 0 | 0 | 0 | 0
F3_Residential_Single Family Moderate Income_New_Water Heating_Natural Gas_Water Heater (> 55 gal)_E6 | F3 | Residential | Single Family Moderate Income | New | Water Heating | Natural Gas | Water Heater (> 55 gal) | E6 | PACT BC Ratio | 0.1406 | 0.14101 | 0.14194 | 0.14271 | 0.1424 | 1 | 1 | 1 | 1 | 1 | 1 | 1 | 1 | 1 | 1 | 1 | 1 | 1 | 1 | 1 | 1 | 1 | 1 | 1 | 1 | 1 | 1 | 1 | 1 | 1 | 1 | 1 | 1
F3_Residential_Single Family Moderate Income_New_Water Heating_Natural Gas_Water Heater (> 55 gal)_E7 | F3 | Residential | Single Family Moderate Income | New | Water Heating | Natural Gas | Water Heater (> 55 gal) | E7 | PACT BC Ratio | 0 | 0 | 0 | 0 | 0 | 0.29813 | 0.30159 | 0.3043 | 0.30755 | 0.31078 | 0.3141 | 0.31729 | 0.32078 | 0.32472 | 0.32916 | 0.33425 | 0.33999 | 0.34566 | 0.35095 | 0.35573 | 0.35967 | 0.36271 | 0.36442 | 0.36498 | 0.36517 | 0.3652 | 0.36528 | 0.3655 | 0.36525 | 0.36467 | 0.36348 | 0.36201 | 0.36001
F3_Residential_Single Family Moderate Income_New_Water Heating_Natural Gas_Water Heater (> 55 gal)_E8 | F3 | Residential | Single Family Moderate Income | New | Water Heating | Natural Gas | Water Heater (> 55 gal) | E8 | PACT BC Ratio | 0 | 0 | 0 | 0 | 0 | 0 | 0 | 0 | 0 | 0 | 0 | 0 | 0 | 0 | 0 | 0 | 0 | 0 | 0 | 0 | 0 | 0 | 0 | 0 | 0 | 0 | 0 | 0 | 0 | 0 | 0 | 0 | 0
F3_Residential_Single Family Moderate Income_New_Water Heating_Natural Gas_Water Heater (> 55 gal)_E9 | F3 | Residential | Single Family Moderate Income | New | Water Heating | Natural Gas | Water Heater (> 55 gal) | E9 | PACT BC Ratio | 0 | 0 | 0 | 0 | 0 | 0 | 0 | 0 | 0 | 0 | 0 | 0 | 0 | 0 | 0 | 0 | 0 | 0 | 0 | 0 | 0 | 0 | 0 | 0 | 0 | 0 | 0 | 0 | 0 | 0 | 0 | 0 | 0
F3_Residential_Single Family Moderate Income_New_Water Heating_Natural Gas_Water Heater (> 55 gal)_E10 | F3 | Residential | Single Family Moderate Income | New | Water Heating | Natural Gas | Water Heater (> 55 gal) | E10 | PACT BC Ratio | 0 | 0 | 0 | 0 | 0 | 0 | 0 | 0 | 0 | 0 | 0 | 0 | 0 | 0 | 0 | 0 | 0 | 0 | 0 | 0 | 0 | 0 | 0 | 0 | 0 | 0 | 0 | 0 | 0 | 0 | 0 | 0 | 0
F4_Residential_Single Family Moderate Income_New_Water Heating_Natural Gas_Water Heater (> 55 gal)_E1 | F4 | Residential | Single Family Moderate Income | New | Water Heating | Natural Gas | Water Heater (> 55 gal) | E1 | RVT BC Ratio | 1 | 1 | 1 | 1 | 1 | 0 | 0 | 0 | 0 | 0 | 0 | 0 | 0 | 0 | 0 | 0 | 0 | 0 | 0 | 0 | 0 | 0 | 0 | 0 | 0 | 0 | 0 | 0 | 0 | 0 | 0 | 0 | 0
F4_Residential_Single Family Moderate Income_New_Water Heating_Natural Gas_Water Heater (> 55 gal)_E2 | F4 | Residential | Single Family Moderate Income | New | Water Heating | Natural Gas | Water Heater (> 55 gal) | E2 | RVT BC Ratio | 1.0811 | 1.0821 | 1.0843 | 1.0862 | 1.0854 | 0 | 0 | 0 | 0 | 0 | 0 | 0 | 0 | 0 | 0 | 0 | 0 | 0 | 0 | 0 | 0 | 0 | 0 | 0 | 0 | 0 | 0 | 0 | 0 | 0 | 0 | 0 | 0
F4_Residential_Single Family Moderate Income_New_Water Heating_Natural Gas_Water Heater (> 55 gal)_E3 | F4 | Residential | Single Family Moderate Income | New | Water Heating | Natural Gas | Water Heater (> 55 gal) | E3 | RVT BC Ratio | 0.79102 | 0.79116 | 0.79147 | 0.79173 | 0.79163 | 0 | 0 | 0 | 0 | 0 | 0 | 0 | 0 | 0 | 0 | 0 | 0 | 0 | 0 | 0 | 0 | 0 | 0 | 0 | 0 | 0 | 0 | 0 | 0 | 0 | 0 | 0 | 0
F4_Residential_Single Family Moderate Income_New_Water Heating_Natural Gas_Water Heater (> 55 gal)_E4 | F4 | Residential | Single Family Moderate Income | New | Water Heating | Natural Gas | Water Heater (> 55 gal) | E4 | RVT BC Ratio | 1.1289 | 1.123 | 1.1217 | 1.1187 | 1.1053 | 0 | 0 | 0 | 0 | 0 | 0 | 0 | 0 | 0 | 0 | 0 | 0 | 0 | 0 | 0 | 0 | 0 | 0 | 0 | 0 | 0 | 0 | 0 | 0 | 0 | 0 | 0 | 0
F4_Residential_Single Family Moderate Income_New_Water Heating_Natural Gas_Water Heater (> 55 gal)_E5 | F4 | Residential | Single Family Moderate Income | New | Water Heating | Natural Gas | Water Heater (> 55 gal) | E5 | RVT BC Ratio | 1.1139 | 1.1102 | 1.1101 | 1.1087 | 1.0994 | 0 | 0 | 0 | 0 | 0 | 0 | 0 | 0 | 0 | 0 | 0 | 0 | 0 | 0 | 0 | 0 | 0 | 0 | 0 | 0 | 0 | 0 | 0 | 0 | 0 | 0 | 0 | 0
F4_Residential_Single Family Moderate Income_New_Water Heating_Natural Gas_Water Heater (> 55 gal)_E6 | F4 | Residential | Single Family Moderate Income | New | Water Heating | Natural Gas | Water Heater (> 55 gal) | E6 | RVT BC Ratio | 0.87571 | 0.8761 | 0.87697 | 0.8777 | 0.8774 | 1 | 1 | 1 | 1 | 1 | 1 | 1 | 1 | 1 | 1 | 1 | 1 | 1 | 1 | 1 | 1 | 1 | 1 | 1 | 1 | 1 | 1 | 1 | 1 | 1 | 1 | 1 | 1
F4_Residential_Single Family Moderate Income_New_Water Heating_Natural Gas_Water Heater (> 55 gal)_E7 | F4 | Residential | Single Family Moderate Income | New | Water Heating | Natural Gas | Water Heater (> 55 gal) | E7 | RVT BC Ratio | 0 | 0 | 0 | 0 | 0 | 1.0241 | 1.0273 | 1.0299 | 1.0329 | 1.036 | 1.0391 | 1.0421 | 1.0454 | 1.0491 | 1.0533 | 1.0581 | 1.0635 | 1.0688 | 1.0738 | 1.0783 | 1.082 | 1.0849 | 1.0865 | 1.087 | 1.0872 | 1.0872 | 1.0873 | 1.0875 | 1.0873 | 1.0867 | 1.0856 | 1.0842 | 1.0823
F4_Residential_Single Family Moderate Income_New_Water Heating_Natural Gas_Water Heater (> 55 gal)_E8 | F4 | Residential | Single Family Moderate Income | New | Water Heating | Natural Gas | Water Heater (> 55 gal) | E8 | RVT BC Ratio | 0 | 0 | 0 | 0 | 0 | 0 | 0 | 0 | 0 | 0 | 0 | 0 | 0 | 0 | 0 | 0 | 0 | 0 | 0 | 0 | 0 | 0 | 0 | 0 | 0 | 0 | 0 | 0 | 0 | 0 | 0 | 0 | 0
F4_Residential_Single Family Moderate Income_New_Water Heating_Natural Gas_Water Heater (> 55 gal)_E9 | F4 | Residential | Single Family Moderate Income | New | Water Heating | Natural Gas | Water Heater (> 55 gal) | E9 | RVT BC Ratio | 0 | 0 | 0 | 0 | 0 | 0 | 0 | 0 | 0 | 0 | 0 | 0 | 0 | 0 | 0 | 0 | 0 | 0 | 0 | 0 | 0 | 0 | 0 | 0 | 0 | 0 | 0 | 0 | 0 | 0 | 0 | 0 | 0
F4_Residential_Single Family Moderate Income_New_Water Heating_Natural Gas_Water Heater (> 55 gal)_E10 | F4 | Residential | Single Family Moderate Income | New | Water Heating | Natural Gas | Water Heater (> 55 gal) | E10 | RVT BC Ratio | 0 | 0 | 0 | 0 | 0 | 0 | 0 | 0 | 0 | 0 | 0 | 0 | 0 | 0 | 0 | 0 | 0 | 0 | 0 | 0 | 0 | 0 | 0 | 0 | 0 | 0 | 0 | 0 | 0 | 0 | 0 | 0 | 0
F5_Residential_Single Family Moderate Income_New_Water Heating_Natural Gas_Water Heater (> 55 gal)_E1 | F5 | Residential | Single Family Moderate Income | New | Water Heating | Natural Gas | Water Heater (> 55 gal) | E1 | RIM BC Ratio | 1 | 1 | 1 | 1 | 1 | 0 | 0 | 0 | 0 | 0 | 0 | 0 | 0 | 0 | 0 | 0 | 0 | 0 | 0 | 0 | 0 | 0 | 0 | 0 | 0 | 0 | 0 | 0 | 0 | 0 | 0 | 0 | 0
F5_Residential_Single Family Moderate Income_New_Water Heating_Natural Gas_Water Heater (> 55 gal)_E2 | F5 | Residential | Single Family Moderate Income | New | Water Heating | Natural Gas | Water Heater (> 55 gal) | E2 | RIM BC Ratio | 0.26413 | 0.2647 | 0.26597 | 0.26704 | 0.2666 | 0 | 0 | 0 | 0 | 0 | 0 | 0 | 0 | 0 | 0 | 0 | 0 | 0 | 0 | 0 | 0 | 0 | 0 | 0 | 0 | 0 | 0 | 0 | 0 | 0 | 0 | 0 | 0
F5_Residential_Single Family Moderate Income_New_Water Heating_Natural Gas_Water Heater (> 55 gal)_E3 | F5 | Residential | Single Family Moderate Income | New | Water Heating | Natural Gas | Water Heater (> 55 gal) | E3 | RIM BC Ratio | 0.048233 | 0.048368 | 0.048669 | 0.048922 | 0.048819 | 0 | 0 | 0 | 0 | 0 | 0 | 0 | 0 | 0 | 0 | 0 | 0 | 0 | 0 | 0 | 0 | 0 | 0 | 0 | 0 | 0 | 0 | 0 | 0 | 0 | 0 | 0 | 0
F5_Residential_Single Family Moderate Income_New_Water Heating_Natural Gas_Water Heater (> 55 gal)_E4 | F5 | Residential | Single Family Moderate Income | New | Water Heating | Natural Gas | Water Heater (> 55 gal) | E4 | RIM BC Ratio | 0.29064 | 0.28748 | 0.28676 | 0.28514 | 0.2778 | 0 | 0 | 0 | 0 | 0 | 0 | 0 | 0 | 0 | 0 | 0 | 0 | 0 | 0 | 0 | 0 | 0 | 0 | 0 | 0 | 0 | 0 | 0 | 0 | 0 | 0 | 0 | 0
F5_Residential_Single Family Moderate Income_New_Water Heating_Natural Gas_Water Heater (> 55 gal)_E5 | F5 | Residential | Single Family Moderate Income | New | Water Heating | Natural Gas | Water Heater (> 55 gal) | E5 | RIM BC Ratio | 0.28252 | 0.28052 | 0.28042 | 0.27964 | 0.2745 | 0 | 0 | 0 | 0 | 0 | 0 | 0 | 0 | 0 | 0 | 0 | 0 | 0 | 0 | 0 | 0 | 0 | 0 | 0 | 0 | 0 | 0 | 0 | 0 | 0 | 0 | 0 | 0
F5_Residential_Single Family Moderate Income_New_Water Heating_Natural Gas_Water Heater (> 55 gal)_E6 | F5 | Residential | Single Family Moderate Income | New | Water Heating | Natural Gas | Water Heater (> 55 gal) | E6 | RIM BC Ratio | 0.12329 | 0.12361 | 0.12432 | 0.12492 | 0.12467 | 1 | 1 | 1 | 1 | 1 | 1 | 1 | 1 | 1 | 1 | 1 | 1 | 1 | 1 | 1 | 1 | 1 | 1 | 1 | 1 | 1 | 1 | 1 | 1 | 1 | 1 | 1 | 1
F5_Residential_Single Family Moderate Income_New_Water Heating_Natural Gas_Water Heater (> 55 gal)_E7 | F5 | Residential | Single Family Moderate Income | New | Water Heating | Natural Gas | Water Heater (> 55 gal) | E7 | RIM BC Ratio | 0 | 0 | 0 | 0 | 0 | 0.22974 | 0.23179 | 0.2334 | 0.2353 | 0.23718 | 0.23911 | 0.24096 | 0.24297 | 0.24522 | 0.24774 | 0.25062 | 0.25383 | 0.25698 | 0.25989 | 0.2625 | 0.26464 | 0.26629 | 0.2672 | 0.26751 | 0.26761 | 0.26762 | 0.26767 | 0.26779 | 0.26765 | 0.26734 | 0.2667 | 0.2659 | 0.26482
F5_Residential_Single Family Moderate Income_New_Water Heating_Natural Gas_Water Heater (> 55 gal)_E8 | F5 | Residential | Single Family Moderate Income | New | Water Heating | Natural Gas | Water Heater (> 55 gal) | E8 | RIM BC Ratio | 0 | 0 | 0 | 0 | 0 | 0 | 0 | 0 | 0 | 0 | 0 | 0 | 0 | 0 | 0 | 0 | 0 | 0 | 0 | 0 | 0 | 0 | 0 | 0 | 0 | 0 | 0 | 0 | 0 | 0 | 0 | 0 | 0
F5_Residential_Single Family Moderate Income_New_Water Heating_Natural Gas_Water Heater (> 55 gal)_E9 | F5 | Residential | Single Family Moderate Income | New | Water Heating | Natural Gas | Water Heater (> 55 gal) | E9 | RIM BC Ratio | 0 | 0 | 0 | 0 | 0 | 0 | 0 | 0 | 0 | 0 | 0 | 0 | 0 | 0 | 0 | 0 | 0 | 0 | 0 | 0 | 0 | 0 | 0 | 0 | 0 | 0 | 0 | 0 | 0 | 0 | 0 | 0 | 0
F5_Residential_Single Family Moderate Income_New_Water Heating_Natural Gas_Water Heater (> 55 gal)_E10 | F5 | Residential | Single Family Moderate Income | New | Water Heating | Natural Gas | Water Heater (> 55 gal) | E10 | RIM BC Ratio | 0 | 0 | 0 | 0 | 0 | 0 | 0 | 0 | 0 | 0 | 0 | 0 | 0 | 0 | 0 | 0 | 0 | 0 | 0 | 0 | 0 | 0 | 0 | 0 | 0 | 0 | 0 | 0 | 0 | 0 | 0 | 0 | 0
F0_Residential_Single Family Moderate Income_New_Appliances_Natural Gas_Clothes Dryer_E0 | F0 | Residential | Single Family Moderate Income | New | Appliances | Natural Gas | Clothes Dryer | E0 | Economic Unit | Standard | Standard | Standard | Standard | Standard | Standard | Standard | Standard | Standard | Standard | Standard | Standard | Standard | Standard | Standard | Standard | Standard | Standard | Standard | Standard | Standard | Standard | Standard | Standard | Standard | Standard | Standard | Standard | Standard | Standard | Standard | Standard | Standard
F1_Residential_Single Family Moderate Income_New_Appliances_Natural Gas_Clothes Dryer_E1 | F1 | Residential | Single Family Moderate Income | New | Appliances | Natural Gas | Clothes Dryer | E1 | CCE | 0 | 0 | 0 | 0 | 0 | 0 | 0 | 0 | 0 | 0 | 0 | 0 | 0 | 0 | 0 | 0 | 0 | 0 | 0 | 0 | 0 | 0 | 0 | 0 | 0 | 0 | 0 | 0 | 0 | 0 | 0 | 0 | 0
F1_Residential_Single Family Moderate Income_New_Appliances_Natural Gas_Clothes Dryer_E2 | F1 | Residential | Single Family Moderate Income | New | Appliances | Natural Gas | Clothes Dryer | E2 | CCE | 7.2382 | 7.4609 | 7.3095 | 6.7009 | 6.7009 | 6.7009 | 6.7009 | 6.7009 | 6.7009 | 6.7009 | 6.7009 | 6.7009 | 6.7009 | 6.7009 | 6.7009 | 6.7009 | 6.7009 | 6.7009 | 6.7009 | 6.7009 | 6.7009 | 6.7009 | 6.7009 | 6.7009 | 6.7009 | 6.7009 | 6.7009 | 6.7009 | 6.7009 | 6.7009 | 6.7009 | 6.7009 | 6.7009
F1_Residential_Single Family Moderate Income_New_Appliances_Natural Gas_Clothes Dryer_E3 | F1 | Residential | Single Family Moderate Income | New | Appliances | Natural Gas | Clothes Dryer | E3 | CCE | 0 | 0 | 0 | 0 | 0 | 0 | 0 | 0 | 0 | 0 | 0 | 0 | 0 | 0 | 0 | 0 | 0 | 0 | 0 | 0 | 0 | 0 | 0 | 0 | 0 | 0 | 0 | 0 | 0 | 0 | 0 | 0 | 0
F1_Residential_Single Family Moderate Income_New_Appliances_Natural Gas_Clothes Dryer_E4 | F1 | Residential | Single Family Moderate Income | New | Appliances | Natural Gas | Clothes Dryer | E4 | CCE | 0 | 0 | 0 | 0 | 0 | 0 | 0 | 0 | 0 | 0 | 0 | 0 | 0 | 0 | 0 | 0 | 0 | 0 | 0 | 0 | 0 | 0 | 0 | 0 | 0 | 0 | 0 | 0 | 0 | 0 | 0 | 0 | 0
F1_Residential_Single Family Moderate Income_New_Appliances_Natural Gas_Clothes Dryer_E5 | F1 | Residential | Single Family Moderate Income | New | Appliances | Natural Gas | Clothes Dryer | E5 | CCE | 0 | 0 | 0 | 0 | 0 | 0 | 0 | 0 | 0 | 0 | 0 | 0 | 0 | 0 | 0 | 0 | 0 | 0 | 0 | 0 | 0 | 0 | 0 | 0 | 0 | 0 | 0 | 0 | 0 | 0 | 0 | 0 | 0
F1_Residential_Single Family Moderate Income_New_Appliances_Natural Gas_Clothes Dryer_E6 | F1 | Residential | Single Family Moderate Income | New | Appliances | Natural Gas | Clothes Dryer | E6 | CCE | 0 | 0 | 0 | 0 | 0 | 0 | 0 | 0 | 0 | 0 | 0 | 0 | 0 | 0 | 0 | 0 | 0 | 0 | 0 | 0 | 0 | 0 | 0 | 0 | 0 | 0 | 0 | 0 | 0 | 0 | 0 | 0 | 0
F1_Residential_Single Family Moderate Income_New_Appliances_Natural Gas_Clothes Dryer_E7 | F1 | Residential | Single Family Moderate Income | New | Appliances | Natural Gas | Clothes Dryer | E7 | CCE | 0 | 0 | 0 | 0 | 0 | 0 | 0 | 0 | 0 | 0 | 0 | 0 | 0 | 0 | 0 | 0 | 0 | 0 | 0 | 0 | 0 | 0 | 0 | 0 | 0 | 0 | 0 | 0 | 0 | 0 | 0 | 0 | 0
F1_Residential_Single Family Moderate Income_New_Appliances_Natural Gas_Clothes Dryer_E8 | F1 | Residential | Single Family Moderate Income | New | Appliances | Natural Gas | Clothes Dryer | E8 | CCE | 0 | 0 | 0 | 0 | 0 | 0 | 0 | 0 | 0 | 0 | 0 | 0 | 0 | 0 | 0 | 0 | 0 | 0 | 0 | 0 | 0 | 0 | 0 | 0 | 0 | 0 | 0 | 0 | 0 | 0 | 0 | 0 | 0
F1_Residential_Single Family Moderate Income_New_Appliances_Natural Gas_Clothes Dryer_E9 | F1 | Residential | Single Family Moderate Income | New | Appliances | Natural Gas | Clothes Dryer | E9 | CCE | 0 | 0 | 0 | 0 | 0 | 0 | 0 | 0 | 0 | 0 | 0 | 0 | 0 | 0 | 0 | 0 | 0 | 0 | 0 | 0 | 0 | 0 | 0 | 0 | 0 | 0 | 0 | 0 | 0 | 0 | 0 | 0 | 0
F1_Residential_Single Family Moderate Income_New_Appliances_Natural Gas_Clothes Dryer_E10 | F1 | Residential | Single Family Moderate Income | New | Appliances | Natural Gas | Clothes Dryer | E10 | CCE | 0 | 0 | 0 | 0 | 0 | 0 | 0 | 0 | 0 | 0 | 0 | 0 | 0 | 0 | 0 | 0 | 0 | 0 | 0 | 0 | 0 | 0 | 0 | 0 | 0 | 0 | 0 | 0 | 0 | 0 | 0 | 0 | 0
F2_Residential_Single Family Moderate Income_New_Appliances_Natural Gas_Clothes Dryer_E1 | F2 | Residential | Single Family Moderate Income | New | Appliances | Natural Gas | Clothes Dryer | E1 | TRC BC Ratio | bar: 2019 to 2051
F2_Residential_Single Family Moderate Income_New_Appliances_Natural Gas_Clothes Dryer_E2 | F2 | Residential | Single Family Moderate Income | New | Appliances | Natural Gas | Clothes Dryer | E2 | TRC BC Ratio | 0.22897 | 0.22968 | 0.23127 | 0.23257 | 0.23194 | 0.23286 | 0.23508 | 0.23692 | 0.23912 | 0.24125 | 0.2434 | 0.24543 | 0.24758 | 0.24983 | 0.25198 | 0.2542 | 0.25643 | 0.25883 | 0.26114 | 0.26338 | 0.26533 | 0.26714 | 0.26851 | 0.26973 | 0.27043 | 0.27083 | 0.27104 | 0.271 | 0.27063 | 0.27002 | 0.26898 | 0.26774 | 0.26615
F2_Residential_Single Family Moderate Income_New_Appliances_Natural Gas_Clothes Dryer_E3 | F2 | Residential | Single Family Moderate Income | New | Appliances | Natural Gas | Clothes Dryer | E3 | TRC BC Ratio | 0 | 0 | 0 | 0 | 0 | 0 | 0 | 0 | 0 | 0 | 0 | 0 | 0 | 0 | 0 | 0 | 0 | 0 | 0 | 0 | 0 | 0 | 0 | 0 | 0 | 0 | 0 | 0 | 0 | 0 | 0 | 0 | 0
F2_Residential_Single Family Moderate Income_New_Appliances_Natural Gas_Clothes Dryer_E4 | F2 | Residential | Single Family Moderate Income | New | Appliances | Natural Gas | Clothes Dryer | E4 | TRC BC Ratio | 0 | 0 | 0 | 0 | 0 | 0 | 0 | 0 | 0 | 0 | 0 | 0 | 0 | 0 | 0 | 0 | 0 | 0 | 0 | 0 | 0 | 0 | 0 | 0 | 0 | 0 | 0 | 0 | 0 | 0 | 0 | 0 | 0
F2_Residential_Single Family Moderate Income_New_Appliances_Natural Gas_Clothes Dryer_E5 | F2 | Residential | Single Family Moderate Income | New | Appliances | Natural Gas | Clothes Dryer | E5 | TRC BC Ratio | 0 | 0 | 0 | 0 | 0 | 0 | 0 | 0 | 0 | 0 | 0 | 0 | 0 | 0 | 0 | 0 | 0 | 0 | 0 | 0 | 0 | 0 | 0 | 0 | 0 | 0 | 0 | 0 | 0 | 0 | 0 | 0 | 0
F2_Residential_Single Family Moderate Income_New_Appliances_Natural Gas_Clothes Dryer_E6 | F2 | Residential | Single Family Moderate Income | New | Appliances | Natural Gas | Clothes Dryer | E6 | TRC BC Ratio | 0 | 0 | 0 | 0 | 0 | 0 | 0 | 0 | 0 | 0 | 0 | 0 | 0 | 0 | 0 | 0 | 0 | 0 | 0 | 0 | 0 | 0 | 0 | 0 | 0 | 0 | 0 | 0 | 0 | 0 | 0 | 0 | 0
F2_Residential_Single Family Moderate Income_New_Appliances_Natural Gas_Clothes Dryer_E7 | F2 | Residential | Single Family Moderate Income | New | Appliances | Natural Gas | Clothes Dryer | E7 | TRC BC Ratio | 0 | 0 | 0 | 0 | 0 | 0 | 0 | 0 | 0 | 0 | 0 | 0 | 0 | 0 | 0 | 0 | 0 | 0 | 0 | 0 | 0 | 0 | 0 | 0 | 0 | 0 | 0 | 0 | 0 | 0 | 0 | 0 | 0
F2_Residential_Single Family Moderate Income_New_Appliances_Natural Gas_Clothes Dryer_E8 | F2 | Residential | Single Family Moderate Income | New | Appliances | Natural Gas | Clothes Dryer | E8 | TRC BC Ratio | 0 | 0 | 0 | 0 | 0 | 0 | 0 | 0 | 0 | 0 | 0 | 0 | 0 | 0 | 0 | 0 | 0 | 0 | 0 | 0 | 0 | 0 | 0 | 0 | 0 | 0 | 0 | 0 | 0 | 0 | 0 | 0 | 0
F2_Residential_Single Family Moderate Income_New_Appliances_Natural Gas_Clothes Dryer_E9 | F2 | Residential | Single Family Moderate Income | New | Appliances | Natural Gas | Clothes Dryer | E9 | TRC BC Ratio | 0 | 0 | 0 | 0 | 0 | 0 | 0 | 0 | 0 | 0 | 0 | 0 | 0 | 0 | 0 | 0 | 0 | 0 | 0 | 0 | 0 | 0 | 0 | 0 | 0 | 0 | 0 | 0 | 0 | 0 | 0 | 0 | 0
F2_Residential_Single Family Moderate Income_New_Appliances_Natural Gas_Clothes Dryer_E10 | F2 | Residential | Single Family Moderate Income | New | Appliances | Natural Gas | Clothes Dryer | E10 | TRC BC Ratio | 0 | 0 | 0 | 0 | 0 | 0 | 0 | 0 | 0 | 0 | 0 | 0 | 0 | 0 | 0 | 0 | 0 | 0 | 0 | 0 | 0 | 0 | 0 | 0 | 0 | 0 | 0 | 0 | 0 | 0 | 0 | 0 | 0
F3_Residential_Single Family Moderate Income_New_Appliances_Natural Gas_Clothes Dryer_E1 | F3 | Residential | Single Family Moderate Income | New | Appliances | Natural Gas | Clothes Dryer | E1 | PACT BC Ratio | bar: 2019 to 2051
F3_Residential_Single Family Moderate Income_New_Appliances_Natural Gas_Clothes Dryer_E2 | F3 | Residential | Single Family Moderate Income | New | Appliances | Natural Gas | Clothes Dryer | E2 | PACT BC Ratio | 0.30529 | 0.30624 | 0.30836 | 0.31009 | 0.30925 | 0.31049 | 0.31345 | 0.31589 | 0.31882 | 0.32166 | 0.32453 | 0.32724 | 0.33011 | 0.33311 | 0.33597 | 0.33893 | 0.34191 | 0.3451 | 0.34819 | 0.35117 | 0.35377 | 0.35619 | 0.35802 | 0.35963 | 0.36058 | 0.36111 | 0.36139 | 0.36133 | 0.36083 | 0.36003 | 0.35864 | 0.35699 | 0.35486
F3_Residential_Single Family Moderate Income_New_Appliances_Natural Gas_Clothes Dryer_E3 | F3 | Residential | Single Family Moderate Income | New | Appliances | Natural Gas | Clothes Dryer | E3 | PACT BC Ratio | 0 | 0 | 0 | 0 | 0 | 0 | 0 | 0 | 0 | 0 | 0 | 0 | 0 | 0 | 0 | 0 | 0 | 0 | 0 | 0 | 0 | 0 | 0 | 0 | 0 | 0 | 0 | 0 | 0 | 0 | 0 | 0 | 0
F3_Residential_Single Family Moderate Income_New_Appliances_Natural Gas_Clothes Dryer_E4 | F3 | Residential | Single Family Moderate Income | New | Appliances | Natural Gas | Clothes Dryer | E4 | PACT BC Ratio | 0 | 0 | 0 | 0 | 0 | 0 | 0 | 0 | 0 | 0 | 0 | 0 | 0 | 0 | 0 | 0 | 0 | 0 | 0 | 0 | 0 | 0 | 0 | 0 | 0 | 0 | 0 | 0 | 0 | 0 | 0 | 0 | 0
F3_Residential_Single Family Moderate Income_New_Appliances_Natural Gas_Clothes Dryer_E5 | F3 | Residential | Single Family Moderate Income | New | Appliances | Natural Gas | Clothes Dryer | E5 | PACT BC Ratio | 0 | 0 | 0 | 0 | 0 | 0 | 0 | 0 | 0 | 0 | 0 | 0 | 0 | 0 | 0 | 0 | 0 | 0 | 0 | 0 | 0 | 0 | 0 | 0 | 0 | 0 | 0 | 0 | 0 | 0 | 0 | 0 | 0
F3_Residential_Single Family Moderate Income_New_Appliances_Natural Gas_Clothes Dryer_E6 | F3 | Residential | Single Family Moderate Income | New | Appliances | Natural Gas | Clothes Dryer | E6 | PACT BC Ratio | 0 | 0 | 0 | 0 | 0 | 0 | 0 | 0 | 0 | 0 | 0 | 0 | 0 | 0 | 0 | 0 | 0 | 0 | 0 | 0 | 0 | 0 | 0 | 0 | 0 | 0 | 0 | 0 | 0 | 0 | 0 | 0 | 0
F3_Residential_Single Family Moderate Income_New_Appliances_Natural Gas_Clothes Dryer_E7 | F3 | Residential | Single Family Moderate Income | New | Appliances | Natural Gas | Clothes Dryer | E7 | PACT BC Ratio | 0 | 0 | 0 | 0 | 0 | 0 | 0 | 0 | 0 | 0 | 0 | 0 | 0 | 0 | 0 | 0 | 0 | 0 | 0 | 0 | 0 | 0 | 0 | 0 | 0 | 0 | 0 | 0 | 0 | 0 | 0 | 0 | 0
F3_Residential_Single Family Moderate Income_New_Appliances_Natural Gas_Clothes Dryer_E8 | F3 | Residential | Single Family Moderate Income | New | Appliances | Natural Gas | Clothes Dryer | E8 | PACT BC Ratio | 0 | 0 | 0 | 0 | 0 | 0 | 0 | 0 | 0 | 0 | 0 | 0 | 0 | 0 | 0 | 0 | 0 | 0 | 0 | 0 | 0 | 0 | 0 | 0 | 0 | 0 | 0 | 0 | 0 | 0 | 0 | 0 | 0
F3_Residential_Single Family Moderate Income_New_Appliances_Natural Gas_Clothes Dryer_E9 | F3 | Residential | Single Family Moderate Income | New | Appliances | Natural Gas | Clothes Dryer | E9 | PACT BC Ratio | 0 | 0 | 0 | 0 | 0 | 0 | 0 | 0 | 0 | 0 | 0 | 0 | 0 | 0 | 0 | 0 | 0 | 0 | 0 | 0 | 0 | 0 | 0 | 0 | 0 | 0 | 0 | 0 | 0 | 0 | 0 | 0 | 0
F3_Residential_Single Family Moderate Income_New_Appliances_Natural Gas_Clothes Dryer_E10 | F3 | Residential | Single Family Moderate Income | New | Appliances | Natural Gas | Clothes Dryer | E10 | PACT BC Ratio | 0 | 0 | 0 | 0 | 0 | 0 | 0 | 0 | 0 | 0 | 0 | 0 | 0 | 0 | 0 | 0 | 0 | 0 | 0 | 0 | 0 | 0 | 0 | 0 | 0 | 0 | 0 | 0 | 0 | 0 | 0 | 0 | 0
F4_Residential_Single Family Moderate Income_New_Appliances_Natural Gas_Clothes Dryer_E1 | F4 | Residential | Single Family Moderate Income | New | Appliances | Natural Gas | Clothes Dryer | E1 | RVT BC Ratio | bar: 2019 to 2051
F4_Residential_Single Family Moderate Income_New_Appliances_Natural Gas_Clothes Dryer_E2 | F4 | Residential | Single Family Moderate Income | New | Appliances | Natural Gas | Clothes Dryer | E2 | RVT BC Ratio | 0.8962 | 0.8965 | 0.89761 | 0.8985 | 0.89775 | 0.89886 | 0.90152 | 0.90371 | 0.90635 | 0.9089 | 0.91148 | 0.91391 | 0.91649 | 0.91918 | 0.92176 | 0.92442 | 0.92709 | 0.92996 | 0.93277 | 0.93552 | 0.93796 | 0.94028 | 0.94212 | 0.94381 | 0.94495 | 0.94573 | 0.94629 | 0.94656 | 0.94644 | 0.94606 | 0.94517 | 0.94405 | 0.94251
F4_Residential_Single Family Moderate Income_New_Appliances_Natural Gas_Clothes Dryer_E3 | F4 | Residential | Single Family Moderate Income | New | Appliances | Natural Gas | Clothes Dryer | E3 | RVT BC Ratio | 0 | 0 | 0 | 0 | 0 | 0 | 0 | 0 | 0 | 0 | 0 | 0 | 0 | 0 | 0 | 0 | 0 | 0 | 0 | 0 | 0 | 0 | 0 | 0 | 0 | 0 | 0 | 0 | 0 | 0 | 0 | 0 | 0
F4_Residential_Single Family Moderate Income_New_Appliances_Natural Gas_Clothes Dryer_E4 | F4 | Residential | Single Family Moderate Income | New | Appliances | Natural Gas | Clothes Dryer | E4 | RVT BC Ratio | 0 | 0 | 0 | 0 | 0 | 0 | 0 | 0 | 0 | 0 | 0 | 0 | 0 | 0 | 0 | 0 | 0 | 0 | 0 | 0 | 0 | 0 | 0 | 0 | 0 | 0 | 0 | 0 | 0 | 0 | 0 | 0 | 0
F4_Residential_Single Family Moderate Income_New_Appliances_Natural Gas_Clothes Dryer_E5 | F4 | Residential | Single Family Moderate Income | New | Appliances | Natural Gas | Clothes Dryer | E5 | RVT BC Ratio | 0 | 0 | 0 | 0 | 0 | 0 | 0 | 0 | 0 | 0 | 0 | 0 | 0 | 0 | 0 | 0 | 0 | 0 | 0 | 0 | 0 | 0 | 0 | 0 | 0 | 0 | 0 | 0 | 0 | 0 | 0 | 0 | 0
F4_Residential_Single Family Moderate Income_New_Appliances_Natural Gas_Clothes Dryer_E6 | F4 | Residential | Single Family Moderate Income | New | Appliances | Natural Gas | Clothes Dryer | E6 | RVT BC Ratio | 0 | 0 | 0 | 0 | 0 | 0 | 0 | 0 | 0 | 0 | 0 | 0 | 0 | 0 | 0 | 0 | 0 | 0 | 0 | 0 | 0 | 0 | 0 | 0 | 0 | 0 | 0 | 0 | 0 | 0 | 0 | 0 | 0
F4_Residential_Single Family Moderate Income_New_Appliances_Natural Gas_Clothes Dryer_E7 | F4 | Residential | Single Family Moderate Income | New | Appliances | Natural Gas | Clothes Dryer | E7 | RVT BC Ratio | 0 | 0 | 0 | 0 | 0 | 0 | 0 | 0 | 0 | 0 | 0 | 0 | 0 | 0 | 0 | 0 | 0 | 0 | 0 | 0 | 0 | 0 | 0 | 0 | 0 | 0 | 0 | 0 | 0 | 0 | 0 | 0 | 0
F4_Residential_Single Family Moderate Income_New_Appliances_Natural Gas_Clothes Dryer_E8 | F4 | Residential | Single Family Moderate Income | New | Appliances | Natural Gas | Clothes Dryer | E8 | RVT BC Ratio | 0 | 0 | 0 | 0 | 0 | 0 | 0 | 0 | 0 | 0 | 0 | 0 | 0 | 0 | 0 | 0 | 0 | 0 | 0 | 0 | 0 | 0 | 0 | 0 | 0 | 0 | 0 | 0 | 0 | 0 | 0 | 0 | 0
F4_Residential_Single Family Moderate Income_New_Appliances_Natural Gas_Clothes Dryer_E9 | F4 | Residential | Single Family Moderate Income | New | Appliances | Natural Gas | Clothes Dryer | E9 | RVT BC Ratio | 0 | 0 | 0 | 0 | 0 | 0 | 0 | 0 | 0 | 0 | 0 | 0 | 0 | 0 | 0 | 0 | 0 | 0 | 0 | 0 | 0 | 0 | 0 | 0 | 0 | 0 | 0 | 0 | 0 | 0 | 0 | 0 | 0
F4_Residential_Single Family Moderate Income_New_Appliances_Natural Gas_Clothes Dryer_E10 | F4 | Residential | Single Family Moderate Income | New | Appliances | Natural Gas | Clothes Dryer | E10 | RVT BC Ratio | 0 | 0 | 0 | 0 | 0 | 0 | 0 | 0 | 0 | 0 | 0 | 0 | 0 | 0 | 0 | 0 | 0 | 0 | 0 | 0 | 0 | 0 | 0 | 0 | 0 | 0 | 0 | 0 | 0 | 0 | 0 | 0 | 0
F5_Residential_Single Family Moderate Income_New_Appliances_Natural Gas_Clothes Dryer_E1 | F5 | Residential | Single Family Moderate Income | New | Appliances | Natural Gas | Clothes Dryer | E1 | RIM BC Ratio | bar: 2019 to 2051
F5_Residential_Single Family Moderate Income_New_Appliances_Natural Gas_Clothes Dryer_E2 | F5 | Residential | Single Family Moderate Income | New | Appliances | Natural Gas | Clothes Dryer | E2 | RIM BC Ratio | 0.25065 | 0.25136 | 0.25284 | 0.25406 | 0.25354 | 0.2543 | 0.2561 | 0.25758 | 0.25936 | 0.26107 | 0.26278 | 0.2644 | 0.2661 | 0.26787 | 0.26955 | 0.27129 | 0.27302 | 0.27487 | 0.27664 | 0.27833 | 0.27979 | 0.28113 | 0.28212 | 0.28297 | 0.28343 | 0.28366 | 0.28374 | 0.28363 | 0.28327 | 0.28273 | 0.28186 | 0.28084 | 0.27954
F5_Residential_Single Family Moderate Income_New_Appliances_Natural Gas_Clothes Dryer_E3 | F5 | Residential | Single Family Moderate Income | New | Appliances | Natural Gas | Clothes Dryer | E3 | RIM BC Ratio | 0 | 0 | 0 | 0 | 0 | 0 | 0 | 0 | 0 | 0 | 0 | 0 | 0 | 0 | 0 | 0 | 0 | 0 | 0 | 0 | 0 | 0 | 0 | 0 | 0 | 0 | 0 | 0 | 0 | 0 | 0 | 0 | 0
F5_Residential_Single Family Moderate Income_New_Appliances_Natural Gas_Clothes Dryer_E4 | F5 | Residential | Single Family Moderate Income | New | Appliances | Natural Gas | Clothes Dryer | E4 | RIM BC Ratio | 0 | 0 | 0 | 0 | 0 | 0 | 0 | 0 | 0 | 0 | 0 | 0 | 0 | 0 | 0 | 0 | 0 | 0 | 0 | 0 | 0 | 0 | 0 | 0 | 0 | 0 | 0 | 0 | 0 | 0 | 0 | 0 | 0
F5_Residential_Single Family Moderate Income_New_Appliances_Natural Gas_Clothes Dryer_E5 | F5 | Residential | Single Family Moderate Income | New | Appliances | Natural Gas | Clothes Dryer | E5 | RIM BC Ratio | 0 | 0 | 0 | 0 | 0 | 0 | 0 | 0 | 0 | 0 | 0 | 0 | 0 | 0 | 0 | 0 | 0 | 0 | 0 | 0 | 0 | 0 | 0 | 0 | 0 | 0 | 0 | 0 | 0 | 0 | 0 | 0 | 0
F5_Residential_Single Family Moderate Income_New_Appliances_Natural Gas_Clothes Dryer_E6 | F5 | Residential | Single Family Moderate Income | New | Appliances | Natural Gas | Clothes Dryer | E6 | RIM BC Ratio | 0 | 0 | 0 | 0 | 0 | 0 | 0 | 0 | 0 | 0 | 0 | 0 | 0 | 0 | 0 | 0 | 0 | 0 | 0 | 0 | 0 | 0 | 0 | 0 | 0 | 0 | 0 | 0 | 0 | 0 | 0 | 0 | 0
F5_Residential_Single Family Moderate Income_New_Appliances_Natural Gas_Clothes Dryer_E7 | F5 | Residential | Single Family Moderate Income | New | Appliances | Natural Gas | Clothes Dryer | E7 | RIM BC Ratio | 0 | 0 | 0 | 0 | 0 | 0 | 0 | 0 | 0 | 0 | 0 | 0 | 0 | 0 | 0 | 0 | 0 | 0 | 0 | 0 | 0 | 0 | 0 | 0 | 0 | 0 | 0 | 0 | 0 | 0 | 0 | 0 | 0
F5_Residential_Single Family Moderate Income_New_Appliances_Natural Gas_Clothes Dryer_E8 | F5 | Residential | Single Family Moderate Income | New | Appliances | Natural Gas | Clothes Dryer | E8 | RIM BC Ratio | 0 | 0 | 0 | 0 | 0 | 0 | 0 | 0 | 0 | 0 | 0 | 0 | 0 | 0 | 0 | 0 | 0 | 0 | 0 | 0 | 0 | 0 | 0 | 0 | 0 | 0 | 0 | 0 | 0 | 0 | 0 | 0 | 0
F5_Residential_Single Family Moderate Income_New_Appliances_Natural Gas_Clothes Dryer_E9 | F5 | Residential | Single Family Moderate Income | New | Appliances | Natural Gas | Clothes Dryer | E9 | RIM BC Ratio | 0 | 0 | 0 | 0 | 0 | 0 | 0 | 0 | 0 | 0 | 0 | 0 | 0 | 0 | 0 | 0 | 0 | 0 | 0 | 0 | 0 | 0 | 0 | 0 | 0 | 0 | 0 | 0 | 0 | 0 | 0 | 0 | 0
F5_Residential_Single Family Moderate Income_New_Appliances_Natural Gas_Clothes Dryer_E10 | F5 | Residential | Single Family Moderate Income | New | Appliances | Natural Gas | Clothes Dryer | E10 | RIM BC Ratio | 0 | 0 | 0 | 0 | 0 | 0 | 0 | 0 | 0 | 0 | 0 | 0 | 0 | 0 | 0 | 0 | 0 | 0 | 0 | 0 | 0 | 0 | 0 | 0 | 0 | 0 | 0 | 0 | 0 | 0 | 0 | 0 | 0
F0_Residential_Single Family Moderate Income_New_Appliances_Natural Gas_Stove/Oven_E0 | F0 | Residential | Single Family Moderate Income | New | Appliances | Natural Gas | Stove/Oven | E0 | Economic Unit | High Efficiency (730 + 1660 IAEC) | High Efficiency (730 + 1660 IAEC) | High Efficiency (730 + 1660 IAEC) | High Efficiency (730 + 1660 IAEC) | High Efficiency (730 + 1660 IAEC) | High Efficiency (730 + 1660 IAEC) | High Efficiency (730 + 1660 IAEC) | High Efficiency (730 + 1660 IAEC) | High Efficiency (730 + 1660 IAEC) | High Efficiency (730 + 1660 IAEC) | High Efficiency (730 + 1660 IAEC) | High Efficiency (730 + 1660 IAEC) | High Efficiency (730 + 1660 IAEC) | High Efficiency (730 + 1660 IAEC) | High Efficiency (730 + 1660 IAEC) | High Efficiency (730 + 1660 IAEC) | High Efficiency (730 + 1660 IAEC) | High Efficiency (730 + 1660 IAEC) | High Efficiency (730 + 1660 IAEC) | High Efficiency (730 + 1660 IAEC) | High Efficiency (730 + 1660 IAEC) | High Efficiency (730 + 1660 IAEC) | High Efficiency (730 + 1660 IAEC) | High Efficiency (730 + 1660 IAEC) | High Efficiency (730 + 1660 IAEC) | High Efficiency (730 + 1660 IAEC) | High Efficiency (730 + 1660 IAEC) | High Efficiency (730 + 1660 IAEC) | High Efficiency (730 + 1660 IAEC) | High Efficiency (730 + 1660 IAEC) | High Efficiency (730 + 1660 IAEC) | High Efficiency (730 + 1660 IAEC) | High Efficiency (730 + 1660 IAEC)
F1_Residential_Single Family Moderate Income_New_Appliances_Natural Gas_Stove/Oven_E1 | F1 | Residential | Single Family Moderate Income | New | Appliances | Natural Gas | Stove/Oven | E1 | CCE | 0 | 0 | 0 | 0 | 0 | 0 | 0 | 0 | 0 | 0 | 0 | 0 | 0 | 0 | 0 | 0 | 0 | 0 | 0 | 0 | 0 | 0 | 0 | 0 | 0 | 0 | 0 | 0 | 0 | 0 | 0 | 0 | 0
F1_Residential_Single Family Moderate Income_New_Appliances_Natural Gas_Stove/Oven_E2 | F1 | Residential | Single Family Moderate Income | New | Appliances | Natural Gas | Stove/Oven | E2 | CCE | 1.4575 | 1.5023 | 1.4718 | 1.3493 | 1.3493 | 1.3493 | 1.3493 | 1.3493 | 1.3493 | 1.3493 | 1.3493 | 1.3493 | 1.3493 | 1.3493 | 1.3493 | 1.3493 | 1.3493 | 1.3493 | 1.3493 | 1.3493 | 1.3493 | 1.3493 | 1.3493 | 1.3493 | 1.3493 | 1.3493 | 1.3493 | 1.3493 | 1.3493 | 1.3493 | 1.3493 | 1.3493 | 1.3493
F1_Residential_Single Family Moderate Income_New_Appliances_Natural Gas_Stove/Oven_E3 | F1 | Residential | Single Family Moderate Income | New | Appliances | Natural Gas | Stove/Oven | E3 | CCE | 0 | 0 | 0 | 0 | 0 | 0 | 0 | 0 | 0 | 0 | 0 | 0 | 0 | 0 | 0 | 0 | 0 | 0 | 0 | 0 | 0 | 0 | 0 | 0 | 0 | 0 | 0 | 0 | 0 | 0 | 0 | 0 | 0
F1_Residential_Single Family Moderate Income_New_Appliances_Natural Gas_Stove/Oven_E4 | F1 | Residential | Single Family Moderate Income | New | Appliances | Natural Gas | Stove/Oven | E4 | CCE | 0 | 0 | 0 | 0 | 0 | 0 | 0 | 0 | 0 | 0 | 0 | 0 | 0 | 0 | 0 | 0 | 0 | 0 | 0 | 0 | 0 | 0 | 0 | 0 | 0 | 0 | 0 | 0 | 0 | 0 | 0 | 0 | 0
F1_Residential_Single Family Moderate Income_New_Appliances_Natural Gas_Stove/Oven_E5 | F1 | Residential | Single Family Moderate Income | New | Appliances | Natural Gas | Stove/Oven | E5 | CCE | 0 | 0 | 0 | 0 | 0 | 0 | 0 | 0 | 0 | 0 | 0 | 0 | 0 | 0 | 0 | 0 | 0 | 0 | 0 | 0 | 0 | 0 | 0 | 0 | 0 | 0 | 0 | 0 | 0 | 0 | 0 | 0 | 0
F1_Residential_Single Family Moderate Income_New_Appliances_Natural Gas_Stove/Oven_E6 | F1 | Residential | Single Family Moderate Income | New | Appliances | Natural Gas | Stove/Oven | E6 | CCE | 0 | 0 | 0 | 0 | 0 | 0 | 0 | 0 | 0 | 0 | 0 | 0 | 0 | 0 | 0 | 0 | 0 | 0 | 0 | 0 | 0 | 0 | 0 | 0 | 0 | 0 | 0 | 0 | 0 | 0 | 0 | 0 | 0
F1_Residential_Single Family Moderate Income_New_Appliances_Natural Gas_Stove/Oven_E7 | F1 | Residential | Single Family Moderate Income | New | Appliances | Natural Gas | Stove/Oven | E7 | CCE | 0 | 0 | 0 | 0 | 0 | 0 | 0 | 0 | 0 | 0 | 0 | 0 | 0 | 0 | 0 | 0 | 0 | 0 | 0 | 0 | 0 | 0 | 0 | 0 | 0 | 0 | 0 | 0 | 0 | 0 | 0 | 0 | 0
F1_Residential_Single Family Moderate Income_New_Appliances_Natural Gas_Stove/Oven_E8 | F1 | Residential | Single Family Moderate Income | New | Appliances | Natural Gas | Stove/Oven | E8 | CCE | 0 | 0 | 0 | 0 | 0 | 0 | 0 | 0 | 0 | 0 | 0 | 0 | 0 | 0 | 0 | 0 | 0 | 0 | 0 | 0 | 0 | 0 | 0 | 0 | 0 | 0 | 0 | 0 | 0 | 0 | 0 | 0 | 0
F1_Residential_Single Family Moderate Income_New_Appliances_Natural Gas_Stove/Oven_E9 | F1 | Residential | Single Family Moderate Income | New | Appliances | Natural Gas | Stove/Oven | E9 | CCE | 0 | 0 | 0 | 0 | 0 | 0 | 0 | 0 | 0 | 0 | 0 | 0 | 0 | 0 | 0 | 0 | 0 | 0 | 0 | 0 | 0 | 0 | 0 | 0 | 0 | 0 | 0 | 0 | 0 | 0 | 0 | 0 | 0
F1_Residential_Single Family Moderate Income_New_Appliances_Natural Gas_Stove/Oven_E10 | F1 | Residential | Single Family Moderate Income | New | Appliances | Natural Gas | Stove/Oven | E10 | CCE | 0 | 0 | 0 | 0 | 0 | 0 | 0 | 0 | 0 | 0 | 0 | 0 | 0 | 0 | 0 | 0 | 0 | 0 | 0 | 0 | 0 | 0 | 0 | 0 | 0 | 0 | 0 | 0 | 0 | 0 | 0 | 0 | 0
F2_Residential_Single Family Moderate Income_New_Appliances_Natural Gas_Stove/Oven_E1 | F2 | Residential | Single Family Moderate Income | New | Appliances | Natural Gas | Stove/Oven | E1 | TRC BC Ratio | bar: 2019 to 2051
F2_Residential_Single Family Moderate Income_New_Appliances_Natural Gas_Stove/Oven_E2 | F2 | Residential | Single Family Moderate Income | New | Appliances | Natural Gas | Stove/Oven | E2 | TRC BC Ratio | 1.1371 | 1.1406 | 1.1485 | 1.155 | 1.1519 | 1.1565 | 1.1675 | 1.1766 | 1.1875 | 1.1981 | 1.2088 | 1.2189 | 1.2295 | 1.2407 | 1.2514 | 1.2624 | 1.2735 | 1.2854 | 1.2969 | 1.308 | 1.3177 | 1.3267 | 1.3335 | 1.3395 | 1.343 | 1.345 | 1.3461 | 1.3458 | 1.344 | 1.341 | 1.3358 | 1.3297 | 1.3217
F2_Residential_Single Family Moderate Income_New_Appliances_Natural Gas_Stove/Oven_E3 | F2 | Residential | Single Family Moderate Income | New | Appliances | Natural Gas | Stove/Oven | E3 | TRC BC Ratio | 0 | 0 | 0 | 0 | 0 | 0 | 0 | 0 | 0 | 0 | 0 | 0 | 0 | 0 | 0 | 0 | 0 | 0 | 0 | 0 | 0 | 0 | 0 | 0 | 0 | 0 | 0 | 0 | 0 | 0 | 0 | 0 | 0
F2_Residential_Single Family Moderate Income_New_Appliances_Natural Gas_Stove/Oven_E4 | F2 | Residential | Single Family Moderate Income | New | Appliances | Natural Gas | Stove/Oven | E4 | TRC BC Ratio | 0 | 0 | 0 | 0 | 0 | 0 | 0 | 0 | 0 | 0 | 0 | 0 | 0 | 0 | 0 | 0 | 0 | 0 | 0 | 0 | 0 | 0 | 0 | 0 | 0 | 0 | 0 | 0 | 0 | 0 | 0 | 0 | 0
F2_Residential_Single Family Moderate Income_New_Appliances_Natural Gas_Stove/Oven_E5 | F2 | Residential | Single Family Moderate Income | New | Appliances | Natural Gas | Stove/Oven | E5 | TRC BC Ratio | 0 | 0 | 0 | 0 | 0 | 0 | 0 | 0 | 0 | 0 | 0 | 0 | 0 | 0 | 0 | 0 | 0 | 0 | 0 | 0 | 0 | 0 | 0 | 0 | 0 | 0 | 0 | 0 | 0 | 0 | 0 | 0 | 0
F2_Residential_Single Family Moderate Income_New_Appliances_Natural Gas_Stove/Oven_E6 | F2 | Residential | Single Family Moderate Income | New | Appliances | Natural Gas | Stove/Oven | E6 | TRC BC Ratio | 0 | 0 | 0 | 0 | 0 | 0 | 0 | 0 | 0 | 0 | 0 | 0 | 0 | 0 | 0 | 0 | 0 | 0 | 0 | 0 | 0 | 0 | 0 | 0 | 0 | 0 | 0 | 0 | 0 | 0 | 0 | 0 | 0
F2_Residential_Single Family Moderate Income_New_Appliances_Natural Gas_Stove/Oven_E7 | F2 | Residential | Single Family Moderate Income | New | Appliances | Natural Gas | Stove/Oven | E7 | TRC BC Ratio | 0 | 0 | 0 | 0 | 0 | 0 | 0 | 0 | 0 | 0 | 0 | 0 | 0 | 0 | 0 | 0 | 0 | 0 | 0 | 0 | 0 | 0 | 0 | 0 | 0 | 0 | 0 | 0 | 0 | 0 | 0 | 0 | 0
F2_Residential_Single Family Moderate Income_New_Appliances_Natural Gas_Stove/Oven_E8 | F2 | Residential | Single Family Moderate Income | New | Appliances | Natural Gas | Stove/Oven | E8 | TRC BC Ratio | 0 | 0 | 0 | 0 | 0 | 0 | 0 | 0 | 0 | 0 | 0 | 0 | 0 | 0 | 0 | 0 | 0 | 0 | 0 | 0 | 0 | 0 | 0 | 0 | 0 | 0 | 0 | 0 | 0 | 0 | 0 | 0 | 0
F2_Residential_Single Family Moderate Income_New_Appliances_Natural Gas_Stove/Oven_E9 | F2 | Residential | Single Family Moderate Income | New | Appliances | Natural Gas | Stove/Oven | E9 | TRC BC Ratio | 0 | 0 | 0 | 0 | 0 | 0 | 0 | 0 | 0 | 0 | 0 | 0 | 0 | 0 | 0 | 0 | 0 | 0 | 0 | 0 | 0 | 0 | 0 | 0 | 0 | 0 | 0 | 0 | 0 | 0 | 0 | 0 | 0
F2_Residential_Single Family Moderate Income_New_Appliances_Natural Gas_Stove/Oven_E10 | F2 | Residential | Single Family Moderate Income | New | Appliances | Natural Gas | Stove/Oven | E10 | TRC BC Ratio | 0 | 0 | 0 | 0 | 0 | 0 | 0 | 0 | 0 | 0 | 0 | 0 | 0 | 0 | 0 | 0 | 0 | 0 | 0 | 0 | 0 | 0 | 0 | 0 | 0 | 0 | 0 | 0 | 0 | 0 | 0 | 0 | 0
F3_Residential_Single Family Moderate Income_New_Appliances_Natural Gas_Stove/Oven_E1 | F3 | Residential | Single Family Moderate Income | New | Appliances | Natural Gas | Stove/Oven | E1 | PACT BC Ratio | bar: 2019 to 2051
F3_Residential_Single Family Moderate Income_New_Appliances_Natural Gas_Stove/Oven_E2 | F3 | Residential | Single Family Moderate Income | New | Appliances | Natural Gas | Stove/Oven | E2 | PACT BC Ratio | 1.5161 | 1.5209 | 1.5314 | 1.54 | 1.5358 | 1.5419 | 1.5566 | 1.5688 | 1.5833 | 1.5975 | 1.6117 | 1.6252 | 1.6394 | 1.6543 | 1.6685 | 1.6832 | 1.698 | 1.7139 | 1.7292 | 1.744 | 1.7569 | 1.7689 | 1.778 | 1.786 | 1.7907 | 1.7934 | 1.7947 | 1.7945 | 1.792 | 1.788 | 1.7811 | 1.7729 | 1.7623
F3_Residential_Single Family Moderate Income_New_Appliances_Natural Gas_Stove/Oven_E3 | F3 | Residential | Single Family Moderate Income | New | Appliances | Natural Gas | Stove/Oven | E3 | PACT BC Ratio | 0 | 0 | 0 | 0 | 0 | 0 | 0 | 0 | 0 | 0 | 0 | 0 | 0 | 0 | 0 | 0 | 0 | 0 | 0 | 0 | 0 | 0 | 0 | 0 | 0 | 0 | 0 | 0 | 0 | 0 | 0 | 0 | 0
F3_Residential_Single Family Moderate Income_New_Appliances_Natural Gas_Stove/Oven_E4 | F3 | Residential | Single Family Moderate Income | New | Appliances | Natural Gas | Stove/Oven | E4 | PACT BC Ratio | 0 | 0 | 0 | 0 | 0 | 0 | 0 | 0 | 0 | 0 | 0 | 0 | 0 | 0 | 0 | 0 | 0 | 0 | 0 | 0 | 0 | 0 | 0 | 0 | 0 | 0 | 0 | 0 | 0 | 0 | 0 | 0 | 0
F3_Residential_Single Family Moderate Income_New_Appliances_Natural Gas_Stove/Oven_E5 | F3 | Residential | Single Family Moderate Income | New | Appliances | Natural Gas | Stove/Oven | E5 | PACT BC Ratio | 0 | 0 | 0 | 0 | 0 | 0 | 0 | 0 | 0 | 0 | 0 | 0 | 0 | 0 | 0 | 0 | 0 | 0 | 0 | 0 | 0 | 0 | 0 | 0 | 0 | 0 | 0 | 0 | 0 | 0 | 0 | 0 | 0
F3_Residential_Single Family Moderate Income_New_Appliances_Natural Gas_Stove/Oven_E6 | F3 | Residential | Single Family Moderate Income | New | Appliances | Natural Gas | Stove/Oven | E6 | PACT BC Ratio | 0 | 0 | 0 | 0 | 0 | 0 | 0 | 0 | 0 | 0 | 0 | 0 | 0 | 0 | 0 | 0 | 0 | 0 | 0 | 0 | 0 | 0 | 0 | 0 | 0 | 0 | 0 | 0 | 0 | 0 | 0 | 0 | 0
F3_Residential_Single Family Moderate Income_New_Appliances_Natural Gas_Stove/Oven_E7 | F3 | Residential | Single Family Moderate Income | New | Appliances | Natural Gas | Stove/Oven | E7 | PACT BC Ratio | 0 | 0 | 0 | 0 | 0 | 0 | 0 | 0 | 0 | 0 | 0 | 0 | 0 | 0 | 0 | 0 | 0 | 0 | 0 | 0 | 0 | 0 | 0 | 0 | 0 | 0 | 0 | 0 | 0 | 0 | 0 | 0 | 0
F3_Residential_Single Family Moderate Income_New_Appliances_Natural Gas_Stove/Oven_E8 | F3 | Residential | Single Family Moderate Income | New | Appliances | Natural Gas | Stove/Oven | E8 | PACT BC Ratio | 0 | 0 | 0 | 0 | 0 | 0 | 0 | 0 | 0 | 0 | 0 | 0 | 0 | 0 | 0 | 0 | 0 | 0 | 0 | 0 | 0 | 0 | 0 | 0 | 0 | 0 | 0 | 0 | 0 | 0 | 0 | 0 | 0
F3_Residential_Single Family Moderate Income_New_Appliances_Natural Gas_Stove/Oven_E9 | F3 | Residential | Single Family Moderate Income | New | Appliances | Natural Gas | Stove/Oven | E9 | PACT BC Ratio | 0 | 0 | 0 | 0 | 0 | 0 | 0 | 0 | 0 | 0 | 0 | 0 | 0 | 0 | 0 | 0 | 0 | 0 | 0 | 0 | 0 | 0 | 0 | 0 | 0 | 0 | 0 | 0 | 0 | 0 | 0 | 0 | 0
F3_Residential_Single Family Moderate Income_New_Appliances_Natural Gas_Stove/Oven_E10 | F3 | Residential | Single Family Moderate Income | New | Appliances | Natural Gas | Stove/Oven | E10 | PACT BC Ratio | 0 | 0 | 0 | 0 | 0 | 0 | 0 | 0 | 0 | 0 | 0 | 0 | 0 | 0 | 0 | 0 | 0 | 0 | 0 | 0 | 0 | 0 | 0 | 0 | 0 | 0 | 0 | 0 | 0 | 0 | 0 | 0 | 0
F4_Residential_Single Family Moderate Income_New_Appliances_Natural Gas_Stove/Oven_E1 | F4 | Residential | Single Family Moderate Income | New | Appliances | Natural Gas | Stove/Oven | E1 | RVT BC Ratio | bar: 2019 to 2051
F4_Residential_Single Family Moderate Income_New_Appliances_Natural Gas_Stove/Oven_E2 | F4 | Residential | Single Family Moderate Income | New | Appliances | Natural Gas | Stove/Oven | E2 | RVT BC Ratio | 1.6743 | 1.6759 | 1.6814 | 1.6858 | 1.6821 | 1.6876 | 1.7008 | 1.7117 | 1.7248 | 1.7374 | 1.7502 | 1.7623 | 1.7751 | 1.7885 | 1.8013 | 1.8145 | 1.8278 | 1.842 | 1.856 | 1.8696 | 1.8818 | 1.8933 | 1.9024 | 1.9108 | 1.9165 | 1.9204 | 1.9231 | 1.9245 | 1.9239 | 1.922 | 1.9176 | 1.912 | 1.9044
F4_Residential_Single Family Moderate Income_New_Appliances_Natural Gas_Stove/Oven_E3 | F4 | Residential | Single Family Moderate Income | New | Appliances | Natural Gas | Stove/Oven | E3 | RVT BC Ratio | 0 | 0 | 0 | 0 | 0 | 0 | 0 | 0 | 0 | 0 | 0 | 0 | 0 | 0 | 0 | 0 | 0 | 0 | 0 | 0 | 0 | 0 | 0 | 0 | 0 | 0 | 0 | 0 | 0 | 0 | 0 | 0 | 0
F4_Residential_Single Family Moderate Income_New_Appliances_Natural Gas_Stove/Oven_E4 | F4 | Residential | Single Family Moderate Income | New | Appliances | Natural Gas | Stove/Oven | E4 | RVT BC Ratio | 0 | 0 | 0 | 0 | 0 | 0 | 0 | 0 | 0 | 0 | 0 | 0 | 0 | 0 | 0 | 0 | 0 | 0 | 0 | 0 | 0 | 0 | 0 | 0 | 0 | 0 | 0 | 0 | 0 | 0 | 0 | 0 | 0
F4_Residential_Single Family Moderate Income_New_Appliances_Natural Gas_Stove/Oven_E5 | F4 | Residential | Single Family Moderate Income | New | Appliances | Natural Gas | Stove/Oven | E5 | RVT BC Ratio | 0 | 0 | 0 | 0 | 0 | 0 | 0 | 0 | 0 | 0 | 0 | 0 | 0 | 0 | 0 | 0 | 0 | 0 | 0 | 0 | 0 | 0 | 0 | 0 | 0 | 0 | 0 | 0 | 0 | 0 | 0 | 0 | 0
F4_Residential_Single Family Moderate Income_New_Appliances_Natural Gas_Stove/Oven_E6 | F4 | Residential | Single Family Moderate Income | New | Appliances | Natural Gas | Stove/Oven | E6 | RVT BC Ratio | 0 | 0 | 0 | 0 | 0 | 0 | 0 | 0 | 0 | 0 | 0 | 0 | 0 | 0 | 0 | 0 | 0 | 0 | 0 | 0 | 0 | 0 | 0 | 0 | 0 | 0 | 0 | 0 | 0 | 0 | 0 | 0 | 0
F4_Residential_Single Family Moderate Income_New_Appliances_Natural Gas_Stove/Oven_E7 | F4 | Residential | Single Family Moderate Income | New | Appliances | Natural Gas | Stove/Oven | E7 | RVT BC Ratio | 0 | 0 | 0 | 0 | 0 | 0 | 0 | 0 | 0 | 0 | 0 | 0 | 0 | 0 | 0 | 0 | 0 | 0 | 0 | 0 | 0 | 0 | 0 | 0 | 0 | 0 | 0 | 0 | 0 | 0 | 0 | 0 | 0
F4_Residential_Single Family Moderate Income_New_Appliances_Natural Gas_Stove/Oven_E8 | F4 | Residential | Single Family Moderate Income | New | Appliances | Natural Gas | Stove/Oven | E8 | RVT BC Ratio | 0 | 0 | 0 | 0 | 0 | 0 | 0 | 0 | 0 | 0 | 0 | 0 | 0 | 0 | 0 | 0 | 0 | 0 | 0 | 0 | 0 | 0 | 0 | 0 | 0 | 0 | 0 | 0 | 0 | 0 | 0 | 0 | 0
F4_Residential_Single Family Moderate Income_New_Appliances_Natural Gas_Stove/Oven_E9 | F4 | Residential | Single Family Moderate Income | New | Appliances | Natural Gas | Stove/Oven | E9 | RVT BC Ratio | 0 | 0 | 0 | 0 | 0 | 0 | 0 | 0 | 0 | 0 | 0 | 0 | 0 | 0 | 0 | 0 | 0 | 0 | 0 | 0 | 0 | 0 | 0 | 0 | 0 | 0 | 0 | 0 | 0 | 0 | 0 | 0 | 0
F4_Residential_Single Family Moderate Income_New_Appliances_Natural Gas_Stove/Oven_E10 | F4 | Residential | Single Family Moderate Income | New | Appliances | Natural Gas | Stove/Oven | E10 | RVT BC Ratio | 0 | 0 | 0 | 0 | 0 | 0 | 0 | 0 | 0 | 0 | 0 | 0 | 0 | 0 | 0 | 0 | 0 | 0 | 0 | 0 | 0 | 0 | 0 | 0 | 0 | 0 | 0 | 0 | 0 | 0 | 0 | 0 | 0
F5_Residential_Single Family Moderate Income_New_Appliances_Natural Gas_Stove/Oven_E1 | F5 | Residential | Single Family Moderate Income | New | Appliances | Natural Gas | Stove/Oven | E1 | RIM BC Ratio | bar: 2019 to 2051
F5_Residential_Single Family Moderate Income_New_Appliances_Natural Gas_Stove/Oven_E2 | F5 | Residential | Single Family Moderate Income | New | Appliances | Natural Gas | Stove/Oven | E2 | RIM BC Ratio | 0.728 | 0.72967 | 0.73257 | 0.73496 | 0.73442 | 0.7352 | 0.73706 | 0.73856 | 0.74035 | 0.74206 | 0.74377 | 0.74536 | 0.74702 | 0.74873 | 0.75034 | 0.75199 | 0.75363 | 0.75536 | 0.75695 | 0.75839 | 0.75955 | 0.76053 | 0.76112 | 0.76151 | 0.76147 | 0.76121 | 0.7608 | 0.7602 | 0.75936 | 0.75834 | 0.757 | 0.7555 | 0.75371
F5_Residential_Single Family Moderate Income_New_Appliances_Natural Gas_Stove/Oven_E3 | F5 | Residential | Single Family Moderate Income | New | Appliances | Natural Gas | Stove/Oven | E3 | RIM BC Ratio | 0 | 0 | 0 | 0 | 0 | 0 | 0 | 0 | 0 | 0 | 0 | 0 | 0 | 0 | 0 | 0 | 0 | 0 | 0 | 0 | 0 | 0 | 0 | 0 | 0 | 0 | 0 | 0 | 0 | 0 | 0 | 0 | 0
F5_Residential_Single Family Moderate Income_New_Appliances_Natural Gas_Stove/Oven_E4 | F5 | Residential | Single Family Moderate Income | New | Appliances | Natural Gas | Stove/Oven | E4 | RIM BC Ratio | 0 | 0 | 0 | 0 | 0 | 0 | 0 | 0 | 0 | 0 | 0 | 0 | 0 | 0 | 0 | 0 | 0 | 0 | 0 | 0 | 0 | 0 | 0 | 0 | 0 | 0 | 0 | 0 | 0 | 0 | 0 | 0 | 0
F5_Residential_Single Family Moderate Income_New_Appliances_Natural Gas_Stove/Oven_E5 | F5 | Residential | Single Family Moderate Income | New | Appliances | Natural Gas | Stove/Oven | E5 | RIM BC Ratio | 0 | 0 | 0 | 0 | 0 | 0 | 0 | 0 | 0 | 0 | 0 | 0 | 0 | 0 | 0 | 0 | 0 | 0 | 0 | 0 | 0 | 0 | 0 | 0 | 0 | 0 | 0 | 0 | 0 | 0 | 0 | 0 | 0
F5_Residential_Single Family Moderate Income_New_Appliances_Natural Gas_Stove/Oven_E6 | F5 | Residential | Single Family Moderate Income | New | Appliances | Natural Gas | Stove/Oven | E6 | RIM BC Ratio | 0 | 0 | 0 | 0 | 0 | 0 | 0 | 0 | 0 | 0 | 0 | 0 | 0 | 0 | 0 | 0 | 0 | 0 | 0 | 0 | 0 | 0 | 0 | 0 | 0 | 0 | 0 | 0 | 0 | 0 | 0 | 0 | 0
F5_Residential_Single Family Moderate Income_New_Appliances_Natural Gas_Stove/Oven_E7 | F5 | Residential | Single Family Moderate Income | New | Appliances | Natural Gas | Stove/Oven | E7 | RIM BC Ratio | 0 | 0 | 0 | 0 | 0 | 0 | 0 | 0 | 0 | 0 | 0 | 0 | 0 | 0 | 0 | 0 | 0 | 0 | 0 | 0 | 0 | 0 | 0 | 0 | 0 | 0 | 0 | 0 | 0 | 0 | 0 | 0 | 0
F5_Residential_Single Family Moderate Income_New_Appliances_Natural Gas_Stove/Oven_E8 | F5 | Residential | Single Family Moderate Income | New | Appliances | Natural Gas | Stove/Oven | E8 | RIM BC Ratio | 0 | 0 | 0 | 0 | 0 | 0 | 0 | 0 | 0 | 0 | 0 | 0 | 0 | 0 | 0 | 0 | 0 | 0 | 0 | 0 | 0 | 0 | 0 | 0 | 0 | 0 | 0 | 0 | 0 | 0 | 0 | 0 | 0
F5_Residential_Single Family Moderate Income_New_Appliances_Natural Gas_Stove/Oven_E9 | F5 | Residential | Single Family Moderate Income | New | Appliances | Natural Gas | Stove/Oven | E9 | RIM BC Ratio | 0 | 0 | 0 | 0 | 0 | 0 | 0 | 0 | 0 | 0 | 0 | 0 | 0 | 0 | 0 | 0 | 0 | 0 | 0 | 0 | 0 | 0 | 0 | 0 | 0 | 0 | 0 | 0 | 0 | 0 | 0 | 0 | 0
F5_Residential_Single Family Moderate Income_New_Appliances_Natural Gas_Stove/Oven_E10 | F5 | Residential | Single Family Moderate Income | New | Appliances | Natural Gas | Stove/Oven | E10 | RIM BC Ratio | 0 | 0 | 0 | 0 | 0 | 0 | 0 | 0 | 0 | 0 | 0 | 0 | 0 | 0 | 0 | 0 | 0 | 0 | 0 | 0 | 0 | 0 | 0 | 0 | 0 | 0 | 0 | 0 | 0 | 0 | 0 | 0 | 0
F0_Residential_Single Family Moderate Income_New_Miscellaneous_Natural Gas_Pool Heater_E0 | F0 | Residential | Single Family Moderate Income | New | Miscellaneous | Natural Gas | Pool Heater | E0 | Economic Unit | Standard (EF 0.82) | Standard (EF 0.82) | Standard (EF 0.82) | Standard (EF 0.82) | Standard (EF 0.82) | Standard (EF 0.82) | Standard (EF 0.82) | Standard (EF 0.82) | Standard (EF 0.82) | Standard (EF 0.82) | Standard (EF 0.82) | Standard (EF 0.82) | Standard (EF 0.82) | Standard (EF 0.82) | Standard (EF 0.82) | Standard (EF 0.82) | Standard (EF 0.82) | Standard (EF 0.82) | Standard (EF 0.82) | Standard (EF 0.82) | Standard (EF 0.82) | Standard (EF 0.82) | Standard (EF 0.82) | Standard (EF 0.82) | Standard (EF 0.82) | Standard (EF 0.82) | Standard (EF 0.82) | Standard (EF 0.82) | Standard (EF 0.82) | Standard (EF 0.82) | Standard (EF 0.82) | Standard (EF 0.82) | Standard (EF 0.82)
F1_Residential_Single Family Moderate Income_New_Miscellaneous_Natural Gas_Pool Heater_E1 | F1 | Residential | Single Family Moderate Income | New | Miscellaneous | Natural Gas | Pool Heater | E1 | CCE | 0 | 0 | 0 | 0 | 0 | 0 | 0 | 0 | 0 | 0 | 0 | 0 | 0 | 0 | 0 | 0 | 0 | 0 | 0 | 0 | 0 | 0 | 0 | 0 | 0 | 0 | 0 | 0 | 0 | 0 | 0 | 0 | 0
F1_Residential_Single Family Moderate Income_New_Miscellaneous_Natural Gas_Pool Heater_E2 | F1 | Residential | Single Family Moderate Income | New | Miscellaneous | Natural Gas | Pool Heater | E2 | CCE | 32.9091 | 33.9217 | 33.2331 | 30.466 | 30.466 | 30.466 | 30.466 | 30.466 | 30.466 | 30.466 | 30.466 | 30.466 | 30.466 | 30.466 | 30.466 | 30.466 | 30.466 | 30.466 | 30.466 | 30.466 | 30.466 | 30.466 | 30.466 | 30.466 | 30.466 | 30.466 | 30.466 | 30.466 | 30.466 | 30.466 | 30.466 | 30.466 | 30.466
F1_Residential_Single Family Moderate Income_New_Miscellaneous_Natural Gas_Pool Heater_E3 | F1 | Residential | Single Family Moderate Income | New | Miscellaneous | Natural Gas | Pool Heater | E3 | CCE | 38.5966 | 39.7842 | 38.9765 | 35.7312 | 35.7312 | 35.7312 | 35.7312 | 35.7312 | 35.7312 | 35.7312 | 35.7312 | 35.7312 | 35.7312 | 35.7312 | 35.7312 | 35.7312 | 35.7312 | 35.7312 | 35.7312 | 35.7312 | 35.7312 | 35.7312 | 35.7312 | 35.7312 | 35.7312 | 35.7312 | 35.7312 | 35.7312 | 35.7312 | 35.7312 | 35.7312 | 35.7312 | 35.7312
F1_Residential_Single Family Moderate Income_New_Miscellaneous_Natural Gas_Pool Heater_E4 | F1 | Residential | Single Family Moderate Income | New | Miscellaneous | Natural Gas | Pool Heater | E4 | CCE | 37.1037 | 38.2453 | 37.4689 | 34.3491 | 34.3491 | 34.3491 | 34.3491 | 34.3491 | 34.3491 | 34.3491 | 34.3491 | 34.3491 | 34.3491 | 34.3491 | 34.3491 | 34.3491 | 34.3491 | 34.3491 | 34.3491 | 34.3491 | 34.3491 | 34.3491 | 34.3491 | 34.3491 | 34.3491 | 34.3491 | 34.3491 | 34.3491 | 34.3491 | 34.3491 | 34.3491 | 34.3491 | 34.3491
F1_Residential_Single Family Moderate Income_New_Miscellaneous_Natural Gas_Pool Heater_E5 | F1 | Residential | Single Family Moderate Income | New | Miscellaneous | Natural Gas | Pool Heater | E5 | CCE | 0 | 0 | 0 | 0 | 0 | 0 | 0 | 0 | 0 | 0 | 0 | 0 | 0 | 0 | 0 | 0 | 0 | 0 | 0 | 0 | 0 | 0 | 0 | 0 | 0 | 0 | 0 | 0 | 0 | 0 | 0 | 0 | 0
F1_Residential_Single Family Moderate Income_New_Miscellaneous_Natural Gas_Pool Heater_E6 | F1 | Residential | Single Family Moderate Income | New | Miscellaneous | Natural Gas | Pool Heater | E6 | CCE | 0 | 0 | 0 | 0 | 0 | 0 | 0 | 0 | 0 | 0 | 0 | 0 | 0 | 0 | 0 | 0 | 0 | 0 | 0 | 0 | 0 | 0 | 0 | 0 | 0 | 0 | 0 | 0 | 0 | 0 | 0 | 0 | 0
F1_Residential_Single Family Moderate Income_New_Miscellaneous_Natural Gas_Pool Heater_E7 | F1 | Residential | Single Family Moderate Income | New | Miscellaneous | Natural Gas | Pool Heater | E7 | CCE | 0 | 0 | 0 | 0 | 0 | 0 | 0 | 0 | 0 | 0 | 0 | 0 | 0 | 0 | 0 | 0 | 0 | 0 | 0 | 0 | 0 | 0 | 0 | 0 | 0 | 0 | 0 | 0 | 0 | 0 | 0 | 0 | 0
F1_Residential_Single Family Moderate Income_New_Miscellaneous_Natural Gas_Pool Heater_E8 | F1 | Residential | Single Family Moderate Income | New | Miscellaneous | Natural Gas | Pool Heater | E8 | CCE | 0 | 0 | 0 | 0 | 0 | 0 | 0 | 0 | 0 | 0 | 0 | 0 | 0 | 0 | 0 | 0 | 0 | 0 | 0 | 0 | 0 | 0 | 0 | 0 | 0 | 0 | 0 | 0 | 0 | 0 | 0 | 0 | 0
F1_Residential_Single Family Moderate Income_New_Miscellaneous_Natural Gas_Pool Heater_E9 | F1 | Residential | Single Family Moderate Income | New | Miscellaneous | Natural Gas | Pool Heater | E9 | CCE | 0 | 0 | 0 | 0 | 0 | 0 | 0 | 0 | 0 | 0 | 0 | 0 | 0 | 0 | 0 | 0 | 0 | 0 | 0 | 0 | 0 | 0 | 0 | 0 | 0 | 0 | 0 | 0 | 0 | 0 | 0 | 0 | 0
F1_Residential_Single Family Moderate Income_New_Miscellaneous_Natural Gas_Pool Heater_E10 | F1 | Residential | Single Family Moderate Income | New | Miscellaneous | Natural Gas | Pool Heater | E10 | CCE | 0 | 0 | 0 | 0 | 0 | 0 | 0 | 0 | 0 | 0 | 0 | 0 | 0 | 0 | 0 | 0 | 0 | 0 | 0 | 0 | 0 | 0 | 0 | 0 | 0 | 0 | 0 | 0 | 0 | 0 | 0 | 0 | 0
F2_Residential_Single Family Moderate Income_New_Miscellaneous_Natural Gas_Pool Heater_E1 | F2 | Residential | Single Family Moderate Income | New | Miscellaneous | Natural Gas | Pool Heater | E1 | TRC BC Ratio | bar: 2019 to 2051
F2_Residential_Single Family Moderate Income_New_Miscellaneous_Natural Gas_Pool Heater_E2 | F2 | Residential | Single Family Moderate Income | New | Miscellaneous | Natural Gas | Pool Heater | E2 | TRC BC Ratio | 0 | 0 | 0 | 0 | 0 | 0 | 0 | 0 | 0 | 0 | 0 | 0 | 0 | 0 | 0 | 0 | 0 | 0 | 0 | 0 | 0 | 0 | 0 | 0 | 0 | 0 | 0 | 0 | 0 | 0 | 0 | 0 | 0
F2_Residential_Single Family Moderate Income_New_Miscellaneous_Natural Gas_Pool Heater_E3 | F2 | Residential | Single Family Moderate Income | New | Miscellaneous | Natural Gas | Pool Heater | E3 | TRC BC Ratio | 0 | 0 | 0 | 0 | 0 | 0 | 0 | 0 | 0 | 0 | 0 | 0 | 0 | 0 | 0 | 0 | 0 | 0 | 0 | 0 | 0 | 0 | 0 | 0 | 0 | 0 | 0 | 0 | 0 | 0 | 0 | 0 | 0
F2_Residential_Single Family Moderate Income_New_Miscellaneous_Natural Gas_Pool Heater_E4 | F2 | Residential | Single Family Moderate Income | New | Miscellaneous | Natural Gas | Pool Heater | E4 | TRC BC Ratio | 0 | 0 | 0 | 0 | 0 | 0 | 0 | 0 | 0 | 0 | 0 | 0 | 0 | 0 | 0 | 0 | 0 | 0 | 0 | 0 | 0 | 0 | 0 | 0 | 0 | 0 | 0 | 0 | 0 | 0 | 0 | 0 | 0
F2_Residential_Single Family Moderate Income_New_Miscellaneous_Natural Gas_Pool Heater_E5 | F2 | Residential | Single Family Moderate Income | New | Miscellaneous | Natural Gas | Pool Heater | E5 | TRC BC Ratio | 0 | 0 | 0 | 0 | 0 | 0 | 0 | 0 | 0 | 0 | 0 | 0 | 0 | 0 | 0 | 0 | 0 | 0 | 0 | 0 | 0 | 0 | 0 | 0 | 0 | 0 | 0 | 0 | 0 | 0 | 0 | 0 | 0
F2_Residential_Single Family Moderate Income_New_Miscellaneous_Natural Gas_Pool Heater_E6 | F2 | Residential | Single Family Moderate Income | New | Miscellaneous | Natural Gas | Pool Heater | E6 | TRC BC Ratio | 0 | 0 | 0 | 0 | 0 | 0 | 0 | 0 | 0 | 0 | 0 | 0 | 0 | 0 | 0 | 0 | 0 | 0 | 0 | 0 | 0 | 0 | 0 | 0 | 0 | 0 | 0 | 0 | 0 | 0 | 0 | 0 | 0
F2_Residential_Single Family Moderate Income_New_Miscellaneous_Natural Gas_Pool Heater_E7 | F2 | Residential | Single Family Moderate Income | New | Miscellaneous | Natural Gas | Pool Heater | E7 | TRC BC Ratio | 0 | 0 | 0 | 0 | 0 | 0 | 0 | 0 | 0 | 0 | 0 | 0 | 0 | 0 | 0 | 0 | 0 | 0 | 0 | 0 | 0 | 0 | 0 | 0 | 0 | 0 | 0 | 0 | 0 | 0 | 0 | 0 | 0
F2_Residential_Single Family Moderate Income_New_Miscellaneous_Natural Gas_Pool Heater_E8 | F2 | Residential | Single Family Moderate Income | New | Miscellaneous | Natural Gas | Pool Heater | E8 | TRC BC Ratio | 0 | 0 | 0 | 0 | 0 | 0 | 0 | 0 | 0 | 0 | 0 | 0 | 0 | 0 | 0 | 0 | 0 | 0 | 0 | 0 | 0 | 0 | 0 | 0 | 0 | 0 | 0 | 0 | 0 | 0 | 0 | 0 | 0
F2_Residential_Single Family Moderate Income_New_Miscellaneous_Natural Gas_Pool Heater_E9 | F2 | Residential | Single Family Moderate Income | New | Miscellaneous | Natural Gas | Pool Heater | E9 | TRC BC Ratio | 0 | 0 | 0 | 0 | 0 | 0 | 0 | 0 | 0 | 0 | 0 | 0 | 0 | 0 | 0 | 0 | 0 | 0 | 0 | 0 | 0 | 0 | 0 | 0 | 0 | 0 | 0 | 0 | 0 | 0 | 0 | 0 | 0
F2_Residential_Single Family Moderate Income_New_Miscellaneous_Natural Gas_Pool Heater_E10 | F2 | Residential | Single Family Moderate Income | New | Miscellaneous | Natural Gas | Pool Heater | E10 | TRC BC Ratio | 0 | 0 | 0 | 0 | 0 | 0 | 0 | 0 | 0 | 0 | 0 | 0 | 0 | 0 | 0 | 0 | 0 | 0 | 0 | 0 | 0 | 0 | 0 | 0 | 0 | 0 | 0 | 0 | 0 | 0 | 0 | 0 | 0
F3_Residential_Single Family Moderate Income_New_Miscellaneous_Natural Gas_Pool Heater_E1 | F3 | Residential | Single Family Moderate Income | New | Miscellaneous | Natural Gas | Pool Heater | E1 | PACT BC Ratio | bar: 2019 to 2051
F3_Residential_Single Family Moderate Income_New_Miscellaneous_Natural Gas_Pool Heater_E2 | F3 | Residential | Single Family Moderate Income | New | Miscellaneous | Natural Gas | Pool Heater | E2 | PACT BC Ratio | 0 | 0 | 0 | 0 | 0 | 0 | 0 | 0 | 0 | 0 | 0 | 0 | 0 | 0 | 0 | 0 | 0 | 0 | 0 | 0 | 0 | 0 | 0 | 0 | 0 | 0 | 0 | 0 | 0 | 0 | 0 | 0 | 0
F3_Residential_Single Family Moderate Income_New_Miscellaneous_Natural Gas_Pool Heater_E3 | F3 | Residential | Single Family Moderate Income | New | Miscellaneous | Natural Gas | Pool Heater | E3 | PACT BC Ratio | 0 | 0 | 0 | 0 | 0 | 0 | 0 | 0 | 0 | 0 | 0 | 0 | 0 | 0 | 0 | 0 | 0 | 0 | 0 | 0 | 0 | 0 | 0 | 0 | 0 | 0 | 0 | 0 | 0 | 0 | 0 | 0 | 0
F3_Residential_Single Family Moderate Income_New_Miscellaneous_Natural Gas_Pool Heater_E4 | F3 | Residential | Single Family Moderate Income | New | Miscellaneous | Natural Gas | Pool Heater | E4 | PACT BC Ratio | 0 | 0 | 0 | 0 | 0 | 0 | 0 | 0 | 0 | 0 | 0 | 0 | 0 | 0 | 0 | 0 | 0 | 0 | 0 | 0 | 0 | 0 | 0 | 0 | 0 | 0 | 0 | 0 | 0 | 0 | 0 | 0 | 0
F3_Residential_Single Family Moderate Income_New_Miscellaneous_Natural Gas_Pool Heater_E5 | F3 | Residential | Single Family Moderate Income | New | Miscellaneous | Natural Gas | Pool Heater | E5 | PACT BC Ratio | 0 | 0 | 0 | 0 | 0 | 0 | 0 | 0 | 0 | 0 | 0 | 0 | 0 | 0 | 0 | 0 | 0 | 0 | 0 | 0 | 0 | 0 | 0 | 0 | 0 | 0 | 0 | 0 | 0 | 0 | 0 | 0 | 0
F3_Residential_Single Family Moderate Income_New_Miscellaneous_Natural Gas_Pool Heater_E6 | F3 | Residential | Single Family Moderate Income | New | Miscellaneous | Natural Gas | Pool Heater | E6 | PACT BC Ratio | 0 | 0 | 0 | 0 | 0 | 0 | 0 | 0 | 0 | 0 | 0 | 0 | 0 | 0 | 0 | 0 | 0 | 0 | 0 | 0 | 0 | 0 | 0 | 0 | 0 | 0 | 0 | 0 | 0 | 0 | 0 | 0 | 0
F3_Residential_Single Family Moderate Income_New_Miscellaneous_Natural Gas_Pool Heater_E7 | F3 | Residential | Single Family Moderate Income | New | Miscellaneous | Natural Gas | Pool Heater | E7 | PACT BC Ratio | 0 | 0 | 0 | 0 | 0 | 0 | 0 | 0 | 0 | 0 | 0 | 0 | 0 | 0 | 0 | 0 | 0 | 0 | 0 | 0 | 0 | 0 | 0 | 0 | 0 | 0 | 0 | 0 | 0 | 0 | 0 | 0 | 0
F3_Residential_Single Family Moderate Income_New_Miscellaneous_Natural Gas_Pool Heater_E8 | F3 | Residential | Single Family Moderate Income | New | Miscellaneous | Natural Gas | Pool Heater | E8 | PACT BC Ratio | 0 | 0 | 0 | 0 | 0 | 0 | 0 | 0 | 0 | 0 | 0 | 0 | 0 | 0 | 0 | 0 | 0 | 0 | 0 | 0 | 0 | 0 | 0 | 0 | 0 | 0 | 0 | 0 | 0 | 0 | 0 | 0 | 0
F3_Residential_Single Family Moderate Income_New_Miscellaneous_Natural Gas_Pool Heater_E9 | F3 | Residential | Single Family Moderate Income | New | Miscellaneous | Natural Gas | Pool Heater | E9 | PACT BC Ratio | 0 | 0 | 0 | 0 | 0 | 0 | 0 | 0 | 0 | 0 | 0 | 0 | 0 | 0 | 0 | 0 | 0 | 0 | 0 | 0 | 0 | 0 | 0 | 0 | 0 | 0 | 0 | 0 | 0 | 0 | 0 | 0 | 0
F3_Residential_Single Family Moderate Income_New_Miscellaneous_Natural Gas_Pool Heater_E10 | F3 | Residential | Single Family Moderate Income | New | Miscellaneous | Natural Gas | Pool Heater | E10 | PACT BC Ratio | 0 | 0 | 0 | 0 | 0 | 0 | 0 | 0 | 0 | 0 | 0 | 0 | 0 | 0 | 0 | 0 | 0 | 0 | 0 | 0 | 0 | 0 | 0 | 0 | 0 | 0 | 0 | 0 | 0 | 0 | 0 | 0 | 0
F4_Residential_Single Family Moderate Income_New_Miscellaneous_Natural Gas_Pool Heater_E1 | F4 | Residential | Single Family Moderate Income | New | Miscellaneous | Natural Gas | Pool Heater | E1 | RVT BC Ratio | bar: 2019 to 2051
F4_Residential_Single Family Moderate Income_New_Miscellaneous_Natural Gas_Pool Heater_E2 | F4 | Residential | Single Family Moderate Income | New | Miscellaneous | Natural Gas | Pool Heater | E2 | RVT BC Ratio | 0.7 | 0.7 | 0.7 | 0.7 | 0.7 | 0.7 | 0.7 | 0.7 | 0.7 | 0.7 | 0.7 | 0.7 | 0.7 | 0.7 | 0.7 | 0.7 | 0.7 | 0.7 | 0.7 | 0.7 | 0.7 | 0.7 | 0.7 | 0.7 | 0.7 | 0.7 | 0.7 | 0.7 | 0.7 | 0.7 | 0.7 | 0.7 | 0.7
F4_Residential_Single Family Moderate Income_New_Miscellaneous_Natural Gas_Pool Heater_E3 | F4 | Residential | Single Family Moderate Income | New | Miscellaneous | Natural Gas | Pool Heater | E3 | RVT BC Ratio | 0.7 | 0.7 | 0.7 | 0.7 | 0.7 | 0.7 | 0.7 | 0.7 | 0.7 | 0.7 | 0.7 | 0.7 | 0.7 | 0.7 | 0.7 | 0.7 | 0.7 | 0.7 | 0.7 | 0.7 | 0.7 | 0.7 | 0.7 | 0.7 | 0.7 | 0.7 | 0.7 | 0.7 | 0.7 | 0.7 | 0.7 | 0.7 | 0.7
F4_Residential_Single Family Moderate Income_New_Miscellaneous_Natural Gas_Pool Heater_E4 | F4 | Residential | Single Family Moderate Income | New | Miscellaneous | Natural Gas | Pool Heater | E4 | RVT BC Ratio | 0.7 | 0.7 | 0.7 | 0.7 | 0.7 | 0.7 | 0.7 | 0.7 | 0.7 | 0.7 | 0.7 | 0.7 | 0.7 | 0.7 | 0.7 | 0.7 | 0.7 | 0.7 | 0.7 | 0.7 | 0.7 | 0.7 | 0.7 | 0.7 | 0.7 | 0.7 | 0.7 | 0.7 | 0.7 | 0.7 | 0.7 | 0.7 | 0.7
F4_Residential_Single Family Moderate Income_New_Miscellaneous_Natural Gas_Pool Heater_E5 | F4 | Residential | Single Family Moderate Income | New | Miscellaneous | Natural Gas | Pool Heater | E5 | RVT BC Ratio | 0 | 0 | 0 | 0 | 0 | 0 | 0 | 0 | 0 | 0 | 0 | 0 | 0 | 0 | 0 | 0 | 0 | 0 | 0 | 0 | 0 | 0 | 0 | 0 | 0 | 0 | 0 | 0 | 0 | 0 | 0 | 0 | 0
F4_Residential_Single Family Moderate Income_New_Miscellaneous_Natural Gas_Pool Heater_E6 | F4 | Residential | Single Family Moderate Income | New | Miscellaneous | Natural Gas | Pool Heater | E6 | RVT BC Ratio | 0 | 0 | 0 | 0 | 0 | 0 | 0 | 0 | 0 | 0 | 0 | 0 | 0 | 0 | 0 | 0 | 0 | 0 | 0 | 0 | 0 | 0 | 0 | 0 | 0 | 0 | 0 | 0 | 0 | 0 | 0 | 0 | 0
F4_Residential_Single Family Moderate Income_New_Miscellaneous_Natural Gas_Pool Heater_E7 | F4 | Residential | Single Family Moderate Income | New | Miscellaneous | Natural Gas | Pool Heater | E7 | RVT BC Ratio | 0 | 0 | 0 | 0 | 0 | 0 | 0 | 0 | 0 | 0 | 0 | 0 | 0 | 0 | 0 | 0 | 0 | 0 | 0 | 0 | 0 | 0 | 0 | 0 | 0 | 0 | 0 | 0 | 0 | 0 | 0 | 0 | 0
F4_Residential_Single Family Moderate Income_New_Miscellaneous_Natural Gas_Pool Heater_E8 | F4 | Residential | Single Family Moderate Income | New | Miscellaneous | Natural Gas | Pool Heater | E8 | RVT BC Ratio | 0 | 0 | 0 | 0 | 0 | 0 | 0 | 0 | 0 | 0 | 0 | 0 | 0 | 0 | 0 | 0 | 0 | 0 | 0 | 0 | 0 | 0 | 0 | 0 | 0 | 0 | 0 | 0 | 0 | 0 | 0 | 0 | 0
F4_Residential_Single Family Moderate Income_New_Miscellaneous_Natural Gas_Pool Heater_E9 | F4 | Residential | Single Family Moderate Income | New | Miscellaneous | Natural Gas | Pool Heater | E9 | RVT BC Ratio | 0 | 0 | 0 | 0 | 0 | 0 | 0 | 0 | 0 | 0 | 0 | 0 | 0 | 0 | 0 | 0 | 0 | 0 | 0 | 0 | 0 | 0 | 0 | 0 | 0 | 0 | 0 | 0 | 0 | 0 | 0 | 0 | 0
F4_Residential_Single Family Moderate Income_New_Miscellaneous_Natural Gas_Pool Heater_E10 | F4 | Residential | Single Family Moderate Income | New | Miscellaneous | Natural Gas | Pool Heater | E10 | RVT BC Ratio | 0 | 0 | 0 | 0 | 0 | 0 | 0 | 0 | 0 | 0 | 0 | 0 | 0 | 0 | 0 | 0 | 0 | 0 | 0 | 0 | 0 | 0 | 0 | 0 | 0 | 0 | 0 | 0 | 0 | 0 | 0 | 0 | 0
F5_Residential_Single Family Moderate Income_New_Miscellaneous_Natural Gas_Pool Heater_E1 | F5 | Residential | Single Family Moderate Income | New | Miscellaneous | Natural Gas | Pool Heater | E1 | RIM BC Ratio | bar: 2019 to 2051
F5_Residential_Single Family Moderate Income_New_Miscellaneous_Natural Gas_Pool Heater_E2 | F5 | Residential | Single Family Moderate Income | New | Miscellaneous | Natural Gas | Pool Heater | E2 | RIM BC Ratio | 0 | 0 | 0 | 0 | 0 | 0 | 0 | 0 | 0 | 0 | 0 | 0 | 0 | 0 | 0 | 0 | 0 | 0 | 0 | 0 | 0 | 0 | 0 | 0 | 0 | 0 | 0 | 0 | 0 | 0 | 0 | 0 | 0
F5_Residential_Single Family Moderate Income_New_Miscellaneous_Natural Gas_Pool Heater_E3 | F5 | Residential | Single Family Moderate Income | New | Miscellaneous | Natural Gas | Pool Heater | E3 | RIM BC Ratio | 0 | 0 | 0 | 0 | 0 | 0 | 0 | 0 | 0 | 0 | 0 | 0 | 0 | 0 | 0 | 0 | 0 | 0 | 0 | 0 | 0 | 0 | 0 | 0 | 0 | 0 | 0 | 0 | 0 | 0 | 0 | 0 | 0
F5_Residential_Single Family Moderate Income_New_Miscellaneous_Natural Gas_Pool Heater_E4 | F5 | Residential | Single Family Moderate Income | New | Miscellaneous | Natural Gas | Pool Heater | E4 | RIM BC Ratio | 0 | 0 | 0 | 0 | 0 | 0 | 0 | 0 | 0 | 0 | 0 | 0 | 0 | 0 | 0 | 0 | 0 | 0 | 0 | 0 | 0 | 0 | 0 | 0 | 0 | 0 | 0 | 0 | 0 | 0 | 0 | 0 | 0
F5_Residential_Single Family Moderate Income_New_Miscellaneous_Natural Gas_Pool Heater_E5 | F5 | Residential | Single Family Moderate Income | New | Miscellaneous | Natural Gas | Pool Heater | E5 | RIM BC Ratio | 0 | 0 | 0 | 0 | 0 | 0 | 0 | 0 | 0 | 0 | 0 | 0 | 0 | 0 | 0 | 0 | 0 | 0 | 0 | 0 | 0 | 0 | 0 | 0 | 0 | 0 | 0 | 0 | 0 | 0 | 0 | 0 | 0
F5_Residential_Single Family Moderate Income_New_Miscellaneous_Natural Gas_Pool Heater_E6 | F5 | Residential | Single Family Moderate Income | New | Miscellaneous | Natural Gas | Pool Heater | E6 | RIM BC Ratio | 0 | 0 | 0 | 0 | 0 | 0 | 0 | 0 | 0 | 0 | 0 | 0 | 0 | 0 | 0 | 0 | 0 | 0 | 0 | 0 | 0 | 0 | 0 | 0 | 0 | 0 | 0 | 0 | 0 | 0 | 0 | 0 | 0
F5_Residential_Single Family Moderate Income_New_Miscellaneous_Natural Gas_Pool Heater_E7 | F5 | Residential | Single Family Moderate Income | New | Miscellaneous | Natural Gas | Pool Heater | E7 | RIM BC Ratio | 0 | 0 | 0 | 0 | 0 | 0 | 0 | 0 | 0 | 0 | 0 | 0 | 0 | 0 | 0 | 0 | 0 | 0 | 0 | 0 | 0 | 0 | 0 | 0 | 0 | 0 | 0 | 0 | 0 | 0 | 0 | 0 | 0
F5_Residential_Single Family Moderate Income_New_Miscellaneous_Natural Gas_Pool Heater_E8 | F5 | Residential | Single Family Moderate Income | New | Miscellaneous | Natural Gas | Pool Heater | E8 | RIM BC Ratio | 0 | 0 | 0 | 0 | 0 | 0 | 0 | 0 | 0 | 0 | 0 | 0 | 0 | 0 | 0 | 0 | 0 | 0 | 0 | 0 | 0 | 0 | 0 | 0 | 0 | 0 | 0 | 0 | 0 | 0 | 0 | 0 | 0
F5_Residential_Single Family Moderate Income_New_Miscellaneous_Natural Gas_Pool Heater_E9 | F5 | Residential | Single Family Moderate Income | New | Miscellaneous | Natural Gas | Pool Heater | E9 | RIM BC Ratio | 0 | 0 | 0 | 0 | 0 | 0 | 0 | 0 | 0 | 0 | 0 | 0 | 0 | 0 | 0 | 0 | 0 | 0 | 0 | 0 | 0 | 0 | 0 | 0 | 0 | 0 | 0 | 0 | 0 | 0 | 0 | 0 | 0
F5_Residential_Single Family Moderate Income_New_Miscellaneous_Natural Gas_Pool Heater_E10 | F5 | Residential | Single Family Moderate Income | New | Miscellaneous | Natural Gas | Pool Heater | E10 | RIM BC Ratio | 0 | 0 | 0 | 0 | 0 | 0 | 0 | 0 | 0 | 0 | 0 | 0 | 0 | 0 | 0 | 0 | 0 | 0 | 0 | 0 | 0 | 0 | 0 | 0 | 0 | 0 | 0 | 0 | 0 | 0 | 0 | 0 | 0
F0_Residential_Single Family Moderate Income_New_Miscellaneous_Natural Gas_Miscellaneous_E0 | F0 | Residential | Single Family Moderate Income | New | Miscellaneous | Natural Gas | Miscellaneous | E0 | Economic Unit | Default | Default | Default | Default | Default | Default | Default | Default | Default | Default | Default | Default | Default | Default | Default | Default | Default | Default | Default | Default | Default | Default | Default | Default | Default | Default | Default | Default | Default | Default | Default | Default | Default
F1_Residential_Single Family Moderate Income_New_Miscellaneous_Natural Gas_Miscellaneous_E1 | F1 | Residential | Single Family Moderate Income | New | Miscellaneous | Natural Gas | Miscellaneous | E1 | CCE | 0 | 0 | 0 | 0 | 0 | 0 | 0 | 0 | 0 | 0 | 0 | 0 | 0 | 0 | 0 | 0 | 0 | 0 | 0 | 0 | 0 | 0 | 0 | 0 | 0 | 0 | 0 | 0 | 0 | 0 | 0 | 0 | 0
F1_Residential_Single Family Moderate Income_New_Miscellaneous_Natural Gas_Miscellaneous_E2 | F1 | Residential | Single Family Moderate Income | New | Miscellaneous | Natural Gas | Miscellaneous | E2 | CCE | 0 | 0 | 0 | 0 | 0 | 0 | 0 | 0 | 0 | 0 | 0 | 0 | 0 | 0 | 0 | 0 | 0 | 0 | 0 | 0 | 0 | 0 | 0 | 0 | 0 | 0 | 0 | 0 | 0 | 0 | 0 | 0 | 0
F1_Residential_Single Family Moderate Income_New_Miscellaneous_Natural Gas_Miscellaneous_E3 | F1 | Residential | Single Family Moderate Income | New | Miscellaneous | Natural Gas | Miscellaneous | E3 | CCE | 0 | 0 | 0 | 0 | 0 | 0 | 0 | 0 | 0 | 0 | 0 | 0 | 0 | 0 | 0 | 0 | 0 | 0 | 0 | 0 | 0 | 0 | 0 | 0 | 0 | 0 | 0 | 0 | 0 | 0 | 0 | 0 | 0
F1_Residential_Single Family Moderate Income_New_Miscellaneous_Natural Gas_Miscellaneous_E4 | F1 | Residential | Single Family Moderate Income | New | Miscellaneous | Natural Gas | Miscellaneous | E4 | CCE | 0 | 0 | 0 | 0 | 0 | 0 | 0 | 0 | 0 | 0 | 0 | 0 | 0 | 0 | 0 | 0 | 0 | 0 | 0 | 0 | 0 | 0 | 0 | 0 | 0 | 0 | 0 | 0 | 0 | 0 | 0 | 0 | 0
F1_Residential_Single Family Moderate Income_New_Miscellaneous_Natural Gas_Miscellaneous_E5 | F1 | Residential | Single Family Moderate Income | New | Miscellaneous | Natural Gas | Miscellaneous | E5 | CCE | 0 | 0 | 0 | 0 | 0 | 0 | 0 | 0 | 0 | 0 | 0 | 0 | 0 | 0 | 0 | 0 | 0 | 0 | 0 | 0 | 0 | 0 | 0 | 0 | 0 | 0 | 0 | 0 | 0 | 0 | 0 | 0 | 0
F1_Residential_Single Family Moderate Income_New_Miscellaneous_Natural Gas_Miscellaneous_E6 | F1 | Residential | Single Family Moderate Income | New | Miscellaneous | Natural Gas | Miscellaneous | E6 | CCE | 0 | 0 | 0 | 0 | 0 | 0 | 0 | 0 | 0 | 0 | 0 | 0 | 0 | 0 | 0 | 0 | 0 | 0 | 0 | 0 | 0 | 0 | 0 | 0 | 0 | 0 | 0 | 0 | 0 | 0 | 0 | 0 | 0
F1_Residential_Single Family Moderate Income_New_Miscellaneous_Natural Gas_Miscellaneous_E7 | F1 | Residential | Single Family Moderate Income | New | Miscellaneous | Natural Gas | Miscellaneous | E7 | CCE | 0 | 0 | 0 | 0 | 0 | 0 | 0 | 0 | 0 | 0 | 0 | 0 | 0 | 0 | 0 | 0 | 0 | 0 | 0 | 0 | 0 | 0 | 0 | 0 | 0 | 0 | 0 | 0 | 0 | 0 | 0 | 0 | 0
F1_Residential_Single Family Moderate Income_New_Miscellaneous_Natural Gas_Miscellaneous_E8 | F1 | Residential | Single Family Moderate Income | New | Miscellaneous | Natural Gas | Miscellaneous | E8 | CCE | 0 | 0 | 0 | 0 | 0 | 0 | 0 | 0 | 0 | 0 | 0 | 0 | 0 | 0 | 0 | 0 | 0 | 0 | 0 | 0 | 0 | 0 | 0 | 0 | 0 | 0 | 0 | 0 | 0 | 0 | 0 | 0 | 0
F1_Residential_Single Family Moderate Income_New_Miscellaneous_Natural Gas_Miscellaneous_E9 | F1 | Residential | Single Family Moderate Income | New | Miscellaneous | Natural Gas | Miscellaneous | E9 | CCE | 0 | 0 | 0 | 0 | 0 | 0 | 0 | 0 | 0 | 0 | 0 | 0 | 0 | 0 | 0 | 0 | 0 | 0 | 0 | 0 | 0 | 0 | 0 | 0 | 0 | 0 | 0 | 0 | 0 | 0 | 0 | 0 | 0
F1_Residential_Single Family Moderate Income_New_Miscellaneous_Natural Gas_Miscellaneous_E10 | F1 | Residential | Single Family Moderate Income | New | Miscellaneous | Natural Gas | Miscellaneous | E10 | CCE | 0 | 0 | 0 | 0 | 0 | 0 | 0 | 0 | 0 | 0 | 0 | 0 | 0 | 0 | 0 | 0 | 0 | 0 | 0 | 0 | 0 | 0 | 0 | 0 | 0 | 0 | 0 | 0 | 0 | 0 | 0 | 0 | 0
F2_Residential_Single Family Moderate Income_New_Miscellaneous_Natural Gas_Miscellaneous_E1 | F2 | Residential | Single Family Moderate Income | New | Miscellaneous | Natural Gas | Miscellaneous | E1 | TRC BC Ratio | bar: 2019 to 2051
F2_Residential_Single Family Moderate Income_New_Miscellaneous_Natural Gas_Miscellaneous_E2 | F2 | Residential | Single Family Moderate Income | New | Miscellaneous | Natural Gas | Miscellaneous | E2 | TRC BC Ratio | 0 | 0 | 0 | 0 | 0 | 0 | 0 | 0 | 0 | 0 | 0 | 0 | 0 | 0 | 0 | 0 | 0 | 0 | 0 | 0 | 0 | 0 | 0 | 0 | 0 | 0 | 0 | 0 | 0 | 0 | 0 | 0 | 0
F2_Residential_Single Family Moderate Income_New_Miscellaneous_Natural Gas_Miscellaneous_E3 | F2 | Residential | Single Family Moderate Income | New | Miscellaneous | Natural Gas | Miscellaneous | E3 | TRC BC Ratio | 0 | 0 | 0 | 0 | 0 | 0 | 0 | 0 | 0 | 0 | 0 | 0 | 0 | 0 | 0 | 0 | 0 | 0 | 0 | 0 | 0 | 0 | 0 | 0 | 0 | 0 | 0 | 0 | 0 | 0 | 0 | 0 | 0
F2_Residential_Single Family Moderate Income_New_Miscellaneous_Natural Gas_Miscellaneous_E4 | F2 | Residential | Single Family Moderate Income | New | Miscellaneous | Natural Gas | Miscellaneous | E4 | TRC BC Ratio | 0 | 0 | 0 | 0 | 0 | 0 | 0 | 0 | 0 | 0 | 0 | 0 | 0 | 0 | 0 | 0 | 0 | 0 | 0 | 0 | 0 | 0 | 0 | 0 | 0 | 0 | 0 | 0 | 0 | 0 | 0 | 0 | 0
F2_Residential_Single Family Moderate Income_New_Miscellaneous_Natural Gas_Miscellaneous_E5 | F2 | Residential | Single Family Moderate Income | New | Miscellaneous | Natural Gas | Miscellaneous | E5 | TRC BC Ratio | 0 | 0 | 0 | 0 | 0 | 0 | 0 | 0 | 0 | 0 | 0 | 0 | 0 | 0 | 0 | 0 | 0 | 0 | 0 | 0 | 0 | 0 | 0 | 0 | 0 | 0 | 0 | 0 | 0 | 0 | 0 | 0 | 0
F2_Residential_Single Family Moderate Income_New_Miscellaneous_Natural Gas_Miscellaneous_E6 | F2 | Residential | Single Family Moderate Income | New | Miscellaneous | Natural Gas | Miscellaneous | E6 | TRC BC Ratio | 0 | 0 | 0 | 0 | 0 | 0 | 0 | 0 | 0 | 0 | 0 | 0 | 0 | 0 | 0 | 0 | 0 | 0 | 0 | 0 | 0 | 0 | 0 | 0 | 0 | 0 | 0 | 0 | 0 | 0 | 0 | 0 | 0
F2_Residential_Single Family Moderate Income_New_Miscellaneous_Natural Gas_Miscellaneous_E7 | F2 | Residential | Single Family Moderate Income | New | Miscellaneous | Natural Gas | Miscellaneous | E7 | TRC BC Ratio | 0 | 0 | 0 | 0 | 0 | 0 | 0 | 0 | 0 | 0 | 0 | 0 | 0 | 0 | 0 | 0 | 0 | 0 | 0 | 0 | 0 | 0 | 0 | 0 | 0 | 0 | 0 | 0 | 0 | 0 | 0 | 0 | 0
F2_Residential_Single Family Moderate Income_New_Miscellaneous_Natural Gas_Miscellaneous_E8 | F2 | Residential | Single Family Moderate Income | New | Miscellaneous | Natural Gas | Miscellaneous | E8 | TRC BC Ratio | 0 | 0 | 0 | 0 | 0 | 0 | 0 | 0 | 0 | 0 | 0 | 0 | 0 | 0 | 0 | 0 | 0 | 0 | 0 | 0 | 0 | 0 | 0 | 0 | 0 | 0 | 0 | 0 | 0 | 0 | 0 | 0 | 0
F2_Residential_Single Family Moderate Income_New_Miscellaneous_Natural Gas_Miscellaneous_E9 | F2 | Residential | Single Family Moderate Income | New | Miscellaneous | Natural Gas | Miscellaneous | E9 | TRC BC Ratio | 0 | 0 | 0 | 0 | 0 | 0 | 0 | 0 | 0 | 0 | 0 | 0 | 0 | 0 | 0 | 0 | 0 | 0 | 0 | 0 | 0 | 0 | 0 | 0 | 0 | 0 | 0 | 0 | 0 | 0 | 0 | 0 | 0
F2_Residential_Single Family Moderate Income_New_Miscellaneous_Natural Gas_Miscellaneous_E10 | F2 | Residential | Single Family Moderate Income | New | Miscellaneous | Natural Gas | Miscellaneous | E10 | TRC BC Ratio | 0 | 0 | 0 | 0 | 0 | 0 | 0 | 0 | 0 | 0 | 0 | 0 | 0 | 0 | 0 | 0 | 0 | 0 | 0 | 0 | 0 | 0 | 0 | 0 | 0 | 0 | 0 | 0 | 0 | 0 | 0 | 0 | 0
F3_Residential_Single Family Moderate Income_New_Miscellaneous_Natural Gas_Miscellaneous_E1 | F3 | Residential | Single Family Moderate Income | New | Miscellaneous | Natural Gas | Miscellaneous | E1 | PACT BC Ratio | bar: 2019 to 2051
F3_Residential_Single Family Moderate Income_New_Miscellaneous_Natural Gas_Miscellaneous_E2 | F3 | Residential | Single Family Moderate Income | New | Miscellaneous | Natural Gas | Miscellaneous | E2 | PACT BC Ratio | 0 | 0 | 0 | 0 | 0 | 0 | 0 | 0 | 0 | 0 | 0 | 0 | 0 | 0 | 0 | 0 | 0 | 0 | 0 | 0 | 0 | 0 | 0 | 0 | 0 | 0 | 0 | 0 | 0 | 0 | 0 | 0 | 0
F3_Residential_Single Family Moderate Income_New_Miscellaneous_Natural Gas_Miscellaneous_E3 | F3 | Residential | Single Family Moderate Income | New | Miscellaneous | Natural Gas | Miscellaneous | E3 | PACT BC Ratio | 0 | 0 | 0 | 0 | 0 | 0 | 0 | 0 | 0 | 0 | 0 | 0 | 0 | 0 | 0 | 0 | 0 | 0 | 0 | 0 | 0 | 0 | 0 | 0 | 0 | 0 | 0 | 0 | 0 | 0 | 0 | 0 | 0
F3_Residential_Single Family Moderate Income_New_Miscellaneous_Natural Gas_Miscellaneous_E4 | F3 | Residential | Single Family Moderate Income | New | Miscellaneous | Natural Gas | Miscellaneous | E4 | PACT BC Ratio | 0 | 0 | 0 | 0 | 0 | 0 | 0 | 0 | 0 | 0 | 0 | 0 | 0 | 0 | 0 | 0 | 0 | 0 | 0 | 0 | 0 | 0 | 0 | 0 | 0 | 0 | 0 | 0 | 0 | 0 | 0 | 0 | 0
F3_Residential_Single Family Moderate Income_New_Miscellaneous_Natural Gas_Miscellaneous_E5 | F3 | Residential | Single Family Moderate Income | New | Miscellaneous | Natural Gas | Miscellaneous | E5 | PACT BC Ratio | 0 | 0 | 0 | 0 | 0 | 0 | 0 | 0 | 0 | 0 | 0 | 0 | 0 | 0 | 0 | 0 | 0 | 0 | 0 | 0 | 0 | 0 | 0 | 0 | 0 | 0 | 0 | 0 | 0 | 0 | 0 | 0 | 0
F3_Residential_Single Family Moderate Income_New_Miscellaneous_Natural Gas_Miscellaneous_E6 | F3 | Residential | Single Family Moderate Income | New | Miscellaneous | Natural Gas | Miscellaneous | E6 | PACT BC Ratio | 0 | 0 | 0 | 0 | 0 | 0 | 0 | 0 | 0 | 0 | 0 | 0 | 0 | 0 | 0 | 0 | 0 | 0 | 0 | 0 | 0 | 0 | 0 | 0 | 0 | 0 | 0 | 0 | 0 | 0 | 0 | 0 | 0
F3_Residential_Single Family Moderate Income_New_Miscellaneous_Natural Gas_Miscellaneous_E7 | F3 | Residential | Single Family Moderate Income | New | Miscellaneous | Natural Gas | Miscellaneous | E7 | PACT BC Ratio | 0 | 0 | 0 | 0 | 0 | 0 | 0 | 0 | 0 | 0 | 0 | 0 | 0 | 0 | 0 | 0 | 0 | 0 | 0 | 0 | 0 | 0 | 0 | 0 | 0 | 0 | 0 | 0 | 0 | 0 | 0 | 0 | 0
F3_Residential_Single Family Moderate Income_New_Miscellaneous_Natural Gas_Miscellaneous_E8 | F3 | Residential | Single Family Moderate Income | New | Miscellaneous | Natural Gas | Miscellaneous | E8 | PACT BC Ratio | 0 | 0 | 0 | 0 | 0 | 0 | 0 | 0 | 0 | 0 | 0 | 0 | 0 | 0 | 0 | 0 | 0 | 0 | 0 | 0 | 0 | 0 | 0 | 0 | 0 | 0 | 0 | 0 | 0 | 0 | 0 | 0 | 0
F3_Residential_Single Family Moderate Income_New_Miscellaneous_Natural Gas_Miscellaneous_E9 | F3 | Residential | Single Family Moderate Income | New | Miscellaneous | Natural Gas | Miscellaneous | E9 | PACT BC Ratio | 0 | 0 | 0 | 0 | 0 | 0 | 0 | 0 | 0 | 0 | 0 | 0 | 0 | 0 | 0 | 0 | 0 | 0 | 0 | 0 | 0 | 0 | 0 | 0 | 0 | 0 | 0 | 0 | 0 | 0 | 0 | 0 | 0
F3_Residential_Single Family Moderate Income_New_Miscellaneous_Natural Gas_Miscellaneous_E10 | F3 | Residential | Single Family Moderate Income | New | Miscellaneous | Natural Gas | Miscellaneous | E10 | PACT BC Ratio | 0 | 0 | 0 | 0 | 0 | 0 | 0 | 0 | 0 | 0 | 0 | 0 | 0 | 0 | 0 | 0 | 0 | 0 | 0 | 0 | 0 | 0 | 0 | 0 | 0 | 0 | 0 | 0 | 0 | 0 | 0 | 0 | 0
F4_Residential_Single Family Moderate Income_New_Miscellaneous_Natural Gas_Miscellaneous_E1 | F4 | Residential | Single Family Moderate Income | New | Miscellaneous | Natural Gas | Miscellaneous | E1 | RVT BC Ratio | bar: 2019 to 2051
F4_Residential_Single Family Moderate Income_New_Miscellaneous_Natural Gas_Miscellaneous_E2 | F4 | Residential | Single Family Moderate Income | New | Miscellaneous | Natural Gas | Miscellaneous | E2 | RVT BC Ratio | 0 | 0 | 0 | 0 | 0 | 0 | 0 | 0 | 0 | 0 | 0 | 0 | 0 | 0 | 0 | 0 | 0 | 0 | 0 | 0 | 0 | 0 | 0 | 0 | 0 | 0 | 0 | 0 | 0 | 0 | 0 | 0 | 0
F4_Residential_Single Family Moderate Income_New_Miscellaneous_Natural Gas_Miscellaneous_E3 | F4 | Residential | Single Family Moderate Income | New | Miscellaneous | Natural Gas | Miscellaneous | E3 | RVT BC Ratio | 0 | 0 | 0 | 0 | 0 | 0 | 0 | 0 | 0 | 0 | 0 | 0 | 0 | 0 | 0 | 0 | 0 | 0 | 0 | 0 | 0 | 0 | 0 | 0 | 0 | 0 | 0 | 0 | 0 | 0 | 0 | 0 | 0
F4_Residential_Single Family Moderate Income_New_Miscellaneous_Natural Gas_Miscellaneous_E4 | F4 | Residential | Single Family Moderate Income | New | Miscellaneous | Natural Gas | Miscellaneous | E4 | RVT BC Ratio | 0 | 0 | 0 | 0 | 0 | 0 | 0 | 0 | 0 | 0 | 0 | 0 | 0 | 0 | 0 | 0 | 0 | 0 | 0 | 0 | 0 | 0 | 0 | 0 | 0 | 0 | 0 | 0 | 0 | 0 | 0 | 0 | 0
F4_Residential_Single Family Moderate Income_New_Miscellaneous_Natural Gas_Miscellaneous_E5 | F4 | Residential | Single Family Moderate Income | New | Miscellaneous | Natural Gas | Miscellaneous | E5 | RVT BC Ratio | 0 | 0 | 0 | 0 | 0 | 0 | 0 | 0 | 0 | 0 | 0 | 0 | 0 | 0 | 0 | 0 | 0 | 0 | 0 | 0 | 0 | 0 | 0 | 0 | 0 | 0 | 0 | 0 | 0 | 0 | 0 | 0 | 0
F4_Residential_Single Family Moderate Income_New_Miscellaneous_Natural Gas_Miscellaneous_E6 | F4 | Residential | Single Family Moderate Income | New | Miscellaneous | Natural Gas | Miscellaneous | E6 | RVT BC Ratio | 0 | 0 | 0 | 0 | 0 | 0 | 0 | 0 | 0 | 0 | 0 | 0 | 0 | 0 | 0 | 0 | 0 | 0 | 0 | 0 | 0 | 0 | 0 | 0 | 0 | 0 | 0 | 0 | 0 | 0 | 0 | 0 | 0
F4_Residential_Single Family Moderate Income_New_Miscellaneous_Natural Gas_Miscellaneous_E7 | F4 | Residential | Single Family Moderate Income | New | Miscellaneous | Natural Gas | Miscellaneous | E7 | RVT BC Ratio | 0 | 0 | 0 | 0 | 0 | 0 | 0 | 0 | 0 | 0 | 0 | 0 | 0 | 0 | 0 | 0 | 0 | 0 | 0 | 0 | 0 | 0 | 0 | 0 | 0 | 0 | 0 | 0 | 0 | 0 | 0 | 0 | 0
F4_Residential_Single Family Moderate Income_New_Miscellaneous_Natural Gas_Miscellaneous_E8 | F4 | Residential | Single Family Moderate Income | New | Miscellaneous | Natural Gas | Miscellaneous | E8 | RVT BC Ratio | 0 | 0 | 0 | 0 | 0 | 0 | 0 | 0 | 0 | 0 | 0 | 0 | 0 | 0 | 0 | 0 | 0 | 0 | 0 | 0 | 0 | 0 | 0 | 0 | 0 | 0 | 0 | 0 | 0 | 0 | 0 | 0 | 0
F4_Residential_Single Family Moderate Income_New_Miscellaneous_Natural Gas_Miscellaneous_E9 | F4 | Residential | Single Family Moderate Income | New | Miscellaneous | Natural Gas | Miscellaneous | E9 | RVT BC Ratio | 0 | 0 | 0 | 0 | 0 | 0 | 0 | 0 | 0 | 0 | 0 | 0 | 0 | 0 | 0 | 0 | 0 | 0 | 0 | 0 | 0 | 0 | 0 | 0 | 0 | 0 | 0 | 0 | 0 | 0 | 0 | 0 | 0
F4_Residential_Single Family Moderate Income_New_Miscellaneous_Natural Gas_Miscellaneous_E10 | F4 | Residential | Single Family Moderate Income | New | Miscellaneous | Natural Gas | Miscellaneous | E10 | RVT BC Ratio | 0 | 0 | 0 | 0 | 0 | 0 | 0 | 0 | 0 | 0 | 0 | 0 | 0 | 0 | 0 | 0 | 0 | 0 | 0 | 0 | 0 | 0 | 0 | 0 | 0 | 0 | 0 | 0 | 0 | 0 | 0 | 0 | 0
F5_Residential_Single Family Moderate Income_New_Miscellaneous_Natural Gas_Miscellaneous_E1 | F5 | Residential | Single Family Moderate Income | New | Miscellaneous | Natural Gas | Miscellaneous | E1 | RIM BC Ratio | bar: 2019 to 2051
F5_Residential_Single Family Moderate Income_New_Miscellaneous_Natural Gas_Miscellaneous_E2 | F5 | Residential | Single Family Moderate Income | New | Miscellaneous | Natural Gas | Miscellaneous | E2 | RIM BC Ratio | 0 | 0 | 0 | 0 | 0 | 0 | 0 | 0 | 0 | 0 | 0 | 0 | 0 | 0 | 0 | 0 | 0 | 0 | 0 | 0 | 0 | 0 | 0 | 0 | 0 | 0 | 0 | 0 | 0 | 0 | 0 | 0 | 0
F5_Residential_Single Family Moderate Income_New_Miscellaneous_Natural Gas_Miscellaneous_E3 | F5 | Residential | Single Family Moderate Income | New | Miscellaneous | Natural Gas | Miscellaneous | E3 | RIM BC Ratio | 0 | 0 | 0 | 0 | 0 | 0 | 0 | 0 | 0 | 0 | 0 | 0 | 0 | 0 | 0 | 0 | 0 | 0 | 0 | 0 | 0 | 0 | 0 | 0 | 0 | 0 | 0 | 0 | 0 | 0 | 0 | 0 | 0
F5_Residential_Single Family Moderate Income_New_Miscellaneous_Natural Gas_Miscellaneous_E4 | F5 | Residential | Single Family Moderate Income | New | Miscellaneous | Natural Gas | Miscellaneous | E4 | RIM BC Ratio | 0 | 0 | 0 | 0 | 0 | 0 | 0 | 0 | 0 | 0 | 0 | 0 | 0 | 0 | 0 | 0 | 0 | 0 | 0 | 0 | 0 | 0 | 0 | 0 | 0 | 0 | 0 | 0 | 0 | 0 | 0 | 0 | 0
F5_Residential_Single Family Moderate Income_New_Miscellaneous_Natural Gas_Miscellaneous_E5 | F5 | Residential | Single Family Moderate Income | New | Miscellaneous | Natural Gas | Miscellaneous | E5 | RIM BC Ratio | 0 | 0 | 0 | 0 | 0 | 0 | 0 | 0 | 0 | 0 | 0 | 0 | 0 | 0 | 0 | 0 | 0 | 0 | 0 | 0 | 0 | 0 | 0 | 0 | 0 | 0 | 0 | 0 | 0 | 0 | 0 | 0 | 0
F5_Residential_Single Family Moderate Income_New_Miscellaneous_Natural Gas_Miscellaneous_E6 | F5 | Residential | Single Family Moderate Income | New | Miscellaneous | Natural Gas | Miscellaneous | E6 | RIM BC Ratio | 0 | 0 | 0 | 0 | 0 | 0 | 0 | 0 | 0 | 0 | 0 | 0 | 0 | 0 | 0 | 0 | 0 | 0 | 0 | 0 | 0 | 0 | 0 | 0 | 0 | 0 | 0 | 0 | 0 | 0 | 0 | 0 | 0
F5_Residential_Single Family Moderate Income_New_Miscellaneous_Natural Gas_Miscellaneous_E7 | F5 | Residential | Single Family Moderate Income | New | Miscellaneous | Natural Gas | Miscellaneous | E7 | RIM BC Ratio | 0 | 0 | 0 | 0 | 0 | 0 | 0 | 0 | 0 | 0 | 0 | 0 | 0 | 0 | 0 | 0 | 0 | 0 | 0 | 0 | 0 | 0 | 0 | 0 | 0 | 0 | 0 | 0 | 0 | 0 | 0 | 0 | 0
F5_Residential_Single Family Moderate Income_New_Miscellaneous_Natural Gas_Miscellaneous_E8 | F5 | Residential | Single Family Moderate Income | New | Miscellaneous | Natural Gas | Miscellaneous | E8 | RIM BC Ratio | 0 | 0 | 0 | 0 | 0 | 0 | 0 | 0 | 0 | 0 | 0 | 0 | 0 | 0 | 0 | 0 | 0 | 0 | 0 | 0 | 0 | 0 | 0 | 0 | 0 | 0 | 0 | 0 | 0 | 0 | 0 | 0 | 0
F5_Residential_Single Family Moderate Income_New_Miscellaneous_Natural Gas_Miscellaneous_E9 | F5 | Residential | Single Family Moderate Income | New | Miscellaneous | Natural Gas | Miscellaneous | E9 | RIM BC Ratio | 0 | 0 | 0 | 0 | 0 | 0 | 0 | 0 | 0 | 0 | 0 | 0 | 0 | 0 | 0 | 0 | 0 | 0 | 0 | 0 | 0 | 0 | 0 | 0 | 0 | 0 | 0 | 0 | 0 | 0 | 0 | 0 | 0
F5_Residential_Single Family Moderate Income_New_Miscellaneous_Natural Gas_Miscellaneous_E10 | F5 | Residential | Single Family Moderate Income | New | Miscellaneous | Natural Gas | Miscellaneous | E10 | RIM BC Ratio | 0 | 0 | 0 | 0 | 0 | 0 | 0 | 0 | 0 | 0 | 0 | 0 | 0 | 0 | 0 | 0 | 0 | 0 | 0 | 0 | 0 | 0 | 0 | 0 | 0 | 0 | 0 | 0 | 0 | 0 | 0 | 0 | 0
F0_Residential_Single Family Low Income_Existing_Space Heating_Natural Gas_Furnace_E0 | F0 | Residential | Single Family Low Income | Existing | Space Heating | Natural Gas | Furnace | E0 | Economic Unit | ASHP with AFUE 95% backup | ASHP with AFUE 95% backup | ASHP with AFUE 95% backup | ASHP with AFUE 95% backup | ASHP with AFUE 95% backup | ASHP with AFUE 95% backup | ASHP with AFUE 95% backup | ASHP with AFUE 95% backup | ASHP with AFUE 95% backup | ASHP with AFUE 95% backup | ASHP with AFUE 95% backup | ASHP with AFUE 95% backup | ASHP with AFUE 95% backup | ASHP with AFUE 95% backup | ASHP with AFUE 95% backup | ASHP with AFUE 95% backup | ASHP with AFUE 95% backup | ASHP with AFUE 95% backup | ASHP with AFUE 95% backup | ASHP with AFUE 95% backup | AFUE 97% (CEE Tier 3) | AFUE 97% (CEE Tier 3) | AFUE 97% (CEE Tier 3) | AFUE 97% (CEE Tier 3) | AFUE 97% (CEE Tier 3) | AFUE 97% (CEE Tier 3) | AFUE 97% (CEE Tier 3) | AFUE 97% (CEE Tier 3) | AFUE 97% (CEE Tier 3) | AFUE 97% (CEE Tier 3) | AFUE 97% (CEE Tier 3) | AFUE 97% (CEE Tier 3) | AFUE 97% (CEE Tier 3)
F1_Residential_Single Family Low Income_Existing_Space Heating_Natural Gas_Furnace_E1 | F1 | Residential | Single Family Low Income | Existing | Space Heating | Natural Gas | Furnace | E1 | CCE | 0 | 0 | 0 | 0 | 0 | 0 | 0 | 0 | 0 | 0 | 0 | 0 | 0 | 0 | 0 | 0 | 0 | 0 | 0 | 0 | 0 | 0 | 0 | 0 | 0 | 0 | 0 | 0 | 0 | 0 | 0 | 0 | 0
F1_Residential_Single Family Low Income_Existing_Space Heating_Natural Gas_Furnace_E2 | F1 | Residential | Single Family Low Income | Existing | Space Heating | Natural Gas | Furnace | E2 | CCE | 1.0984 | 1.1322 | 1.1152 | 1.0278 | 1.0333 | 1.0389 | 1.0445 | 1.0502 | 1.056 | 1.0618 | 1.0678 | 1.0737 | 1.0798 | 1.0859 | 1.092 | 1.0983 | 1.1046 | 1.111 | 1.1174 | 1.124 | 1.1306 | 1.1372 | 1.144 | 1.1509 | 1.1578 | 1.1648 | 1.1719 | 1.1791 | 1.1864 | 1.1937 | 1.2012 | 1.2088 | 1.2088
F1_Residential_Single Family Low Income_Existing_Space Heating_Natural Gas_Furnace_E3 | F1 | Residential | Single Family Low Income | Existing | Space Heating | Natural Gas | Furnace | E3 | CCE | 1.1674 | 1.2033 | 1.1851 | 1.0923 | 1.0981 | 1.1041 | 1.1101 | 1.1162 | 1.1223 | 1.1285 | 1.1348 | 1.1411 | 1.1475 | 1.154 | 1.1606 | 1.1672 | 1.1739 | 1.1807 | 1.1876 | 1.1945 | 1.2015 | 1.2086 | 1.2158 | 1.2231 | 1.2305 | 1.2379 | 1.2455 | 1.2531 | 1.2608 | 1.2686 | 1.2766 | 1.2846 | 1.2846
F1_Residential_Single Family Low Income_Existing_Space Heating_Natural Gas_Furnace_E4 | F1 | Residential | Single Family Low Income | Existing | Space Heating | Natural Gas | Furnace | E4 | CCE | 8.9645 | 9.2403 | 9.1009 | 8.3878 | 8.4329 | 8.4784 | 8.5246 | 8.5712 | 8.6183 | 8.6659 | 8.7141 | 8.7628 | 8.812 | 8.8618 | 8.9122 | 8.9631 | 9.0146 | 9.0667 | 9.1195 | 9.1728 | 9.2268 | 9.2812 | 9.3365 | 9.3924 | 9.449 | 9.5061 | 9.5641 | 9.6228 | 9.6821 | 9.7422 | 9.8031 | 9.8648 | 9.8648
F1_Residential_Single Family Low Income_Existing_Space Heating_Natural Gas_Furnace_E5 | F1 | Residential | Single Family Low Income | Existing | Space Heating | Natural Gas | Furnace | E5 | CCE | 2.1526 | 2.2188 | 2.1853 | 2.0141 | 2.0249 | 2.0359 | 2.0469 | 2.0581 | 2.0694 | 2.0809 | 2.0925 | 2.1041 | 2.116 | 2.1279 | 2.14 | 2.1522 | 2.1646 | 2.1771 | 2.1898 | 2.2026 | 2.2156 | 2.2286 | 2.2419 | 2.2553 | 2.2689 | 2.2826 | 2.2966 | 2.3106 | 2.3249 | 2.3393 | 2.354 | 2.3688 | 2.3688
F1_Residential_Single Family Low Income_Existing_Space Heating_Natural Gas_Furnace_E6 | F1 | Residential | Single Family Low Income | Existing | Space Heating | Natural Gas | Furnace | E6 | CCE | 2.0183 | 2.0804 | 2.049 | 1.8885 | 1.8986 | 1.9089 | 1.9193 | 1.9298 | 1.9404 | 1.9511 | 1.9619 | 1.9729 | 1.984 | 1.9952 | 2.0065 | 2.018 | 2.0296 | 2.0413 | 2.0532 | 2.0652 | 2.0774 | 2.0896 | 2.1021 | 2.1147 | 2.1274 | 2.1403 | 2.1533 | 2.1665 | 2.1799 | 2.1934 | 2.2071 | 2.221 | 2.221
F1_Residential_Single Family Low Income_Existing_Space Heating_Natural Gas_Furnace_E7 | F1 | Residential | Single Family Low Income | Existing | Space Heating | Natural Gas | Furnace | E7 | CCE | 0 | 0 | 0 | 0 | 0 | 0 | 0 | 0 | 0 | 0 | 0 | 0 | 0 | 0 | 0 | 0 | 0 | 0 | 0 | 0 | 0 | 0 | 0 | 0 | 0 | 0 | 0 | 0 | 0 | 0 | 0 | 0 | 0
F1_Residential_Single Family Low Income_Existing_Space Heating_Natural Gas_Furnace_E8 | F1 | Residential | Single Family Low Income | Existing | Space Heating | Natural Gas | Furnace | E8 | CCE | 0 | 0 | 0 | 0 | 0 | 0 | 0 | 0 | 0 | 0 | 0 | 0 | 0 | 0 | 0 | 0 | 0 | 0 | 0 | 0 | 0 | 0 | 0 | 0 | 0 | 0 | 0 | 0 | 0 | 0 | 0 | 0 | 0
F1_Residential_Single Family Low Income_Existing_Space Heating_Natural Gas_Furnace_E9 | F1 | Residential | Single Family Low Income | Existing | Space Heating | Natural Gas | Furnace | E9 | CCE | 0 | 0 | 0 | 0 | 0 | 0 | 0 | 0 | 0 | 0 | 0 | 0 | 0 | 0 | 0 | 0 | 0 | 0 | 0 | 0 | 0 | 0 | 0 | 0 | 0 | 0 | 0 | 0 | 0 | 0 | 0 | 0 | 0
F1_Residential_Single Family Low Income_Existing_Space Heating_Natural Gas_Furnace_E10 | F1 | Residential | Single Family Low Income | Existing | Space Heating | Natural Gas | Furnace | E10 | CCE | 0 | 0 | 0 | 0 | 0 | 0 | 0 | 0 | 0 | 0 | 0 | 0 | 0 | 0 | 0 | 0 | 0 | 0 | 0 | 0 | 0 | 0 | 0 | 0 | 0 | 0 | 0 | 0 | 0 | 0 | 0 | 0 | 0
F2_Residential_Single Family Low Income_Existing_Space Heating_Natural Gas_Furnace_E1 | F2 | Residential | Single Family Low Income | Existing | Space Heating | Natural Gas | Furnace | E1 | TRC BC Ratio | bar: 2019 to 2051
F2_Residential_Single Family Low Income_Existing_Space Heating_Natural Gas_Furnace_E2 | F2 | Residential | Single Family Low Income | Existing | Space Heating | Natural Gas | Furnace | E2 | TRC BC Ratio | 1.8509 | 1.8525 | 1.8578 | 1.8617 | 1.8555 | 1.854 | 1.8564 | 1.8572 | 1.8589 | 1.8595 | 1.8592 | 1.8577 | 1.856 | 1.8537 | 1.8502 | 1.8458 | 1.8405 | 1.8347 | 1.8284 | 1.8223 | 1.8156 | 1.8087 | 1.801 | 1.7932 | 1.7846 | 1.7754 | 1.7657 | 1.7558 | 1.7448 | 1.7335 | 1.7212 | 1.7086 | 1.6946
F2_Residential_Single Family Low Income_Existing_Space Heating_Natural Gas_Furnace_E3 | F2 | Residential | Single Family Low Income | Existing | Space Heating | Natural Gas | Furnace | E3 | TRC BC Ratio | 1.7416 | 1.7431 | 1.7481 | 1.7517 | 1.7459 | 1.7446 | 1.7468 | 1.7475 | 1.7491 | 1.7497 | 1.7494 | 1.748 | 1.7464 | 1.7442 | 1.7409 | 1.7368 | 1.7318 | 1.7263 | 1.7204 | 1.7147 | 1.7084 | 1.7018 | 1.6946 | 1.6873 | 1.6792 | 1.6706 | 1.6615 | 1.6521 | 1.6418 | 1.6311 | 1.6195 | 1.6077 | 1.5945
F2_Residential_Single Family Low Income_Existing_Space Heating_Natural Gas_Furnace_E4 | F2 | Residential | Single Family Low Income | Existing | Space Heating | Natural Gas | Furnace | E4 | TRC BC Ratio | 0.22623 | 0.22643 | 0.22683 | 0.22718 | 0.22708 | 0.22725 | 0.22747 | 0.22747 | 0.22733 | 0.22695 | 0.22632 | 0.22541 | 0.22424 | 0.22278 | 0.22097 | 0.21917 | 0.21739 | 0.21565 | 0.2142 | 0.21311 | 0.21235 | 0.21201 | 0.21164 | 0.21126 | 0.21083 | 0.21039 | 0.20991 | 0.20942 | 0.20889 | 0.20833 | 0.20773 | 0.20711 | 0.20643
F2_Residential_Single Family Low Income_Existing_Space Heating_Natural Gas_Furnace_E5 | F2 | Residential | Single Family Low Income | Existing | Space Heating | Natural Gas | Furnace | E5 | TRC BC Ratio | 0.94354 | 0.94439 | 0.94691 | 0.9488 | 0.94639 | 0.94606 | 0.94706 | 0.94705 | 0.94704 | 0.94618 | 0.94446 | 0.94229 | 0.94004 | 0.93758 | 0.93463 | 0.93139 | 0.92783 | 0.9241 | 0.92076 | 0.91813 | 0.91521 | 0.91222 | 0.90889 | 0.90555 | 0.90182 | 0.89786 | 0.89367 | 0.88936 | 0.88462 | 0.87972 | 0.87441 | 0.86897 | 0.86293
F2_Residential_Single Family Low Income_Existing_Space Heating_Natural Gas_Furnace_E6 | F2 | Residential | Single Family Low Income | Existing | Space Heating | Natural Gas | Furnace | E6 | TRC BC Ratio | 1.0066 | 1.0075 | 1.0103 | 1.0123 | 1.0095 | 1.009 | 1.0101 | 1.0103 | 1.0105 | 1.0099 | 1.0086 | 1.0067 | 1.0047 | 1.0025 | 0.9997 | 0.99656 | 0.99302 | 0.98928 | 0.98576 | 0.98281 | 0.97954 | 0.97618 | 0.97245 | 0.9687 | 0.96451 | 0.96007 | 0.95538 | 0.95054 | 0.94522 | 0.93973 | 0.93377 | 0.92766 | 0.92089
F2_Residential_Single Family Low Income_Existing_Space Heating_Natural Gas_Furnace_E7 | F2 | Residential | Single Family Low Income | Existing | Space Heating | Natural Gas | Furnace | E7 | TRC BC Ratio | 0 | 0 | 0 | 0 | 0 | 0 | 0 | 0 | 0 | 0 | 0 | 0 | 0 | 0 | 0 | 0 | 0 | 0 | 0 | 0 | 0 | 0 | 0 | 0 | 0 | 0 | 0 | 0 | 0 | 0 | 0 | 0 | 0
F2_Residential_Single Family Low Income_Existing_Space Heating_Natural Gas_Furnace_E8 | F2 | Residential | Single Family Low Income | Existing | Space Heating | Natural Gas | Furnace | E8 | TRC BC Ratio | 0 | 0 | 0 | 0 | 0 | 0 | 0 | 0 | 0 | 0 | 0 | 0 | 0 | 0 | 0 | 0 | 0 | 0 | 0 | 0 | 0 | 0 | 0 | 0 | 0 | 0 | 0 | 0 | 0 | 0 | 0 | 0 | 0
F2_Residential_Single Family Low Income_Existing_Space Heating_Natural Gas_Furnace_E9 | F2 | Residential | Single Family Low Income | Existing | Space Heating | Natural Gas | Furnace | E9 | TRC BC Ratio | 0 | 0 | 0 | 0 | 0 | 0 | 0 | 0 | 0 | 0 | 0 | 0 | 0 | 0 | 0 | 0 | 0 | 0 | 0 | 0 | 0 | 0 | 0 | 0 | 0 | 0 | 0 | 0 | 0 | 0 | 0 | 0 | 0
F2_Residential_Single Family Low Income_Existing_Space Heating_Natural Gas_Furnace_E10 | F2 | Residential | Single Family Low Income | Existing | Space Heating | Natural Gas | Furnace | E10 | TRC BC Ratio | 0 | 0 | 0 | 0 | 0 | 0 | 0 | 0 | 0 | 0 | 0 | 0 | 0 | 0 | 0 | 0 | 0 | 0 | 0 | 0 | 0 | 0 | 0 | 0 | 0 | 0 | 0 | 0 | 0 | 0 | 0 | 0 | 0
F3_Residential_Single Family Low Income_Existing_Space Heating_Natural Gas_Furnace_E1 | F3 | Residential | Single Family Low Income | Existing | Space Heating | Natural Gas | Furnace | E1 | PACT BC Ratio | bar: 2019 to 2051
F3_Residential_Single Family Low Income_Existing_Space Heating_Natural Gas_Furnace_E2 | F3 | Residential | Single Family Low Income | Existing | Space Heating | Natural Gas | Furnace | E2 | PACT BC Ratio | 1.8852 | 1.8868 | 1.8923 | 1.8962 | 1.8899 | 1.8884 | 1.8908 | 1.8916 | 1.8933 | 1.8939 | 1.8936 | 1.8922 | 1.8904 | 1.8881 | 1.8844 | 1.88 | 1.8746 | 1.8687 | 1.8623 | 1.8561 | 1.8492 | 1.8422 | 1.8343 | 1.8265 | 1.8177 | 1.8083 | 1.7985 | 1.7883 | 1.7771 | 1.7656 | 1.7531 | 1.7402 | 1.726
F3_Residential_Single Family Low Income_Existing_Space Heating_Natural Gas_Furnace_E3 | F3 | Residential | Single Family Low Income | Existing | Space Heating | Natural Gas | Furnace | E3 | PACT BC Ratio | 1.7739 | 1.7754 | 1.7805 | 1.7842 | 1.7783 | 1.7769 | 1.7792 | 1.7799 | 1.7815 | 1.7821 | 1.7818 | 1.7805 | 1.7788 | 1.7766 | 1.7732 | 1.769 | 1.7639 | 1.7583 | 1.7523 | 1.7465 | 1.74 | 1.7334 | 1.726 | 1.7186 | 1.7103 | 1.7016 | 1.6923 | 1.6827 | 1.6722 | 1.6613 | 1.6496 | 1.6375 | 1.6241
F3_Residential_Single Family Low Income_Existing_Space Heating_Natural Gas_Furnace_E4 | F3 | Residential | Single Family Low Income | Existing | Space Heating | Natural Gas | Furnace | E4 | PACT BC Ratio | 0.23042 | 0.23063 | 0.23103 | 0.23139 | 0.23129 | 0.23146 | 0.23169 | 0.23168 | 0.23154 | 0.23116 | 0.23051 | 0.22959 | 0.22839 | 0.22691 | 0.22507 | 0.22324 | 0.22142 | 0.21965 | 0.21817 | 0.21706 | 0.21629 | 0.21594 | 0.21556 | 0.21517 | 0.21474 | 0.21429 | 0.2138 | 0.21331 | 0.21276 | 0.21219 | 0.21158 | 0.21095 | 0.21026
F3_Residential_Single Family Low Income_Existing_Space Heating_Natural Gas_Furnace_E5 | F3 | Residential | Single Family Low Income | Existing | Space Heating | Natural Gas | Furnace | E5 | PACT BC Ratio | 0.96104 | 0.9619 | 0.96447 | 0.96639 | 0.96394 | 0.9636 | 0.96461 | 0.96461 | 0.96459 | 0.96372 | 0.96197 | 0.95976 | 0.95747 | 0.95496 | 0.95195 | 0.94865 | 0.94503 | 0.94124 | 0.93783 | 0.93515 | 0.93218 | 0.92913 | 0.92574 | 0.92233 | 0.91853 | 0.9145 | 0.91024 | 0.90585 | 0.90102 | 0.89603 | 0.89062 | 0.88507 | 0.87892
F3_Residential_Single Family Low Income_Existing_Space Heating_Natural Gas_Furnace_E6 | F3 | Residential | Single Family Low Income | Existing | Space Heating | Natural Gas | Furnace | E6 | PACT BC Ratio | 1.0253 | 1.0262 | 1.029 | 1.0311 | 1.0282 | 1.0277 | 1.0289 | 1.029 | 1.0292 | 1.0287 | 1.0273 | 1.0254 | 1.0234 | 1.0211 | 1.0182 | 1.015 | 1.0114 | 1.0076 | 1.004 | 1.001 | 0.9977 | 0.99427 | 0.99047 | 0.98665 | 0.98239 | 0.97787 | 0.97309 | 0.96816 | 0.96274 | 0.95715 | 0.95108 | 0.94486 | 0.93796
F3_Residential_Single Family Low Income_Existing_Space Heating_Natural Gas_Furnace_E7 | F3 | Residential | Single Family Low Income | Existing | Space Heating | Natural Gas | Furnace | E7 | PACT BC Ratio | 0 | 0 | 0 | 0 | 0 | 0 | 0 | 0 | 0 | 0 | 0 | 0 | 0 | 0 | 0 | 0 | 0 | 0 | 0 | 0 | 0 | 0 | 0 | 0 | 0 | 0 | 0 | 0 | 0 | 0 | 0 | 0 | 0
F3_Residential_Single Family Low Income_Existing_Space Heating_Natural Gas_Furnace_E8 | F3 | Residential | Single Family Low Income | Existing | Space Heating | Natural Gas | Furnace | E8 | PACT BC Ratio | 0 | 0 | 0 | 0 | 0 | 0 | 0 | 0 | 0 | 0 | 0 | 0 | 0 | 0 | 0 | 0 | 0 | 0 | 0 | 0 | 0 | 0 | 0 | 0 | 0 | 0 | 0 | 0 | 0 | 0 | 0 | 0 | 0
F3_Residential_Single Family Low Income_Existing_Space Heating_Natural Gas_Furnace_E9 | F3 | Residential | Single Family Low Income | Existing | Space Heating | Natural Gas | Furnace | E9 | PACT BC Ratio | 0 | 0 | 0 | 0 | 0 | 0 | 0 | 0 | 0 | 0 | 0 | 0 | 0 | 0 | 0 | 0 | 0 | 0 | 0 | 0 | 0 | 0 | 0 | 0 | 0 | 0 | 0 | 0 | 0 | 0 | 0 | 0 | 0
F3_Residential_Single Family Low Income_Existing_Space Heating_Natural Gas_Furnace_E10 | F3 | Residential | Single Family Low Income | Existing | Space Heating | Natural Gas | Furnace | E10 | PACT BC Ratio | 0 | 0 | 0 | 0 | 0 | 0 | 0 | 0 | 0 | 0 | 0 | 0 | 0 | 0 | 0 | 0 | 0 | 0 | 0 | 0 | 0 | 0 | 0 | 0 | 0 | 0 | 0 | 0 | 0 | 0 | 0 | 0 | 0
F4_Residential_Single Family Low Income_Existing_Space Heating_Natural Gas_Furnace_E1 | F4 | Residential | Single Family Low Income | Existing | Space Heating | Natural Gas | Furnace | E1 | RVT BC Ratio | bar: 2019 to 2051
F4_Residential_Single Family Low Income_Existing_Space Heating_Natural Gas_Furnace_E2 | F4 | Residential | Single Family Low Income | Existing | Space Heating | Natural Gas | Furnace | E2 | RVT BC Ratio | 3.1957 | 3.1975 | 3.204 | 3.2086 | 3.2012 | 3.1994 | 3.2022 | 3.2032 | 3.2052 | 3.2059 | 3.2056 | 3.2039 | 3.2018 | 3.199 | 3.1948 | 3.1895 | 3.1832 | 3.1762 | 3.1687 | 3.1614 | 3.1534 | 3.145 | 3.1358 | 3.1266 | 3.1162 | 3.1052 | 3.0936 | 3.0817 | 3.0685 | 3.055 | 3.0402 | 3.0251 | 3.0038
F4_Residential_Single Family Low Income_Existing_Space Heating_Natural Gas_Furnace_E3 | F4 | Residential | Single Family Low Income | Existing | Space Heating | Natural Gas | Furnace | E3 | RVT BC Ratio | 3.0647 | 3.0665 | 3.0725 | 3.0769 | 3.0699 | 3.0682 | 3.0709 | 3.0718 | 3.0737 | 3.0744 | 3.074 | 3.0724 | 3.0705 | 3.0679 | 3.0639 | 3.0589 | 3.053 | 3.0464 | 3.0394 | 3.0325 | 3.0249 | 3.0171 | 3.0084 | 2.9997 | 2.99 | 2.9796 | 2.9687 | 2.9575 | 2.9451 | 2.9323 | 2.9185 | 2.9043 | 2.8842
F4_Residential_Single Family Low Income_Existing_Space Heating_Natural Gas_Furnace_E4 | F4 | Residential | Single Family Low Income | Existing | Space Heating | Natural Gas | Furnace | E4 | RVT BC Ratio | 1.2492 | 1.2494 | 1.2499 | 1.2503 | 1.2502 | 1.2504 | 1.2507 | 1.2507 | 1.2505 | 1.2501 | 1.2493 | 1.2482 | 1.2468 | 1.2451 | 1.2429 | 1.2407 | 1.2386 | 1.2365 | 1.2348 | 1.2335 | 1.2326 | 1.2322 | 1.2317 | 1.2313 | 1.2308 | 1.2302 | 1.2296 | 1.2291 | 1.2284 | 1.2278 | 1.227 | 1.2263 | 1.2238
F4_Residential_Single Family Low Income_Existing_Space Heating_Natural Gas_Furnace_E5 | F4 | Residential | Single Family Low Income | Existing | Space Heating | Natural Gas | Furnace | E5 | RVT BC Ratio | 2.1086 | 2.1096 | 2.1126 | 2.1149 | 2.112 | 2.1116 | 2.1128 | 2.1128 | 2.1128 | 2.1117 | 2.1097 | 2.1071 | 2.1044 | 2.1014 | 2.0979 | 2.094 | 2.0898 | 2.0853 | 2.0813 | 2.0781 | 2.0746 | 2.0711 | 2.0671 | 2.0631 | 2.0586 | 2.0538 | 2.0488 | 2.0437 | 2.038 | 2.0321 | 2.0258 | 2.0192 | 2.007
F4_Residential_Single Family Low Income_Existing_Space Heating_Natural Gas_Furnace_E6 | F4 | Residential | Single Family Low Income | Existing | Space Heating | Natural Gas | Furnace | E6 | RVT BC Ratio | 2.1841 | 2.1852 | 2.1885 | 2.1909 | 2.1876 | 2.187 | 2.1884 | 2.1885 | 2.1888 | 2.1881 | 2.1865 | 2.1843 | 2.1819 | 2.1792 | 2.1759 | 2.1721 | 2.1679 | 2.1634 | 2.1592 | 2.1556 | 2.1517 | 2.1477 | 2.1432 | 2.1387 | 2.1337 | 2.1284 | 2.1228 | 2.117 | 2.1106 | 2.104 | 2.0969 | 2.0896 | 2.0769
F4_Residential_Single Family Low Income_Existing_Space Heating_Natural Gas_Furnace_E7 | F4 | Residential | Single Family Low Income | Existing | Space Heating | Natural Gas | Furnace | E7 | RVT BC Ratio | 0 | 0 | 0 | 0 | 0 | 0 | 0 | 0 | 0 | 0 | 0 | 0 | 0 | 0 | 0 | 0 | 0 | 0 | 0 | 0 | 0 | 0 | 0 | 0 | 0 | 0 | 0 | 0 | 0 | 0 | 0 | 0 | 0
F4_Residential_Single Family Low Income_Existing_Space Heating_Natural Gas_Furnace_E8 | F4 | Residential | Single Family Low Income | Existing | Space Heating | Natural Gas | Furnace | E8 | RVT BC Ratio | 0 | 0 | 0 | 0 | 0 | 0 | 0 | 0 | 0 | 0 | 0 | 0 | 0 | 0 | 0 | 0 | 0 | 0 | 0 | 0 | 0 | 0 | 0 | 0 | 0 | 0 | 0 | 0 | 0 | 0 | 0 | 0 | 0
F4_Residential_Single Family Low Income_Existing_Space Heating_Natural Gas_Furnace_E9 | F4 | Residential | Single Family Low Income | Existing | Space Heating | Natural Gas | Furnace | E9 | RVT BC Ratio | 0 | 0 | 0 | 0 | 0 | 0 | 0 | 0 | 0 | 0 | 0 | 0 | 0 | 0 | 0 | 0 | 0 | 0 | 0 | 0 | 0 | 0 | 0 | 0 | 0 | 0 | 0 | 0 | 0 | 0 | 0 | 0 | 0
F4_Residential_Single Family Low Income_Existing_Space Heating_Natural Gas_Furnace_E10 | F4 | Residential | Single Family Low Income | Existing | Space Heating | Natural Gas | Furnace | E10 | RVT BC Ratio | 0 | 0 | 0 | 0 | 0 | 0 | 0 | 0 | 0 | 0 | 0 | 0 | 0 | 0 | 0 | 0 | 0 | 0 | 0 | 0 | 0 | 0 | 0 | 0 | 0 | 0 | 0 | 0 | 0 | 0 | 0 | 0 | 0
F5_Residential_Single Family Low Income_Existing_Space Heating_Natural Gas_Furnace_E1 | F5 | Residential | Single Family Low Income | Existing | Space Heating | Natural Gas | Furnace | E1 | RIM BC Ratio | bar: 2019 to 2051
F5_Residential_Single Family Low Income_Existing_Space Heating_Natural Gas_Furnace_E2 | F5 | Residential | Single Family Low Income | Existing | Space Heating | Natural Gas | Furnace | E2 | RIM BC Ratio | 0.6541 | 0.65429 | 0.65494 | 0.65541 | 0.65466 | 0.65448 | 0.65477 | 0.65487 | 0.65507 | 0.65514 | 0.6551 | 0.65493 | 0.65472 | 0.65444 | 0.654 | 0.65347 | 0.65281 | 0.65209 | 0.65132 | 0.65056 | 0.64971 | 0.64884 | 0.64786 | 0.64687 | 0.64577 | 0.64459 | 0.64333 | 0.64202 | 0.64058 | 0.63907 | 0.63742 | 0.63572 | 0.63472
F5_Residential_Single Family Low Income_Existing_Space Heating_Natural Gas_Furnace_E3 | F5 | Residential | Single Family Low Income | Existing | Space Heating | Natural Gas | Furnace | E3 | RIM BC Ratio | 0.64016 | 0.64035 | 0.64102 | 0.64149 | 0.64073 | 0.64055 | 0.64084 | 0.64094 | 0.64115 | 0.64122 | 0.64118 | 0.64101 | 0.64079 | 0.64051 | 0.64006 | 0.63952 | 0.63885 | 0.63812 | 0.63733 | 0.63656 | 0.63569 | 0.6348 | 0.63381 | 0.63281 | 0.63168 | 0.63048 | 0.62921 | 0.62788 | 0.62641 | 0.62488 | 0.6232 | 0.62147 | 0.6204
F5_Residential_Single Family Low Income_Existing_Space Heating_Natural Gas_Furnace_E4 | F5 | Residential | Single Family Low Income | Existing | Space Heating | Natural Gas | Furnace | E4 | RIM BC Ratio | 0.18733 | 0.18746 | 0.18773 | 0.18797 | 0.1879 | 0.18801 | 0.18816 | 0.18816 | 0.18807 | 0.18782 | 0.18739 | 0.18678 | 0.18598 | 0.185 | 0.18377 | 0.18255 | 0.18134 | 0.18015 | 0.17915 | 0.1784 | 0.17788 | 0.17764 | 0.17738 | 0.17712 | 0.17683 | 0.17652 | 0.17619 | 0.17586 | 0.17548 | 0.1751 | 0.17468 | 0.17425 | 0.17398
F5_Residential_Single Family Low Income_Existing_Space Heating_Natural Gas_Furnace_E5 | F5 | Residential | Single Family Low Income | Existing | Space Heating | Natural Gas | Furnace | E5 | RIM BC Ratio | 0.49045 | 0.49068 | 0.49135 | 0.49184 | 0.49121 | 0.49112 | 0.49138 | 0.49138 | 0.49138 | 0.49115 | 0.4907 | 0.49012 | 0.48952 | 0.48887 | 0.48808 | 0.48721 | 0.48625 | 0.48524 | 0.48434 | 0.48362 | 0.48283 | 0.482 | 0.48109 | 0.48017 | 0.47914 | 0.47804 | 0.47687 | 0.47566 | 0.47433 | 0.47294 | 0.47143 | 0.46987 | 0.4692
F5_Residential_Single Family Low Income_Existing_Space Heating_Natural Gas_Furnace_E6 | F5 | Residential | Single Family Low Income | Existing | Space Heating | Natural Gas | Furnace | E6 | RIM BC Ratio | 0.50665 | 0.50687 | 0.50756 | 0.50806 | 0.50737 | 0.50725 | 0.50753 | 0.50756 | 0.50762 | 0.50748 | 0.50714 | 0.50668 | 0.50619 | 0.50563 | 0.50493 | 0.50414 | 0.50325 | 0.5023 | 0.50141 | 0.50066 | 0.49983 | 0.49897 | 0.49801 | 0.49704 | 0.49596 | 0.4948 | 0.49357 | 0.4923 | 0.4909 | 0.48944 | 0.48785 | 0.4862 | 0.48533
F5_Residential_Single Family Low Income_Existing_Space Heating_Natural Gas_Furnace_E7 | F5 | Residential | Single Family Low Income | Existing | Space Heating | Natural Gas | Furnace | E7 | RIM BC Ratio | 0 | 0 | 0 | 0 | 0 | 0 | 0 | 0 | 0 | 0 | 0 | 0 | 0 | 0 | 0 | 0 | 0 | 0 | 0 | 0 | 0 | 0 | 0 | 0 | 0 | 0 | 0 | 0 | 0 | 0 | 0 | 0 | 0
F5_Residential_Single Family Low Income_Existing_Space Heating_Natural Gas_Furnace_E8 | F5 | Residential | Single Family Low Income | Existing | Space Heating | Natural Gas | Furnace | E8 | RIM BC Ratio | 0 | 0 | 0 | 0 | 0 | 0 | 0 | 0 | 0 | 0 | 0 | 0 | 0 | 0 | 0 | 0 | 0 | 0 | 0 | 0 | 0 | 0 | 0 | 0 | 0 | 0 | 0 | 0 | 0 | 0 | 0 | 0 | 0
F5_Residential_Single Family Low Income_Existing_Space Heating_Natural Gas_Furnace_E9 | F5 | Residential | Single Family Low Income | Existing | Space Heating | Natural Gas | Furnace | E9 | RIM BC Ratio | 0 | 0 | 0 | 0 | 0 | 0 | 0 | 0 | 0 | 0 | 0 | 0 | 0 | 0 | 0 | 0 | 0 | 0 | 0 | 0 | 0 | 0 | 0 | 0 | 0 | 0 | 0 | 0 | 0 | 0 | 0 | 0 | 0
F5_Residential_Single Family Low Income_Existing_Space Heating_Natural Gas_Furnace_E10 | F5 | Residential | Single Family Low Income | Existing | Space Heating | Natural Gas | Furnace | E10 | RIM BC Ratio | 0 | 0 | 0 | 0 | 0 | 0 | 0 | 0 | 0 | 0 | 0 | 0 | 0 | 0 | 0 | 0 | 0 | 0 | 0 | 0 | 0 | 0 | 0 | 0 | 0 | 0 | 0 | 0 | 0 | 0 | 0 | 0 | 0
F0_Residential_Single Family Low Income_Existing_Space Heating_Natural Gas_Boiler_E0 | F0 | Residential | Single Family Low Income | Existing | Space Heating | Natural Gas | Boiler | E0 | Economic Unit | AFUE 80% | AFUE 80% | AFUE 95% | AFUE 95% | AFUE 95% | AFUE 95% | AFUE 95% | AFUE 95% | AFUE 95% | AFUE 95% | AFUE 95% | AFUE 95% | AFUE 95% | AFUE 95% | AFUE 95% | AFUE 95% | AFUE 95% | AFUE 95% | AFUE 95% | AFUE 95% | AFUE 95% | AFUE 95% | AFUE 95% | AFUE 95% | AFUE 95% | AFUE 95% | AFUE 95% | AFUE 95% | AFUE 95% | AFUE 95% | AFUE 95% | AFUE 95% | AFUE 95%
F1_Residential_Single Family Low Income_Existing_Space Heating_Natural Gas_Boiler_E1 | F1 | Residential | Single Family Low Income | Existing | Space Heating | Natural Gas | Boiler | E1 | CCE | 0 | 0 | 0 | 0 | 0 | 0 | 0 | 0 | 0 | 0 | 0 | 0 | 0 | 0 | 0 | 0 | 0 | 0 | 0 | 0 | 0 | 0 | 0 | 0 | 0 | 0 | 0 | 0 | 0 | 0 | 0 | 0 | 0
F1_Residential_Single Family Low Income_Existing_Space Heating_Natural Gas_Boiler_E2 | F1 | Residential | Single Family Low Income | Existing | Space Heating | Natural Gas | Boiler | E2 | CCE | 6.251 | 6.4433 | 0 | 0 | 0 | 0 | 0 | 0 | 0 | 0 | 0 | 0 | 0 | 0 | 0 | 0 | 0 | 0 | 0 | 0 | 0 | 0 | 0 | 0 | 0 | 0 | 0 | 0 | 0 | 0 | 0 | 0 | 0
F1_Residential_Single Family Low Income_Existing_Space Heating_Natural Gas_Boiler_E3 | F1 | Residential | Single Family Low Income | Existing | Space Heating | Natural Gas | Boiler | E3 | CCE | 6.7639 | 6.972 | 7.7597 | 7.1516 | 7.1901 | 7.2289 | 7.2683 | 7.308 | 7.3482 | 7.3887 | 7.4298 | 7.4714 | 7.5133 | 7.5558 | 7.5987 | 7.6422 | 7.6861 | 7.7305 | 7.7755 | 7.8209 | 7.867 | 7.9134 | 7.9606 | 8.0082 | 8.0564 | 8.1051 | 8.1546 | 8.2046 | 8.2552 | 8.3064 | 8.3584 | 8.4109 | 8.4109
F1_Residential_Single Family Low Income_Existing_Space Heating_Natural Gas_Boiler_E4 | F1 | Residential | Single Family Low Income | Existing | Space Heating | Natural Gas | Boiler | E4 | CCE | 2.895 | 2.9841 | 1.904 | 1.7548 | 1.7643 | 1.7738 | 1.7834 | 1.7932 | 1.8031 | 1.813 | 1.8231 | 1.8333 | 1.8436 | 1.854 | 1.8645 | 1.8752 | 1.886 | 1.8969 | 1.9079 | 1.9191 | 1.9304 | 1.9417 | 1.9533 | 1.965 | 1.9768 | 1.9888 | 2.0009 | 2.0132 | 2.0256 | 2.0382 | 2.0509 | 2.0638 | 2.0638
F1_Residential_Single Family Low Income_Existing_Space Heating_Natural Gas_Boiler_E5 | F1 | Residential | Single Family Low Income | Existing | Space Heating | Natural Gas | Boiler | E5 | CCE | 2.4435 | 2.5187 | 1.8453 | 1.7007 | 1.7099 | 1.7191 | 1.7285 | 1.7379 | 1.7475 | 1.7571 | 1.7669 | 1.7768 | 1.7867 | 1.7968 | 1.8071 | 1.8174 | 1.8278 | 1.8384 | 1.8491 | 1.8599 | 1.8708 | 1.8819 | 1.8931 | 1.9044 | 1.9159 | 1.9275 | 1.9392 | 1.9511 | 1.9632 | 1.9753 | 1.9877 | 2.0002 | 2.0002
F1_Residential_Single Family Low Income_Existing_Space Heating_Natural Gas_Boiler_E6 | F1 | Residential | Single Family Low Income | Existing | Space Heating | Natural Gas | Boiler | E6 | CCE | 11.9131 | 12.2797 | 12.5092 | 11.5289 | 11.591 | 11.6536 | 11.717 | 11.781 | 11.8458 | 11.9112 | 11.9775 | 12.0444 | 12.1121 | 12.1804 | 12.2497 | 12.3197 | 12.3906 | 12.4621 | 12.5346 | 12.608 | 12.6821 | 12.757 | 12.833 | 12.9098 | 12.9876 | 13.0661 | 13.1459 | 13.2264 | 13.308 | 13.3906 | 13.4743 | 13.5591 | 13.5591
F1_Residential_Single Family Low Income_Existing_Space Heating_Natural Gas_Boiler_E7 | F1 | Residential | Single Family Low Income | Existing | Space Heating | Natural Gas | Boiler | E7 | CCE | 3.3767 | 3.4806 | 3.2817 | 3.0245 | 3.0408 | 3.0572 | 3.0739 | 3.0907 | 3.1076 | 3.1248 | 3.1422 | 3.1598 | 3.1775 | 3.1954 | 3.2136 | 3.232 | 3.2506 | 3.2693 | 3.2884 | 3.3076 | 3.3271 | 3.3467 | 3.3666 | 3.3868 | 3.4072 | 3.4278 | 3.4487 | 3.4699 | 3.4913 | 3.5129 | 3.5349 | 3.5571 | 3.5571
F1_Residential_Single Family Low Income_Existing_Space Heating_Natural Gas_Boiler_E8 | F1 | Residential | Single Family Low Income | Existing | Space Heating | Natural Gas | Boiler | E8 | CCE | 3.087 | 3.182 | 2.9988 | 2.7638 | 2.7786 | 2.7936 | 2.8089 | 2.8242 | 2.8397 | 2.8554 | 2.8713 | 2.8873 | 2.9036 | 2.92 | 2.9366 | 2.9533 | 2.9703 | 2.9875 | 3.0049 | 3.0224 | 3.0402 | 3.0582 | 3.0764 | 3.0948 | 3.1134 | 3.1323 | 3.1514 | 3.1707 | 3.1903 | 3.2101 | 3.2301 | 3.2504 | 3.2504
F1_Residential_Single Family Low Income_Existing_Space Heating_Natural Gas_Boiler_E9 | F1 | Residential | Single Family Low Income | Existing | Space Heating | Natural Gas | Boiler | E9 | CCE | 0 | 0 | 0 | 0 | 0 | 0 | 0 | 0 | 0 | 0 | 0 | 0 | 0 | 0 | 0 | 0 | 0 | 0 | 0 | 0 | 0 | 0 | 0 | 0 | 0 | 0 | 0 | 0 | 0 | 0 | 0 | 0 | 0
F1_Residential_Single Family Low Income_Existing_Space Heating_Natural Gas_Boiler_E10 | F1 | Residential | Single Family Low Income | Existing | Space Heating | Natural Gas | Boiler | E10 | CCE | 0 | 0 | 0 | 0 | 0 | 0 | 0 | 0 | 0 | 0 | 0 | 0 | 0 | 0 | 0 | 0 | 0 | 0 | 0 | 0 | 0 | 0 | 0 | 0 | 0 | 0 | 0 | 0 | 0 | 0 | 0 | 0 | 0
F2_Residential_Single Family Low Income_Existing_Space Heating_Natural Gas_Boiler_E1 | F2 | Residential | Single Family Low Income | Existing | Space Heating | Natural Gas | Boiler | E1 | TRC BC Ratio | 1 | 1 | 0 | 0 | 0 | 0 | 0 | 0 | 0 | 0 | 0 | 0 | 0 | 0 | 0 | 0 | 0 | 0 | 0 | 0 | 0 | 0 | 0 | 0 | 0 | 0 | 0 | 0 | 0 | 0 | 0 | 0 | 0
F2_Residential_Single Family Low Income_Existing_Space Heating_Natural Gas_Boiler_E2 | F2 | Residential | Single Family Low Income | Existing | Space Heating | Natural Gas | Boiler | E2 | TRC BC Ratio | 0.32625 | 0.32656 | 1 | 1 | 1 | 1 | 1 | 1 | 1 | 1 | 1 | 1 | 1 | 1 | 1 | 1 | 1 | 1 | 1 | 1 | 1 | 1 | 1 | 1 | 1 | 1 | 1 | 1 | 1 | 1 | 1 | 1 | 1
F2_Residential_Single Family Low Income_Existing_Space Heating_Natural Gas_Boiler_E3 | F2 | Residential | Single Family Low Income | Existing | Space Heating | Natural Gas | Boiler | E3 | TRC BC Ratio | 0.30151 | 0.30179 | 0.26782 | 0.26831 | 0.26743 | 0.26709 | 0.26723 | 0.26716 | 0.26718 | 0.26704 | 0.26677 | 0.26633 | 0.26583 | 0.26522 | 0.26452 | 0.26379 | 0.26301 | 0.26225 | 0.26144 | 0.26065 | 0.25977 | 0.25887 | 0.25787 | 0.25686 | 0.25574 | 0.25455 | 0.25329 | 0.25199 | 0.25057 | 0.24909 | 0.24749 | 0.24585 | 0.24403
F2_Residential_Single Family Low Income_Existing_Space Heating_Natural Gas_Boiler_E4 | F2 | Residential | Single Family Low Income | Existing | Space Heating | Natural Gas | Boiler | E4 | TRC BC Ratio | 0.70445 | 0.70511 | 1.0915 | 1.0935 | 1.0899 | 1.0885 | 1.0891 | 1.0888 | 1.0889 | 1.0883 | 1.0872 | 1.0854 | 1.0833 | 1.0809 | 1.078 | 1.075 | 1.0719 | 1.0688 | 1.0655 | 1.0622 | 1.0587 | 1.055 | 1.0509 | 1.0468 | 1.0422 | 1.0374 | 1.0323 | 1.027 | 1.0212 | 1.0151 | 1.0086 | 1.0019 | 0.99453
F2_Residential_Single Family Low Income_Existing_Space Heating_Natural Gas_Boiler_E5 | F2 | Residential | Single Family Low Income | Existing | Space Heating | Natural Gas | Boiler | E5 | TRC BC Ratio | 0.83461 | 0.83538 | 1.1262 | 1.1282 | 1.1246 | 1.1231 | 1.1237 | 1.1234 | 1.1235 | 1.1229 | 1.1218 | 1.1199 | 1.1178 | 1.1153 | 1.1123 | 1.1092 | 1.106 | 1.1028 | 1.0994 | 1.096 | 1.0924 | 1.0886 | 1.0843 | 1.0801 | 1.0754 | 1.0704 | 1.0651 | 1.0596 | 1.0536 | 1.0474 | 1.0407 | 1.0338 | 1.0262
F2_Residential_Single Family Low Income_Existing_Space Heating_Natural Gas_Boiler_E6 | F2 | Residential | Single Family Low Income | Existing | Space Heating | Natural Gas | Boiler | E6 | TRC BC Ratio | 0.17183 | 0.17202 | 0.16659 | 0.16673 | 0.16672 | 0.16661 | 0.16638 | 0.166 | 0.16544 | 0.16469 | 0.16373 | 0.16256 | 0.16113 | 0.15946 | 0.15767 | 0.15607 | 0.15466 | 0.15349 | 0.15255 | 0.1519 | 0.15154 | 0.15151 | 0.15148 | 0.15145 | 0.15142 | 0.15139 | 0.15136 | 0.15132 | 0.15128 | 0.15124 | 0.15119 | 0.15114 | 0.15108
F2_Residential_Single Family Low Income_Existing_Space Heating_Natural Gas_Boiler_E7 | F2 | Residential | Single Family Low Income | Existing | Space Heating | Natural Gas | Boiler | E7 | TRC BC Ratio | 0.60549 | 0.60614 | 0.63483 | 0.63577 | 0.63425 | 0.63338 | 0.63301 | 0.63199 | 0.63079 | 0.62899 | 0.62657 | 0.62383 | 0.62093 | 0.61782 | 0.61481 | 0.61205 | 0.60955 | 0.60746 | 0.60567 | 0.60438 | 0.60294 | 0.60147 | 0.59983 | 0.59818 | 0.59635 | 0.5944 | 0.59234 | 0.59022 | 0.58788 | 0.58547 | 0.58284 | 0.58015 | 0.57716
F2_Residential_Single Family Low Income_Existing_Space Heating_Natural Gas_Boiler_E8 | F2 | Residential | Single Family Low Income | Existing | Space Heating | Natural Gas | Boiler | E8 | TRC BC Ratio | 0.66183 | 0.66252 | 0.69422 | 0.69532 | 0.69348 | 0.69255 | 0.69237 | 0.69153 | 0.69061 | 0.68912 | 0.68704 | 0.68458 | 0.68197 | 0.6791 | 0.67624 | 0.67355 | 0.67103 | 0.66884 | 0.66684 | 0.66524 | 0.66346 | 0.66163 | 0.65961 | 0.65757 | 0.6553 | 0.65289 | 0.65034 | 0.64771 | 0.64482 | 0.64184 | 0.63859 | 0.63526 | 0.63157
F2_Residential_Single Family Low Income_Existing_Space Heating_Natural Gas_Boiler_E9 | F2 | Residential | Single Family Low Income | Existing | Space Heating | Natural Gas | Boiler | E9 | TRC BC Ratio | 0 | 0 | 0 | 0 | 0 | 0 | 0 | 0 | 0 | 0 | 0 | 0 | 0 | 0 | 0 | 0 | 0 | 0 | 0 | 0 | 0 | 0 | 0 | 0 | 0 | 0 | 0 | 0 | 0 | 0 | 0 | 0 | 0
F2_Residential_Single Family Low Income_Existing_Space Heating_Natural Gas_Boiler_E10 | F2 | Residential | Single Family Low Income | Existing | Space Heating | Natural Gas | Boiler | E10 | TRC BC Ratio | 0 | 0 | 0 | 0 | 0 | 0 | 0 | 0 | 0 | 0 | 0 | 0 | 0 | 0 | 0 | 0 | 0 | 0 | 0 | 0 | 0 | 0 | 0 | 0 | 0 | 0 | 0 | 0 | 0 | 0 | 0 | 0 | 0
F3_Residential_Single Family Low Income_Existing_Space Heating_Natural Gas_Boiler_E1 | F3 | Residential | Single Family Low Income | Existing | Space Heating | Natural Gas | Boiler | E1 | PACT BC Ratio | 1 | 1 | 0 | 0 | 0 | 0 | 0 | 0 | 0 | 0 | 0 | 0 | 0 | 0 | 0 | 0 | 0 | 0 | 0 | 0 | 0 | 0 | 0 | 0 | 0 | 0 | 0 | 0 | 0 | 0 | 0 | 0 | 0
F3_Residential_Single Family Low Income_Existing_Space Heating_Natural Gas_Boiler_E2 | F3 | Residential | Single Family Low Income | Existing | Space Heating | Natural Gas | Boiler | E2 | PACT BC Ratio | 0.32625 | 0.32656 | 1 | 1 | 1 | 1 | 1 | 1 | 1 | 1 | 1 | 1 | 1 | 1 | 1 | 1 | 1 | 1 | 1 | 1 | 1 | 1 | 1 | 1 | 1 | 1 | 1 | 1 | 1 | 1 | 1 | 1 | 1
F3_Residential_Single Family Low Income_Existing_Space Heating_Natural Gas_Boiler_E3 | F3 | Residential | Single Family Low Income | Existing | Space Heating | Natural Gas | Boiler | E3 | PACT BC Ratio | 0.30151 | 0.30179 | 0.26782 | 0.26831 | 0.26743 | 0.26709 | 0.26723 | 0.26716 | 0.26718 | 0.26704 | 0.26677 | 0.26633 | 0.26583 | 0.26522 | 0.26452 | 0.26379 | 0.26301 | 0.26225 | 0.26144 | 0.26065 | 0.25977 | 0.25887 | 0.25787 | 0.25686 | 0.25574 | 0.25455 | 0.25329 | 0.25199 | 0.25057 | 0.24909 | 0.24749 | 0.24585 | 0.24403
F3_Residential_Single Family Low Income_Existing_Space Heating_Natural Gas_Boiler_E4 | F3 | Residential | Single Family Low Income | Existing | Space Heating | Natural Gas | Boiler | E4 | PACT BC Ratio | 0.70445 | 0.70511 | 1.0915 | 1.0935 | 1.0899 | 1.0885 | 1.0891 | 1.0888 | 1.0889 | 1.0883 | 1.0872 | 1.0854 | 1.0833 | 1.0809 | 1.078 | 1.075 | 1.0719 | 1.0688 | 1.0655 | 1.0622 | 1.0587 | 1.055 | 1.0509 | 1.0468 | 1.0422 | 1.0374 | 1.0323 | 1.027 | 1.0212 | 1.0151 | 1.0086 | 1.0019 | 0.99453
F3_Residential_Single Family Low Income_Existing_Space Heating_Natural Gas_Boiler_E5 | F3 | Residential | Single Family Low Income | Existing | Space Heating | Natural Gas | Boiler | E5 | PACT BC Ratio | 0.83461 | 0.83538 | 1.1262 | 1.1282 | 1.1246 | 1.1231 | 1.1237 | 1.1234 | 1.1235 | 1.1229 | 1.1218 | 1.1199 | 1.1178 | 1.1153 | 1.1123 | 1.1092 | 1.106 | 1.1028 | 1.0994 | 1.096 | 1.0924 | 1.0886 | 1.0843 | 1.0801 | 1.0754 | 1.0704 | 1.0651 | 1.0596 | 1.0536 | 1.0474 | 1.0407 | 1.0338 | 1.0262
F3_Residential_Single Family Low Income_Existing_Space Heating_Natural Gas_Boiler_E6 | F3 | Residential | Single Family Low Income | Existing | Space Heating | Natural Gas | Boiler | E6 | PACT BC Ratio | 0.17183 | 0.17202 | 0.16659 | 0.16673 | 0.16672 | 0.16661 | 0.16638 | 0.166 | 0.16544 | 0.16469 | 0.16373 | 0.16256 | 0.16113 | 0.15946 | 0.15767 | 0.15607 | 0.15466 | 0.15349 | 0.15255 | 0.1519 | 0.15154 | 0.15151 | 0.15148 | 0.15145 | 0.15142 | 0.15139 | 0.15136 | 0.15132 | 0.15128 | 0.15124 | 0.15119 | 0.15114 | 0.15108
F3_Residential_Single Family Low Income_Existing_Space Heating_Natural Gas_Boiler_E7 | F3 | Residential | Single Family Low Income | Existing | Space Heating | Natural Gas | Boiler | E7 | PACT BC Ratio | 0.60549 | 0.60614 | 0.63483 | 0.63577 | 0.63425 | 0.63338 | 0.63301 | 0.63199 | 0.63079 | 0.62899 | 0.62657 | 0.62383 | 0.62093 | 0.61782 | 0.61481 | 0.61205 | 0.60955 | 0.60746 | 0.60567 | 0.60438 | 0.60294 | 0.60147 | 0.59983 | 0.59818 | 0.59635 | 0.5944 | 0.59234 | 0.59022 | 0.58788 | 0.58547 | 0.58284 | 0.58015 | 0.57716
F3_Residential_Single Family Low Income_Existing_Space Heating_Natural Gas_Boiler_E8 | F3 | Residential | Single Family Low Income | Existing | Space Heating | Natural Gas | Boiler | E8 | PACT BC Ratio | 0.66183 | 0.66252 | 0.69422 | 0.69532 | 0.69348 | 0.69255 | 0.69237 | 0.69153 | 0.69061 | 0.68912 | 0.68704 | 0.68458 | 0.68197 | 0.6791 | 0.67624 | 0.67355 | 0.67103 | 0.66884 | 0.66684 | 0.66524 | 0.66346 | 0.66163 | 0.65961 | 0.65757 | 0.6553 | 0.65289 | 0.65034 | 0.64771 | 0.64482 | 0.64184 | 0.63859 | 0.63526 | 0.63157
F3_Residential_Single Family Low Income_Existing_Space Heating_Natural Gas_Boiler_E9 | F3 | Residential | Single Family Low Income | Existing | Space Heating | Natural Gas | Boiler | E9 | PACT BC Ratio | 0 | 0 | 0 | 0 | 0 | 0 | 0 | 0 | 0 | 0 | 0 | 0 | 0 | 0 | 0 | 0 | 0 | 0 | 0 | 0 | 0 | 0 | 0 | 0 | 0 | 0 | 0 | 0 | 0 | 0 | 0 | 0 | 0
F3_Residential_Single Family Low Income_Existing_Space Heating_Natural Gas_Boiler_E10 | F3 | Residential | Single Family Low Income | Existing | Space Heating | Natural Gas | Boiler | E10 | PACT BC Ratio | 0 | 0 | 0 | 0 | 0 | 0 | 0 | 0 | 0 | 0 | 0 | 0 | 0 | 0 | 0 | 0 | 0 | 0 | 0 | 0 | 0 | 0 | 0 | 0 | 0 | 0 | 0 | 0 | 0 | 0 | 0 | 0 | 0
F4_Residential_Single Family Low Income_Existing_Space Heating_Natural Gas_Boiler_E1 | F4 | Residential | Single Family Low Income | Existing | Space Heating | Natural Gas | Boiler | E1 | RVT BC Ratio | 1 | 1 | 0 | 0 | 0 | 0 | 0 | 0 | 0 | 0 | 0 | 0 | 0 | 0 | 0 | 0 | 0 | 0 | 0 | 0 | 0 | 0 | 0 | 0 | 0 | 0 | 0 | 0 | 0 | 0 | 0 | 0 | 0
F4_Residential_Single Family Low Income_Existing_Space Heating_Natural Gas_Boiler_E2 | F4 | Residential | Single Family Low Income | Existing | Space Heating | Natural Gas | Boiler | E2 | RVT BC Ratio | 1.3909 | 1.3912 | 1 | 1 | 1 | 1 | 1 | 1 | 1 | 1 | 1 | 1 | 1 | 1 | 1 | 1 | 1 | 1 | 1 | 1 | 1 | 1 | 1 | 1 | 1 | 1 | 1 | 1 | 1 | 1 | 1 | 1 | 1
F4_Residential_Single Family Low Income_Existing_Space Heating_Natural Gas_Boiler_E3 | F4 | Residential | Single Family Low Income | Existing | Space Heating | Natural Gas | Boiler | E3 | RVT BC Ratio | 1.3612 | 1.3616 | 1.3209 | 1.3214 | 1.3204 | 1.32 | 1.3202 | 1.3201 | 1.3201 | 1.3199 | 1.3196 | 1.3191 | 1.3185 | 1.3178 | 1.3169 | 1.316 | 1.3151 | 1.3142 | 1.3132 | 1.3123 | 1.3112 | 1.3101 | 1.3089 | 1.3077 | 1.3064 | 1.305 | 1.3035 | 1.3019 | 1.3002 | 1.2978 | 1.2947 | 1.2909 | 1.2861
F4_Residential_Single Family Low Income_Existing_Space Heating_Natural Gas_Boiler_E4 | F4 | Residential | Single Family Low Income | Existing | Space Heating | Natural Gas | Boiler | E4 | RVT BC Ratio | 1.844 | 1.8448 | 2.3076 | 2.31 | 2.3058 | 2.3041 | 2.3048 | 2.3044 | 2.3045 | 2.3039 | 2.3025 | 2.3004 | 2.2979 | 2.295 | 2.2915 | 2.288 | 2.2842 | 2.2805 | 2.2765 | 2.2726 | 2.2684 | 2.264 | 2.2591 | 2.2542 | 2.2487 | 2.2429 | 2.2367 | 2.2304 | 2.2234 | 2.2138 | 2.201 | 2.1854 | 2.1659
F4_Residential_Single Family Low Income_Existing_Space Heating_Natural Gas_Boiler_E5 | F4 | Residential | Single Family Low Income | Existing | Space Heating | Natural Gas | Boiler | E5 | RVT BC Ratio | 1.9999 | 2.0008 | 2.3492 | 2.3517 | 2.3473 | 2.3456 | 2.3463 | 2.3459 | 2.346 | 2.3453 | 2.344 | 2.3417 | 2.3392 | 2.3362 | 2.3326 | 2.3289 | 2.325 | 2.3212 | 2.3171 | 2.3131 | 2.3087 | 2.3042 | 2.2991 | 2.294 | 2.2884 | 2.2824 | 2.2761 | 2.2695 | 2.2623 | 2.2524 | 2.2393 | 2.2231 | 2.203
F4_Residential_Single Family Low Income_Existing_Space Heating_Natural Gas_Boiler_E6 | F4 | Residential | Single Family Low Income | Existing | Space Heating | Natural Gas | Boiler | E6 | RVT BC Ratio | 1.2059 | 1.2061 | 1.1996 | 1.1997 | 1.1997 | 1.1996 | 1.1993 | 1.1989 | 1.1982 | 1.1973 | 1.1962 | 1.1948 | 1.193 | 1.191 | 1.1889 | 1.187 | 1.1853 | 1.1839 | 1.1828 | 1.182 | 1.1815 | 1.1815 | 1.1815 | 1.1815 | 1.1814 | 1.1814 | 1.1813 | 1.1813 | 1.1812 | 1.18 | 1.1776 | 1.1738 | 1.1686
F4_Residential_Single Family Low Income_Existing_Space Heating_Natural Gas_Boiler_E7 | F4 | Residential | Single Family Low Income | Existing | Space Heating | Natural Gas | Boiler | E7 | RVT BC Ratio | 1.7254 | 1.7262 | 1.7606 | 1.7617 | 1.7599 | 1.7588 | 1.7584 | 1.7572 | 1.7557 | 1.7536 | 1.7507 | 1.7474 | 1.7439 | 1.7402 | 1.7366 | 1.7333 | 1.7303 | 1.7278 | 1.7256 | 1.7241 | 1.7224 | 1.7206 | 1.7186 | 1.7167 | 1.7145 | 1.7121 | 1.7097 | 1.7071 | 1.7043 | 1.6983 | 1.6888 | 1.6757 | 1.6585
F4_Residential_Single Family Low Income_Existing_Space Heating_Natural Gas_Boiler_E8 | F4 | Residential | Single Family Low Income | Existing | Space Heating | Natural Gas | Boiler | E8 | RVT BC Ratio | 1.7929 | 1.7937 | 1.8317 | 1.833 | 1.8308 | 1.8297 | 1.8295 | 1.8285 | 1.8274 | 1.8256 | 1.8231 | 1.8202 | 1.817 | 1.8136 | 1.8102 | 1.807 | 1.8039 | 1.8013 | 1.7989 | 1.797 | 1.7949 | 1.7927 | 1.7903 | 1.7878 | 1.7851 | 1.7822 | 1.7791 | 1.776 | 1.7725 | 1.7661 | 1.7564 | 1.7433 | 1.7264
F4_Residential_Single Family Low Income_Existing_Space Heating_Natural Gas_Boiler_E9 | F4 | Residential | Single Family Low Income | Existing | Space Heating | Natural Gas | Boiler | E9 | RVT BC Ratio | 0 | 0 | 0 | 0 | 0 | 0 | 0 | 0 | 0 | 0 | 0 | 0 | 0 | 0 | 0 | 0 | 0 | 0 | 0 | 0 | 0 | 0 | 0 | 0 | 0 | 0 | 0 | 0 | 0 | 0 | 0 | 0 | 0
F4_Residential_Single Family Low Income_Existing_Space Heating_Natural Gas_Boiler_E10 | F4 | Residential | Single Family Low Income | Existing | Space Heating | Natural Gas | Boiler | E10 | RVT BC Ratio | 0 | 0 | 0 | 0 | 0 | 0 | 0 | 0 | 0 | 0 | 0 | 0 | 0 | 0 | 0 | 0 | 0 | 0 | 0 | 0 | 0 | 0 | 0 | 0 | 0 | 0 | 0 | 0 | 0 | 0 | 0 | 0 | 0
F5_Residential_Single Family Low Income_Existing_Space Heating_Natural Gas_Boiler_E1 | F5 | Residential | Single Family Low Income | Existing | Space Heating | Natural Gas | Boiler | E1 | RIM BC Ratio | 1 | 1 | 0 | 0 | 0 | 0 | 0 | 0 | 0 | 0 | 0 | 0 | 0 | 0 | 0 | 0 | 0 | 0 | 0 | 0 | 0 | 0 | 0 | 0 | 0 | 0 | 0 | 0 | 0 | 0 | 0 | 0 | 0
F5_Residential_Single Family Low Income_Existing_Space Heating_Natural Gas_Boiler_E2 | F5 | Residential | Single Family Low Income | Existing | Space Heating | Natural Gas | Boiler | E2 | RIM BC Ratio | 0.24609 | 0.24627 | 1 | 1 | 1 | 1 | 1 | 1 | 1 | 1 | 1 | 1 | 1 | 1 | 1 | 1 | 1 | 1 | 1 | 1 | 1 | 1 | 1 | 1 | 1 | 1 | 1 | 1 | 1 | 1 | 1 | 1 | 1
F5_Residential_Single Family Low Income_Existing_Space Heating_Natural Gas_Boiler_E3 | F5 | Residential | Single Family Low Income | Existing | Space Heating | Natural Gas | Boiler | E3 | RIM BC Ratio | 0.23175 | 0.23191 | 0.21131 | 0.21162 | 0.21107 | 0.21086 | 0.21095 | 0.21091 | 0.21092 | 0.21083 | 0.21066 | 0.21039 | 0.21007 | 0.2097 | 0.20926 | 0.2088 | 0.20831 | 0.20784 | 0.20732 | 0.20683 | 0.20627 | 0.2057 | 0.20507 | 0.20444 | 0.20372 | 0.20297 | 0.20217 | 0.20134 | 0.20043 | 0.19956 | 0.19869 | 0.19789 | 0.19705
F5_Residential_Single Family Low Income_Existing_Space Heating_Natural Gas_Boiler_E4 | F5 | Residential | Single Family Low Income | Existing | Space Heating | Natural Gas | Boiler | E4 | RIM BC Ratio | 0.41358 | 0.4138 | 0.5223 | 0.52276 | 0.52194 | 0.52163 | 0.52176 | 0.52169 | 0.52171 | 0.52158 | 0.52132 | 0.52091 | 0.52044 | 0.51987 | 0.51921 | 0.51851 | 0.51778 | 0.51706 | 0.51628 | 0.51552 | 0.51468 | 0.51381 | 0.51284 | 0.51186 | 0.51076 | 0.50959 | 0.50835 | 0.50707 | 0.50565 | 0.50467 | 0.50409 | 0.50404 | 0.50443
F5_Residential_Single Family Low Income_Existing_Space Heating_Natural Gas_Boiler_E5 | F5 | Residential | Single Family Low Income | Existing | Space Heating | Natural Gas | Boiler | E5 | RIM BC Ratio | 0.45526 | 0.45549 | 0.53013 | 0.53058 | 0.52976 | 0.52945 | 0.52958 | 0.52951 | 0.52953 | 0.5294 | 0.52915 | 0.52873 | 0.52826 | 0.5277 | 0.52703 | 0.52634 | 0.52561 | 0.52488 | 0.52411 | 0.52335 | 0.52251 | 0.52164 | 0.52067 | 0.51969 | 0.5186 | 0.51743 | 0.51619 | 0.51491 | 0.51348 | 0.51252 | 0.51198 | 0.51199 | 0.51245
F5_Residential_Single Family Low Income_Existing_Space Heating_Natural Gas_Boiler_E6 | F5 | Residential | Single Family Low Income | Existing | Space Heating | Natural Gas | Boiler | E6 | RIM BC Ratio | 0.14667 | 0.14681 | 0.14284 | 0.14293 | 0.14293 | 0.14285 | 0.14268 | 0.1424 | 0.14199 | 0.14143 | 0.14073 | 0.13986 | 0.1388 | 0.13756 | 0.13623 | 0.13503 | 0.13398 | 0.13309 | 0.13239 | 0.1319 | 0.13162 | 0.1316 | 0.13158 | 0.13156 | 0.13154 | 0.13151 | 0.13149 | 0.13146 | 0.13143 | 0.13151 | 0.1317 | 0.13202 | 0.13247
F5_Residential_Single Family Low Income_Existing_Space Heating_Natural Gas_Boiler_E7 | F5 | Residential | Single Family Low Income | Existing | Space Heating | Natural Gas | Boiler | E7 | RIM BC Ratio | 0.37737 | 0.37762 | 0.38856 | 0.38891 | 0.38834 | 0.38802 | 0.38788 | 0.38749 | 0.38704 | 0.38636 | 0.38545 | 0.38441 | 0.38331 | 0.38212 | 0.38096 | 0.3799 | 0.37894 | 0.37813 | 0.37744 | 0.37694 | 0.37638 | 0.3758 | 0.37516 | 0.37452 | 0.3738 | 0.37303 | 0.37222 | 0.37138 | 0.37045 | 0.37009 | 0.37029 | 0.37115 | 0.37266
F5_Residential_Single Family Low Income_Existing_Space Heating_Natural Gas_Boiler_E8 | F5 | Residential | Single Family Low Income | Existing | Space Heating | Natural Gas | Boiler | E8 | RIM BC Ratio | 0.39851 | 0.39876 | 0.41003 | 0.41041 | 0.40977 | 0.40945 | 0.40938 | 0.40909 | 0.40877 | 0.40824 | 0.40751 | 0.40665 | 0.40572 | 0.40471 | 0.40369 | 0.40273 | 0.40183 | 0.40104 | 0.40032 | 0.39974 | 0.3991 | 0.39844 | 0.3977 | 0.39696 | 0.39613 | 0.39525 | 0.39431 | 0.39335 | 0.39228 | 0.39173 | 0.39169 | 0.39227 | 0.39342
F5_Residential_Single Family Low Income_Existing_Space Heating_Natural Gas_Boiler_E9 | F5 | Residential | Single Family Low Income | Existing | Space Heating | Natural Gas | Boiler | E9 | RIM BC Ratio | 0 | 0 | 0 | 0 | 0 | 0 | 0 | 0 | 0 | 0 | 0 | 0 | 0 | 0 | 0 | 0 | 0 | 0 | 0 | 0 | 0 | 0 | 0 | 0 | 0 | 0 | 0 | 0 | 0 | 0 | 0 | 0 | 0
F5_Residential_Single Family Low Income_Existing_Space Heating_Natural Gas_Boiler_E10 | F5 | Residential | Single Family Low Income | Existing | Space Heating | Natural Gas | Boiler | E10 | RIM BC Ratio | 0 | 0 | 0 | 0 | 0 | 0 | 0 | 0 | 0 | 0 | 0 | 0 | 0 | 0 | 0 | 0 | 0 | 0 | 0 | 0 | 0 | 0 | 0 | 0 | 0 | 0 | 0 | 0 | 0 | 0 | 0 | 0 | 0
F0_Residential_Single Family Low Income_Existing_Secondary Heating_Natural Gas_Fireplace_E0 | F0 | Residential | Single Family Low Income | Existing | Secondary Heating | Natural Gas | Fireplace | E0 | Economic Unit | Tier 2 (>75% FE) | Tier 2 (>75% FE) | Tier 2 (>75% FE) | Tier 2 (>75% FE) | Tier 2 (>75% FE) | Tier 2 (>75% FE) | Tier 2 (>75% FE) | Tier 2 (>75% FE) | Tier 2 (>75% FE) | Tier 2 (>75% FE) | Tier 2 (>75% FE) | Tier 2 (>75% FE) | Tier 2 (>75% FE) | Tier 2 (>75% FE) | Tier 2 (>75% FE) | Tier 2 (>75% FE) | Tier 2 (>75% FE) | Tier 2 (>75% FE) | Tier 2 (>75% FE) | Tier 2 (>75% FE) | Tier 2 (>75% FE) | Tier 2 (>75% FE) | Tier 2 (>75% FE) | Tier 2 (>75% FE) | Tier 2 (>75% FE) | Tier 2 (>75% FE) | Tier 2 (>75% FE) | Tier 2 (>75% FE) | Tier 2 (>75% FE) | Tier 2 (>75% FE) | Tier 2 (>75% FE) | Tier 2 (>75% FE) | Tier 2 (>75% FE)
F1_Residential_Single Family Low Income_Existing_Secondary Heating_Natural Gas_Fireplace_E1 | F1 | Residential | Single Family Low Income | Existing | Secondary Heating | Natural Gas | Fireplace | E1 | CCE | 0 | 0 | 0 | 0 | 0 | 0 | 0 | 0 | 0 | 0 | 0 | 0 | 0 | 0 | 0 | 0 | 0 | 0 | 0 | 0 | 0 | 0 | 0 | 0 | 0 | 0 | 0 | 0 | 0 | 0 | 0 | 0 | 0
F1_Residential_Single Family Low Income_Existing_Secondary Heating_Natural Gas_Fireplace_E2 | F1 | Residential | Single Family Low Income | Existing | Secondary Heating | Natural Gas | Fireplace | E2 | CCE | 2.4734 | 2.5495 | 2.5044 | 2.302 | 2.3082 | 2.3144 | 2.3207 | 2.327 | 2.3334 | 2.3399 | 2.3463 | 2.3529 | 2.3595 | 2.3661 | 2.3729 | 2.3796 | 2.3865 | 2.3933 | 2.4003 | 2.4073 | 2.4144 | 2.4215 | 2.4287 | 2.436 | 2.4433 | 2.4507 | 2.4581 | 2.4657 | 2.4732 | 2.4809 | 2.4887 | 2.4965 | 2.4965
F1_Residential_Single Family Low Income_Existing_Secondary Heating_Natural Gas_Fireplace_E3 | F1 | Residential | Single Family Low Income | Existing | Secondary Heating | Natural Gas | Fireplace | E3 | CCE | 2.488 | 2.5646 | 2.5192 | 2.3156 | 2.3218 | 2.3281 | 2.3344 | 2.3408 | 2.3472 | 2.3537 | 2.3602 | 2.3668 | 2.3734 | 2.3801 | 2.3869 | 2.3937 | 2.4006 | 2.4075 | 2.4145 | 2.4215 | 2.4287 | 2.4358 | 2.4431 | 2.4504 | 2.4577 | 2.4651 | 2.4727 | 2.4802 | 2.4879 | 2.4956 | 2.5034 | 2.5112 | 2.5112
F1_Residential_Single Family Low Income_Existing_Secondary Heating_Natural Gas_Fireplace_E4 | F1 | Residential | Single Family Low Income | Existing | Secondary Heating | Natural Gas | Fireplace | E4 | CCE | 0 | 0 | 0 | 0 | 0 | 0 | 0 | 0 | 0 | 0 | 0 | 0 | 0 | 0 | 0 | 0 | 0 | 0 | 0 | 0 | 0 | 0 | 0 | 0 | 0 | 0 | 0 | 0 | 0 | 0 | 0 | 0 | 0
F1_Residential_Single Family Low Income_Existing_Secondary Heating_Natural Gas_Fireplace_E5 | F1 | Residential | Single Family Low Income | Existing | Secondary Heating | Natural Gas | Fireplace | E5 | CCE | 0 | 0 | 0 | 0 | 0 | 0 | 0 | 0 | 0 | 0 | 0 | 0 | 0 | 0 | 0 | 0 | 0 | 0 | 0 | 0 | 0 | 0 | 0 | 0 | 0 | 0 | 0 | 0 | 0 | 0 | 0 | 0 | 0
F1_Residential_Single Family Low Income_Existing_Secondary Heating_Natural Gas_Fireplace_E6 | F1 | Residential | Single Family Low Income | Existing | Secondary Heating | Natural Gas | Fireplace | E6 | CCE | 0 | 0 | 0 | 0 | 0 | 0 | 0 | 0 | 0 | 0 | 0 | 0 | 0 | 0 | 0 | 0 | 0 | 0 | 0 | 0 | 0 | 0 | 0 | 0 | 0 | 0 | 0 | 0 | 0 | 0 | 0 | 0 | 0
F1_Residential_Single Family Low Income_Existing_Secondary Heating_Natural Gas_Fireplace_E7 | F1 | Residential | Single Family Low Income | Existing | Secondary Heating | Natural Gas | Fireplace | E7 | CCE | 0 | 0 | 0 | 0 | 0 | 0 | 0 | 0 | 0 | 0 | 0 | 0 | 0 | 0 | 0 | 0 | 0 | 0 | 0 | 0 | 0 | 0 | 0 | 0 | 0 | 0 | 0 | 0 | 0 | 0 | 0 | 0 | 0
F1_Residential_Single Family Low Income_Existing_Secondary Heating_Natural Gas_Fireplace_E8 | F1 | Residential | Single Family Low Income | Existing | Secondary Heating | Natural Gas | Fireplace | E8 | CCE | 0 | 0 | 0 | 0 | 0 | 0 | 0 | 0 | 0 | 0 | 0 | 0 | 0 | 0 | 0 | 0 | 0 | 0 | 0 | 0 | 0 | 0 | 0 | 0 | 0 | 0 | 0 | 0 | 0 | 0 | 0 | 0 | 0
F1_Residential_Single Family Low Income_Existing_Secondary Heating_Natural Gas_Fireplace_E9 | F1 | Residential | Single Family Low Income | Existing | Secondary Heating | Natural Gas | Fireplace | E9 | CCE | 0 | 0 | 0 | 0 | 0 | 0 | 0 | 0 | 0 | 0 | 0 | 0 | 0 | 0 | 0 | 0 | 0 | 0 | 0 | 0 | 0 | 0 | 0 | 0 | 0 | 0 | 0 | 0 | 0 | 0 | 0 | 0 | 0
F1_Residential_Single Family Low Income_Existing_Secondary Heating_Natural Gas_Fireplace_E10 | F1 | Residential | Single Family Low Income | Existing | Secondary Heating | Natural Gas | Fireplace | E10 | CCE | 0 | 0 | 0 | 0 | 0 | 0 | 0 | 0 | 0 | 0 | 0 | 0 | 0 | 0 | 0 | 0 | 0 | 0 | 0 | 0 | 0 | 0 | 0 | 0 | 0 | 0 | 0 | 0 | 0 | 0 | 0 | 0 | 0
F2_Residential_Single Family Low Income_Existing_Secondary Heating_Natural Gas_Fireplace_E1 | F2 | Residential | Single Family Low Income | Existing | Secondary Heating | Natural Gas | Fireplace | E1 | TRC BC Ratio | bar: 2019 to 2051
F2_Residential_Single Family Low Income_Existing_Secondary Heating_Natural Gas_Fireplace_E2 | F2 | Residential | Single Family Low Income | Existing | Secondary Heating | Natural Gas | Fireplace | E2 | TRC BC Ratio | 0.65651 | 0.65876 | 0.66285 | 0.66632 | 0.66548 | 0.66721 | 0.67132 | 0.67487 | 0.67922 | 0.68335 | 0.68738 | 0.69121 | 0.69533 | 0.69925 | 0.70255 | 0.70548 | 0.70797 | 0.71019 | 0.71179 | 0.71305 | 0.71342 | 0.71309 | 0.7122 | 0.71114 | 0.70942 | 0.70723 | 0.70459 | 0.7016 | 0.69785 | 0.69372 | 0.68882 | 0.68355 | 0.67725
F2_Residential_Single Family Low Income_Existing_Secondary Heating_Natural Gas_Fireplace_E3 | F2 | Residential | Single Family Low Income | Existing | Secondary Heating | Natural Gas | Fireplace | E3 | TRC BC Ratio | 0.65266 | 0.65489 | 0.65896 | 0.66241 | 0.66157 | 0.66329 | 0.66738 | 0.6709 | 0.67523 | 0.67934 | 0.68335 | 0.68714 | 0.69125 | 0.69514 | 0.69842 | 0.70134 | 0.70381 | 0.70602 | 0.70761 | 0.70886 | 0.70923 | 0.7089 | 0.70801 | 0.70696 | 0.70525 | 0.70308 | 0.70045 | 0.69748 | 0.69376 | 0.68964 | 0.68477 | 0.67953 | 0.67327
F2_Residential_Single Family Low Income_Existing_Secondary Heating_Natural Gas_Fireplace_E4 | F2 | Residential | Single Family Low Income | Existing | Secondary Heating | Natural Gas | Fireplace | E4 | TRC BC Ratio | 0 | 0 | 0 | 0 | 0 | 0 | 0 | 0 | 0 | 0 | 0 | 0 | 0 | 0 | 0 | 0 | 0 | 0 | 0 | 0 | 0 | 0 | 0 | 0 | 0 | 0 | 0 | 0 | 0 | 0 | 0 | 0 | 0
F2_Residential_Single Family Low Income_Existing_Secondary Heating_Natural Gas_Fireplace_E5 | F2 | Residential | Single Family Low Income | Existing | Secondary Heating | Natural Gas | Fireplace | E5 | TRC BC Ratio | 0 | 0 | 0 | 0 | 0 | 0 | 0 | 0 | 0 | 0 | 0 | 0 | 0 | 0 | 0 | 0 | 0 | 0 | 0 | 0 | 0 | 0 | 0 | 0 | 0 | 0 | 0 | 0 | 0 | 0 | 0 | 0 | 0
F2_Residential_Single Family Low Income_Existing_Secondary Heating_Natural Gas_Fireplace_E6 | F2 | Residential | Single Family Low Income | Existing | Secondary Heating | Natural Gas | Fireplace | E6 | TRC BC Ratio | 0 | 0 | 0 | 0 | 0 | 0 | 0 | 0 | 0 | 0 | 0 | 0 | 0 | 0 | 0 | 0 | 0 | 0 | 0 | 0 | 0 | 0 | 0 | 0 | 0 | 0 | 0 | 0 | 0 | 0 | 0 | 0 | 0
F2_Residential_Single Family Low Income_Existing_Secondary Heating_Natural Gas_Fireplace_E7 | F2 | Residential | Single Family Low Income | Existing | Secondary Heating | Natural Gas | Fireplace | E7 | TRC BC Ratio | 0 | 0 | 0 | 0 | 0 | 0 | 0 | 0 | 0 | 0 | 0 | 0 | 0 | 0 | 0 | 0 | 0 | 0 | 0 | 0 | 0 | 0 | 0 | 0 | 0 | 0 | 0 | 0 | 0 | 0 | 0 | 0 | 0
F2_Residential_Single Family Low Income_Existing_Secondary Heating_Natural Gas_Fireplace_E8 | F2 | Residential | Single Family Low Income | Existing | Secondary Heating | Natural Gas | Fireplace | E8 | TRC BC Ratio | 0 | 0 | 0 | 0 | 0 | 0 | 0 | 0 | 0 | 0 | 0 | 0 | 0 | 0 | 0 | 0 | 0 | 0 | 0 | 0 | 0 | 0 | 0 | 0 | 0 | 0 | 0 | 0 | 0 | 0 | 0 | 0 | 0
F2_Residential_Single Family Low Income_Existing_Secondary Heating_Natural Gas_Fireplace_E9 | F2 | Residential | Single Family Low Income | Existing | Secondary Heating | Natural Gas | Fireplace | E9 | TRC BC Ratio | 0 | 0 | 0 | 0 | 0 | 0 | 0 | 0 | 0 | 0 | 0 | 0 | 0 | 0 | 0 | 0 | 0 | 0 | 0 | 0 | 0 | 0 | 0 | 0 | 0 | 0 | 0 | 0 | 0 | 0 | 0 | 0 | 0
F2_Residential_Single Family Low Income_Existing_Secondary Heating_Natural Gas_Fireplace_E10 | F2 | Residential | Single Family Low Income | Existing | Secondary Heating | Natural Gas | Fireplace | E10 | TRC BC Ratio | 0 | 0 | 0 | 0 | 0 | 0 | 0 | 0 | 0 | 0 | 0 | 0 | 0 | 0 | 0 | 0 | 0 | 0 | 0 | 0 | 0 | 0 | 0 | 0 | 0 | 0 | 0 | 0 | 0 | 0 | 0 | 0 | 0
F3_Residential_Single Family Low Income_Existing_Secondary Heating_Natural Gas_Fireplace_E1 | F3 | Residential | Single Family Low Income | Existing | Secondary Heating | Natural Gas | Fireplace | E1 | PACT BC Ratio | bar: 2019 to 2051
F3_Residential_Single Family Low Income_Existing_Secondary Heating_Natural Gas_Fireplace_E2 | F3 | Residential | Single Family Low Income | Existing | Secondary Heating | Natural Gas | Fireplace | E2 | PACT BC Ratio | 1.202 | 1.2061 | 1.2136 | 1.2199 | 1.2184 | 1.2216 | 1.2291 | 1.2356 | 1.2436 | 1.2511 | 1.2585 | 1.2655 | 1.2731 | 1.2802 | 1.2863 | 1.2916 | 1.2962 | 1.3003 | 1.3032 | 1.3055 | 1.3062 | 1.3056 | 1.3039 | 1.302 | 1.2988 | 1.2948 | 1.29 | 1.2845 | 1.2777 | 1.2701 | 1.2611 | 1.2515 | 1.24
F3_Residential_Single Family Low Income_Existing_Secondary Heating_Natural Gas_Fireplace_E3 | F3 | Residential | Single Family Low Income | Existing | Secondary Heating | Natural Gas | Fireplace | E3 | PACT BC Ratio | 1.1949 | 1.199 | 1.2065 | 1.2128 | 1.2112 | 1.2144 | 1.2219 | 1.2283 | 1.2363 | 1.2438 | 1.2511 | 1.2581 | 1.2656 | 1.2727 | 1.2787 | 1.2841 | 1.2886 | 1.2926 | 1.2955 | 1.2978 | 1.2985 | 1.2979 | 1.2963 | 1.2943 | 1.2912 | 1.2872 | 1.2824 | 1.277 | 1.2702 | 1.2626 | 1.2537 | 1.2441 | 1.2327
F3_Residential_Single Family Low Income_Existing_Secondary Heating_Natural Gas_Fireplace_E4 | F3 | Residential | Single Family Low Income | Existing | Secondary Heating | Natural Gas | Fireplace | E4 | PACT BC Ratio | 0 | 0 | 0 | 0 | 0 | 0 | 0 | 0 | 0 | 0 | 0 | 0 | 0 | 0 | 0 | 0 | 0 | 0 | 0 | 0 | 0 | 0 | 0 | 0 | 0 | 0 | 0 | 0 | 0 | 0 | 0 | 0 | 0
F3_Residential_Single Family Low Income_Existing_Secondary Heating_Natural Gas_Fireplace_E5 | F3 | Residential | Single Family Low Income | Existing | Secondary Heating | Natural Gas | Fireplace | E5 | PACT BC Ratio | 0 | 0 | 0 | 0 | 0 | 0 | 0 | 0 | 0 | 0 | 0 | 0 | 0 | 0 | 0 | 0 | 0 | 0 | 0 | 0 | 0 | 0 | 0 | 0 | 0 | 0 | 0 | 0 | 0 | 0 | 0 | 0 | 0
F3_Residential_Single Family Low Income_Existing_Secondary Heating_Natural Gas_Fireplace_E6 | F3 | Residential | Single Family Low Income | Existing | Secondary Heating | Natural Gas | Fireplace | E6 | PACT BC Ratio | 0 | 0 | 0 | 0 | 0 | 0 | 0 | 0 | 0 | 0 | 0 | 0 | 0 | 0 | 0 | 0 | 0 | 0 | 0 | 0 | 0 | 0 | 0 | 0 | 0 | 0 | 0 | 0 | 0 | 0 | 0 | 0 | 0
F3_Residential_Single Family Low Income_Existing_Secondary Heating_Natural Gas_Fireplace_E7 | F3 | Residential | Single Family Low Income | Existing | Secondary Heating | Natural Gas | Fireplace | E7 | PACT BC Ratio | 0 | 0 | 0 | 0 | 0 | 0 | 0 | 0 | 0 | 0 | 0 | 0 | 0 | 0 | 0 | 0 | 0 | 0 | 0 | 0 | 0 | 0 | 0 | 0 | 0 | 0 | 0 | 0 | 0 | 0 | 0 | 0 | 0
F3_Residential_Single Family Low Income_Existing_Secondary Heating_Natural Gas_Fireplace_E8 | F3 | Residential | Single Family Low Income | Existing | Secondary Heating | Natural Gas | Fireplace | E8 | PACT BC Ratio | 0 | 0 | 0 | 0 | 0 | 0 | 0 | 0 | 0 | 0 | 0 | 0 | 0 | 0 | 0 | 0 | 0 | 0 | 0 | 0 | 0 | 0 | 0 | 0 | 0 | 0 | 0 | 0 | 0 | 0 | 0 | 0 | 0
F3_Residential_Single Family Low Income_Existing_Secondary Heating_Natural Gas_Fireplace_E9 | F3 | Residential | Single Family Low Income | Existing | Secondary Heating | Natural Gas | Fireplace | E9 | PACT BC Ratio | 0 | 0 | 0 | 0 | 0 | 0 | 0 | 0 | 0 | 0 | 0 | 0 | 0 | 0 | 0 | 0 | 0 | 0 | 0 | 0 | 0 | 0 | 0 | 0 | 0 | 0 | 0 | 0 | 0 | 0 | 0 | 0 | 0
F3_Residential_Single Family Low Income_Existing_Secondary Heating_Natural Gas_Fireplace_E10 | F3 | Residential | Single Family Low Income | Existing | Secondary Heating | Natural Gas | Fireplace | E10 | PACT BC Ratio | 0 | 0 | 0 | 0 | 0 | 0 | 0 | 0 | 0 | 0 | 0 | 0 | 0 | 0 | 0 | 0 | 0 | 0 | 0 | 0 | 0 | 0 | 0 | 0 | 0 | 0 | 0 | 0 | 0 | 0 | 0 | 0 | 0
F4_Residential_Single Family Low Income_Existing_Secondary Heating_Natural Gas_Fireplace_E1 | F4 | Residential | Single Family Low Income | Existing | Secondary Heating | Natural Gas | Fireplace | E1 | RVT BC Ratio | bar: 2019 to 2051
F4_Residential_Single Family Low Income_Existing_Secondary Heating_Natural Gas_Fireplace_E2 | F4 | Residential | Single Family Low Income | Existing | Secondary Heating | Natural Gas | Fireplace | E2 | RVT BC Ratio | 1.242 | 1.2447 | 1.2496 | 1.2537 | 1.2527 | 1.2548 | 1.2597 | 1.264 | 1.2692 | 1.2741 | 1.279 | 1.2835 | 1.2885 | 1.2932 | 1.2971 | 1.3006 | 1.3036 | 1.3063 | 1.3082 | 1.3097 | 1.3102 | 1.3098 | 1.3087 | 1.3074 | 1.3054 | 1.3027 | 1.2996 | 1.296 | 1.2915 | 1.2865 | 1.2807 | 1.2744 | 1.2668
F4_Residential_Single Family Low Income_Existing_Secondary Heating_Natural Gas_Fireplace_E3 | F4 | Residential | Single Family Low Income | Existing | Secondary Heating | Natural Gas | Fireplace | E3 | RVT BC Ratio | 1.2374 | 1.24 | 1.2449 | 1.249 | 1.248 | 1.2501 | 1.255 | 1.2592 | 1.2644 | 1.2693 | 1.2741 | 1.2787 | 1.2836 | 1.2883 | 1.2922 | 1.2957 | 1.2986 | 1.3013 | 1.3032 | 1.3047 | 1.3051 | 1.3047 | 1.3037 | 1.3024 | 1.3004 | 1.2978 | 1.2946 | 1.2911 | 1.2866 | 1.2817 | 1.2758 | 1.2696 | 1.2621
F4_Residential_Single Family Low Income_Existing_Secondary Heating_Natural Gas_Fireplace_E4 | F4 | Residential | Single Family Low Income | Existing | Secondary Heating | Natural Gas | Fireplace | E4 | RVT BC Ratio | 0 | 0 | 0 | 0 | 0 | 0 | 0 | 0 | 0 | 0 | 0 | 0 | 0 | 0 | 0 | 0 | 0 | 0 | 0 | 0 | 0 | 0 | 0 | 0 | 0 | 0 | 0 | 0 | 0 | 0 | 0 | 0 | 0
F4_Residential_Single Family Low Income_Existing_Secondary Heating_Natural Gas_Fireplace_E5 | F4 | Residential | Single Family Low Income | Existing | Secondary Heating | Natural Gas | Fireplace | E5 | RVT BC Ratio | 0 | 0 | 0 | 0 | 0 | 0 | 0 | 0 | 0 | 0 | 0 | 0 | 0 | 0 | 0 | 0 | 0 | 0 | 0 | 0 | 0 | 0 | 0 | 0 | 0 | 0 | 0 | 0 | 0 | 0 | 0 | 0 | 0
F4_Residential_Single Family Low Income_Existing_Secondary Heating_Natural Gas_Fireplace_E6 | F4 | Residential | Single Family Low Income | Existing | Secondary Heating | Natural Gas | Fireplace | E6 | RVT BC Ratio | 0 | 0 | 0 | 0 | 0 | 0 | 0 | 0 | 0 | 0 | 0 | 0 | 0 | 0 | 0 | 0 | 0 | 0 | 0 | 0 | 0 | 0 | 0 | 0 | 0 | 0 | 0 | 0 | 0 | 0 | 0 | 0 | 0
F4_Residential_Single Family Low Income_Existing_Secondary Heating_Natural Gas_Fireplace_E7 | F4 | Residential | Single Family Low Income | Existing | Secondary Heating | Natural Gas | Fireplace | E7 | RVT BC Ratio | 0 | 0 | 0 | 0 | 0 | 0 | 0 | 0 | 0 | 0 | 0 | 0 | 0 | 0 | 0 | 0 | 0 | 0 | 0 | 0 | 0 | 0 | 0 | 0 | 0 | 0 | 0 | 0 | 0 | 0 | 0 | 0 | 0
F4_Residential_Single Family Low Income_Existing_Secondary Heating_Natural Gas_Fireplace_E8 | F4 | Residential | Single Family Low Income | Existing | Secondary Heating | Natural Gas | Fireplace | E8 | RVT BC Ratio | 0 | 0 | 0 | 0 | 0 | 0 | 0 | 0 | 0 | 0 | 0 | 0 | 0 | 0 | 0 | 0 | 0 | 0 | 0 | 0 | 0 | 0 | 0 | 0 | 0 | 0 | 0 | 0 | 0 | 0 | 0 | 0 | 0
F4_Residential_Single Family Low Income_Existing_Secondary Heating_Natural Gas_Fireplace_E9 | F4 | Residential | Single Family Low Income | Existing | Secondary Heating | Natural Gas | Fireplace | E9 | RVT BC Ratio | 0 | 0 | 0 | 0 | 0 | 0 | 0 | 0 | 0 | 0 | 0 | 0 | 0 | 0 | 0 | 0 | 0 | 0 | 0 | 0 | 0 | 0 | 0 | 0 | 0 | 0 | 0 | 0 | 0 | 0 | 0 | 0 | 0
F4_Residential_Single Family Low Income_Existing_Secondary Heating_Natural Gas_Fireplace_E10 | F4 | Residential | Single Family Low Income | Existing | Secondary Heating | Natural Gas | Fireplace | E10 | RVT BC Ratio | 0 | 0 | 0 | 0 | 0 | 0 | 0 | 0 | 0 | 0 | 0 | 0 | 0 | 0 | 0 | 0 | 0 | 0 | 0 | 0 | 0 | 0 | 0 | 0 | 0 | 0 | 0 | 0 | 0 | 0 | 0 | 0 | 0
F5_Residential_Single Family Low Income_Existing_Secondary Heating_Natural Gas_Fireplace_E1 | F5 | Residential | Single Family Low Income | Existing | Secondary Heating | Natural Gas | Fireplace | E1 | RIM BC Ratio | bar: 2019 to 2051
F5_Residential_Single Family Low Income_Existing_Secondary Heating_Natural Gas_Fireplace_E2 | F5 | Residential | Single Family Low Income | Existing | Secondary Heating | Natural Gas | Fireplace | E2 | RIM BC Ratio | 0.54635 | 0.54719 | 0.54873 | 0.55003 | 0.54971 | 0.55035 | 0.55188 | 0.55318 | 0.55478 | 0.55628 | 0.55773 | 0.5591 | 0.56057 | 0.56196 | 0.56312 | 0.56414 | 0.56501 | 0.56578 | 0.56634 | 0.56677 | 0.5669 | 0.56679 | 0.56648 | 0.56611 | 0.56551 | 0.56475 | 0.56383 | 0.56278 | 0.56146 | 0.56 | 0.55825 | 0.55635 | 0.55406
F5_Residential_Single Family Low Income_Existing_Secondary Heating_Natural Gas_Fireplace_E3 | F5 | Residential | Single Family Low Income | Existing | Secondary Heating | Natural Gas | Fireplace | E3 | RIM BC Ratio | 0.54488 | 0.54573 | 0.54727 | 0.54856 | 0.54825 | 0.54889 | 0.55042 | 0.55172 | 0.55332 | 0.55482 | 0.55627 | 0.55764 | 0.55912 | 0.5605 | 0.56167 | 0.56269 | 0.56356 | 0.56433 | 0.56489 | 0.56532 | 0.56545 | 0.56534 | 0.56503 | 0.56466 | 0.56406 | 0.5633 | 0.56238 | 0.56133 | 0.56001 | 0.55854 | 0.55679 | 0.55489 | 0.5526
F5_Residential_Single Family Low Income_Existing_Secondary Heating_Natural Gas_Fireplace_E4 | F5 | Residential | Single Family Low Income | Existing | Secondary Heating | Natural Gas | Fireplace | E4 | RIM BC Ratio | 0 | 0 | 0 | 0 | 0 | 0 | 0 | 0 | 0 | 0 | 0 | 0 | 0 | 0 | 0 | 0 | 0 | 0 | 0 | 0 | 0 | 0 | 0 | 0 | 0 | 0 | 0 | 0 | 0 | 0 | 0 | 0 | 0
F5_Residential_Single Family Low Income_Existing_Secondary Heating_Natural Gas_Fireplace_E5 | F5 | Residential | Single Family Low Income | Existing | Secondary Heating | Natural Gas | Fireplace | E5 | RIM BC Ratio | 0 | 0 | 0 | 0 | 0 | 0 | 0 | 0 | 0 | 0 | 0 | 0 | 0 | 0 | 0 | 0 | 0 | 0 | 0 | 0 | 0 | 0 | 0 | 0 | 0 | 0 | 0 | 0 | 0 | 0 | 0 | 0 | 0
F5_Residential_Single Family Low Income_Existing_Secondary Heating_Natural Gas_Fireplace_E6 | F5 | Residential | Single Family Low Income | Existing | Secondary Heating | Natural Gas | Fireplace | E6 | RIM BC Ratio | 0 | 0 | 0 | 0 | 0 | 0 | 0 | 0 | 0 | 0 | 0 | 0 | 0 | 0 | 0 | 0 | 0 | 0 | 0 | 0 | 0 | 0 | 0 | 0 | 0 | 0 | 0 | 0 | 0 | 0 | 0 | 0 | 0
F5_Residential_Single Family Low Income_Existing_Secondary Heating_Natural Gas_Fireplace_E7 | F5 | Residential | Single Family Low Income | Existing | Secondary Heating | Natural Gas | Fireplace | E7 | RIM BC Ratio | 0 | 0 | 0 | 0 | 0 | 0 | 0 | 0 | 0 | 0 | 0 | 0 | 0 | 0 | 0 | 0 | 0 | 0 | 0 | 0 | 0 | 0 | 0 | 0 | 0 | 0 | 0 | 0 | 0 | 0 | 0 | 0 | 0
F5_Residential_Single Family Low Income_Existing_Secondary Heating_Natural Gas_Fireplace_E8 | F5 | Residential | Single Family Low Income | Existing | Secondary Heating | Natural Gas | Fireplace | E8 | RIM BC Ratio | 0 | 0 | 0 | 0 | 0 | 0 | 0 | 0 | 0 | 0 | 0 | 0 | 0 | 0 | 0 | 0 | 0 | 0 | 0 | 0 | 0 | 0 | 0 | 0 | 0 | 0 | 0 | 0 | 0 | 0 | 0 | 0 | 0
F5_Residential_Single Family Low Income_Existing_Secondary Heating_Natural Gas_Fireplace_E9 | F5 | Residential | Single Family Low Income | Existing | Secondary Heating | Natural Gas | Fireplace | E9 | RIM BC Ratio | 0 | 0 | 0 | 0 | 0 | 0 | 0 | 0 | 0 | 0 | 0 | 0 | 0 | 0 | 0 | 0 | 0 | 0 | 0 | 0 | 0 | 0 | 0 | 0 | 0 | 0 | 0 | 0 | 0 | 0 | 0 | 0 | 0
F5_Residential_Single Family Low Income_Existing_Secondary Heating_Natural Gas_Fireplace_E10 | F5 | Residential | Single Family Low Income | Existing | Secondary Heating | Natural Gas | Fireplace | E10 | RIM BC Ratio | 0 | 0 | 0 | 0 | 0 | 0 | 0 | 0 | 0 | 0 | 0 | 0 | 0 | 0 | 0 | 0 | 0 | 0 | 0 | 0 | 0 | 0 | 0 | 0 | 0 | 0 | 0 | 0 | 0 | 0 | 0 | 0 | 0
F0_Residential_Single Family Low Income_Existing_Water Heating_Natural Gas_Water Heater (<= 55 gal)_E0 | F0 | Residential | Single Family Low Income | Existing | Water Heating | Natural Gas | Water Heater (<= 55 gal) | E0 | Economic Unit | UEF 0.64 (ENERGY STAR 4.0) | UEF 0.64 (ENERGY STAR 4.0) | UEF 0.64 (ENERGY STAR 4.0) | UEF 0.64 (ENERGY STAR 4.0) | UEF 0.64 (ENERGY STAR 4.0) | UEF 0.64 (ENERGY STAR 4.0) | UEF 0.64 (ENERGY STAR 4.0) | UEF 0.64 (ENERGY STAR 4.0) | UEF 0.64 (ENERGY STAR 4.0) | UEF 0.64 (ENERGY STAR 4.0) | UEF 0.64 (ENERGY STAR 4.0) | UEF 0.64 (ENERGY STAR 4.0) | UEF 0.64 (ENERGY STAR 4.0) | UEF 0.87 (Instantaneous, ENERGY STAR 4.0) | UEF 0.87 (Instantaneous, ENERGY STAR 4.0) | UEF 0.87 (Instantaneous, ENERGY STAR 4.0) | UEF 0.87 (Instantaneous, ENERGY STAR 4.0) | UEF 0.87 (Instantaneous, ENERGY STAR 4.0) | UEF 0.87 (Instantaneous, ENERGY STAR 4.0) | UEF 0.87 (Instantaneous, ENERGY STAR 4.0) | UEF 0.87 (Instantaneous, ENERGY STAR 4.0) | UEF 0.87 (Instantaneous, ENERGY STAR 4.0) | UEF 0.87 (Instantaneous, ENERGY STAR 4.0) | UEF 0.87 (Instantaneous, ENERGY STAR 4.0) | UEF 0.87 (Instantaneous, ENERGY STAR 4.0) | UEF 0.87 (Instantaneous, ENERGY STAR 4.0) | UEF 0.87 (Instantaneous, ENERGY STAR 4.0) | UEF 0.87 (Instantaneous, ENERGY STAR 4.0) | UEF 0.87 (Instantaneous, ENERGY STAR 4.0) | UEF 0.87 (Instantaneous, ENERGY STAR 4.0) | UEF 0.87 (Instantaneous, ENERGY STAR 4.0) | UEF 0.87 (Instantaneous, ENERGY STAR 4.0) | UEF 0.87 (Instantaneous, ENERGY STAR 4.0)
F1_Residential_Single Family Low Income_Existing_Water Heating_Natural Gas_Water Heater (<= 55 gal)_E1 | F1 | Residential | Single Family Low Income | Existing | Water Heating | Natural Gas | Water Heater (<= 55 gal) | E1 | CCE | 0 | 0 | 0 | 0 | 0 | 0 | 0 | 0 | 0 | 0 | 0 | 0 | 0 | 0 | 0 | 0 | 0 | 0 | 0 | 0 | 0 | 0 | 0 | 0 | 0 | 0 | 0 | 0 | 0 | 0 | 0 | 0 | 0
F1_Residential_Single Family Low Income_Existing_Water Heating_Natural Gas_Water Heater (<= 55 gal)_E2 | F1 | Residential | Single Family Low Income | Existing | Water Heating | Natural Gas | Water Heater (<= 55 gal) | E2 | CCE | 1.3013 | 1.3414 | 1.3142 | 1.2047 | 1.2047 | 1.2047 | 1.2047 | 1.2047 | 1.2047 | 1.2047 | 1.2047 | 1.2047 | 1.2047 | 1.2047 | 1.2047 | 1.2047 | 1.2047 | 1.2047 | 1.2047 | 1.2047 | 1.2047 | 1.2047 | 1.2047 | 1.2047 | 1.2047 | 1.2047 | 1.2047 | 1.2047 | 1.2047 | 1.2047 | 1.2047 | 1.2047 | 1.2047
F1_Residential_Single Family Low Income_Existing_Water Heating_Natural Gas_Water Heater (<= 55 gal)_E3 | F1 | Residential | Single Family Low Income | Existing | Water Heating | Natural Gas | Water Heater (<= 55 gal) | E3 | CCE | 7.3223 | 7.5476 | 7.3944 | 6.7787 | 6.7787 | 6.7787 | 6.7787 | 6.7787 | 6.7787 | 6.7787 | 6.7787 | 6.7787 | 6.7787 | 6.7787 | 6.7787 | 6.7787 | 6.7787 | 6.7787 | 6.7787 | 6.7787 | 6.7787 | 6.7787 | 6.7787 | 6.7787 | 6.7787 | 6.7787 | 6.7787 | 6.7787 | 6.7787 | 6.7787 | 6.7787 | 6.7787 | 6.7787
F1_Residential_Single Family Low Income_Existing_Water Heating_Natural Gas_Water Heater (<= 55 gal)_E4 | F1 | Residential | Single Family Low Income | Existing | Water Heating | Natural Gas | Water Heater (<= 55 gal) | E4 | CCE | 1.3561 | 1.3979 | 1.3695 | 1.2554 | 1.2554 | 1.2554 | 1.2554 | 1.2554 | 1.2554 | 1.2554 | 1.2554 | 1.2554 | 1.2554 | 1.2554 | 1.2554 | 1.2554 | 1.2554 | 1.2554 | 1.2554 | 1.2554 | 1.2554 | 1.2554 | 1.2554 | 1.2554 | 1.2554 | 1.2554 | 1.2554 | 1.2554 | 1.2554 | 1.2554 | 1.2554 | 1.2554 | 1.2554
F1_Residential_Single Family Low Income_Existing_Water Heating_Natural Gas_Water Heater (<= 55 gal)_E5 | F1 | Residential | Single Family Low Income | Existing | Water Heating | Natural Gas | Water Heater (<= 55 gal) | E5 | CCE | 1.7658 | 1.8201 | 1.7831 | 1.6347 | 1.6347 | 1.6347 | 1.6347 | 1.6347 | 1.6347 | 1.6347 | 1.6347 | 1.6347 | 1.6347 | 1.6347 | 1.6347 | 1.6347 | 1.6347 | 1.6347 | 1.6347 | 1.6347 | 1.6347 | 1.6347 | 1.6347 | 1.6347 | 1.6347 | 1.6347 | 1.6347 | 1.6347 | 1.6347 | 1.6347 | 1.6347 | 1.6347 | 1.6347
F1_Residential_Single Family Low Income_Existing_Water Heating_Natural Gas_Water Heater (<= 55 gal)_E6 | F1 | Residential | Single Family Low Income | Existing | Water Heating | Natural Gas | Water Heater (<= 55 gal) | E6 | CCE | 7.5871 | 7.8205 | 7.6618 | 7.0238 | 7.0238 | 7.0238 | 7.0238 | 7.0238 | 7.0238 | 7.0238 | 7.0238 | 7.0238 | 7.0238 | 7.0238 | 7.0238 | 7.0238 | 7.0238 | 7.0238 | 7.0238 | 7.0238 | 7.0238 | 7.0238 | 7.0238 | 7.0238 | 7.0238 | 7.0238 | 7.0238 | 7.0238 | 7.0238 | 7.0238 | 7.0238 | 7.0238 | 7.0238
F1_Residential_Single Family Low Income_Existing_Water Heating_Natural Gas_Water Heater (<= 55 gal)_E7 | F1 | Residential | Single Family Low Income | Existing | Water Heating | Natural Gas | Water Heater (<= 55 gal) | E7 | CCE | 0 | 0 | 0 | 0 | 7.0966 | 7.0966 | 7.0966 | 7.0966 | 7.0966 | 7.0966 | 7.0966 | 7.0966 | 7.0966 | 7.0966 | 7.0966 | 7.0966 | 7.0966 | 7.0966 | 7.0966 | 7.0966 | 7.0966 | 7.0966 | 7.0966 | 7.0966 | 7.0966 | 7.0966 | 7.0966 | 7.0966 | 7.0966 | 7.0966 | 7.0966 | 7.0966 | 7.0966
F1_Residential_Single Family Low Income_Existing_Water Heating_Natural Gas_Water Heater (<= 55 gal)_E8 | F1 | Residential | Single Family Low Income | Existing | Water Heating | Natural Gas | Water Heater (<= 55 gal) | E8 | CCE | 0 | 0 | 0 | 0 | 0 | 0 | 0 | 0 | 0 | 0 | 0 | 0 | 0 | 0 | 0 | 0 | 0 | 0 | 0 | 0 | 0 | 0 | 0 | 0 | 0 | 0 | 0 | 0 | 0 | 0 | 0 | 0 | 0
F1_Residential_Single Family Low Income_Existing_Water Heating_Natural Gas_Water Heater (<= 55 gal)_E9 | F1 | Residential | Single Family Low Income | Existing | Water Heating | Natural Gas | Water Heater (<= 55 gal) | E9 | CCE | 0 | 0 | 0 | 0 | 0 | 0 | 0 | 0 | 0 | 0 | 0 | 0 | 0 | 0 | 0 | 0 | 0 | 0 | 0 | 0 | 0 | 0 | 0 | 0 | 0 | 0 | 0 | 0 | 0 | 0 | 0 | 0 | 0
F1_Residential_Single Family Low Income_Existing_Water Heating_Natural Gas_Water Heater (<= 55 gal)_E10 | F1 | Residential | Single Family Low Income | Existing | Water Heating | Natural Gas | Water Heater (<= 55 gal) | E10 | CCE | 0 | 0 | 0 | 0 | 0 | 0 | 0 | 0 | 0 | 0 | 0 | 0 | 0 | 0 | 0 | 0 | 0 | 0 | 0 | 0 | 0 | 0 | 0 | 0 | 0 | 0 | 0 | 0 | 0 | 0 | 0 | 0 | 0
F2_Residential_Single Family Low Income_Existing_Water Heating_Natural Gas_Water Heater (<= 55 gal)_E1 | F2 | Residential | Single Family Low Income | Existing | Water Heating | Natural Gas | Water Heater (<= 55 gal) | E1 | TRC BC Ratio | bar: 2019 to 2051
F2_Residential_Single Family Low Income_Existing_Water Heating_Natural Gas_Water Heater (<= 55 gal)_E2 | F2 | Residential | Single Family Low Income | Existing | Water Heating | Natural Gas | Water Heater (<= 55 gal) | E2 | TRC BC Ratio | 1.0045 | 1.0074 | 1.014 | 1.0196 | 1.0173 | 1.0228 | 1.035 | 1.0452 | 1.0574 | 1.0693 | 1.0814 | 1.0928 | 1.1049 | 1.1174 | 1.1296 | 1.1421 | 1.1546 | 1.1673 | 1.1795 | 1.1913 | 1.2016 | 1.211 | 1.2182 | 1.2245 | 1.2291 | 1.2321 | 1.2342 | 1.235 | 1.2341 | 1.232 | 1.2277 | 1.2224 | 1.2152
F2_Residential_Single Family Low Income_Existing_Water Heating_Natural Gas_Water Heater (<= 55 gal)_E3 | F2 | Residential | Single Family Low Income | Existing | Water Heating | Natural Gas | Water Heater (<= 55 gal) | E3 | TRC BC Ratio | 0.17852 | 0.17904 | 0.18022 | 0.1812 | 0.1808 | 0.18177 | 0.18395 | 0.18575 | 0.18793 | 0.19005 | 0.19218 | 0.19421 | 0.19636 | 0.19858 | 0.20075 | 0.20297 | 0.2052 | 0.20745 | 0.20963 | 0.21172 | 0.21354 | 0.21522 | 0.2165 | 0.21762 | 0.21844 | 0.21898 | 0.21934 | 0.21948 | 0.21932 | 0.21895 | 0.21819 | 0.21725 | 0.21597
F2_Residential_Single Family Low Income_Existing_Water Heating_Natural Gas_Water Heater (<= 55 gal)_E4 | F2 | Residential | Single Family Low Income | Existing | Water Heating | Natural Gas | Water Heater (<= 55 gal) | E4 | TRC BC Ratio | 0.9242 | 0.92256 | 0.92623 | 0.92815 | 0.91832 | 0.91964 | 0.93092 | 0.93871 | 0.94989 | 0.96105 | 0.97299 | 0.9847 | 0.99846 | 1.0138 | 1.0301 | 1.0481 | 1.0679 | 1.0887 | 1.1095 | 1.1295 | 1.1471 | 1.163 | 1.1748 | 1.1842 | 1.191 | 1.1955 | 1.1986 | 1.1998 | 1.1984 | 1.1953 | 1.1889 | 1.181 | 1.1702
F2_Residential_Single Family Low Income_Existing_Water Heating_Natural Gas_Water Heater (<= 55 gal)_E5 | F2 | Residential | Single Family Low Income | Existing | Water Heating | Natural Gas | Water Heater (<= 55 gal) | E5 | TRC BC Ratio | 0.7135 | 0.71265 | 0.71572 | 0.71751 | 0.71068 | 0.71205 | 0.72076 | 0.72692 | 0.73556 | 0.74416 | 0.75329 | 0.76221 | 0.77259 | 0.78407 | 0.79613 | 0.80943 | 0.82388 | 0.83904 | 0.85416 | 0.86874 | 0.88157 | 0.89308 | 0.9017 | 0.9086 | 0.91361 | 0.91696 | 0.91921 | 0.92008 | 0.91906 | 0.91678 | 0.9121 | 0.90628 | 0.89838
F2_Residential_Single Family Low Income_Existing_Water Heating_Natural Gas_Water Heater (<= 55 gal)_E6 | F2 | Residential | Single Family Low Income | Existing | Water Heating | Natural Gas | Water Heater (<= 55 gal) | E6 | TRC BC Ratio | 0.17229 | 0.1728 | 0.17393 | 0.17488 | 0.17449 | 0.17542 | 0.17753 | 0.17927 | 0.18137 | 0.18341 | 0.18548 | 0.18743 | 0.18951 | 0.19165 | 0.19375 | 0.19589 | 0.19803 | 0.20021 | 0.20231 | 0.20433 | 0.20609 | 0.20771 | 0.20895 | 0.21003 | 0.21081 | 0.21134 | 0.21169 | 0.21182 | 0.21167 | 0.21131 | 0.21058 | 0.20967 | 0.20843
F2_Residential_Single Family Low Income_Existing_Water Heating_Natural Gas_Water Heater (<= 55 gal)_E7 | F2 | Residential | Single Family Low Income | Existing | Water Heating | Natural Gas | Water Heater (<= 55 gal) | E7 | TRC BC Ratio | 0 | 0 | 0 | 0 | 0.17427 | 0.1752 | 0.17729 | 0.179 | 0.18106 | 0.18308 | 0.18512 | 0.18705 | 0.18912 | 0.1913 | 0.19349 | 0.19579 | 0.19816 | 0.20056 | 0.20285 | 0.20501 | 0.20688 | 0.20853 | 0.20972 | 0.21066 | 0.21131 | 0.21174 | 0.21203 | 0.21217 | 0.21201 | 0.21166 | 0.21093 | 0.21003 | 0.20881
F2_Residential_Single Family Low Income_Existing_Water Heating_Natural Gas_Water Heater (<= 55 gal)_E8 | F2 | Residential | Single Family Low Income | Existing | Water Heating | Natural Gas | Water Heater (<= 55 gal) | E8 | TRC BC Ratio | 0 | 0 | 0 | 0 | 0 | 0 | 0 | 0 | 0 | 0 | 0 | 0 | 0 | 0 | 0 | 0 | 0 | 0 | 0 | 0 | 0 | 0 | 0 | 0 | 0 | 0 | 0 | 0 | 0 | 0 | 0 | 0 | 0
F2_Residential_Single Family Low Income_Existing_Water Heating_Natural Gas_Water Heater (<= 55 gal)_E9 | F2 | Residential | Single Family Low Income | Existing | Water Heating | Natural Gas | Water Heater (<= 55 gal) | E9 | TRC BC Ratio | 0 | 0 | 0 | 0 | 0 | 0 | 0 | 0 | 0 | 0 | 0 | 0 | 0 | 0 | 0 | 0 | 0 | 0 | 0 | 0 | 0 | 0 | 0 | 0 | 0 | 0 | 0 | 0 | 0 | 0 | 0 | 0 | 0
F2_Residential_Single Family Low Income_Existing_Water Heating_Natural Gas_Water Heater (<= 55 gal)_E10 | F2 | Residential | Single Family Low Income | Existing | Water Heating | Natural Gas | Water Heater (<= 55 gal) | E10 | TRC BC Ratio | 0 | 0 | 0 | 0 | 0 | 0 | 0 | 0 | 0 | 0 | 0 | 0 | 0 | 0 | 0 | 0 | 0 | 0 | 0 | 0 | 0 | 0 | 0 | 0 | 0 | 0 | 0 | 0 | 0 | 0 | 0 | 0 | 0
F3_Residential_Single Family Low Income_Existing_Water Heating_Natural Gas_Water Heater (<= 55 gal)_E1 | F3 | Residential | Single Family Low Income | Existing | Water Heating | Natural Gas | Water Heater (<= 55 gal) | E1 | PACT BC Ratio | bar: 2019 to 2051
F3_Residential_Single Family Low Income_Existing_Water Heating_Natural Gas_Water Heater (<= 55 gal)_E2 | F3 | Residential | Single Family Low Income | Existing | Water Heating | Natural Gas | Water Heater (<= 55 gal) | E2 | PACT BC Ratio | 1.0045 | 1.0074 | 1.014 | 1.0196 | 1.0173 | 1.0228 | 1.035 | 1.0452 | 1.0574 | 1.0693 | 1.0814 | 1.0928 | 1.1049 | 1.1174 | 1.1296 | 1.1421 | 1.1546 | 1.1673 | 1.1795 | 1.1913 | 1.2016 | 1.211 | 1.2182 | 1.2245 | 1.2291 | 1.2321 | 1.2342 | 1.235 | 1.2341 | 1.232 | 1.2277 | 1.2224 | 1.2152
F3_Residential_Single Family Low Income_Existing_Water Heating_Natural Gas_Water Heater (<= 55 gal)_E3 | F3 | Residential | Single Family Low Income | Existing | Water Heating | Natural Gas | Water Heater (<= 55 gal) | E3 | PACT BC Ratio | 0.17852 | 0.17904 | 0.18022 | 0.1812 | 0.1808 | 0.18177 | 0.18395 | 0.18575 | 0.18793 | 0.19005 | 0.19218 | 0.19421 | 0.19636 | 0.19858 | 0.20075 | 0.20297 | 0.2052 | 0.20745 | 0.20963 | 0.21172 | 0.21354 | 0.21522 | 0.2165 | 0.21762 | 0.21844 | 0.21898 | 0.21934 | 0.21948 | 0.21932 | 0.21895 | 0.21819 | 0.21725 | 0.21597
F3_Residential_Single Family Low Income_Existing_Water Heating_Natural Gas_Water Heater (<= 55 gal)_E4 | F3 | Residential | Single Family Low Income | Existing | Water Heating | Natural Gas | Water Heater (<= 55 gal) | E4 | PACT BC Ratio | 0.9242 | 0.92256 | 0.92623 | 0.92815 | 0.91832 | 0.91964 | 0.93092 | 0.93871 | 0.94989 | 0.96105 | 0.97299 | 0.9847 | 0.99846 | 1.0138 | 1.0301 | 1.0481 | 1.0679 | 1.0887 | 1.1095 | 1.1295 | 1.1471 | 1.163 | 1.1748 | 1.1842 | 1.191 | 1.1955 | 1.1986 | 1.1998 | 1.1984 | 1.1953 | 1.1889 | 1.181 | 1.1702
F3_Residential_Single Family Low Income_Existing_Water Heating_Natural Gas_Water Heater (<= 55 gal)_E5 | F3 | Residential | Single Family Low Income | Existing | Water Heating | Natural Gas | Water Heater (<= 55 gal) | E5 | PACT BC Ratio | 0.7135 | 0.71265 | 0.71572 | 0.71751 | 0.71068 | 0.71205 | 0.72076 | 0.72692 | 0.73556 | 0.74416 | 0.75329 | 0.76221 | 0.77259 | 0.78407 | 0.79613 | 0.80943 | 0.82388 | 0.83904 | 0.85416 | 0.86874 | 0.88157 | 0.89308 | 0.9017 | 0.9086 | 0.91361 | 0.91696 | 0.91921 | 0.92008 | 0.91906 | 0.91678 | 0.9121 | 0.90628 | 0.89838
F3_Residential_Single Family Low Income_Existing_Water Heating_Natural Gas_Water Heater (<= 55 gal)_E6 | F3 | Residential | Single Family Low Income | Existing | Water Heating | Natural Gas | Water Heater (<= 55 gal) | E6 | PACT BC Ratio | 0.17229 | 0.1728 | 0.17393 | 0.17488 | 0.17449 | 0.17542 | 0.17753 | 0.17927 | 0.18137 | 0.18341 | 0.18548 | 0.18743 | 0.18951 | 0.19165 | 0.19375 | 0.19589 | 0.19803 | 0.20021 | 0.20231 | 0.20433 | 0.20609 | 0.20771 | 0.20895 | 0.21003 | 0.21081 | 0.21134 | 0.21169 | 0.21182 | 0.21167 | 0.21131 | 0.21058 | 0.20967 | 0.20843
F3_Residential_Single Family Low Income_Existing_Water Heating_Natural Gas_Water Heater (<= 55 gal)_E7 | F3 | Residential | Single Family Low Income | Existing | Water Heating | Natural Gas | Water Heater (<= 55 gal) | E7 | PACT BC Ratio | 0 | 0 | 0 | 0 | 0.17427 | 0.1752 | 0.17729 | 0.179 | 0.18106 | 0.18308 | 0.18512 | 0.18705 | 0.18912 | 0.1913 | 0.19349 | 0.19579 | 0.19816 | 0.20056 | 0.20285 | 0.20501 | 0.20688 | 0.20853 | 0.20972 | 0.21066 | 0.21131 | 0.21174 | 0.21203 | 0.21217 | 0.21201 | 0.21166 | 0.21093 | 0.21003 | 0.20881
F3_Residential_Single Family Low Income_Existing_Water Heating_Natural Gas_Water Heater (<= 55 gal)_E8 | F3 | Residential | Single Family Low Income | Existing | Water Heating | Natural Gas | Water Heater (<= 55 gal) | E8 | PACT BC Ratio | 0 | 0 | 0 | 0 | 0 | 0 | 0 | 0 | 0 | 0 | 0 | 0 | 0 | 0 | 0 | 0 | 0 | 0 | 0 | 0 | 0 | 0 | 0 | 0 | 0 | 0 | 0 | 0 | 0 | 0 | 0 | 0 | 0
F3_Residential_Single Family Low Income_Existing_Water Heating_Natural Gas_Water Heater (<= 55 gal)_E9 | F3 | Residential | Single Family Low Income | Existing | Water Heating | Natural Gas | Water Heater (<= 55 gal) | E9 | PACT BC Ratio | 0 | 0 | 0 | 0 | 0 | 0 | 0 | 0 | 0 | 0 | 0 | 0 | 0 | 0 | 0 | 0 | 0 | 0 | 0 | 0 | 0 | 0 | 0 | 0 | 0 | 0 | 0 | 0 | 0 | 0 | 0 | 0 | 0
F3_Residential_Single Family Low Income_Existing_Water Heating_Natural Gas_Water Heater (<= 55 gal)_E10 | F3 | Residential | Single Family Low Income | Existing | Water Heating | Natural Gas | Water Heater (<= 55 gal) | E10 | PACT BC Ratio | 0 | 0 | 0 | 0 | 0 | 0 | 0 | 0 | 0 | 0 | 0 | 0 | 0 | 0 | 0 | 0 | 0 | 0 | 0 | 0 | 0 | 0 | 0 | 0 | 0 | 0 | 0 | 0 | 0 | 0 | 0 | 0 | 0
F4_Residential_Single Family Low Income_Existing_Water Heating_Natural Gas_Water Heater (<= 55 gal)_E1 | F4 | Residential | Single Family Low Income | Existing | Water Heating | Natural Gas | Water Heater (<= 55 gal) | E1 | RVT BC Ratio | bar: 2019 to 2051
F4_Residential_Single Family Low Income_Existing_Water Heating_Natural Gas_Water Heater (<= 55 gal)_E2 | F4 | Residential | Single Family Low Income | Existing | Water Heating | Natural Gas | Water Heater (<= 55 gal) | E2 | RVT BC Ratio | 2.2034 | 2.207 | 2.2149 | 2.2215 | 2.2188 | 2.2253 | 2.24 | 2.2522 | 2.2669 | 2.2811 | 2.2956 | 2.3092 | 2.3237 | 2.3387 | 2.3533 | 2.3683 | 2.3833 | 2.3985 | 2.4131 | 2.4272 | 2.4395 | 2.4508 | 2.4595 | 2.467 | 2.4725 | 2.4762 | 2.4786 | 2.4796 | 2.4785 | 2.476 | 2.4709 | 2.4645 | 2.4559
F4_Residential_Single Family Low Income_Existing_Water Heating_Natural Gas_Water Heater (<= 55 gal)_E3 | F4 | Residential | Single Family Low Income | Existing | Water Heating | Natural Gas | Water Heater (<= 55 gal) | E3 | RVT BC Ratio | 1.2139 | 1.2145 | 1.2159 | 1.2171 | 1.2166 | 1.2178 | 1.2204 | 1.2225 | 1.2251 | 1.2277 | 1.2302 | 1.2327 | 1.2353 | 1.2379 | 1.2405 | 1.2432 | 1.2458 | 1.2485 | 1.2511 | 1.2536 | 1.2558 | 1.2578 | 1.2594 | 1.2607 | 1.2617 | 1.2624 | 1.2628 | 1.263 | 1.2628 | 1.2623 | 1.2614 | 1.2603 | 1.2587
F4_Residential_Single Family Low Income_Existing_Water Heating_Natural Gas_Water Heater (<= 55 gal)_E4 | F4 | Residential | Single Family Low Income | Existing | Water Heating | Natural Gas | Water Heater (<= 55 gal) | E4 | RVT BC Ratio | 2.1073 | 2.1053 | 2.1097 | 2.112 | 2.1002 | 2.1018 | 2.1153 | 2.1246 | 2.138 | 2.1514 | 2.1657 | 2.1797 | 2.1962 | 2.2146 | 2.2341 | 2.2557 | 2.2794 | 2.3043 | 2.3292 | 2.3532 | 2.3744 | 2.3933 | 2.4074 | 2.4187 | 2.4269 | 2.4323 | 2.436 | 2.4374 | 2.4358 | 2.432 | 2.4244 | 2.4149 | 2.402
F4_Residential_Single Family Low Income_Existing_Water Heating_Natural Gas_Water Heater (<= 55 gal)_E5 | F4 | Residential | Single Family Low Income | Existing | Water Heating | Natural Gas | Water Heater (<= 55 gal) | E5 | RVT BC Ratio | 1.8548 | 1.8538 | 1.8575 | 1.8596 | 1.8514 | 1.8531 | 1.8635 | 1.8709 | 1.8813 | 1.8916 | 1.9025 | 1.9132 | 1.9256 | 1.9394 | 1.9538 | 1.9698 | 1.9871 | 2.0052 | 2.0233 | 2.0408 | 2.0562 | 2.07 | 2.0803 | 2.0886 | 2.0946 | 2.0986 | 2.1013 | 2.1023 | 2.1011 | 2.0984 | 2.0928 | 2.0858 | 2.0763
F4_Residential_Single Family Low Income_Existing_Water Heating_Natural Gas_Water Heater (<= 55 gal)_E6 | F4 | Residential | Single Family Low Income | Existing | Water Heating | Natural Gas | Water Heater (<= 55 gal) | E6 | RVT BC Ratio | 1.2064 | 1.207 | 1.2084 | 1.2095 | 1.2091 | 1.2102 | 1.2127 | 1.2148 | 1.2173 | 1.2197 | 1.2222 | 1.2246 | 1.227 | 1.2296 | 1.2321 | 1.2347 | 1.2373 | 1.2399 | 1.2424 | 1.2448 | 1.2469 | 1.2488 | 1.2503 | 1.2516 | 1.2526 | 1.2532 | 1.2536 | 1.2538 | 1.2536 | 1.2532 | 1.2523 | 1.2512 | 1.2497
F4_Residential_Single Family Low Income_Existing_Water Heating_Natural Gas_Water Heater (<= 55 gal)_E7 | F4 | Residential | Single Family Low Income | Existing | Water Heating | Natural Gas | Water Heater (<= 55 gal) | E7 | RVT BC Ratio | 0 | 0 | 0 | 0 | 1.2088 | 1.2099 | 1.2124 | 1.2145 | 1.2169 | 1.2193 | 1.2218 | 1.2241 | 1.2266 | 1.2292 | 1.2318 | 1.2346 | 1.2374 | 1.2403 | 1.243 | 1.2456 | 1.2479 | 1.2498 | 1.2513 | 1.2524 | 1.2532 | 1.2537 | 1.254 | 1.2542 | 1.254 | 1.2536 | 1.2527 | 1.2516 | 1.2502
F4_Residential_Single Family Low Income_Existing_Water Heating_Natural Gas_Water Heater (<= 55 gal)_E8 | F4 | Residential | Single Family Low Income | Existing | Water Heating | Natural Gas | Water Heater (<= 55 gal) | E8 | RVT BC Ratio | 0 | 0 | 0 | 0 | 0 | 0 | 0 | 0 | 0 | 0 | 0 | 0 | 0 | 0 | 0 | 0 | 0 | 0 | 0 | 0 | 0 | 0 | 0 | 0 | 0 | 0 | 0 | 0 | 0 | 0 | 0 | 0 | 0
F4_Residential_Single Family Low Income_Existing_Water Heating_Natural Gas_Water Heater (<= 55 gal)_E9 | F4 | Residential | Single Family Low Income | Existing | Water Heating | Natural Gas | Water Heater (<= 55 gal) | E9 | RVT BC Ratio | 0 | 0 | 0 | 0 | 0 | 0 | 0 | 0 | 0 | 0 | 0 | 0 | 0 | 0 | 0 | 0 | 0 | 0 | 0 | 0 | 0 | 0 | 0 | 0 | 0 | 0 | 0 | 0 | 0 | 0 | 0 | 0 | 0
F4_Residential_Single Family Low Income_Existing_Water Heating_Natural Gas_Water Heater (<= 55 gal)_E10 | F4 | Residential | Single Family Low Income | Existing | Water Heating | Natural Gas | Water Heater (<= 55 gal) | E10 | RVT BC Ratio | 0 | 0 | 0 | 0 | 0 | 0 | 0 | 0 | 0 | 0 | 0 | 0 | 0 | 0 | 0 | 0 | 0 | 0 | 0 | 0 | 0 | 0 | 0 | 0 | 0 | 0 | 0 | 0 | 0 | 0 | 0 | 0 | 0
F5_Residential_Single Family Low Income_Existing_Water Heating_Natural Gas_Water Heater (<= 55 gal)_E1 | F5 | Residential | Single Family Low Income | Existing | Water Heating | Natural Gas | Water Heater (<= 55 gal) | E1 | RIM BC Ratio | bar: 2019 to 2051
F5_Residential_Single Family Low Income_Existing_Water Heating_Natural Gas_Water Heater (<= 55 gal)_E2 | F5 | Residential | Single Family Low Income | Existing | Water Heating | Natural Gas | Water Heater (<= 55 gal) | E2 | RIM BC Ratio | 0.50153 | 0.50226 | 0.50389 | 0.50526 | 0.5047 | 0.50604 | 0.50902 | 0.51147 | 0.51438 | 0.51719 | 0.51998 | 0.5226 | 0.52535 | 0.52817 | 0.53088 | 0.53362 | 0.53634 | 0.53906 | 0.54165 | 0.54412 | 0.54626 | 0.5482 | 0.54967 | 0.55095 | 0.55187 | 0.55249 | 0.5529 | 0.55306 | 0.55288 | 0.55246 | 0.5516 | 0.55052 | 0.54905
F5_Residential_Single Family Low Income_Existing_Water Heating_Natural Gas_Water Heater (<= 55 gal)_E3 | F5 | Residential | Single Family Low Income | Existing | Water Heating | Natural Gas | Water Heater (<= 55 gal) | E3 | RIM BC Ratio | 0.15152 | 0.15189 | 0.15274 | 0.15344 | 0.15316 | 0.15385 | 0.15541 | 0.15669 | 0.15824 | 0.15974 | 0.16125 | 0.16267 | 0.16417 | 0.16573 | 0.16723 | 0.16877 | 0.17031 | 0.17186 | 0.17335 | 0.17477 | 0.17602 | 0.17715 | 0.17802 | 0.17878 | 0.17933 | 0.17969 | 0.17994 | 0.18003 | 0.17992 | 0.17967 | 0.17916 | 0.17853 | 0.17766
F5_Residential_Single Family Low Income_Existing_Water Heating_Natural Gas_Water Heater (<= 55 gal)_E4 | F5 | Residential | Single Family Low Income | Existing | Water Heating | Natural Gas | Water Heater (<= 55 gal) | E4 | RIM BC Ratio | 0.48068 | 0.48023 | 0.48122 | 0.48174 | 0.47908 | 0.47944 | 0.48249 | 0.48457 | 0.48753 | 0.49046 | 0.49355 | 0.49654 | 0.50002 | 0.50384 | 0.50782 | 0.51217 | 0.51684 | 0.52166 | 0.52639 | 0.53086 | 0.53473 | 0.53814 | 0.54065 | 0.54263 | 0.54406 | 0.54501 | 0.54564 | 0.54589 | 0.5456 | 0.54496 | 0.54363 | 0.54197 | 0.53969
F5_Residential_Single Family Low Income_Existing_Water Heating_Natural Gas_Water Heater (<= 55 gal)_E5 | F5 | Residential | Single Family Low Income | Existing | Water Heating | Natural Gas | Water Heater (<= 55 gal) | E5 | RIM BC Ratio | 0.41668 | 0.41639 | 0.41743 | 0.41804 | 0.41571 | 0.41618 | 0.41914 | 0.42122 | 0.42411 | 0.42695 | 0.42994 | 0.43283 | 0.43616 | 0.43979 | 0.44356 | 0.44766 | 0.45205 | 0.45657 | 0.46102 | 0.46523 | 0.46888 | 0.47212 | 0.47452 | 0.47642 | 0.47779 | 0.47871 | 0.47932 | 0.47956 | 0.47928 | 0.47866 | 0.47738 | 0.47578 | 0.4736
F5_Residential_Single Family Low Income_Existing_Water Heating_Natural Gas_Water Heater (<= 55 gal)_E6 | F5 | Residential | Single Family Low Income | Existing | Water Heating | Natural Gas | Water Heater (<= 55 gal) | E6 | RIM BC Ratio | 0.147 | 0.14737 | 0.14819 | 0.14888 | 0.1486 | 0.14928 | 0.1508 | 0.15206 | 0.15356 | 0.15503 | 0.1565 | 0.15789 | 0.15936 | 0.16087 | 0.16234 | 0.16384 | 0.16534 | 0.16686 | 0.16831 | 0.16971 | 0.17092 | 0.17203 | 0.17288 | 0.17362 | 0.17416 | 0.17451 | 0.17475 | 0.17485 | 0.17474 | 0.1745 | 0.174 | 0.17337 | 0.17253
F5_Residential_Single Family Low Income_Existing_Water Heating_Natural Gas_Water Heater (<= 55 gal)_E7 | F5 | Residential | Single Family Low Income | Existing | Water Heating | Natural Gas | Water Heater (<= 55 gal) | E7 | RIM BC Ratio | 0 | 0 | 0 | 0 | 0.14844 | 0.14912 | 0.15063 | 0.15186 | 0.15334 | 0.15478 | 0.15624 | 0.15762 | 0.15908 | 0.16062 | 0.16216 | 0.16377 | 0.16543 | 0.1671 | 0.16868 | 0.17018 | 0.17146 | 0.17259 | 0.17341 | 0.17405 | 0.1745 | 0.17479 | 0.17499 | 0.17508 | 0.17497 | 0.17473 | 0.17424 | 0.17362 | 0.17279
F5_Residential_Single Family Low Income_Existing_Water Heating_Natural Gas_Water Heater (<= 55 gal)_E8 | F5 | Residential | Single Family Low Income | Existing | Water Heating | Natural Gas | Water Heater (<= 55 gal) | E8 | RIM BC Ratio | 0 | 0 | 0 | 0 | 0 | 0 | 0 | 0 | 0 | 0 | 0 | 0 | 0 | 0 | 0 | 0 | 0 | 0 | 0 | 0 | 0 | 0 | 0 | 0 | 0 | 0 | 0 | 0 | 0 | 0 | 0 | 0 | 0
F5_Residential_Single Family Low Income_Existing_Water Heating_Natural Gas_Water Heater (<= 55 gal)_E9 | F5 | Residential | Single Family Low Income | Existing | Water Heating | Natural Gas | Water Heater (<= 55 gal) | E9 | RIM BC Ratio | 0 | 0 | 0 | 0 | 0 | 0 | 0 | 0 | 0 | 0 | 0 | 0 | 0 | 0 | 0 | 0 | 0 | 0 | 0 | 0 | 0 | 0 | 0 | 0 | 0 | 0 | 0 | 0 | 0 | 0 | 0 | 0 | 0
F5_Residential_Single Family Low Income_Existing_Water Heating_Natural Gas_Water Heater (<= 55 gal)_E10 | F5 | Residential | Single Family Low Income | Existing | Water Heating | Natural Gas | Water Heater (<= 55 gal) | E10 | RIM BC Ratio | 0 | 0 | 0 | 0 | 0 | 0 | 0 | 0 | 0 | 0 | 0 | 0 | 0 | 0 | 0 | 0 | 0 | 0 | 0 | 0 | 0 | 0 | 0 | 0 | 0 | 0 | 0 | 0 | 0 | 0 | 0 | 0 | 0
F0_Residential_Single Family Low Income_Existing_Water Heating_Natural Gas_Water Heater (> 55 gal)_E0 | F0 | Residential | Single Family Low Income | Existing | Water Heating | Natural Gas | Water Heater (> 55 gal) | E0 | Economic Unit | UEF 0.76 (Standard) | UEF 0.76 (Standard) | UEF 0.76 (Standard) | UEF 0.76 (Standard) | UEF 0.76 (Standard) | UEF 0.76 (Standard) | UEF 0.76 (Standard) | UEF 0.76 (Standard) | UEF 0.76 (Standard) | UEF 0.76 (Standard) | UEF 0.76 (Standard) | UEF 0.76 (Standard) | UEF 0.76 (Standard) | UEF 0.76 (Standard) | UEF 0.76 (Standard) | UEF 0.76 (Standard) | UEF 0.76 (Standard) | UEF 0.76 (Standard) | UEF 0.76 (Standard) | UEF 0.76 (Standard) | UEF 0.76 (Standard) | UEF 0.76 (Standard) | UEF 0.76 (Standard) | UEF 0.76 (Standard) | UEF 0.76 (Standard) | UEF 0.76 (Standard) | UEF 0.76 (Standard) | UEF 0.76 (Standard) | UEF 0.76 (Standard) | UEF 0.76 (Standard) | UEF 0.76 (Standard) | UEF 0.76 (Standard) | UEF 0.76 (Standard)
F1_Residential_Single Family Low Income_Existing_Water Heating_Natural Gas_Water Heater (> 55 gal)_E1 | F1 | Residential | Single Family Low Income | Existing | Water Heating | Natural Gas | Water Heater (> 55 gal) | E1 | CCE | 0 | 0 | 0 | 0 | 0 | 0 | 0 | 0 | 0 | 0 | 0 | 0 | 0 | 0 | 0 | 0 | 0 | 0 | 0 | 0 | 0 | 0 | 0 | 0 | 0 | 0 | 0 | 0 | 0 | 0 | 0 | 0 | 0
F1_Residential_Single Family Low Income_Existing_Water Heating_Natural Gas_Water Heater (> 55 gal)_E2 | F1 | Residential | Single Family Low Income | Existing | Water Heating | Natural Gas | Water Heater (> 55 gal) | E2 | CCE | 5.485 | 5.6538 | 5.539 | 5.0778 | 5.0778 | 5.0778 | 5.0778 | 5.0778 | 5.0778 | 5.0778 | 5.0778 | 5.0778 | 5.0778 | 5.0778 | 5.0778 | 5.0778 | 5.0778 | 5.0778 | 5.0778 | 5.0778 | 5.0778 | 5.0778 | 5.0778 | 5.0778 | 5.0778 | 5.0778 | 5.0778 | 5.0778 | 5.0778 | 5.0778 | 5.0778 | 5.0778 | 5.0778
F1_Residential_Single Family Low Income_Existing_Water Heating_Natural Gas_Water Heater (> 55 gal)_E3 | F1 | Residential | Single Family Low Income | Existing | Water Heating | Natural Gas | Water Heater (> 55 gal) | E3 | CCE | 38.8292 | 40.0239 | 39.2114 | 35.9465 | 35.9465 | 35.9465 | 35.9465 | 35.9465 | 35.9465 | 35.9465 | 35.9465 | 35.9465 | 35.9465 | 35.9465 | 35.9465 | 35.9465 | 35.9465 | 35.9465 | 35.9465 | 35.9465 | 35.9465 | 35.9465 | 35.9465 | 35.9465 | 35.9465 | 35.9465 | 35.9465 | 35.9465 | 35.9465 | 35.9465 | 35.9465 | 35.9465 | 35.9465
F1_Residential_Single Family Low Income_Existing_Water Heating_Natural Gas_Water Heater (> 55 gal)_E4 | F1 | Residential | Single Family Low Income | Existing | Water Heating | Natural Gas | Water Heater (> 55 gal) | E4 | CCE | 4.1215 | 4.2483 | 4.1621 | 3.8155 | 3.8155 | 3.8155 | 3.8155 | 3.8155 | 3.8155 | 3.8155 | 3.8155 | 3.8155 | 3.8155 | 3.8155 | 3.8155 | 3.8155 | 3.8155 | 3.8155 | 3.8155 | 3.8155 | 3.8155 | 3.8155 | 3.8155 | 3.8155 | 3.8155 | 3.8155 | 3.8155 | 3.8155 | 3.8155 | 3.8155 | 3.8155 | 3.8155 | 3.8155
F1_Residential_Single Family Low Income_Existing_Water Heating_Natural Gas_Water Heater (> 55 gal)_E5 | F1 | Residential | Single Family Low Income | Existing | Water Heating | Natural Gas | Water Heater (> 55 gal) | E5 | CCE | 4.4782 | 4.616 | 4.5223 | 4.1458 | 4.1458 | 4.1458 | 4.1458 | 4.1458 | 4.1458 | 4.1458 | 4.1458 | 4.1458 | 4.1458 | 4.1458 | 4.1458 | 4.1458 | 4.1458 | 4.1458 | 4.1458 | 4.1458 | 4.1458 | 4.1458 | 4.1458 | 4.1458 | 4.1458 | 4.1458 | 4.1458 | 4.1458 | 4.1458 | 4.1458 | 4.1458 | 4.1458 | 4.1458
F1_Residential_Single Family Low Income_Existing_Water Heating_Natural Gas_Water Heater (> 55 gal)_E6 | F1 | Residential | Single Family Low Income | Existing | Water Heating | Natural Gas | Water Heater (> 55 gal) | E6 | CCE | 13.9942 | 14.4248 | 14.1319 | 12.9553 | 12.9553 | 12.9553 | 12.9553 | 12.9553 | 12.9553 | 12.9553 | 12.9553 | 12.9553 | 12.9553 | 12.9553 | 12.9553 | 12.9553 | 12.9553 | 12.9553 | 12.9553 | 12.9553 | 12.9553 | 12.9553 | 12.9553 | 12.9553 | 12.9553 | 12.9553 | 12.9553 | 12.9553 | 12.9553 | 12.9553 | 12.9553 | 12.9553 | 12.9553
F1_Residential_Single Family Low Income_Existing_Water Heating_Natural Gas_Water Heater (> 55 gal)_E7 | F1 | Residential | Single Family Low Income | Existing | Water Heating | Natural Gas | Water Heater (> 55 gal) | E7 | CCE | 0 | 0 | 0 | 0 | 0 | 10.9079 | 10.9079 | 10.9079 | 10.9079 | 10.9079 | 10.9079 | 10.9079 | 10.9079 | 10.9079 | 10.9079 | 10.9079 | 10.9079 | 10.9079 | 10.9079 | 10.9079 | 10.9079 | 10.9079 | 10.9079 | 10.9079 | 10.9079 | 10.9079 | 10.9079 | 10.9079 | 10.9079 | 10.9079 | 10.9079 | 10.9079 | 10.9079
F1_Residential_Single Family Low Income_Existing_Water Heating_Natural Gas_Water Heater (> 55 gal)_E8 | F1 | Residential | Single Family Low Income | Existing | Water Heating | Natural Gas | Water Heater (> 55 gal) | E8 | CCE | 0 | 0 | 0 | 0 | 0 | 0 | 0 | 0 | 0 | 0 | 0 | 0 | 0 | 0 | 0 | 0 | 0 | 0 | 0 | 0 | 0 | 0 | 0 | 0 | 0 | 0 | 0 | 0 | 0 | 0 | 0 | 0 | 0
F1_Residential_Single Family Low Income_Existing_Water Heating_Natural Gas_Water Heater (> 55 gal)_E9 | F1 | Residential | Single Family Low Income | Existing | Water Heating | Natural Gas | Water Heater (> 55 gal) | E9 | CCE | 0 | 0 | 0 | 0 | 0 | 0 | 0 | 0 | 0 | 0 | 0 | 0 | 0 | 0 | 0 | 0 | 0 | 0 | 0 | 0 | 0 | 0 | 0 | 0 | 0 | 0 | 0 | 0 | 0 | 0 | 0 | 0 | 0
F1_Residential_Single Family Low Income_Existing_Water Heating_Natural Gas_Water Heater (> 55 gal)_E10 | F1 | Residential | Single Family Low Income | Existing | Water Heating | Natural Gas | Water Heater (> 55 gal) | E10 | CCE | 0 | 0 | 0 | 0 | 0 | 0 | 0 | 0 | 0 | 0 | 0 | 0 | 0 | 0 | 0 | 0 | 0 | 0 | 0 | 0 | 0 | 0 | 0 | 0 | 0 | 0 | 0 | 0 | 0 | 0 | 0 | 0 | 0
F2_Residential_Single Family Low Income_Existing_Water Heating_Natural Gas_Water Heater (> 55 gal)_E1 | F2 | Residential | Single Family Low Income | Existing | Water Heating | Natural Gas | Water Heater (> 55 gal) | E1 | TRC BC Ratio | bar: 2019 to 2051
F2_Residential_Single Family Low Income_Existing_Water Heating_Natural Gas_Water Heater (> 55 gal)_E2 | F2 | Residential | Single Family Low Income | Existing | Water Heating | Natural Gas | Water Heater (> 55 gal) | E2 | TRC BC Ratio | 0.23832 | 0.23902 | 0.24058 | 0.2419 | 0.24136 | 0.24265 | 0.24556 | 0.24797 | 0.25088 | 0.25371 | 0.25656 | 0.25926 | 0.26213 | 0.2651 | 0.268 | 0.27095 | 0.27393 | 0.27694 | 0.27984 | 0.28263 | 0.28507 | 0.28731 | 0.28902 | 0.29052 | 0.2916 | 0.29233 | 0.29281 | 0.293 | 0.29278 | 0.29229 | 0.29128 | 0.29002 | 0.2883
F2_Residential_Single Family Low Income_Existing_Water Heating_Natural Gas_Water Heater (> 55 gal)_E3 | F2 | Residential | Single Family Low Income | Existing | Water Heating | Natural Gas | Water Heater (> 55 gal) | E3 | TRC BC Ratio | 0.033665 | 0.033764 | 0.033985 | 0.034171 | 0.034095 | 0.034277 | 0.034688 | 0.035029 | 0.035439 | 0.035839 | 0.036242 | 0.036623 | 0.037029 | 0.037449 | 0.037857 | 0.038275 | 0.038695 | 0.039121 | 0.039531 | 0.039925 | 0.040269 | 0.040585 | 0.040828 | 0.041039 | 0.041192 | 0.041294 | 0.041363 | 0.04139 | 0.041359 | 0.041289 | 0.041146 | 0.040968 | 0.040726
F2_Residential_Single Family Low Income_Existing_Water Heating_Natural Gas_Water Heater (> 55 gal)_E4 | F2 | Residential | Single Family Low Income | Existing | Water Heating | Natural Gas | Water Heater (> 55 gal) | E4 | TRC BC Ratio | 0.27202 | 0.26787 | 0.26694 | 0.26482 | 0.2554 | 0.25268 | 0.256 | 0.25697 | 0.2602 | 0.26364 | 0.26789 | 0.27238 | 0.27864 | 0.28639 | 0.29542 | 0.30628 | 0.31902 | 0.33278 | 0.34695 | 0.36063 | 0.37271 | 0.38337 | 0.39119 | 0.39699 | 0.40119 | 0.40401 | 0.4059 | 0.40663 | 0.40578 | 0.40386 | 0.39993 | 0.39504 | 0.3884
F2_Residential_Single Family Low Income_Existing_Water Heating_Natural Gas_Water Heater (> 55 gal)_E5 | F2 | Residential | Single Family Low Income | Existing | Water Heating | Natural Gas | Water Heater (> 55 gal) | E5 | TRC BC Ratio | 0.26143 | 0.25886 | 0.25874 | 0.25774 | 0.25121 | 0.24979 | 0.25299 | 0.25443 | 0.25755 | 0.2608 | 0.2646 | 0.26852 | 0.27368 | 0.27988 | 0.28692 | 0.29522 | 0.30478 | 0.31506 | 0.32557 | 0.33571 | 0.34466 | 0.35259 | 0.35842 | 0.36283 | 0.36602 | 0.36816 | 0.36959 | 0.37014 | 0.3695 | 0.36804 | 0.36506 | 0.36135 | 0.35631
F2_Residential_Single Family Low Income_Existing_Water Heating_Natural Gas_Water Heater (> 55 gal)_E6 | F2 | Residential | Single Family Low Income | Existing | Water Heating | Natural Gas | Water Heater (> 55 gal) | E6 | TRC BC Ratio | 0.093409 | 0.093683 | 0.094296 | 0.094812 | 0.094602 | 0.095108 | 0.096248 | 0.097194 | 0.098331 | 0.09944 | 0.10056 | 0.10162 | 0.10274 | 0.10391 | 0.10504 | 0.1062 | 0.10737 | 0.10855 | 0.10968 | 0.11078 | 0.11173 | 0.11261 | 0.11328 | 0.11387 | 0.11429 | 0.11458 | 0.11477 | 0.11484 | 0.11476 | 0.11456 | 0.11417 | 0.11367 | 0.113
F2_Residential_Single Family Low Income_Existing_Water Heating_Natural Gas_Water Heater (> 55 gal)_E7 | F2 | Residential | Single Family Low Income | Existing | Water Heating | Natural Gas | Water Heater (> 55 gal) | E7 | TRC BC Ratio | 0 | 0 | 0 | 0 | 0 | 0.11475 | 0.11611 | 0.11722 | 0.11855 | 0.11986 | 0.12118 | 0.12244 | 0.1238 | 0.12524 | 0.12672 | 0.1283 | 0.12997 | 0.13165 | 0.13324 | 0.13473 | 0.136 | 0.1371 | 0.13786 | 0.1384 | 0.13877 | 0.139 | 0.13917 | 0.13926 | 0.13916 | 0.13893 | 0.13845 | 0.13787 | 0.13707
F2_Residential_Single Family Low Income_Existing_Water Heating_Natural Gas_Water Heater (> 55 gal)_E8 | F2 | Residential | Single Family Low Income | Existing | Water Heating | Natural Gas | Water Heater (> 55 gal) | E8 | TRC BC Ratio | 0 | 0 | 0 | 0 | 0 | 0 | 0 | 0 | 0 | 0 | 0 | 0 | 0 | 0 | 0 | 0 | 0 | 0 | 0 | 0 | 0 | 0 | 0 | 0 | 0 | 0 | 0 | 0 | 0 | 0 | 0 | 0 | 0
F2_Residential_Single Family Low Income_Existing_Water Heating_Natural Gas_Water Heater (> 55 gal)_E9 | F2 | Residential | Single Family Low Income | Existing | Water Heating | Natural Gas | Water Heater (> 55 gal) | E9 | TRC BC Ratio | 0 | 0 | 0 | 0 | 0 | 0 | 0 | 0 | 0 | 0 | 0 | 0 | 0 | 0 | 0 | 0 | 0 | 0 | 0 | 0 | 0 | 0 | 0 | 0 | 0 | 0 | 0 | 0 | 0 | 0 | 0 | 0 | 0
F2_Residential_Single Family Low Income_Existing_Water Heating_Natural Gas_Water Heater (> 55 gal)_E10 | F2 | Residential | Single Family Low Income | Existing | Water Heating | Natural Gas | Water Heater (> 55 gal) | E10 | TRC BC Ratio | 0 | 0 | 0 | 0 | 0 | 0 | 0 | 0 | 0 | 0 | 0 | 0 | 0 | 0 | 0 | 0 | 0 | 0 | 0 | 0 | 0 | 0 | 0 | 0 | 0 | 0 | 0 | 0 | 0 | 0 | 0 | 0 | 0
F3_Residential_Single Family Low Income_Existing_Water Heating_Natural Gas_Water Heater (> 55 gal)_E1 | F3 | Residential | Single Family Low Income | Existing | Water Heating | Natural Gas | Water Heater (> 55 gal) | E1 | PACT BC Ratio | bar: 2019 to 2051
F3_Residential_Single Family Low Income_Existing_Water Heating_Natural Gas_Water Heater (> 55 gal)_E2 | F3 | Residential | Single Family Low Income | Existing | Water Heating | Natural Gas | Water Heater (> 55 gal) | E2 | PACT BC Ratio | 0.30317 | 0.30406 | 0.30605 | 0.30773 | 0.30705 | 0.30869 | 0.31239 | 0.31546 | 0.31915 | 0.32275 | 0.32638 | 0.32981 | 0.33347 | 0.33725 | 0.34093 | 0.34469 | 0.34847 | 0.35231 | 0.356 | 0.35954 | 0.36265 | 0.3655 | 0.36768 | 0.36958 | 0.37096 | 0.37188 | 0.3725 | 0.37274 | 0.37246 | 0.37183 | 0.37054 | 0.36894 | 0.36676
F3_Residential_Single Family Low Income_Existing_Water Heating_Natural Gas_Water Heater (> 55 gal)_E3 | F3 | Residential | Single Family Low Income | Existing | Water Heating | Natural Gas | Water Heater (> 55 gal) | E3 | PACT BC Ratio | 0.042827 | 0.042952 | 0.043233 | 0.04347 | 0.043374 | 0.043606 | 0.044128 | 0.044562 | 0.045083 | 0.045592 | 0.046104 | 0.04659 | 0.047106 | 0.04764 | 0.04816 | 0.048692 | 0.049226 | 0.049767 | 0.050289 | 0.05079 | 0.051228 | 0.05163 | 0.051939 | 0.052207 | 0.052402 | 0.052532 | 0.05262 | 0.052653 | 0.052614 | 0.052525 | 0.052343 | 0.052117 | 0.051809
F3_Residential_Single Family Low Income_Existing_Water Heating_Natural Gas_Water Heater (> 55 gal)_E4 | F3 | Residential | Single Family Low Income | Existing | Water Heating | Natural Gas | Water Heater (> 55 gal) | E4 | PACT BC Ratio | 0.34605 | 0.34077 | 0.33958 | 0.33689 | 0.3249 | 0.32144 | 0.32567 | 0.3269 | 0.33101 | 0.33539 | 0.34079 | 0.34651 | 0.35447 | 0.36433 | 0.37582 | 0.38964 | 0.40584 | 0.42335 | 0.44137 | 0.45877 | 0.47413 | 0.4877 | 0.49765 | 0.50503 | 0.51037 | 0.51396 | 0.51636 | 0.51729 | 0.5162 | 0.51376 | 0.50877 | 0.50254 | 0.4941
F3_Residential_Single Family Low Income_Existing_Water Heating_Natural Gas_Water Heater (> 55 gal)_E5 | F3 | Residential | Single Family Low Income | Existing | Water Heating | Natural Gas | Water Heater (> 55 gal) | E5 | PACT BC Ratio | 0.33258 | 0.3293 | 0.32915 | 0.32788 | 0.31957 | 0.31777 | 0.32183 | 0.32367 | 0.32765 | 0.33178 | 0.33661 | 0.34159 | 0.34816 | 0.35605 | 0.365 | 0.37556 | 0.38773 | 0.4008 | 0.41417 | 0.42707 | 0.43845 | 0.44854 | 0.45596 | 0.46157 | 0.46563 | 0.46834 | 0.47017 | 0.47087 | 0.47005 | 0.4682 | 0.46441 | 0.45968 | 0.45327
F3_Residential_Single Family Low Income_Existing_Water Heating_Natural Gas_Water Heater (> 55 gal)_E6 | F3 | Residential | Single Family Low Income | Existing | Water Heating | Natural Gas | Water Heater (> 55 gal) | E6 | PACT BC Ratio | 0.11883 | 0.11918 | 0.11996 | 0.12061 | 0.12035 | 0.12099 | 0.12244 | 0.12364 | 0.12509 | 0.1265 | 0.12792 | 0.12927 | 0.1307 | 0.13218 | 0.13363 | 0.1351 | 0.13658 | 0.13809 | 0.13953 | 0.14092 | 0.14214 | 0.14326 | 0.14411 | 0.14486 | 0.1454 | 0.14576 | 0.146 | 0.1461 | 0.14599 | 0.14574 | 0.14523 | 0.14461 | 0.14375
F3_Residential_Single Family Low Income_Existing_Water Heating_Natural Gas_Water Heater (> 55 gal)_E7 | F3 | Residential | Single Family Low Income | Existing | Water Heating | Natural Gas | Water Heater (> 55 gal) | E7 | PACT BC Ratio | 0 | 0 | 0 | 0 | 0 | 0.14598 | 0.14771 | 0.14912 | 0.15081 | 0.15248 | 0.15416 | 0.15577 | 0.15749 | 0.15932 | 0.16121 | 0.16322 | 0.16534 | 0.16748 | 0.1695 | 0.17139 | 0.17301 | 0.17441 | 0.17537 | 0.17607 | 0.17654 | 0.17683 | 0.17704 | 0.17716 | 0.17702 | 0.17673 | 0.17613 | 0.17539 | 0.17437
F3_Residential_Single Family Low Income_Existing_Water Heating_Natural Gas_Water Heater (> 55 gal)_E8 | F3 | Residential | Single Family Low Income | Existing | Water Heating | Natural Gas | Water Heater (> 55 gal) | E8 | PACT BC Ratio | 0 | 0 | 0 | 0 | 0 | 0 | 0 | 0 | 0 | 0 | 0 | 0 | 0 | 0 | 0 | 0 | 0 | 0 | 0 | 0 | 0 | 0 | 0 | 0 | 0 | 0 | 0 | 0 | 0 | 0 | 0 | 0 | 0
F3_Residential_Single Family Low Income_Existing_Water Heating_Natural Gas_Water Heater (> 55 gal)_E9 | F3 | Residential | Single Family Low Income | Existing | Water Heating | Natural Gas | Water Heater (> 55 gal) | E9 | PACT BC Ratio | 0 | 0 | 0 | 0 | 0 | 0 | 0 | 0 | 0 | 0 | 0 | 0 | 0 | 0 | 0 | 0 | 0 | 0 | 0 | 0 | 0 | 0 | 0 | 0 | 0 | 0 | 0 | 0 | 0 | 0 | 0 | 0 | 0
F3_Residential_Single Family Low Income_Existing_Water Heating_Natural Gas_Water Heater (> 55 gal)_E10 | F3 | Residential | Single Family Low Income | Existing | Water Heating | Natural Gas | Water Heater (> 55 gal) | E10 | PACT BC Ratio | 0 | 0 | 0 | 0 | 0 | 0 | 0 | 0 | 0 | 0 | 0 | 0 | 0 | 0 | 0 | 0 | 0 | 0 | 0 | 0 | 0 | 0 | 0 | 0 | 0 | 0 | 0 | 0 | 0 | 0 | 0 | 0 | 0
F4_Residential_Single Family Low Income_Existing_Water Heating_Natural Gas_Water Heater (> 55 gal)_E1 | F4 | Residential | Single Family Low Income | Existing | Water Heating | Natural Gas | Water Heater (> 55 gal) | E1 | RVT BC Ratio | bar: 2019 to 2051
F4_Residential_Single Family Low Income_Existing_Water Heating_Natural Gas_Water Heater (> 55 gal)_E2 | F4 | Residential | Single Family Low Income | Existing | Water Heating | Natural Gas | Water Heater (> 55 gal) | E2 | RVT BC Ratio | 1.0288 | 1.0297 | 1.0315 | 1.0331 | 1.0325 | 1.034 | 1.0375 | 1.0404 | 1.0439 | 1.0472 | 1.0507 | 1.0539 | 1.0573 | 1.0609 | 1.0644 | 1.0679 | 1.0715 | 1.0751 | 1.0786 | 1.0819 | 1.0848 | 1.0875 | 1.0896 | 1.0914 | 1.0927 | 1.0935 | 1.0941 | 1.0943 | 1.0941 | 1.0935 | 1.0923 | 1.0908 | 1.0887
F4_Residential_Single Family Low Income_Existing_Water Heating_Natural Gas_Water Heater (> 55 gal)_E3 | F4 | Residential | Single Family Low Income | Existing | Water Heating | Natural Gas | Water Heater (> 55 gal) | E3 | RVT BC Ratio | 0.78363 | 0.78375 | 0.78401 | 0.78423 | 0.78414 | 0.78436 | 0.78485 | 0.78526 | 0.78575 | 0.78623 | 0.78671 | 0.78717 | 0.78766 | 0.78816 | 0.78865 | 0.78915 | 0.78965 | 0.79016 | 0.79066 | 0.79113 | 0.79154 | 0.79192 | 0.79221 | 0.79246 | 0.79265 | 0.79277 | 0.79285 | 0.79288 | 0.79284 | 0.79276 | 0.79259 | 0.79238 | 0.79209
F4_Residential_Single Family Low Income_Existing_Water Heating_Natural Gas_Water Heater (> 55 gal)_E4 | F4 | Residential | Single Family Low Income | Existing | Water Heating | Natural Gas | Water Heater (> 55 gal) | E4 | RVT BC Ratio | 1.0692 | 1.0642 | 1.0631 | 1.0606 | 1.0493 | 1.046 | 1.05 | 1.0512 | 1.055 | 1.0592 | 1.0642 | 1.0696 | 1.0771 | 1.0864 | 1.0972 | 1.1102 | 1.1255 | 1.142 | 1.159 | 1.1753 | 1.1898 | 1.2026 | 1.212 | 1.2189 | 1.224 | 1.2273 | 1.2296 | 1.2305 | 1.2294 | 1.2271 | 1.2224 | 1.2166 | 1.2086
F4_Residential_Single Family Low Income_Existing_Water Heating_Natural Gas_Water Heater (> 55 gal)_E5 | F4 | Residential | Single Family Low Income | Existing | Water Heating | Natural Gas | Water Heater (> 55 gal) | E5 | RVT BC Ratio | 1.0565 | 1.0534 | 1.0533 | 1.0521 | 1.0443 | 1.0426 | 1.0464 | 1.0481 | 1.0519 | 1.0558 | 1.0603 | 1.065 | 1.0712 | 1.0786 | 1.087 | 1.097 | 1.1084 | 1.1208 | 1.1333 | 1.1455 | 1.1562 | 1.1657 | 1.1727 | 1.178 | 1.1818 | 1.1844 | 1.1861 | 1.1868 | 1.186 | 1.1842 | 1.1807 | 1.1762 | 1.1702
F4_Residential_Single Family Low Income_Existing_Water Heating_Natural Gas_Water Heater (> 55 gal)_E6 | F4 | Residential | Single Family Low Income | Existing | Water Heating | Natural Gas | Water Heater (> 55 gal) | E6 | RVT BC Ratio | 0.8552 | 0.85553 | 0.85627 | 0.85689 | 0.85663 | 0.85724 | 0.85861 | 0.85974 | 0.8611 | 0.86243 | 0.86377 | 0.86504 | 0.86639 | 0.86778 | 0.86914 | 0.87053 | 0.87193 | 0.87334 | 0.8747 | 0.87601 | 0.87716 | 0.87821 | 0.87902 | 0.87972 | 0.88023 | 0.88057 | 0.88079 | 0.88088 | 0.88078 | 0.88055 | 0.88007 | 0.87948 | 0.87868
F4_Residential_Single Family Low Income_Existing_Water Heating_Natural Gas_Water Heater (> 55 gal)_E7 | F4 | Residential | Single Family Low Income | Existing | Water Heating | Natural Gas | Water Heater (> 55 gal) | E7 | RVT BC Ratio | 0 | 0 | 0 | 0 | 0 | 0.88077 | 0.8824 | 0.88373 | 0.88533 | 0.88689 | 0.88848 | 0.88999 | 0.89161 | 0.89334 | 0.89511 | 0.89701 | 0.89901 | 0.90102 | 0.90292 | 0.90471 | 0.90624 | 0.90755 | 0.90846 | 0.90911 | 0.90955 | 0.90983 | 0.91003 | 0.91013 | 0.91001 | 0.90974 | 0.90917 | 0.90847 | 0.90751
F4_Residential_Single Family Low Income_Existing_Water Heating_Natural Gas_Water Heater (> 55 gal)_E8 | F4 | Residential | Single Family Low Income | Existing | Water Heating | Natural Gas | Water Heater (> 55 gal) | E8 | RVT BC Ratio | 0 | 0 | 0 | 0 | 0 | 0 | 0 | 0 | 0 | 0 | 0 | 0 | 0 | 0 | 0 | 0 | 0 | 0 | 0 | 0 | 0 | 0 | 0 | 0 | 0 | 0 | 0 | 0 | 0 | 0 | 0 | 0 | 0
F4_Residential_Single Family Low Income_Existing_Water Heating_Natural Gas_Water Heater (> 55 gal)_E9 | F4 | Residential | Single Family Low Income | Existing | Water Heating | Natural Gas | Water Heater (> 55 gal) | E9 | RVT BC Ratio | 0 | 0 | 0 | 0 | 0 | 0 | 0 | 0 | 0 | 0 | 0 | 0 | 0 | 0 | 0 | 0 | 0 | 0 | 0 | 0 | 0 | 0 | 0 | 0 | 0 | 0 | 0 | 0 | 0 | 0 | 0 | 0 | 0
F4_Residential_Single Family Low Income_Existing_Water Heating_Natural Gas_Water Heater (> 55 gal)_E10 | F4 | Residential | Single Family Low Income | Existing | Water Heating | Natural Gas | Water Heater (> 55 gal) | E10 | RVT BC Ratio | 0 | 0 | 0 | 0 | 0 | 0 | 0 | 0 | 0 | 0 | 0 | 0 | 0 | 0 | 0 | 0 | 0 | 0 | 0 | 0 | 0 | 0 | 0 | 0 | 0 | 0 | 0 | 0 | 0 | 0 | 0 | 0 | 0
F5_Residential_Single Family Low Income_Existing_Water Heating_Natural Gas_Water Heater (> 55 gal)_E1 | F5 | Residential | Single Family Low Income | Existing | Water Heating | Natural Gas | Water Heater (> 55 gal) | E1 | RIM BC Ratio | bar: 2019 to 2051
F5_Residential_Single Family Low Income_Existing_Water Heating_Natural Gas_Water Heater (> 55 gal)_E2 | F5 | Residential | Single Family Low Income | Existing | Water Heating | Natural Gas | Water Heater (> 55 gal) | E2 | RIM BC Ratio | 0.23273 | 0.23325 | 0.23442 | 0.2354 | 0.235 | 0.23597 | 0.23812 | 0.2399 | 0.24203 | 0.24409 | 0.24616 | 0.24811 | 0.25018 | 0.2523 | 0.25435 | 0.25644 | 0.25853 | 0.26063 | 0.26265 | 0.26457 | 0.26625 | 0.26778 | 0.26895 | 0.26997 | 0.2707 | 0.27119 | 0.27152 | 0.27165 | 0.2715 | 0.27117 | 0.27048 | 0.26962 | 0.26846
F5_Residential_Single Family Low Income_Existing_Water Heating_Natural Gas_Water Heater (> 55 gal)_E3 | F5 | Residential | Single Family Low Income | Existing | Water Heating | Natural Gas | Water Heater (> 55 gal) | E3 | RIM BC Ratio | 0.041071 | 0.041186 | 0.041444 | 0.041662 | 0.041573 | 0.041786 | 0.042266 | 0.042664 | 0.043141 | 0.043607 | 0.044076 | 0.044519 | 0.04499 | 0.045477 | 0.04595 | 0.046434 | 0.04692 | 0.047412 | 0.047884 | 0.048339 | 0.048736 | 0.049099 | 0.049378 | 0.049621 | 0.049797 | 0.049914 | 0.049993 | 0.050024 | 0.049988 | 0.049908 | 0.049744 | 0.049539 | 0.049261
F5_Residential_Single Family Low Income_Existing_Water Heating_Natural Gas_Water Heater (> 55 gal)_E4 | F5 | Residential | Single Family Low Income | Existing | Water Heating | Natural Gas | Water Heater (> 55 gal) | E4 | RIM BC Ratio | 0.25719 | 0.25426 | 0.2536 | 0.2521 | 0.24532 | 0.24334 | 0.24576 | 0.24646 | 0.24879 | 0.25125 | 0.25428 | 0.25744 | 0.26181 | 0.26716 | 0.27328 | 0.28051 | 0.28881 | 0.29757 | 0.30637 | 0.31465 | 0.3218 | 0.32799 | 0.33246 | 0.33574 | 0.3381 | 0.33966 | 0.34071 | 0.34112 | 0.34064 | 0.33958 | 0.33739 | 0.33464 | 0.33088
F5_Residential_Single Family Low Income_Existing_Water Heating_Natural Gas_Water Heater (> 55 gal)_E5 | F5 | Residential | Single Family Low Income | Existing | Water Heating | Natural Gas | Water Heater (> 55 gal) | E5 | RIM BC Ratio | 0.24968 | 0.24783 | 0.24774 | 0.24702 | 0.24227 | 0.24124 | 0.24357 | 0.24462 | 0.24688 | 0.24922 | 0.25194 | 0.25472 | 0.25835 | 0.26267 | 0.26752 | 0.27314 | 0.27952 | 0.28625 | 0.29301 | 0.29941 | 0.30496 | 0.3098 | 0.31333 | 0.31596 | 0.31786 | 0.31912 | 0.31997 | 0.3203 | 0.31992 | 0.31906 | 0.31729 | 0.31508 | 0.31205
F5_Residential_Single Family Low Income_Existing_Water Heating_Natural Gas_Water Heater (> 55 gal)_E6 | F5 | Residential | Single Family Low Income | Existing | Water Heating | Natural Gas | Water Heater (> 55 gal) | E6 | RIM BC Ratio | 0.10623 | 0.1065 | 0.10713 | 0.10765 | 0.10744 | 0.10795 | 0.1091 | 0.11006 | 0.1112 | 0.11232 | 0.11344 | 0.11449 | 0.11562 | 0.11677 | 0.1179 | 0.11905 | 0.12019 | 0.12136 | 0.12247 | 0.12354 | 0.12448 | 0.12533 | 0.12599 | 0.12655 | 0.12697 | 0.12724 | 0.12743 | 0.1275 | 0.12742 | 0.12723 | 0.12684 | 0.12636 | 0.12571
F5_Residential_Single Family Low Income_Existing_Water Heating_Natural Gas_Water Heater (> 55 gal)_E7 | F5 | Residential | Single Family Low Income | Existing | Water Heating | Natural Gas | Water Heater (> 55 gal) | E7 | RIM BC Ratio | 0 | 0 | 0 | 0 | 0 | 0.12741 | 0.12872 | 0.1298 | 0.13108 | 0.13233 | 0.1336 | 0.1348 | 0.13609 | 0.13746 | 0.13886 | 0.14035 | 0.14192 | 0.14348 | 0.14497 | 0.14635 | 0.14753 | 0.14854 | 0.14924 | 0.14975 | 0.15008 | 0.1503 | 0.15045 | 0.15053 | 0.15044 | 0.15023 | 0.14979 | 0.14925 | 0.14852
F5_Residential_Single Family Low Income_Existing_Water Heating_Natural Gas_Water Heater (> 55 gal)_E8 | F5 | Residential | Single Family Low Income | Existing | Water Heating | Natural Gas | Water Heater (> 55 gal) | E8 | RIM BC Ratio | 0 | 0 | 0 | 0 | 0 | 0 | 0 | 0 | 0 | 0 | 0 | 0 | 0 | 0 | 0 | 0 | 0 | 0 | 0 | 0 | 0 | 0 | 0 | 0 | 0 | 0 | 0 | 0 | 0 | 0 | 0 | 0 | 0
F5_Residential_Single Family Low Income_Existing_Water Heating_Natural Gas_Water Heater (> 55 gal)_E9 | F5 | Residential | Single Family Low Income | Existing | Water Heating | Natural Gas | Water Heater (> 55 gal) | E9 | RIM BC Ratio | 0 | 0 | 0 | 0 | 0 | 0 | 0 | 0 | 0 | 0 | 0 | 0 | 0 | 0 | 0 | 0 | 0 | 0 | 0 | 0 | 0 | 0 | 0 | 0 | 0 | 0 | 0 | 0 | 0 | 0 | 0 | 0 | 0
F5_Residential_Single Family Low Income_Existing_Water Heating_Natural Gas_Water Heater (> 55 gal)_E10 | F5 | Residential | Single Family Low Income | Existing | Water Heating | Natural Gas | Water Heater (> 55 gal) | E10 | RIM BC Ratio | 0 | 0 | 0 | 0 | 0 | 0 | 0 | 0 | 0 | 0 | 0 | 0 | 0 | 0 | 0 | 0 | 0 | 0 | 0 | 0 | 0 | 0 | 0 | 0 | 0 | 0 | 0 | 0 | 0 | 0 | 0 | 0 | 0
F0_Residential_Single Family Low Income_Existing_Appliances_Natural Gas_Clothes Dryer_E0 | F0 | Residential | Single Family Low Income | Existing | Appliances | Natural Gas | Clothes Dryer | E0 | Economic Unit | Standard | Standard | Standard | Standard | Standard | Standard | Standard | Standard | Standard | Standard | Standard | Standard | Standard | Standard | Standard | Standard | Standard | Standard | Standard | Standard | Standard | Standard | Standard | Standard | Standard | Standard | Standard | Standard | Standard | Standard | Standard | Standard | Standard
F1_Residential_Single Family Low Income_Existing_Appliances_Natural Gas_Clothes Dryer_E1 | F1 | Residential | Single Family Low Income | Existing | Appliances | Natural Gas | Clothes Dryer | E1 | CCE | 0 | 0 | 0 | 0 | 0 | 0 | 0 | 0 | 0 | 0 | 0 | 0 | 0 | 0 | 0 | 0 | 0 | 0 | 0 | 0 | 0 | 0 | 0 | 0 | 0 | 0 | 0 | 0 | 0 | 0 | 0 | 0 | 0
F1_Residential_Single Family Low Income_Existing_Appliances_Natural Gas_Clothes Dryer_E2 | F1 | Residential | Single Family Low Income | Existing | Appliances | Natural Gas | Clothes Dryer | E2 | CCE | 7.2375 | 7.4602 | 7.3088 | 6.7002 | 6.7002 | 6.7002 | 6.7002 | 6.7002 | 6.7002 | 6.7002 | 6.7002 | 6.7002 | 6.7002 | 6.7002 | 6.7002 | 6.7002 | 6.7002 | 6.7002 | 6.7002 | 6.7002 | 6.7002 | 6.7002 | 6.7002 | 6.7002 | 6.7002 | 6.7002 | 6.7002 | 6.7002 | 6.7002 | 6.7002 | 6.7002 | 6.7002 | 6.7002
F1_Residential_Single Family Low Income_Existing_Appliances_Natural Gas_Clothes Dryer_E3 | F1 | Residential | Single Family Low Income | Existing | Appliances | Natural Gas | Clothes Dryer | E3 | CCE | 0 | 0 | 0 | 0 | 0 | 0 | 0 | 0 | 0 | 0 | 0 | 0 | 0 | 0 | 0 | 0 | 0 | 0 | 0 | 0 | 0 | 0 | 0 | 0 | 0 | 0 | 0 | 0 | 0 | 0 | 0 | 0 | 0
F1_Residential_Single Family Low Income_Existing_Appliances_Natural Gas_Clothes Dryer_E4 | F1 | Residential | Single Family Low Income | Existing | Appliances | Natural Gas | Clothes Dryer | E4 | CCE | 0 | 0 | 0 | 0 | 0 | 0 | 0 | 0 | 0 | 0 | 0 | 0 | 0 | 0 | 0 | 0 | 0 | 0 | 0 | 0 | 0 | 0 | 0 | 0 | 0 | 0 | 0 | 0 | 0 | 0 | 0 | 0 | 0
F1_Residential_Single Family Low Income_Existing_Appliances_Natural Gas_Clothes Dryer_E5 | F1 | Residential | Single Family Low Income | Existing | Appliances | Natural Gas | Clothes Dryer | E5 | CCE | 0 | 0 | 0 | 0 | 0 | 0 | 0 | 0 | 0 | 0 | 0 | 0 | 0 | 0 | 0 | 0 | 0 | 0 | 0 | 0 | 0 | 0 | 0 | 0 | 0 | 0 | 0 | 0 | 0 | 0 | 0 | 0 | 0
F1_Residential_Single Family Low Income_Existing_Appliances_Natural Gas_Clothes Dryer_E6 | F1 | Residential | Single Family Low Income | Existing | Appliances | Natural Gas | Clothes Dryer | E6 | CCE | 0 | 0 | 0 | 0 | 0 | 0 | 0 | 0 | 0 | 0 | 0 | 0 | 0 | 0 | 0 | 0 | 0 | 0 | 0 | 0 | 0 | 0 | 0 | 0 | 0 | 0 | 0 | 0 | 0 | 0 | 0 | 0 | 0
F1_Residential_Single Family Low Income_Existing_Appliances_Natural Gas_Clothes Dryer_E7 | F1 | Residential | Single Family Low Income | Existing | Appliances | Natural Gas | Clothes Dryer | E7 | CCE | 0 | 0 | 0 | 0 | 0 | 0 | 0 | 0 | 0 | 0 | 0 | 0 | 0 | 0 | 0 | 0 | 0 | 0 | 0 | 0 | 0 | 0 | 0 | 0 | 0 | 0 | 0 | 0 | 0 | 0 | 0 | 0 | 0
F1_Residential_Single Family Low Income_Existing_Appliances_Natural Gas_Clothes Dryer_E8 | F1 | Residential | Single Family Low Income | Existing | Appliances | Natural Gas | Clothes Dryer | E8 | CCE | 0 | 0 | 0 | 0 | 0 | 0 | 0 | 0 | 0 | 0 | 0 | 0 | 0 | 0 | 0 | 0 | 0 | 0 | 0 | 0 | 0 | 0 | 0 | 0 | 0 | 0 | 0 | 0 | 0 | 0 | 0 | 0 | 0
F1_Residential_Single Family Low Income_Existing_Appliances_Natural Gas_Clothes Dryer_E9 | F1 | Residential | Single Family Low Income | Existing | Appliances | Natural Gas | Clothes Dryer | E9 | CCE | 0 | 0 | 0 | 0 | 0 | 0 | 0 | 0 | 0 | 0 | 0 | 0 | 0 | 0 | 0 | 0 | 0 | 0 | 0 | 0 | 0 | 0 | 0 | 0 | 0 | 0 | 0 | 0 | 0 | 0 | 0 | 0 | 0
F1_Residential_Single Family Low Income_Existing_Appliances_Natural Gas_Clothes Dryer_E10 | F1 | Residential | Single Family Low Income | Existing | Appliances | Natural Gas | Clothes Dryer | E10 | CCE | 0 | 0 | 0 | 0 | 0 | 0 | 0 | 0 | 0 | 0 | 0 | 0 | 0 | 0 | 0 | 0 | 0 | 0 | 0 | 0 | 0 | 0 | 0 | 0 | 0 | 0 | 0 | 0 | 0 | 0 | 0 | 0 | 0
F2_Residential_Single Family Low Income_Existing_Appliances_Natural Gas_Clothes Dryer_E1 | F2 | Residential | Single Family Low Income | Existing | Appliances | Natural Gas | Clothes Dryer | E1 | TRC BC Ratio | bar: 2019 to 2051
F2_Residential_Single Family Low Income_Existing_Appliances_Natural Gas_Clothes Dryer_E2 | F2 | Residential | Single Family Low Income | Existing | Appliances | Natural Gas | Clothes Dryer | E2 | TRC BC Ratio | 0.22899 | 0.2297 | 0.23129 | 0.23259 | 0.23196 | 0.23289 | 0.23511 | 0.23694 | 0.23914 | 0.24127 | 0.24342 | 0.24546 | 0.24761 | 0.24985 | 0.252 | 0.25422 | 0.25646 | 0.25885 | 0.26117 | 0.2634 | 0.26535 | 0.26717 | 0.26854 | 0.26975 | 0.27046 | 0.27086 | 0.27107 | 0.27103 | 0.27065 | 0.27005 | 0.26901 | 0.26777 | 0.26617
F2_Residential_Single Family Low Income_Existing_Appliances_Natural Gas_Clothes Dryer_E3 | F2 | Residential | Single Family Low Income | Existing | Appliances | Natural Gas | Clothes Dryer | E3 | TRC BC Ratio | 0 | 0 | 0 | 0 | 0 | 0 | 0 | 0 | 0 | 0 | 0 | 0 | 0 | 0 | 0 | 0 | 0 | 0 | 0 | 0 | 0 | 0 | 0 | 0 | 0 | 0 | 0 | 0 | 0 | 0 | 0 | 0 | 0
F2_Residential_Single Family Low Income_Existing_Appliances_Natural Gas_Clothes Dryer_E4 | F2 | Residential | Single Family Low Income | Existing | Appliances | Natural Gas | Clothes Dryer | E4 | TRC BC Ratio | 0 | 0 | 0 | 0 | 0 | 0 | 0 | 0 | 0 | 0 | 0 | 0 | 0 | 0 | 0 | 0 | 0 | 0 | 0 | 0 | 0 | 0 | 0 | 0 | 0 | 0 | 0 | 0 | 0 | 0 | 0 | 0 | 0
F2_Residential_Single Family Low Income_Existing_Appliances_Natural Gas_Clothes Dryer_E5 | F2 | Residential | Single Family Low Income | Existing | Appliances | Natural Gas | Clothes Dryer | E5 | TRC BC Ratio | 0 | 0 | 0 | 0 | 0 | 0 | 0 | 0 | 0 | 0 | 0 | 0 | 0 | 0 | 0 | 0 | 0 | 0 | 0 | 0 | 0 | 0 | 0 | 0 | 0 | 0 | 0 | 0 | 0 | 0 | 0 | 0 | 0
F2_Residential_Single Family Low Income_Existing_Appliances_Natural Gas_Clothes Dryer_E6 | F2 | Residential | Single Family Low Income | Existing | Appliances | Natural Gas | Clothes Dryer | E6 | TRC BC Ratio | 0 | 0 | 0 | 0 | 0 | 0 | 0 | 0 | 0 | 0 | 0 | 0 | 0 | 0 | 0 | 0 | 0 | 0 | 0 | 0 | 0 | 0 | 0 | 0 | 0 | 0 | 0 | 0 | 0 | 0 | 0 | 0 | 0
F2_Residential_Single Family Low Income_Existing_Appliances_Natural Gas_Clothes Dryer_E7 | F2 | Residential | Single Family Low Income | Existing | Appliances | Natural Gas | Clothes Dryer | E7 | TRC BC Ratio | 0 | 0 | 0 | 0 | 0 | 0 | 0 | 0 | 0 | 0 | 0 | 0 | 0 | 0 | 0 | 0 | 0 | 0 | 0 | 0 | 0 | 0 | 0 | 0 | 0 | 0 | 0 | 0 | 0 | 0 | 0 | 0 | 0
F2_Residential_Single Family Low Income_Existing_Appliances_Natural Gas_Clothes Dryer_E8 | F2 | Residential | Single Family Low Income | Existing | Appliances | Natural Gas | Clothes Dryer | E8 | TRC BC Ratio | 0 | 0 | 0 | 0 | 0 | 0 | 0 | 0 | 0 | 0 | 0 | 0 | 0 | 0 | 0 | 0 | 0 | 0 | 0 | 0 | 0 | 0 | 0 | 0 | 0 | 0 | 0 | 0 | 0 | 0 | 0 | 0 | 0
F2_Residential_Single Family Low Income_Existing_Appliances_Natural Gas_Clothes Dryer_E9 | F2 | Residential | Single Family Low Income | Existing | Appliances | Natural Gas | Clothes Dryer | E9 | TRC BC Ratio | 0 | 0 | 0 | 0 | 0 | 0 | 0 | 0 | 0 | 0 | 0 | 0 | 0 | 0 | 0 | 0 | 0 | 0 | 0 | 0 | 0 | 0 | 0 | 0 | 0 | 0 | 0 | 0 | 0 | 0 | 0 | 0 | 0
F2_Residential_Single Family Low Income_Existing_Appliances_Natural Gas_Clothes Dryer_E10 | F2 | Residential | Single Family Low Income | Existing | Appliances | Natural Gas | Clothes Dryer | E10 | TRC BC Ratio | 0 | 0 | 0 | 0 | 0 | 0 | 0 | 0 | 0 | 0 | 0 | 0 | 0 | 0 | 0 | 0 | 0 | 0 | 0 | 0 | 0 | 0 | 0 | 0 | 0 | 0 | 0 | 0 | 0 | 0 | 0 | 0 | 0
F3_Residential_Single Family Low Income_Existing_Appliances_Natural Gas_Clothes Dryer_E1 | F3 | Residential | Single Family Low Income | Existing | Appliances | Natural Gas | Clothes Dryer | E1 | PACT BC Ratio | bar: 2019 to 2051
F3_Residential_Single Family Low Income_Existing_Appliances_Natural Gas_Clothes Dryer_E2 | F3 | Residential | Single Family Low Income | Existing | Appliances | Natural Gas | Clothes Dryer | E2 | PACT BC Ratio | 0.30532 | 0.30627 | 0.30839 | 0.31012 | 0.30928 | 0.31052 | 0.31348 | 0.31592 | 0.31885 | 0.3217 | 0.32456 | 0.32728 | 0.33014 | 0.33314 | 0.336 | 0.33896 | 0.34194 | 0.34514 | 0.34823 | 0.3512 | 0.35381 | 0.35622 | 0.35805 | 0.35967 | 0.36061 | 0.36115 | 0.36143 | 0.36137 | 0.36087 | 0.36006 | 0.35868 | 0.35703 | 0.3549
F3_Residential_Single Family Low Income_Existing_Appliances_Natural Gas_Clothes Dryer_E3 | F3 | Residential | Single Family Low Income | Existing | Appliances | Natural Gas | Clothes Dryer | E3 | PACT BC Ratio | 0 | 0 | 0 | 0 | 0 | 0 | 0 | 0 | 0 | 0 | 0 | 0 | 0 | 0 | 0 | 0 | 0 | 0 | 0 | 0 | 0 | 0 | 0 | 0 | 0 | 0 | 0 | 0 | 0 | 0 | 0 | 0 | 0
F3_Residential_Single Family Low Income_Existing_Appliances_Natural Gas_Clothes Dryer_E4 | F3 | Residential | Single Family Low Income | Existing | Appliances | Natural Gas | Clothes Dryer | E4 | PACT BC Ratio | 0 | 0 | 0 | 0 | 0 | 0 | 0 | 0 | 0 | 0 | 0 | 0 | 0 | 0 | 0 | 0 | 0 | 0 | 0 | 0 | 0 | 0 | 0 | 0 | 0 | 0 | 0 | 0 | 0 | 0 | 0 | 0 | 0
F3_Residential_Single Family Low Income_Existing_Appliances_Natural Gas_Clothes Dryer_E5 | F3 | Residential | Single Family Low Income | Existing | Appliances | Natural Gas | Clothes Dryer | E5 | PACT BC Ratio | 0 | 0 | 0 | 0 | 0 | 0 | 0 | 0 | 0 | 0 | 0 | 0 | 0 | 0 | 0 | 0 | 0 | 0 | 0 | 0 | 0 | 0 | 0 | 0 | 0 | 0 | 0 | 0 | 0 | 0 | 0 | 0 | 0
F3_Residential_Single Family Low Income_Existing_Appliances_Natural Gas_Clothes Dryer_E6 | F3 | Residential | Single Family Low Income | Existing | Appliances | Natural Gas | Clothes Dryer | E6 | PACT BC Ratio | 0 | 0 | 0 | 0 | 0 | 0 | 0 | 0 | 0 | 0 | 0 | 0 | 0 | 0 | 0 | 0 | 0 | 0 | 0 | 0 | 0 | 0 | 0 | 0 | 0 | 0 | 0 | 0 | 0 | 0 | 0 | 0 | 0
F3_Residential_Single Family Low Income_Existing_Appliances_Natural Gas_Clothes Dryer_E7 | F3 | Residential | Single Family Low Income | Existing | Appliances | Natural Gas | Clothes Dryer | E7 | PACT BC Ratio | 0 | 0 | 0 | 0 | 0 | 0 | 0 | 0 | 0 | 0 | 0 | 0 | 0 | 0 | 0 | 0 | 0 | 0 | 0 | 0 | 0 | 0 | 0 | 0 | 0 | 0 | 0 | 0 | 0 | 0 | 0 | 0 | 0
F3_Residential_Single Family Low Income_Existing_Appliances_Natural Gas_Clothes Dryer_E8 | F3 | Residential | Single Family Low Income | Existing | Appliances | Natural Gas | Clothes Dryer | E8 | PACT BC Ratio | 0 | 0 | 0 | 0 | 0 | 0 | 0 | 0 | 0 | 0 | 0 | 0 | 0 | 0 | 0 | 0 | 0 | 0 | 0 | 0 | 0 | 0 | 0 | 0 | 0 | 0 | 0 | 0 | 0 | 0 | 0 | 0 | 0
F3_Residential_Single Family Low Income_Existing_Appliances_Natural Gas_Clothes Dryer_E9 | F3 | Residential | Single Family Low Income | Existing | Appliances | Natural Gas | Clothes Dryer | E9 | PACT BC Ratio | 0 | 0 | 0 | 0 | 0 | 0 | 0 | 0 | 0 | 0 | 0 | 0 | 0 | 0 | 0 | 0 | 0 | 0 | 0 | 0 | 0 | 0 | 0 | 0 | 0 | 0 | 0 | 0 | 0 | 0 | 0 | 0 | 0
F3_Residential_Single Family Low Income_Existing_Appliances_Natural Gas_Clothes Dryer_E10 | F3 | Residential | Single Family Low Income | Existing | Appliances | Natural Gas | Clothes Dryer | E10 | PACT BC Ratio | 0 | 0 | 0 | 0 | 0 | 0 | 0 | 0 | 0 | 0 | 0 | 0 | 0 | 0 | 0 | 0 | 0 | 0 | 0 | 0 | 0 | 0 | 0 | 0 | 0 | 0 | 0 | 0 | 0 | 0 | 0 | 0 | 0
F4_Residential_Single Family Low Income_Existing_Appliances_Natural Gas_Clothes Dryer_E1 | F4 | Residential | Single Family Low Income | Existing | Appliances | Natural Gas | Clothes Dryer | E1 | RVT BC Ratio | bar: 2019 to 2051
F4_Residential_Single Family Low Income_Existing_Appliances_Natural Gas_Clothes Dryer_E2 | F4 | Residential | Single Family Low Income | Existing | Appliances | Natural Gas | Clothes Dryer | E2 | RVT BC Ratio | 0.89621 | 0.89652 | 0.89763 | 0.89852 | 0.89777 | 0.89888 | 0.90154 | 0.90373 | 0.90637 | 0.90892 | 0.9115 | 0.91394 | 0.91651 | 0.9192 | 0.92178 | 0.92444 | 0.92711 | 0.92998 | 0.9328 | 0.93554 | 0.93799 | 0.94031 | 0.94214 | 0.94384 | 0.94497 | 0.94575 | 0.94632 | 0.94658 | 0.94647 | 0.94608 | 0.94519 | 0.94407 | 0.94254
F4_Residential_Single Family Low Income_Existing_Appliances_Natural Gas_Clothes Dryer_E3 | F4 | Residential | Single Family Low Income | Existing | Appliances | Natural Gas | Clothes Dryer | E3 | RVT BC Ratio | 0 | 0 | 0 | 0 | 0 | 0 | 0 | 0 | 0 | 0 | 0 | 0 | 0 | 0 | 0 | 0 | 0 | 0 | 0 | 0 | 0 | 0 | 0 | 0 | 0 | 0 | 0 | 0 | 0 | 0 | 0 | 0 | 0
F4_Residential_Single Family Low Income_Existing_Appliances_Natural Gas_Clothes Dryer_E4 | F4 | Residential | Single Family Low Income | Existing | Appliances | Natural Gas | Clothes Dryer | E4 | RVT BC Ratio | 0 | 0 | 0 | 0 | 0 | 0 | 0 | 0 | 0 | 0 | 0 | 0 | 0 | 0 | 0 | 0 | 0 | 0 | 0 | 0 | 0 | 0 | 0 | 0 | 0 | 0 | 0 | 0 | 0 | 0 | 0 | 0 | 0
F4_Residential_Single Family Low Income_Existing_Appliances_Natural Gas_Clothes Dryer_E5 | F4 | Residential | Single Family Low Income | Existing | Appliances | Natural Gas | Clothes Dryer | E5 | RVT BC Ratio | 0 | 0 | 0 | 0 | 0 | 0 | 0 | 0 | 0 | 0 | 0 | 0 | 0 | 0 | 0 | 0 | 0 | 0 | 0 | 0 | 0 | 0 | 0 | 0 | 0 | 0 | 0 | 0 | 0 | 0 | 0 | 0 | 0
F4_Residential_Single Family Low Income_Existing_Appliances_Natural Gas_Clothes Dryer_E6 | F4 | Residential | Single Family Low Income | Existing | Appliances | Natural Gas | Clothes Dryer | E6 | RVT BC Ratio | 0 | 0 | 0 | 0 | 0 | 0 | 0 | 0 | 0 | 0 | 0 | 0 | 0 | 0 | 0 | 0 | 0 | 0 | 0 | 0 | 0 | 0 | 0 | 0 | 0 | 0 | 0 | 0 | 0 | 0 | 0 | 0 | 0
F4_Residential_Single Family Low Income_Existing_Appliances_Natural Gas_Clothes Dryer_E7 | F4 | Residential | Single Family Low Income | Existing | Appliances | Natural Gas | Clothes Dryer | E7 | RVT BC Ratio | 0 | 0 | 0 | 0 | 0 | 0 | 0 | 0 | 0 | 0 | 0 | 0 | 0 | 0 | 0 | 0 | 0 | 0 | 0 | 0 | 0 | 0 | 0 | 0 | 0 | 0 | 0 | 0 | 0 | 0 | 0 | 0 | 0
F4_Residential_Single Family Low Income_Existing_Appliances_Natural Gas_Clothes Dryer_E8 | F4 | Residential | Single Family Low Income | Existing | Appliances | Natural Gas | Clothes Dryer | E8 | RVT BC Ratio | 0 | 0 | 0 | 0 | 0 | 0 | 0 | 0 | 0 | 0 | 0 | 0 | 0 | 0 | 0 | 0 | 0 | 0 | 0 | 0 | 0 | 0 | 0 | 0 | 0 | 0 | 0 | 0 | 0 | 0 | 0 | 0 | 0
F4_Residential_Single Family Low Income_Existing_Appliances_Natural Gas_Clothes Dryer_E9 | F4 | Residential | Single Family Low Income | Existing | Appliances | Natural Gas | Clothes Dryer | E9 | RVT BC Ratio | 0 | 0 | 0 | 0 | 0 | 0 | 0 | 0 | 0 | 0 | 0 | 0 | 0 | 0 | 0 | 0 | 0 | 0 | 0 | 0 | 0 | 0 | 0 | 0 | 0 | 0 | 0 | 0 | 0 | 0 | 0 | 0 | 0
F4_Residential_Single Family Low Income_Existing_Appliances_Natural Gas_Clothes Dryer_E10 | F4 | Residential | Single Family Low Income | Existing | Appliances | Natural Gas | Clothes Dryer | E10 | RVT BC Ratio | 0 | 0 | 0 | 0 | 0 | 0 | 0 | 0 | 0 | 0 | 0 | 0 | 0 | 0 | 0 | 0 | 0 | 0 | 0 | 0 | 0 | 0 | 0 | 0 | 0 | 0 | 0 | 0 | 0 | 0 | 0 | 0 | 0
F5_Residential_Single Family Low Income_Existing_Appliances_Natural Gas_Clothes Dryer_E1 | F5 | Residential | Single Family Low Income | Existing | Appliances | Natural Gas | Clothes Dryer | E1 | RIM BC Ratio | bar: 2019 to 2051
F5_Residential_Single Family Low Income_Existing_Appliances_Natural Gas_Clothes Dryer_E2 | F5 | Residential | Single Family Low Income | Existing | Appliances | Natural Gas | Clothes Dryer | E2 | RIM BC Ratio | 0.25067 | 0.25138 | 0.25286 | 0.25408 | 0.25356 | 0.25432 | 0.25612 | 0.25761 | 0.25938 | 0.26109 | 0.26281 | 0.26442 | 0.26612 | 0.26789 | 0.26958 | 0.27131 | 0.27304 | 0.27489 | 0.27666 | 0.27836 | 0.27981 | 0.28115 | 0.28214 | 0.283 | 0.28346 | 0.28368 | 0.28376 | 0.28365 | 0.28329 | 0.28275 | 0.28188 | 0.28086 | 0.27956
F5_Residential_Single Family Low Income_Existing_Appliances_Natural Gas_Clothes Dryer_E3 | F5 | Residential | Single Family Low Income | Existing | Appliances | Natural Gas | Clothes Dryer | E3 | RIM BC Ratio | 0 | 0 | 0 | 0 | 0 | 0 | 0 | 0 | 0 | 0 | 0 | 0 | 0 | 0 | 0 | 0 | 0 | 0 | 0 | 0 | 0 | 0 | 0 | 0 | 0 | 0 | 0 | 0 | 0 | 0 | 0 | 0 | 0
F5_Residential_Single Family Low Income_Existing_Appliances_Natural Gas_Clothes Dryer_E4 | F5 | Residential | Single Family Low Income | Existing | Appliances | Natural Gas | Clothes Dryer | E4 | RIM BC Ratio | 0 | 0 | 0 | 0 | 0 | 0 | 0 | 0 | 0 | 0 | 0 | 0 | 0 | 0 | 0 | 0 | 0 | 0 | 0 | 0 | 0 | 0 | 0 | 0 | 0 | 0 | 0 | 0 | 0 | 0 | 0 | 0 | 0
F5_Residential_Single Family Low Income_Existing_Appliances_Natural Gas_Clothes Dryer_E5 | F5 | Residential | Single Family Low Income | Existing | Appliances | Natural Gas | Clothes Dryer | E5 | RIM BC Ratio | 0 | 0 | 0 | 0 | 0 | 0 | 0 | 0 | 0 | 0 | 0 | 0 | 0 | 0 | 0 | 0 | 0 | 0 | 0 | 0 | 0 | 0 | 0 | 0 | 0 | 0 | 0 | 0 | 0 | 0 | 0 | 0 | 0
F5_Residential_Single Family Low Income_Existing_Appliances_Natural Gas_Clothes Dryer_E6 | F5 | Residential | Single Family Low Income | Existing | Appliances | Natural Gas | Clothes Dryer | E6 | RIM BC Ratio | 0 | 0 | 0 | 0 | 0 | 0 | 0 | 0 | 0 | 0 | 0 | 0 | 0 | 0 | 0 | 0 | 0 | 0 | 0 | 0 | 0 | 0 | 0 | 0 | 0 | 0 | 0 | 0 | 0 | 0 | 0 | 0 | 0
F5_Residential_Single Family Low Income_Existing_Appliances_Natural Gas_Clothes Dryer_E7 | F5 | Residential | Single Family Low Income | Existing | Appliances | Natural Gas | Clothes Dryer | E7 | RIM BC Ratio | 0 | 0 | 0 | 0 | 0 | 0 | 0 | 0 | 0 | 0 | 0 | 0 | 0 | 0 | 0 | 0 | 0 | 0 | 0 | 0 | 0 | 0 | 0 | 0 | 0 | 0 | 0 | 0 | 0 | 0 | 0 | 0 | 0
F5_Residential_Single Family Low Income_Existing_Appliances_Natural Gas_Clothes Dryer_E8 | F5 | Residential | Single Family Low Income | Existing | Appliances | Natural Gas | Clothes Dryer | E8 | RIM BC Ratio | 0 | 0 | 0 | 0 | 0 | 0 | 0 | 0 | 0 | 0 | 0 | 0 | 0 | 0 | 0 | 0 | 0 | 0 | 0 | 0 | 0 | 0 | 0 | 0 | 0 | 0 | 0 | 0 | 0 | 0 | 0 | 0 | 0
F5_Residential_Single Family Low Income_Existing_Appliances_Natural Gas_Clothes Dryer_E9 | F5 | Residential | Single Family Low Income | Existing | Appliances | Natural Gas | Clothes Dryer | E9 | RIM BC Ratio | 0 | 0 | 0 | 0 | 0 | 0 | 0 | 0 | 0 | 0 | 0 | 0 | 0 | 0 | 0 | 0 | 0 | 0 | 0 | 0 | 0 | 0 | 0 | 0 | 0 | 0 | 0 | 0 | 0 | 0 | 0 | 0 | 0
F5_Residential_Single Family Low Income_Existing_Appliances_Natural Gas_Clothes Dryer_E10 | F5 | Residential | Single Family Low Income | Existing | Appliances | Natural Gas | Clothes Dryer | E10 | RIM BC Ratio | 0 | 0 | 0 | 0 | 0 | 0 | 0 | 0 | 0 | 0 | 0 | 0 | 0 | 0 | 0 | 0 | 0 | 0 | 0 | 0 | 0 | 0 | 0 | 0 | 0 | 0 | 0 | 0 | 0 | 0 | 0 | 0 | 0
F0_Residential_Single Family Low Income_Existing_Appliances_Natural Gas_Stove/Oven_E0 | F0 | Residential | Single Family Low Income | Existing | Appliances | Natural Gas | Stove/Oven | E0 | Economic Unit | High Efficiency (730 + 1660 IAEC) | High Efficiency (730 + 1660 IAEC) | High Efficiency (730 + 1660 IAEC) | High Efficiency (730 + 1660 IAEC) | High Efficiency (730 + 1660 IAEC) | High Efficiency (730 + 1660 IAEC) | High Efficiency (730 + 1660 IAEC) | High Efficiency (730 + 1660 IAEC) | High Efficiency (730 + 1660 IAEC) | High Efficiency (730 + 1660 IAEC) | High Efficiency (730 + 1660 IAEC) | High Efficiency (730 + 1660 IAEC) | High Efficiency (730 + 1660 IAEC) | High Efficiency (730 + 1660 IAEC) | High Efficiency (730 + 1660 IAEC) | High Efficiency (730 + 1660 IAEC) | High Efficiency (730 + 1660 IAEC) | High Efficiency (730 + 1660 IAEC) | High Efficiency (730 + 1660 IAEC) | High Efficiency (730 + 1660 IAEC) | High Efficiency (730 + 1660 IAEC) | High Efficiency (730 + 1660 IAEC) | High Efficiency (730 + 1660 IAEC) | High Efficiency (730 + 1660 IAEC) | High Efficiency (730 + 1660 IAEC) | High Efficiency (730 + 1660 IAEC) | High Efficiency (730 + 1660 IAEC) | High Efficiency (730 + 1660 IAEC) | High Efficiency (730 + 1660 IAEC) | High Efficiency (730 + 1660 IAEC) | High Efficiency (730 + 1660 IAEC) | High Efficiency (730 + 1660 IAEC) | High Efficiency (730 + 1660 IAEC)
F1_Residential_Single Family Low Income_Existing_Appliances_Natural Gas_Stove/Oven_E1 | F1 | Residential | Single Family Low Income | Existing | Appliances | Natural Gas | Stove/Oven | E1 | CCE | 0 | 0 | 0 | 0 | 0 | 0 | 0 | 0 | 0 | 0 | 0 | 0 | 0 | 0 | 0 | 0 | 0 | 0 | 0 | 0 | 0 | 0 | 0 | 0 | 0 | 0 | 0 | 0 | 0 | 0 | 0 | 0 | 0
F1_Residential_Single Family Low Income_Existing_Appliances_Natural Gas_Stove/Oven_E2 | F1 | Residential | Single Family Low Income | Existing | Appliances | Natural Gas | Stove/Oven | E2 | CCE | 1.4566 | 1.5014 | 1.4709 | 1.3484 | 1.3484 | 1.3484 | 1.3484 | 1.3484 | 1.3484 | 1.3484 | 1.3484 | 1.3484 | 1.3484 | 1.3484 | 1.3484 | 1.3484 | 1.3484 | 1.3484 | 1.3484 | 1.3484 | 1.3484 | 1.3484 | 1.3484 | 1.3484 | 1.3484 | 1.3484 | 1.3484 | 1.3484 | 1.3484 | 1.3484 | 1.3484 | 1.3484 | 1.3484
F1_Residential_Single Family Low Income_Existing_Appliances_Natural Gas_Stove/Oven_E3 | F1 | Residential | Single Family Low Income | Existing | Appliances | Natural Gas | Stove/Oven | E3 | CCE | 0 | 0 | 0 | 0 | 0 | 0 | 0 | 0 | 0 | 0 | 0 | 0 | 0 | 0 | 0 | 0 | 0 | 0 | 0 | 0 | 0 | 0 | 0 | 0 | 0 | 0 | 0 | 0 | 0 | 0 | 0 | 0 | 0
F1_Residential_Single Family Low Income_Existing_Appliances_Natural Gas_Stove/Oven_E4 | F1 | Residential | Single Family Low Income | Existing | Appliances | Natural Gas | Stove/Oven | E4 | CCE | 0 | 0 | 0 | 0 | 0 | 0 | 0 | 0 | 0 | 0 | 0 | 0 | 0 | 0 | 0 | 0 | 0 | 0 | 0 | 0 | 0 | 0 | 0 | 0 | 0 | 0 | 0 | 0 | 0 | 0 | 0 | 0 | 0
F1_Residential_Single Family Low Income_Existing_Appliances_Natural Gas_Stove/Oven_E5 | F1 | Residential | Single Family Low Income | Existing | Appliances | Natural Gas | Stove/Oven | E5 | CCE | 0 | 0 | 0 | 0 | 0 | 0 | 0 | 0 | 0 | 0 | 0 | 0 | 0 | 0 | 0 | 0 | 0 | 0 | 0 | 0 | 0 | 0 | 0 | 0 | 0 | 0 | 0 | 0 | 0 | 0 | 0 | 0 | 0
F1_Residential_Single Family Low Income_Existing_Appliances_Natural Gas_Stove/Oven_E6 | F1 | Residential | Single Family Low Income | Existing | Appliances | Natural Gas | Stove/Oven | E6 | CCE | 0 | 0 | 0 | 0 | 0 | 0 | 0 | 0 | 0 | 0 | 0 | 0 | 0 | 0 | 0 | 0 | 0 | 0 | 0 | 0 | 0 | 0 | 0 | 0 | 0 | 0 | 0 | 0 | 0 | 0 | 0 | 0 | 0
F1_Residential_Single Family Low Income_Existing_Appliances_Natural Gas_Stove/Oven_E7 | F1 | Residential | Single Family Low Income | Existing | Appliances | Natural Gas | Stove/Oven | E7 | CCE | 0 | 0 | 0 | 0 | 0 | 0 | 0 | 0 | 0 | 0 | 0 | 0 | 0 | 0 | 0 | 0 | 0 | 0 | 0 | 0 | 0 | 0 | 0 | 0 | 0 | 0 | 0 | 0 | 0 | 0 | 0 | 0 | 0
F1_Residential_Single Family Low Income_Existing_Appliances_Natural Gas_Stove/Oven_E8 | F1 | Residential | Single Family Low Income | Existing | Appliances | Natural Gas | Stove/Oven | E8 | CCE | 0 | 0 | 0 | 0 | 0 | 0 | 0 | 0 | 0 | 0 | 0 | 0 | 0 | 0 | 0 | 0 | 0 | 0 | 0 | 0 | 0 | 0 | 0 | 0 | 0 | 0 | 0 | 0 | 0 | 0 | 0 | 0 | 0
F1_Residential_Single Family Low Income_Existing_Appliances_Natural Gas_Stove/Oven_E9 | F1 | Residential | Single Family Low Income | Existing | Appliances | Natural Gas | Stove/Oven | E9 | CCE | 0 | 0 | 0 | 0 | 0 | 0 | 0 | 0 | 0 | 0 | 0 | 0 | 0 | 0 | 0 | 0 | 0 | 0 | 0 | 0 | 0 | 0 | 0 | 0 | 0 | 0 | 0 | 0 | 0 | 0 | 0 | 0 | 0
F1_Residential_Single Family Low Income_Existing_Appliances_Natural Gas_Stove/Oven_E10 | F1 | Residential | Single Family Low Income | Existing | Appliances | Natural Gas | Stove/Oven | E10 | CCE | 0 | 0 | 0 | 0 | 0 | 0 | 0 | 0 | 0 | 0 | 0 | 0 | 0 | 0 | 0 | 0 | 0 | 0 | 0 | 0 | 0 | 0 | 0 | 0 | 0 | 0 | 0 | 0 | 0 | 0 | 0 | 0 | 0
F2_Residential_Single Family Low Income_Existing_Appliances_Natural Gas_Stove/Oven_E1 | F2 | Residential | Single Family Low Income | Existing | Appliances | Natural Gas | Stove/Oven | E1 | TRC BC Ratio | bar: 2019 to 2051
F2_Residential_Single Family Low Income_Existing_Appliances_Natural Gas_Stove/Oven_E2 | F2 | Residential | Single Family Low Income | Existing | Appliances | Natural Gas | Stove/Oven | E2 | TRC BC Ratio | 1.1378 | 1.1414 | 1.1493 | 1.1557 | 1.1526 | 1.1572 | 1.1682 | 1.1773 | 1.1883 | 1.1988 | 1.2095 | 1.2196 | 1.2303 | 1.2415 | 1.2522 | 1.2632 | 1.2743 | 1.2862 | 1.2977 | 1.3088 | 1.3185 | 1.3275 | 1.3343 | 1.3404 | 1.3439 | 1.3459 | 1.3469 | 1.3467 | 1.3448 | 1.3418 | 1.3367 | 1.3305 | 1.3226
F2_Residential_Single Family Low Income_Existing_Appliances_Natural Gas_Stove/Oven_E3 | F2 | Residential | Single Family Low Income | Existing | Appliances | Natural Gas | Stove/Oven | E3 | TRC BC Ratio | 0 | 0 | 0 | 0 | 0 | 0 | 0 | 0 | 0 | 0 | 0 | 0 | 0 | 0 | 0 | 0 | 0 | 0 | 0 | 0 | 0 | 0 | 0 | 0 | 0 | 0 | 0 | 0 | 0 | 0 | 0 | 0 | 0
F2_Residential_Single Family Low Income_Existing_Appliances_Natural Gas_Stove/Oven_E4 | F2 | Residential | Single Family Low Income | Existing | Appliances | Natural Gas | Stove/Oven | E4 | TRC BC Ratio | 0 | 0 | 0 | 0 | 0 | 0 | 0 | 0 | 0 | 0 | 0 | 0 | 0 | 0 | 0 | 0 | 0 | 0 | 0 | 0 | 0 | 0 | 0 | 0 | 0 | 0 | 0 | 0 | 0 | 0 | 0 | 0 | 0
F2_Residential_Single Family Low Income_Existing_Appliances_Natural Gas_Stove/Oven_E5 | F2 | Residential | Single Family Low Income | Existing | Appliances | Natural Gas | Stove/Oven | E5 | TRC BC Ratio | 0 | 0 | 0 | 0 | 0 | 0 | 0 | 0 | 0 | 0 | 0 | 0 | 0 | 0 | 0 | 0 | 0 | 0 | 0 | 0 | 0 | 0 | 0 | 0 | 0 | 0 | 0 | 0 | 0 | 0 | 0 | 0 | 0
F2_Residential_Single Family Low Income_Existing_Appliances_Natural Gas_Stove/Oven_E6 | F2 | Residential | Single Family Low Income | Existing | Appliances | Natural Gas | Stove/Oven | E6 | TRC BC Ratio | 0 | 0 | 0 | 0 | 0 | 0 | 0 | 0 | 0 | 0 | 0 | 0 | 0 | 0 | 0 | 0 | 0 | 0 | 0 | 0 | 0 | 0 | 0 | 0 | 0 | 0 | 0 | 0 | 0 | 0 | 0 | 0 | 0
F2_Residential_Single Family Low Income_Existing_Appliances_Natural Gas_Stove/Oven_E7 | F2 | Residential | Single Family Low Income | Existing | Appliances | Natural Gas | Stove/Oven | E7 | TRC BC Ratio | 0 | 0 | 0 | 0 | 0 | 0 | 0 | 0 | 0 | 0 | 0 | 0 | 0 | 0 | 0 | 0 | 0 | 0 | 0 | 0 | 0 | 0 | 0 | 0 | 0 | 0 | 0 | 0 | 0 | 0 | 0 | 0 | 0
F2_Residential_Single Family Low Income_Existing_Appliances_Natural Gas_Stove/Oven_E8 | F2 | Residential | Single Family Low Income | Existing | Appliances | Natural Gas | Stove/Oven | E8 | TRC BC Ratio | 0 | 0 | 0 | 0 | 0 | 0 | 0 | 0 | 0 | 0 | 0 | 0 | 0 | 0 | 0 | 0 | 0 | 0 | 0 | 0 | 0 | 0 | 0 | 0 | 0 | 0 | 0 | 0 | 0 | 0 | 0 | 0 | 0
F2_Residential_Single Family Low Income_Existing_Appliances_Natural Gas_Stove/Oven_E9 | F2 | Residential | Single Family Low Income | Existing | Appliances | Natural Gas | Stove/Oven | E9 | TRC BC Ratio | 0 | 0 | 0 | 0 | 0 | 0 | 0 | 0 | 0 | 0 | 0 | 0 | 0 | 0 | 0 | 0 | 0 | 0 | 0 | 0 | 0 | 0 | 0 | 0 | 0 | 0 | 0 | 0 | 0 | 0 | 0 | 0 | 0
F2_Residential_Single Family Low Income_Existing_Appliances_Natural Gas_Stove/Oven_E10 | F2 | Residential | Single Family Low Income | Existing | Appliances | Natural Gas | Stove/Oven | E10 | TRC BC Ratio | 0 | 0 | 0 | 0 | 0 | 0 | 0 | 0 | 0 | 0 | 0 | 0 | 0 | 0 | 0 | 0 | 0 | 0 | 0 | 0 | 0 | 0 | 0 | 0 | 0 | 0 | 0 | 0 | 0 | 0 | 0 | 0 | 0
F3_Residential_Single Family Low Income_Existing_Appliances_Natural Gas_Stove/Oven_E1 | F3 | Residential | Single Family Low Income | Existing | Appliances | Natural Gas | Stove/Oven | E1 | PACT BC Ratio | bar: 2019 to 2051
F3_Residential_Single Family Low Income_Existing_Appliances_Natural Gas_Stove/Oven_E2 | F3 | Residential | Single Family Low Income | Existing | Appliances | Natural Gas | Stove/Oven | E2 | PACT BC Ratio | 1.5171 | 1.5218 | 1.5323 | 1.5409 | 1.5368 | 1.5429 | 1.5576 | 1.5698 | 1.5843 | 1.5985 | 1.6127 | 1.6262 | 1.6404 | 1.6553 | 1.6696 | 1.6843 | 1.6991 | 1.7149 | 1.7303 | 1.7451 | 1.758 | 1.77 | 1.7791 | 1.7871 | 1.7918 | 1.7945 | 1.7959 | 1.7956 | 1.7931 | 1.7891 | 1.7822 | 1.774 | 1.7634
F3_Residential_Single Family Low Income_Existing_Appliances_Natural Gas_Stove/Oven_E3 | F3 | Residential | Single Family Low Income | Existing | Appliances | Natural Gas | Stove/Oven | E3 | PACT BC Ratio | 0 | 0 | 0 | 0 | 0 | 0 | 0 | 0 | 0 | 0 | 0 | 0 | 0 | 0 | 0 | 0 | 0 | 0 | 0 | 0 | 0 | 0 | 0 | 0 | 0 | 0 | 0 | 0 | 0 | 0 | 0 | 0 | 0
F3_Residential_Single Family Low Income_Existing_Appliances_Natural Gas_Stove/Oven_E4 | F3 | Residential | Single Family Low Income | Existing | Appliances | Natural Gas | Stove/Oven | E4 | PACT BC Ratio | 0 | 0 | 0 | 0 | 0 | 0 | 0 | 0 | 0 | 0 | 0 | 0 | 0 | 0 | 0 | 0 | 0 | 0 | 0 | 0 | 0 | 0 | 0 | 0 | 0 | 0 | 0 | 0 | 0 | 0 | 0 | 0 | 0
F3_Residential_Single Family Low Income_Existing_Appliances_Natural Gas_Stove/Oven_E5 | F3 | Residential | Single Family Low Income | Existing | Appliances | Natural Gas | Stove/Oven | E5 | PACT BC Ratio | 0 | 0 | 0 | 0 | 0 | 0 | 0 | 0 | 0 | 0 | 0 | 0 | 0 | 0 | 0 | 0 | 0 | 0 | 0 | 0 | 0 | 0 | 0 | 0 | 0 | 0 | 0 | 0 | 0 | 0 | 0 | 0 | 0
F3_Residential_Single Family Low Income_Existing_Appliances_Natural Gas_Stove/Oven_E6 | F3 | Residential | Single Family Low Income | Existing | Appliances | Natural Gas | Stove/Oven | E6 | PACT BC Ratio | 0 | 0 | 0 | 0 | 0 | 0 | 0 | 0 | 0 | 0 | 0 | 0 | 0 | 0 | 0 | 0 | 0 | 0 | 0 | 0 | 0 | 0 | 0 | 0 | 0 | 0 | 0 | 0 | 0 | 0 | 0 | 0 | 0
F3_Residential_Single Family Low Income_Existing_Appliances_Natural Gas_Stove/Oven_E7 | F3 | Residential | Single Family Low Income | Existing | Appliances | Natural Gas | Stove/Oven | E7 | PACT BC Ratio | 0 | 0 | 0 | 0 | 0 | 0 | 0 | 0 | 0 | 0 | 0 | 0 | 0 | 0 | 0 | 0 | 0 | 0 | 0 | 0 | 0 | 0 | 0 | 0 | 0 | 0 | 0 | 0 | 0 | 0 | 0 | 0 | 0
F3_Residential_Single Family Low Income_Existing_Appliances_Natural Gas_Stove/Oven_E8 | F3 | Residential | Single Family Low Income | Existing | Appliances | Natural Gas | Stove/Oven | E8 | PACT BC Ratio | 0 | 0 | 0 | 0 | 0 | 0 | 0 | 0 | 0 | 0 | 0 | 0 | 0 | 0 | 0 | 0 | 0 | 0 | 0 | 0 | 0 | 0 | 0 | 0 | 0 | 0 | 0 | 0 | 0 | 0 | 0 | 0 | 0
F3_Residential_Single Family Low Income_Existing_Appliances_Natural Gas_Stove/Oven_E9 | F3 | Residential | Single Family Low Income | Existing | Appliances | Natural Gas | Stove/Oven | E9 | PACT BC Ratio | 0 | 0 | 0 | 0 | 0 | 0 | 0 | 0 | 0 | 0 | 0 | 0 | 0 | 0 | 0 | 0 | 0 | 0 | 0 | 0 | 0 | 0 | 0 | 0 | 0 | 0 | 0 | 0 | 0 | 0 | 0 | 0 | 0
F3_Residential_Single Family Low Income_Existing_Appliances_Natural Gas_Stove/Oven_E10 | F3 | Residential | Single Family Low Income | Existing | Appliances | Natural Gas | Stove/Oven | E10 | PACT BC Ratio | 0 | 0 | 0 | 0 | 0 | 0 | 0 | 0 | 0 | 0 | 0 | 0 | 0 | 0 | 0 | 0 | 0 | 0 | 0 | 0 | 0 | 0 | 0 | 0 | 0 | 0 | 0 | 0 | 0 | 0 | 0 | 0 | 0
F4_Residential_Single Family Low Income_Existing_Appliances_Natural Gas_Stove/Oven_E1 | F4 | Residential | Single Family Low Income | Existing | Appliances | Natural Gas | Stove/Oven | E1 | RVT BC Ratio | bar: 2019 to 2051
F4_Residential_Single Family Low Income_Existing_Appliances_Natural Gas_Stove/Oven_E2 | F4 | Residential | Single Family Low Income | Existing | Appliances | Natural Gas | Stove/Oven | E2 | RVT BC Ratio | 1.675 | 1.6765 | 1.682 | 1.6864 | 1.6827 | 1.6882 | 1.7014 | 1.7123 | 1.7254 | 1.7381 | 1.7509 | 1.763 | 1.7758 | 1.7892 | 1.802 | 1.8152 | 1.8285 | 1.8428 | 1.8567 | 1.8704 | 1.8825 | 1.894 | 1.9032 | 1.9116 | 1.9172 | 1.9211 | 1.9239 | 1.9252 | 1.9247 | 1.9227 | 1.9183 | 1.9128 | 1.9051
F4_Residential_Single Family Low Income_Existing_Appliances_Natural Gas_Stove/Oven_E3 | F4 | Residential | Single Family Low Income | Existing | Appliances | Natural Gas | Stove/Oven | E3 | RVT BC Ratio | 0 | 0 | 0 | 0 | 0 | 0 | 0 | 0 | 0 | 0 | 0 | 0 | 0 | 0 | 0 | 0 | 0 | 0 | 0 | 0 | 0 | 0 | 0 | 0 | 0 | 0 | 0 | 0 | 0 | 0 | 0 | 0 | 0
F4_Residential_Single Family Low Income_Existing_Appliances_Natural Gas_Stove/Oven_E4 | F4 | Residential | Single Family Low Income | Existing | Appliances | Natural Gas | Stove/Oven | E4 | RVT BC Ratio | 0 | 0 | 0 | 0 | 0 | 0 | 0 | 0 | 0 | 0 | 0 | 0 | 0 | 0 | 0 | 0 | 0 | 0 | 0 | 0 | 0 | 0 | 0 | 0 | 0 | 0 | 0 | 0 | 0 | 0 | 0 | 0 | 0
F4_Residential_Single Family Low Income_Existing_Appliances_Natural Gas_Stove/Oven_E5 | F4 | Residential | Single Family Low Income | Existing | Appliances | Natural Gas | Stove/Oven | E5 | RVT BC Ratio | 0 | 0 | 0 | 0 | 0 | 0 | 0 | 0 | 0 | 0 | 0 | 0 | 0 | 0 | 0 | 0 | 0 | 0 | 0 | 0 | 0 | 0 | 0 | 0 | 0 | 0 | 0 | 0 | 0 | 0 | 0 | 0 | 0
F4_Residential_Single Family Low Income_Existing_Appliances_Natural Gas_Stove/Oven_E6 | F4 | Residential | Single Family Low Income | Existing | Appliances | Natural Gas | Stove/Oven | E6 | RVT BC Ratio | 0 | 0 | 0 | 0 | 0 | 0 | 0 | 0 | 0 | 0 | 0 | 0 | 0 | 0 | 0 | 0 | 0 | 0 | 0 | 0 | 0 | 0 | 0 | 0 | 0 | 0 | 0 | 0 | 0 | 0 | 0 | 0 | 0
F4_Residential_Single Family Low Income_Existing_Appliances_Natural Gas_Stove/Oven_E7 | F4 | Residential | Single Family Low Income | Existing | Appliances | Natural Gas | Stove/Oven | E7 | RVT BC Ratio | 0 | 0 | 0 | 0 | 0 | 0 | 0 | 0 | 0 | 0 | 0 | 0 | 0 | 0 | 0 | 0 | 0 | 0 | 0 | 0 | 0 | 0 | 0 | 0 | 0 | 0 | 0 | 0 | 0 | 0 | 0 | 0 | 0
F4_Residential_Single Family Low Income_Existing_Appliances_Natural Gas_Stove/Oven_E8 | F4 | Residential | Single Family Low Income | Existing | Appliances | Natural Gas | Stove/Oven | E8 | RVT BC Ratio | 0 | 0 | 0 | 0 | 0 | 0 | 0 | 0 | 0 | 0 | 0 | 0 | 0 | 0 | 0 | 0 | 0 | 0 | 0 | 0 | 0 | 0 | 0 | 0 | 0 | 0 | 0 | 0 | 0 | 0 | 0 | 0 | 0
F4_Residential_Single Family Low Income_Existing_Appliances_Natural Gas_Stove/Oven_E9 | F4 | Residential | Single Family Low Income | Existing | Appliances | Natural Gas | Stove/Oven | E9 | RVT BC Ratio | 0 | 0 | 0 | 0 | 0 | 0 | 0 | 0 | 0 | 0 | 0 | 0 | 0 | 0 | 0 | 0 | 0 | 0 | 0 | 0 | 0 | 0 | 0 | 0 | 0 | 0 | 0 | 0 | 0 | 0 | 0 | 0 | 0
F4_Residential_Single Family Low Income_Existing_Appliances_Natural Gas_Stove/Oven_E10 | F4 | Residential | Single Family Low Income | Existing | Appliances | Natural Gas | Stove/Oven | E10 | RVT BC Ratio | 0 | 0 | 0 | 0 | 0 | 0 | 0 | 0 | 0 | 0 | 0 | 0 | 0 | 0 | 0 | 0 | 0 | 0 | 0 | 0 | 0 | 0 | 0 | 0 | 0 | 0 | 0 | 0 | 0 | 0 | 0 | 0 | 0
F5_Residential_Single Family Low Income_Existing_Appliances_Natural Gas_Stove/Oven_E1 | F5 | Residential | Single Family Low Income | Existing | Appliances | Natural Gas | Stove/Oven | E1 | RIM BC Ratio | bar: 2019 to 2051
F5_Residential_Single Family Low Income_Existing_Appliances_Natural Gas_Stove/Oven_E2 | F5 | Residential | Single Family Low Income | Existing | Appliances | Natural Gas | Stove/Oven | E2 | RIM BC Ratio | 0.72822 | 0.72989 | 0.73279 | 0.73518 | 0.73464 | 0.73542 | 0.73727 | 0.73878 | 0.74057 | 0.74228 | 0.74398 | 0.74557 | 0.74723 | 0.74894 | 0.75055 | 0.7522 | 0.75384 | 0.75557 | 0.75716 | 0.7586 | 0.75976 | 0.76073 | 0.76132 | 0.76171 | 0.76167 | 0.76141 | 0.761 | 0.7604 | 0.75956 | 0.75854 | 0.7572 | 0.7557 | 0.75391
F5_Residential_Single Family Low Income_Existing_Appliances_Natural Gas_Stove/Oven_E3 | F5 | Residential | Single Family Low Income | Existing | Appliances | Natural Gas | Stove/Oven | E3 | RIM BC Ratio | 0 | 0 | 0 | 0 | 0 | 0 | 0 | 0 | 0 | 0 | 0 | 0 | 0 | 0 | 0 | 0 | 0 | 0 | 0 | 0 | 0 | 0 | 0 | 0 | 0 | 0 | 0 | 0 | 0 | 0 | 0 | 0 | 0
F5_Residential_Single Family Low Income_Existing_Appliances_Natural Gas_Stove/Oven_E4 | F5 | Residential | Single Family Low Income | Existing | Appliances | Natural Gas | Stove/Oven | E4 | RIM BC Ratio | 0 | 0 | 0 | 0 | 0 | 0 | 0 | 0 | 0 | 0 | 0 | 0 | 0 | 0 | 0 | 0 | 0 | 0 | 0 | 0 | 0 | 0 | 0 | 0 | 0 | 0 | 0 | 0 | 0 | 0 | 0 | 0 | 0
F5_Residential_Single Family Low Income_Existing_Appliances_Natural Gas_Stove/Oven_E5 | F5 | Residential | Single Family Low Income | Existing | Appliances | Natural Gas | Stove/Oven | E5 | RIM BC Ratio | 0 | 0 | 0 | 0 | 0 | 0 | 0 | 0 | 0 | 0 | 0 | 0 | 0 | 0 | 0 | 0 | 0 | 0 | 0 | 0 | 0 | 0 | 0 | 0 | 0 | 0 | 0 | 0 | 0 | 0 | 0 | 0 | 0
F5_Residential_Single Family Low Income_Existing_Appliances_Natural Gas_Stove/Oven_E6 | F5 | Residential | Single Family Low Income | Existing | Appliances | Natural Gas | Stove/Oven | E6 | RIM BC Ratio | 0 | 0 | 0 | 0 | 0 | 0 | 0 | 0 | 0 | 0 | 0 | 0 | 0 | 0 | 0 | 0 | 0 | 0 | 0 | 0 | 0 | 0 | 0 | 0 | 0 | 0 | 0 | 0 | 0 | 0 | 0 | 0 | 0
F5_Residential_Single Family Low Income_Existing_Appliances_Natural Gas_Stove/Oven_E7 | F5 | Residential | Single Family Low Income | Existing | Appliances | Natural Gas | Stove/Oven | E7 | RIM BC Ratio | 0 | 0 | 0 | 0 | 0 | 0 | 0 | 0 | 0 | 0 | 0 | 0 | 0 | 0 | 0 | 0 | 0 | 0 | 0 | 0 | 0 | 0 | 0 | 0 | 0 | 0 | 0 | 0 | 0 | 0 | 0 | 0 | 0
F5_Residential_Single Family Low Income_Existing_Appliances_Natural Gas_Stove/Oven_E8 | F5 | Residential | Single Family Low Income | Existing | Appliances | Natural Gas | Stove/Oven | E8 | RIM BC Ratio | 0 | 0 | 0 | 0 | 0 | 0 | 0 | 0 | 0 | 0 | 0 | 0 | 0 | 0 | 0 | 0 | 0 | 0 | 0 | 0 | 0 | 0 | 0 | 0 | 0 | 0 | 0 | 0 | 0 | 0 | 0 | 0 | 0
F5_Residential_Single Family Low Income_Existing_Appliances_Natural Gas_Stove/Oven_E9 | F5 | Residential | Single Family Low Income | Existing | Appliances | Natural Gas | Stove/Oven | E9 | RIM BC Ratio | 0 | 0 | 0 | 0 | 0 | 0 | 0 | 0 | 0 | 0 | 0 | 0 | 0 | 0 | 0 | 0 | 0 | 0 | 0 | 0 | 0 | 0 | 0 | 0 | 0 | 0 | 0 | 0 | 0 | 0 | 0 | 0 | 0
F5_Residential_Single Family Low Income_Existing_Appliances_Natural Gas_Stove/Oven_E10 | F5 | Residential | Single Family Low Income | Existing | Appliances | Natural Gas | Stove/Oven | E10 | RIM BC Ratio | 0 | 0 | 0 | 0 | 0 | 0 | 0 | 0 | 0 | 0 | 0 | 0 | 0 | 0 | 0 | 0 | 0 | 0 | 0 | 0 | 0 | 0 | 0 | 0 | 0 | 0 | 0 | 0 | 0 | 0 | 0 | 0 | 0
F0_Residential_Single Family Low Income_Existing_Miscellaneous_Natural Gas_Pool Heater_E0 | F0 | Residential | Single Family Low Income | Existing | Miscellaneous | Natural Gas | Pool Heater | E0 | Economic Unit | Standard (EF 0.82) | Standard (EF 0.82) | Standard (EF 0.82) | Standard (EF 0.82) | Standard (EF 0.82) | Standard (EF 0.82) | Standard (EF 0.82) | Standard (EF 0.82) | Standard (EF 0.82) | Standard (EF 0.82) | Standard (EF 0.82) | Standard (EF 0.82) | Standard (EF 0.82) | Standard (EF 0.82) | Standard (EF 0.82) | Standard (EF 0.82) | Standard (EF 0.82) | Standard (EF 0.82) | Standard (EF 0.82) | Standard (EF 0.82) | Standard (EF 0.82) | Standard (EF 0.82) | Standard (EF 0.82) | Standard (EF 0.82) | Standard (EF 0.82) | Standard (EF 0.82) | Standard (EF 0.82) | Standard (EF 0.82) | Standard (EF 0.82) | Standard (EF 0.82) | Standard (EF 0.82) | Standard (EF 0.82) | Standard (EF 0.82)
F1_Residential_Single Family Low Income_Existing_Miscellaneous_Natural Gas_Pool Heater_E1 | F1 | Residential | Single Family Low Income | Existing | Miscellaneous | Natural Gas | Pool Heater | E1 | CCE | 0 | 0 | 0 | 0 | 0 | 0 | 0 | 0 | 0 | 0 | 0 | 0 | 0 | 0 | 0 | 0 | 0 | 0 | 0 | 0 | 0 | 0 | 0 | 0 | 0 | 0 | 0 | 0 | 0 | 0 | 0 | 0 | 0
F1_Residential_Single Family Low Income_Existing_Miscellaneous_Natural Gas_Pool Heater_E2 | F1 | Residential | Single Family Low Income | Existing | Miscellaneous | Natural Gas | Pool Heater | E2 | CCE | 32.9091 | 33.9217 | 33.2331 | 30.466 | 30.466 | 30.466 | 30.466 | 30.466 | 30.466 | 30.466 | 30.466 | 30.466 | 30.466 | 30.466 | 30.466 | 30.466 | 30.466 | 30.466 | 30.466 | 30.466 | 30.466 | 30.466 | 30.466 | 30.466 | 30.466 | 30.466 | 30.466 | 30.466 | 30.466 | 30.466 | 30.466 | 30.466 | 30.466
F1_Residential_Single Family Low Income_Existing_Miscellaneous_Natural Gas_Pool Heater_E3 | F1 | Residential | Single Family Low Income | Existing | Miscellaneous | Natural Gas | Pool Heater | E3 | CCE | 38.5966 | 39.7842 | 38.9765 | 35.7312 | 35.7312 | 35.7312 | 35.7312 | 35.7312 | 35.7312 | 35.7312 | 35.7312 | 35.7312 | 35.7312 | 35.7312 | 35.7312 | 35.7312 | 35.7312 | 35.7312 | 35.7312 | 35.7312 | 35.7312 | 35.7312 | 35.7312 | 35.7312 | 35.7312 | 35.7312 | 35.7312 | 35.7312 | 35.7312 | 35.7312 | 35.7312 | 35.7312 | 35.7312
F1_Residential_Single Family Low Income_Existing_Miscellaneous_Natural Gas_Pool Heater_E4 | F1 | Residential | Single Family Low Income | Existing | Miscellaneous | Natural Gas | Pool Heater | E4 | CCE | 37.1037 | 38.2453 | 37.4689 | 34.3491 | 34.3491 | 34.3491 | 34.3491 | 34.3491 | 34.3491 | 34.3491 | 34.3491 | 34.3491 | 34.3491 | 34.3491 | 34.3491 | 34.3491 | 34.3491 | 34.3491 | 34.3491 | 34.3491 | 34.3491 | 34.3491 | 34.3491 | 34.3491 | 34.3491 | 34.3491 | 34.3491 | 34.3491 | 34.3491 | 34.3491 | 34.3491 | 34.3491 | 34.3491
F1_Residential_Single Family Low Income_Existing_Miscellaneous_Natural Gas_Pool Heater_E5 | F1 | Residential | Single Family Low Income | Existing | Miscellaneous | Natural Gas | Pool Heater | E5 | CCE | 0 | 0 | 0 | 0 | 0 | 0 | 0 | 0 | 0 | 0 | 0 | 0 | 0 | 0 | 0 | 0 | 0 | 0 | 0 | 0 | 0 | 0 | 0 | 0 | 0 | 0 | 0 | 0 | 0 | 0 | 0 | 0 | 0
F1_Residential_Single Family Low Income_Existing_Miscellaneous_Natural Gas_Pool Heater_E6 | F1 | Residential | Single Family Low Income | Existing | Miscellaneous | Natural Gas | Pool Heater | E6 | CCE | 0 | 0 | 0 | 0 | 0 | 0 | 0 | 0 | 0 | 0 | 0 | 0 | 0 | 0 | 0 | 0 | 0 | 0 | 0 | 0 | 0 | 0 | 0 | 0 | 0 | 0 | 0 | 0 | 0 | 0 | 0 | 0 | 0
F1_Residential_Single Family Low Income_Existing_Miscellaneous_Natural Gas_Pool Heater_E7 | F1 | Residential | Single Family Low Income | Existing | Miscellaneous | Natural Gas | Pool Heater | E7 | CCE | 0 | 0 | 0 | 0 | 0 | 0 | 0 | 0 | 0 | 0 | 0 | 0 | 0 | 0 | 0 | 0 | 0 | 0 | 0 | 0 | 0 | 0 | 0 | 0 | 0 | 0 | 0 | 0 | 0 | 0 | 0 | 0 | 0
F1_Residential_Single Family Low Income_Existing_Miscellaneous_Natural Gas_Pool Heater_E8 | F1 | Residential | Single Family Low Income | Existing | Miscellaneous | Natural Gas | Pool Heater | E8 | CCE | 0 | 0 | 0 | 0 | 0 | 0 | 0 | 0 | 0 | 0 | 0 | 0 | 0 | 0 | 0 | 0 | 0 | 0 | 0 | 0 | 0 | 0 | 0 | 0 | 0 | 0 | 0 | 0 | 0 | 0 | 0 | 0 | 0
F1_Residential_Single Family Low Income_Existing_Miscellaneous_Natural Gas_Pool Heater_E9 | F1 | Residential | Single Family Low Income | Existing | Miscellaneous | Natural Gas | Pool Heater | E9 | CCE | 0 | 0 | 0 | 0 | 0 | 0 | 0 | 0 | 0 | 0 | 0 | 0 | 0 | 0 | 0 | 0 | 0 | 0 | 0 | 0 | 0 | 0 | 0 | 0 | 0 | 0 | 0 | 0 | 0 | 0 | 0 | 0 | 0
F1_Residential_Single Family Low Income_Existing_Miscellaneous_Natural Gas_Pool Heater_E10 | F1 | Residential | Single Family Low Income | Existing | Miscellaneous | Natural Gas | Pool Heater | E10 | CCE | 0 | 0 | 0 | 0 | 0 | 0 | 0 | 0 | 0 | 0 | 0 | 0 | 0 | 0 | 0 | 0 | 0 | 0 | 0 | 0 | 0 | 0 | 0 | 0 | 0 | 0 | 0 | 0 | 0 | 0 | 0 | 0 | 0
F2_Residential_Single Family Low Income_Existing_Miscellaneous_Natural Gas_Pool Heater_E1 | F2 | Residential | Single Family Low Income | Existing | Miscellaneous | Natural Gas | Pool Heater | E1 | TRC BC Ratio | bar: 2019 to 2051
F2_Residential_Single Family Low Income_Existing_Miscellaneous_Natural Gas_Pool Heater_E2 | F2 | Residential | Single Family Low Income | Existing | Miscellaneous | Natural Gas | Pool Heater | E2 | TRC BC Ratio | 0 | 0 | 0 | 0 | 0 | 0 | 0 | 0 | 0 | 0 | 0 | 0 | 0 | 0 | 0 | 0 | 0 | 0 | 0 | 0 | 0 | 0 | 0 | 0 | 0 | 0 | 0 | 0 | 0 | 0 | 0 | 0 | 0
F2_Residential_Single Family Low Income_Existing_Miscellaneous_Natural Gas_Pool Heater_E3 | F2 | Residential | Single Family Low Income | Existing | Miscellaneous | Natural Gas | Pool Heater | E3 | TRC BC Ratio | 0 | 0 | 0 | 0 | 0 | 0 | 0 | 0 | 0 | 0 | 0 | 0 | 0 | 0 | 0 | 0 | 0 | 0 | 0 | 0 | 0 | 0 | 0 | 0 | 0 | 0 | 0 | 0 | 0 | 0 | 0 | 0 | 0
F2_Residential_Single Family Low Income_Existing_Miscellaneous_Natural Gas_Pool Heater_E4 | F2 | Residential | Single Family Low Income | Existing | Miscellaneous | Natural Gas | Pool Heater | E4 | TRC BC Ratio | 0 | 0 | 0 | 0 | 0 | 0 | 0 | 0 | 0 | 0 | 0 | 0 | 0 | 0 | 0 | 0 | 0 | 0 | 0 | 0 | 0 | 0 | 0 | 0 | 0 | 0 | 0 | 0 | 0 | 0 | 0 | 0 | 0
F2_Residential_Single Family Low Income_Existing_Miscellaneous_Natural Gas_Pool Heater_E5 | F2 | Residential | Single Family Low Income | Existing | Miscellaneous | Natural Gas | Pool Heater | E5 | TRC BC Ratio | 0 | 0 | 0 | 0 | 0 | 0 | 0 | 0 | 0 | 0 | 0 | 0 | 0 | 0 | 0 | 0 | 0 | 0 | 0 | 0 | 0 | 0 | 0 | 0 | 0 | 0 | 0 | 0 | 0 | 0 | 0 | 0 | 0
F2_Residential_Single Family Low Income_Existing_Miscellaneous_Natural Gas_Pool Heater_E6 | F2 | Residential | Single Family Low Income | Existing | Miscellaneous | Natural Gas | Pool Heater | E6 | TRC BC Ratio | 0 | 0 | 0 | 0 | 0 | 0 | 0 | 0 | 0 | 0 | 0 | 0 | 0 | 0 | 0 | 0 | 0 | 0 | 0 | 0 | 0 | 0 | 0 | 0 | 0 | 0 | 0 | 0 | 0 | 0 | 0 | 0 | 0
F2_Residential_Single Family Low Income_Existing_Miscellaneous_Natural Gas_Pool Heater_E7 | F2 | Residential | Single Family Low Income | Existing | Miscellaneous | Natural Gas | Pool Heater | E7 | TRC BC Ratio | 0 | 0 | 0 | 0 | 0 | 0 | 0 | 0 | 0 | 0 | 0 | 0 | 0 | 0 | 0 | 0 | 0 | 0 | 0 | 0 | 0 | 0 | 0 | 0 | 0 | 0 | 0 | 0 | 0 | 0 | 0 | 0 | 0
F2_Residential_Single Family Low Income_Existing_Miscellaneous_Natural Gas_Pool Heater_E8 | F2 | Residential | Single Family Low Income | Existing | Miscellaneous | Natural Gas | Pool Heater | E8 | TRC BC Ratio | 0 | 0 | 0 | 0 | 0 | 0 | 0 | 0 | 0 | 0 | 0 | 0 | 0 | 0 | 0 | 0 | 0 | 0 | 0 | 0 | 0 | 0 | 0 | 0 | 0 | 0 | 0 | 0 | 0 | 0 | 0 | 0 | 0
F2_Residential_Single Family Low Income_Existing_Miscellaneous_Natural Gas_Pool Heater_E9 | F2 | Residential | Single Family Low Income | Existing | Miscellaneous | Natural Gas | Pool Heater | E9 | TRC BC Ratio | 0 | 0 | 0 | 0 | 0 | 0 | 0 | 0 | 0 | 0 | 0 | 0 | 0 | 0 | 0 | 0 | 0 | 0 | 0 | 0 | 0 | 0 | 0 | 0 | 0 | 0 | 0 | 0 | 0 | 0 | 0 | 0 | 0
F2_Residential_Single Family Low Income_Existing_Miscellaneous_Natural Gas_Pool Heater_E10 | F2 | Residential | Single Family Low Income | Existing | Miscellaneous | Natural Gas | Pool Heater | E10 | TRC BC Ratio | 0 | 0 | 0 | 0 | 0 | 0 | 0 | 0 | 0 | 0 | 0 | 0 | 0 | 0 | 0 | 0 | 0 | 0 | 0 | 0 | 0 | 0 | 0 | 0 | 0 | 0 | 0 | 0 | 0 | 0 | 0 | 0 | 0
F3_Residential_Single Family Low Income_Existing_Miscellaneous_Natural Gas_Pool Heater_E1 | F3 | Residential | Single Family Low Income | Existing | Miscellaneous | Natural Gas | Pool Heater | E1 | PACT BC Ratio | bar: 2019 to 2051
F3_Residential_Single Family Low Income_Existing_Miscellaneous_Natural Gas_Pool Heater_E2 | F3 | Residential | Single Family Low Income | Existing | Miscellaneous | Natural Gas | Pool Heater | E2 | PACT BC Ratio | 0 | 0 | 0 | 0 | 0 | 0 | 0 | 0 | 0 | 0 | 0 | 0 | 0 | 0 | 0 | 0 | 0 | 0 | 0 | 0 | 0 | 0 | 0 | 0 | 0 | 0 | 0 | 0 | 0 | 0 | 0 | 0 | 0
F3_Residential_Single Family Low Income_Existing_Miscellaneous_Natural Gas_Pool Heater_E3 | F3 | Residential | Single Family Low Income | Existing | Miscellaneous | Natural Gas | Pool Heater | E3 | PACT BC Ratio | 0 | 0 | 0 | 0 | 0 | 0 | 0 | 0 | 0 | 0 | 0 | 0 | 0 | 0 | 0 | 0 | 0 | 0 | 0 | 0 | 0 | 0 | 0 | 0 | 0 | 0 | 0 | 0 | 0 | 0 | 0 | 0 | 0
F3_Residential_Single Family Low Income_Existing_Miscellaneous_Natural Gas_Pool Heater_E4 | F3 | Residential | Single Family Low Income | Existing | Miscellaneous | Natural Gas | Pool Heater | E4 | PACT BC Ratio | 0 | 0 | 0 | 0 | 0 | 0 | 0 | 0 | 0 | 0 | 0 | 0 | 0 | 0 | 0 | 0 | 0 | 0 | 0 | 0 | 0 | 0 | 0 | 0 | 0 | 0 | 0 | 0 | 0 | 0 | 0 | 0 | 0
F3_Residential_Single Family Low Income_Existing_Miscellaneous_Natural Gas_Pool Heater_E5 | F3 | Residential | Single Family Low Income | Existing | Miscellaneous | Natural Gas | Pool Heater | E5 | PACT BC Ratio | 0 | 0 | 0 | 0 | 0 | 0 | 0 | 0 | 0 | 0 | 0 | 0 | 0 | 0 | 0 | 0 | 0 | 0 | 0 | 0 | 0 | 0 | 0 | 0 | 0 | 0 | 0 | 0 | 0 | 0 | 0 | 0 | 0
F3_Residential_Single Family Low Income_Existing_Miscellaneous_Natural Gas_Pool Heater_E6 | F3 | Residential | Single Family Low Income | Existing | Miscellaneous | Natural Gas | Pool Heater | E6 | PACT BC Ratio | 0 | 0 | 0 | 0 | 0 | 0 | 0 | 0 | 0 | 0 | 0 | 0 | 0 | 0 | 0 | 0 | 0 | 0 | 0 | 0 | 0 | 0 | 0 | 0 | 0 | 0 | 0 | 0 | 0 | 0 | 0 | 0 | 0
F3_Residential_Single Family Low Income_Existing_Miscellaneous_Natural Gas_Pool Heater_E7 | F3 | Residential | Single Family Low Income | Existing | Miscellaneous | Natural Gas | Pool Heater | E7 | PACT BC Ratio | 0 | 0 | 0 | 0 | 0 | 0 | 0 | 0 | 0 | 0 | 0 | 0 | 0 | 0 | 0 | 0 | 0 | 0 | 0 | 0 | 0 | 0 | 0 | 0 | 0 | 0 | 0 | 0 | 0 | 0 | 0 | 0 | 0
F3_Residential_Single Family Low Income_Existing_Miscellaneous_Natural Gas_Pool Heater_E8 | F3 | Residential | Single Family Low Income | Existing | Miscellaneous | Natural Gas | Pool Heater | E8 | PACT BC Ratio | 0 | 0 | 0 | 0 | 0 | 0 | 0 | 0 | 0 | 0 | 0 | 0 | 0 | 0 | 0 | 0 | 0 | 0 | 0 | 0 | 0 | 0 | 0 | 0 | 0 | 0 | 0 | 0 | 0 | 0 | 0 | 0 | 0
F3_Residential_Single Family Low Income_Existing_Miscellaneous_Natural Gas_Pool Heater_E9 | F3 | Residential | Single Family Low Income | Existing | Miscellaneous | Natural Gas | Pool Heater | E9 | PACT BC Ratio | 0 | 0 | 0 | 0 | 0 | 0 | 0 | 0 | 0 | 0 | 0 | 0 | 0 | 0 | 0 | 0 | 0 | 0 | 0 | 0 | 0 | 0 | 0 | 0 | 0 | 0 | 0 | 0 | 0 | 0 | 0 | 0 | 0
F3_Residential_Single Family Low Income_Existing_Miscellaneous_Natural Gas_Pool Heater_E10 | F3 | Residential | Single Family Low Income | Existing | Miscellaneous | Natural Gas | Pool Heater | E10 | PACT BC Ratio | 0 | 0 | 0 | 0 | 0 | 0 | 0 | 0 | 0 | 0 | 0 | 0 | 0 | 0 | 0 | 0 | 0 | 0 | 0 | 0 | 0 | 0 | 0 | 0 | 0 | 0 | 0 | 0 | 0 | 0 | 0 | 0 | 0
F4_Residential_Single Family Low Income_Existing_Miscellaneous_Natural Gas_Pool Heater_E1 | F4 | Residential | Single Family Low Income | Existing | Miscellaneous | Natural Gas | Pool Heater | E1 | RVT BC Ratio | bar: 2019 to 2051
F4_Residential_Single Family Low Income_Existing_Miscellaneous_Natural Gas_Pool Heater_E2 | F4 | Residential | Single Family Low Income | Existing | Miscellaneous | Natural Gas | Pool Heater | E2 | RVT BC Ratio | 0.7 | 0.7 | 0.7 | 0.7 | 0.7 | 0.7 | 0.7 | 0.7 | 0.7 | 0.7 | 0.7 | 0.7 | 0.7 | 0.7 | 0.7 | 0.7 | 0.7 | 0.7 | 0.7 | 0.7 | 0.7 | 0.7 | 0.7 | 0.7 | 0.7 | 0.7 | 0.7 | 0.7 | 0.7 | 0.7 | 0.7 | 0.7 | 0.7
F4_Residential_Single Family Low Income_Existing_Miscellaneous_Natural Gas_Pool Heater_E3 | F4 | Residential | Single Family Low Income | Existing | Miscellaneous | Natural Gas | Pool Heater | E3 | RVT BC Ratio | 0.7 | 0.7 | 0.7 | 0.7 | 0.7 | 0.7 | 0.7 | 0.7 | 0.7 | 0.7 | 0.7 | 0.7 | 0.7 | 0.7 | 0.7 | 0.7 | 0.7 | 0.7 | 0.7 | 0.7 | 0.7 | 0.7 | 0.7 | 0.7 | 0.7 | 0.7 | 0.7 | 0.7 | 0.7 | 0.7 | 0.7 | 0.7 | 0.7
F4_Residential_Single Family Low Income_Existing_Miscellaneous_Natural Gas_Pool Heater_E4 | F4 | Residential | Single Family Low Income | Existing | Miscellaneous | Natural Gas | Pool Heater | E4 | RVT BC Ratio | 0.7 | 0.7 | 0.7 | 0.7 | 0.7 | 0.7 | 0.7 | 0.7 | 0.7 | 0.7 | 0.7 | 0.7 | 0.7 | 0.7 | 0.7 | 0.7 | 0.7 | 0.7 | 0.7 | 0.7 | 0.7 | 0.7 | 0.7 | 0.7 | 0.7 | 0.7 | 0.7 | 0.7 | 0.7 | 0.7 | 0.7 | 0.7 | 0.7
F4_Residential_Single Family Low Income_Existing_Miscellaneous_Natural Gas_Pool Heater_E5 | F4 | Residential | Single Family Low Income | Existing | Miscellaneous | Natural Gas | Pool Heater | E5 | RVT BC Ratio | 0 | 0 | 0 | 0 | 0 | 0 | 0 | 0 | 0 | 0 | 0 | 0 | 0 | 0 | 0 | 0 | 0 | 0 | 0 | 0 | 0 | 0 | 0 | 0 | 0 | 0 | 0 | 0 | 0 | 0 | 0 | 0 | 0
F4_Residential_Single Family Low Income_Existing_Miscellaneous_Natural Gas_Pool Heater_E6 | F4 | Residential | Single Family Low Income | Existing | Miscellaneous | Natural Gas | Pool Heater | E6 | RVT BC Ratio | 0 | 0 | 0 | 0 | 0 | 0 | 0 | 0 | 0 | 0 | 0 | 0 | 0 | 0 | 0 | 0 | 0 | 0 | 0 | 0 | 0 | 0 | 0 | 0 | 0 | 0 | 0 | 0 | 0 | 0 | 0 | 0 | 0
F4_Residential_Single Family Low Income_Existing_Miscellaneous_Natural Gas_Pool Heater_E7 | F4 | Residential | Single Family Low Income | Existing | Miscellaneous | Natural Gas | Pool Heater | E7 | RVT BC Ratio | 0 | 0 | 0 | 0 | 0 | 0 | 0 | 0 | 0 | 0 | 0 | 0 | 0 | 0 | 0 | 0 | 0 | 0 | 0 | 0 | 0 | 0 | 0 | 0 | 0 | 0 | 0 | 0 | 0 | 0 | 0 | 0 | 0
F4_Residential_Single Family Low Income_Existing_Miscellaneous_Natural Gas_Pool Heater_E8 | F4 | Residential | Single Family Low Income | Existing | Miscellaneous | Natural Gas | Pool Heater | E8 | RVT BC Ratio | 0 | 0 | 0 | 0 | 0 | 0 | 0 | 0 | 0 | 0 | 0 | 0 | 0 | 0 | 0 | 0 | 0 | 0 | 0 | 0 | 0 | 0 | 0 | 0 | 0 | 0 | 0 | 0 | 0 | 0 | 0 | 0 | 0
F4_Residential_Single Family Low Income_Existing_Miscellaneous_Natural Gas_Pool Heater_E9 | F4 | Residential | Single Family Low Income | Existing | Miscellaneous | Natural Gas | Pool Heater | E9 | RVT BC Ratio | 0 | 0 | 0 | 0 | 0 | 0 | 0 | 0 | 0 | 0 | 0 | 0 | 0 | 0 | 0 | 0 | 0 | 0 | 0 | 0 | 0 | 0 | 0 | 0 | 0 | 0 | 0 | 0 | 0 | 0 | 0 | 0 | 0
F4_Residential_Single Family Low Income_Existing_Miscellaneous_Natural Gas_Pool Heater_E10 | F4 | Residential | Single Family Low Income | Existing | Miscellaneous | Natural Gas | Pool Heater | E10 | RVT BC Ratio | 0 | 0 | 0 | 0 | 0 | 0 | 0 | 0 | 0 | 0 | 0 | 0 | 0 | 0 | 0 | 0 | 0 | 0 | 0 | 0 | 0 | 0 | 0 | 0 | 0 | 0 | 0 | 0 | 0 | 0 | 0 | 0 | 0
F5_Residential_Single Family Low Income_Existing_Miscellaneous_Natural Gas_Pool Heater_E1 | F5 | Residential | Single Family Low Income | Existing | Miscellaneous | Natural Gas | Pool Heater | E1 | RIM BC Ratio | bar: 2019 to 2051
F5_Residential_Single Family Low Income_Existing_Miscellaneous_Natural Gas_Pool Heater_E2 | F5 | Residential | Single Family Low Income | Existing | Miscellaneous | Natural Gas | Pool Heater | E2 | RIM BC Ratio | 0 | 0 | 0 | 0 | 0 | 0 | 0 | 0 | 0 | 0 | 0 | 0 | 0 | 0 | 0 | 0 | 0 | 0 | 0 | 0 | 0 | 0 | 0 | 0 | 0 | 0 | 0 | 0 | 0 | 0 | 0 | 0 | 0
F5_Residential_Single Family Low Income_Existing_Miscellaneous_Natural Gas_Pool Heater_E3 | F5 | Residential | Single Family Low Income | Existing | Miscellaneous | Natural Gas | Pool Heater | E3 | RIM BC Ratio | 0 | 0 | 0 | 0 | 0 | 0 | 0 | 0 | 0 | 0 | 0 | 0 | 0 | 0 | 0 | 0 | 0 | 0 | 0 | 0 | 0 | 0 | 0 | 0 | 0 | 0 | 0 | 0 | 0 | 0 | 0 | 0 | 0
F5_Residential_Single Family Low Income_Existing_Miscellaneous_Natural Gas_Pool Heater_E4 | F5 | Residential | Single Family Low Income | Existing | Miscellaneous | Natural Gas | Pool Heater | E4 | RIM BC Ratio | 0 | 0 | 0 | 0 | 0 | 0 | 0 | 0 | 0 | 0 | 0 | 0 | 0 | 0 | 0 | 0 | 0 | 0 | 0 | 0 | 0 | 0 | 0 | 0 | 0 | 0 | 0 | 0 | 0 | 0 | 0 | 0 | 0
F5_Residential_Single Family Low Income_Existing_Miscellaneous_Natural Gas_Pool Heater_E5 | F5 | Residential | Single Family Low Income | Existing | Miscellaneous | Natural Gas | Pool Heater | E5 | RIM BC Ratio | 0 | 0 | 0 | 0 | 0 | 0 | 0 | 0 | 0 | 0 | 0 | 0 | 0 | 0 | 0 | 0 | 0 | 0 | 0 | 0 | 0 | 0 | 0 | 0 | 0 | 0 | 0 | 0 | 0 | 0 | 0 | 0 | 0
F5_Residential_Single Family Low Income_Existing_Miscellaneous_Natural Gas_Pool Heater_E6 | F5 | Residential | Single Family Low Income | Existing | Miscellaneous | Natural Gas | Pool Heater | E6 | RIM BC Ratio | 0 | 0 | 0 | 0 | 0 | 0 | 0 | 0 | 0 | 0 | 0 | 0 | 0 | 0 | 0 | 0 | 0 | 0 | 0 | 0 | 0 | 0 | 0 | 0 | 0 | 0 | 0 | 0 | 0 | 0 | 0 | 0 | 0
F5_Residential_Single Family Low Income_Existing_Miscellaneous_Natural Gas_Pool Heater_E7 | F5 | Residential | Single Family Low Income | Existing | Miscellaneous | Natural Gas | Pool Heater | E7 | RIM BC Ratio | 0 | 0 | 0 | 0 | 0 | 0 | 0 | 0 | 0 | 0 | 0 | 0 | 0 | 0 | 0 | 0 | 0 | 0 | 0 | 0 | 0 | 0 | 0 | 0 | 0 | 0 | 0 | 0 | 0 | 0 | 0 | 0 | 0
F5_Residential_Single Family Low Income_Existing_Miscellaneous_Natural Gas_Pool Heater_E8 | F5 | Residential | Single Family Low Income | Existing | Miscellaneous | Natural Gas | Pool Heater | E8 | RIM BC Ratio | 0 | 0 | 0 | 0 | 0 | 0 | 0 | 0 | 0 | 0 | 0 | 0 | 0 | 0 | 0 | 0 | 0 | 0 | 0 | 0 | 0 | 0 | 0 | 0 | 0 | 0 | 0 | 0 | 0 | 0 | 0 | 0 | 0
F5_Residential_Single Family Low Income_Existing_Miscellaneous_Natural Gas_Pool Heater_E9 | F5 | Residential | Single Family Low Income | Existing | Miscellaneous | Natural Gas | Pool Heater | E9 | RIM BC Ratio | 0 | 0 | 0 | 0 | 0 | 0 | 0 | 0 | 0 | 0 | 0 | 0 | 0 | 0 | 0 | 0 | 0 | 0 | 0 | 0 | 0 | 0 | 0 | 0 | 0 | 0 | 0 | 0 | 0 | 0 | 0 | 0 | 0
F5_Residential_Single Family Low Income_Existing_Miscellaneous_Natural Gas_Pool Heater_E10 | F5 | Residential | Single Family Low Income | Existing | Miscellaneous | Natural Gas | Pool Heater | E10 | RIM BC Ratio | 0 | 0 | 0 | 0 | 0 | 0 | 0 | 0 | 0 | 0 | 0 | 0 | 0 | 0 | 0 | 0 | 0 | 0 | 0 | 0 | 0 | 0 | 0 | 0 | 0 | 0 | 0 | 0 | 0 | 0 | 0 | 0 | 0
F0_Residential_Single Family Low Income_Existing_Miscellaneous_Natural Gas_Miscellaneous_E0 | F0 | Residential | Single Family Low Income | Existing | Miscellaneous | Natural Gas | Miscellaneous | E0 | Economic Unit | Default | Default | Default | Default | Default | Default | Default | Default | Default | Default | Default | Default | Default | Default | Default | Default | Default | Default | Default | Default | Default | Default | Default | Default | Default | Default | Default | Default | Default | Default | Default | Default | Default
F1_Residential_Single Family Low Income_Existing_Miscellaneous_Natural Gas_Miscellaneous_E1 | F1 | Residential | Single Family Low Income | Existing | Miscellaneous | Natural Gas | Miscellaneous | E1 | CCE | 0 | 0 | 0 | 0 | 0 | 0 | 0 | 0 | 0 | 0 | 0 | 0 | 0 | 0 | 0 | 0 | 0 | 0 | 0 | 0 | 0 | 0 | 0 | 0 | 0 | 0 | 0 | 0 | 0 | 0 | 0 | 0 | 0
F1_Residential_Single Family Low Income_Existing_Miscellaneous_Natural Gas_Miscellaneous_E2 | F1 | Residential | Single Family Low Income | Existing | Miscellaneous | Natural Gas | Miscellaneous | E2 | CCE | 0 | 0 | 0 | 0 | 0 | 0 | 0 | 0 | 0 | 0 | 0 | 0 | 0 | 0 | 0 | 0 | 0 | 0 | 0 | 0 | 0 | 0 | 0 | 0 | 0 | 0 | 0 | 0 | 0 | 0 | 0 | 0 | 0
F1_Residential_Single Family Low Income_Existing_Miscellaneous_Natural Gas_Miscellaneous_E3 | F1 | Residential | Single Family Low Income | Existing | Miscellaneous | Natural Gas | Miscellaneous | E3 | CCE | 0 | 0 | 0 | 0 | 0 | 0 | 0 | 0 | 0 | 0 | 0 | 0 | 0 | 0 | 0 | 0 | 0 | 0 | 0 | 0 | 0 | 0 | 0 | 0 | 0 | 0 | 0 | 0 | 0 | 0 | 0 | 0 | 0
F1_Residential_Single Family Low Income_Existing_Miscellaneous_Natural Gas_Miscellaneous_E4 | F1 | Residential | Single Family Low Income | Existing | Miscellaneous | Natural Gas | Miscellaneous | E4 | CCE | 0 | 0 | 0 | 0 | 0 | 0 | 0 | 0 | 0 | 0 | 0 | 0 | 0 | 0 | 0 | 0 | 0 | 0 | 0 | 0 | 0 | 0 | 0 | 0 | 0 | 0 | 0 | 0 | 0 | 0 | 0 | 0 | 0
F1_Residential_Single Family Low Income_Existing_Miscellaneous_Natural Gas_Miscellaneous_E5 | F1 | Residential | Single Family Low Income | Existing | Miscellaneous | Natural Gas | Miscellaneous | E5 | CCE | 0 | 0 | 0 | 0 | 0 | 0 | 0 | 0 | 0 | 0 | 0 | 0 | 0 | 0 | 0 | 0 | 0 | 0 | 0 | 0 | 0 | 0 | 0 | 0 | 0 | 0 | 0 | 0 | 0 | 0 | 0 | 0 | 0
F1_Residential_Single Family Low Income_Existing_Miscellaneous_Natural Gas_Miscellaneous_E6 | F1 | Residential | Single Family Low Income | Existing | Miscellaneous | Natural Gas | Miscellaneous | E6 | CCE | 0 | 0 | 0 | 0 | 0 | 0 | 0 | 0 | 0 | 0 | 0 | 0 | 0 | 0 | 0 | 0 | 0 | 0 | 0 | 0 | 0 | 0 | 0 | 0 | 0 | 0 | 0 | 0 | 0 | 0 | 0 | 0 | 0
F1_Residential_Single Family Low Income_Existing_Miscellaneous_Natural Gas_Miscellaneous_E7 | F1 | Residential | Single Family Low Income | Existing | Miscellaneous | Natural Gas | Miscellaneous | E7 | CCE | 0 | 0 | 0 | 0 | 0 | 0 | 0 | 0 | 0 | 0 | 0 | 0 | 0 | 0 | 0 | 0 | 0 | 0 | 0 | 0 | 0 | 0 | 0 | 0 | 0 | 0 | 0 | 0 | 0 | 0 | 0 | 0 | 0
F1_Residential_Single Family Low Income_Existing_Miscellaneous_Natural Gas_Miscellaneous_E8 | F1 | Residential | Single Family Low Income | Existing | Miscellaneous | Natural Gas | Miscellaneous | E8 | CCE | 0 | 0 | 0 | 0 | 0 | 0 | 0 | 0 | 0 | 0 | 0 | 0 | 0 | 0 | 0 | 0 | 0 | 0 | 0 | 0 | 0 | 0 | 0 | 0 | 0 | 0 | 0 | 0 | 0 | 0 | 0 | 0 | 0
F1_Residential_Single Family Low Income_Existing_Miscellaneous_Natural Gas_Miscellaneous_E9 | F1 | Residential | Single Family Low Income | Existing | Miscellaneous | Natural Gas | Miscellaneous | E9 | CCE | 0 | 0 | 0 | 0 | 0 | 0 | 0 | 0 | 0 | 0 | 0 | 0 | 0 | 0 | 0 | 0 | 0 | 0 | 0 | 0 | 0 | 0 | 0 | 0 | 0 | 0 | 0 | 0 | 0 | 0 | 0 | 0 | 0
F1_Residential_Single Family Low Income_Existing_Miscellaneous_Natural Gas_Miscellaneous_E10 | F1 | Residential | Single Family Low Income | Existing | Miscellaneous | Natural Gas | Miscellaneous | E10 | CCE | 0 | 0 | 0 | 0 | 0 | 0 | 0 | 0 | 0 | 0 | 0 | 0 | 0 | 0 | 0 | 0 | 0 | 0 | 0 | 0 | 0 | 0 | 0 | 0 | 0 | 0 | 0 | 0 | 0 | 0 | 0 | 0 | 0
F2_Residential_Single Family Low Income_Existing_Miscellaneous_Natural Gas_Miscellaneous_E1 | F2 | Residential | Single Family Low Income | Existing | Miscellaneous | Natural Gas | Miscellaneous | E1 | TRC BC Ratio | bar: 2019 to 2051
F2_Residential_Single Family Low Income_Existing_Miscellaneous_Natural Gas_Miscellaneous_E2 | F2 | Residential | Single Family Low Income | Existing | Miscellaneous | Natural Gas | Miscellaneous | E2 | TRC BC Ratio | 0 | 0 | 0 | 0 | 0 | 0 | 0 | 0 | 0 | 0 | 0 | 0 | 0 | 0 | 0 | 0 | 0 | 0 | 0 | 0 | 0 | 0 | 0 | 0 | 0 | 0 | 0 | 0 | 0 | 0 | 0 | 0 | 0
F2_Residential_Single Family Low Income_Existing_Miscellaneous_Natural Gas_Miscellaneous_E3 | F2 | Residential | Single Family Low Income | Existing | Miscellaneous | Natural Gas | Miscellaneous | E3 | TRC BC Ratio | 0 | 0 | 0 | 0 | 0 | 0 | 0 | 0 | 0 | 0 | 0 | 0 | 0 | 0 | 0 | 0 | 0 | 0 | 0 | 0 | 0 | 0 | 0 | 0 | 0 | 0 | 0 | 0 | 0 | 0 | 0 | 0 | 0
F2_Residential_Single Family Low Income_Existing_Miscellaneous_Natural Gas_Miscellaneous_E4 | F2 | Residential | Single Family Low Income | Existing | Miscellaneous | Natural Gas | Miscellaneous | E4 | TRC BC Ratio | 0 | 0 | 0 | 0 | 0 | 0 | 0 | 0 | 0 | 0 | 0 | 0 | 0 | 0 | 0 | 0 | 0 | 0 | 0 | 0 | 0 | 0 | 0 | 0 | 0 | 0 | 0 | 0 | 0 | 0 | 0 | 0 | 0
F2_Residential_Single Family Low Income_Existing_Miscellaneous_Natural Gas_Miscellaneous_E5 | F2 | Residential | Single Family Low Income | Existing | Miscellaneous | Natural Gas | Miscellaneous | E5 | TRC BC Ratio | 0 | 0 | 0 | 0 | 0 | 0 | 0 | 0 | 0 | 0 | 0 | 0 | 0 | 0 | 0 | 0 | 0 | 0 | 0 | 0 | 0 | 0 | 0 | 0 | 0 | 0 | 0 | 0 | 0 | 0 | 0 | 0 | 0
F2_Residential_Single Family Low Income_Existing_Miscellaneous_Natural Gas_Miscellaneous_E6 | F2 | Residential | Single Family Low Income | Existing | Miscellaneous | Natural Gas | Miscellaneous | E6 | TRC BC Ratio | 0 | 0 | 0 | 0 | 0 | 0 | 0 | 0 | 0 | 0 | 0 | 0 | 0 | 0 | 0 | 0 | 0 | 0 | 0 | 0 | 0 | 0 | 0 | 0 | 0 | 0 | 0 | 0 | 0 | 0 | 0 | 0 | 0
F2_Residential_Single Family Low Income_Existing_Miscellaneous_Natural Gas_Miscellaneous_E7 | F2 | Residential | Single Family Low Income | Existing | Miscellaneous | Natural Gas | Miscellaneous | E7 | TRC BC Ratio | 0 | 0 | 0 | 0 | 0 | 0 | 0 | 0 | 0 | 0 | 0 | 0 | 0 | 0 | 0 | 0 | 0 | 0 | 0 | 0 | 0 | 0 | 0 | 0 | 0 | 0 | 0 | 0 | 0 | 0 | 0 | 0 | 0
F2_Residential_Single Family Low Income_Existing_Miscellaneous_Natural Gas_Miscellaneous_E8 | F2 | Residential | Single Family Low Income | Existing | Miscellaneous | Natural Gas | Miscellaneous | E8 | TRC BC Ratio | 0 | 0 | 0 | 0 | 0 | 0 | 0 | 0 | 0 | 0 | 0 | 0 | 0 | 0 | 0 | 0 | 0 | 0 | 0 | 0 | 0 | 0 | 0 | 0 | 0 | 0 | 0 | 0 | 0 | 0 | 0 | 0 | 0
F2_Residential_Single Family Low Income_Existing_Miscellaneous_Natural Gas_Miscellaneous_E9 | F2 | Residential | Single Family Low Income | Existing | Miscellaneous | Natural Gas | Miscellaneous | E9 | TRC BC Ratio | 0 | 0 | 0 | 0 | 0 | 0 | 0 | 0 | 0 | 0 | 0 | 0 | 0 | 0 | 0 | 0 | 0 | 0 | 0 | 0 | 0 | 0 | 0 | 0 | 0 | 0 | 0 | 0 | 0 | 0 | 0 | 0 | 0
F2_Residential_Single Family Low Income_Existing_Miscellaneous_Natural Gas_Miscellaneous_E10 | F2 | Residential | Single Family Low Income | Existing | Miscellaneous | Natural Gas | Miscellaneous | E10 | TRC BC Ratio | 0 | 0 | 0 | 0 | 0 | 0 | 0 | 0 | 0 | 0 | 0 | 0 | 0 | 0 | 0 | 0 | 0 | 0 | 0 | 0 | 0 | 0 | 0 | 0 | 0 | 0 | 0 | 0 | 0 | 0 | 0 | 0 | 0
F3_Residential_Single Family Low Income_Existing_Miscellaneous_Natural Gas_Miscellaneous_E1 | F3 | Residential | Single Family Low Income | Existing | Miscellaneous | Natural Gas | Miscellaneous | E1 | PACT BC Ratio | bar: 2019 to 2051
F3_Residential_Single Family Low Income_Existing_Miscellaneous_Natural Gas_Miscellaneous_E2 | F3 | Residential | Single Family Low Income | Existing | Miscellaneous | Natural Gas | Miscellaneous | E2 | PACT BC Ratio | 0 | 0 | 0 | 0 | 0 | 0 | 0 | 0 | 0 | 0 | 0 | 0 | 0 | 0 | 0 | 0 | 0 | 0 | 0 | 0 | 0 | 0 | 0 | 0 | 0 | 0 | 0 | 0 | 0 | 0 | 0 | 0 | 0
F3_Residential_Single Family Low Income_Existing_Miscellaneous_Natural Gas_Miscellaneous_E3 | F3 | Residential | Single Family Low Income | Existing | Miscellaneous | Natural Gas | Miscellaneous | E3 | PACT BC Ratio | 0 | 0 | 0 | 0 | 0 | 0 | 0 | 0 | 0 | 0 | 0 | 0 | 0 | 0 | 0 | 0 | 0 | 0 | 0 | 0 | 0 | 0 | 0 | 0 | 0 | 0 | 0 | 0 | 0 | 0 | 0 | 0 | 0
F3_Residential_Single Family Low Income_Existing_Miscellaneous_Natural Gas_Miscellaneous_E4 | F3 | Residential | Single Family Low Income | Existing | Miscellaneous | Natural Gas | Miscellaneous | E4 | PACT BC Ratio | 0 | 0 | 0 | 0 | 0 | 0 | 0 | 0 | 0 | 0 | 0 | 0 | 0 | 0 | 0 | 0 | 0 | 0 | 0 | 0 | 0 | 0 | 0 | 0 | 0 | 0 | 0 | 0 | 0 | 0 | 0 | 0 | 0
F3_Residential_Single Family Low Income_Existing_Miscellaneous_Natural Gas_Miscellaneous_E5 | F3 | Residential | Single Family Low Income | Existing | Miscellaneous | Natural Gas | Miscellaneous | E5 | PACT BC Ratio | 0 | 0 | 0 | 0 | 0 | 0 | 0 | 0 | 0 | 0 | 0 | 0 | 0 | 0 | 0 | 0 | 0 | 0 | 0 | 0 | 0 | 0 | 0 | 0 | 0 | 0 | 0 | 0 | 0 | 0 | 0 | 0 | 0
F3_Residential_Single Family Low Income_Existing_Miscellaneous_Natural Gas_Miscellaneous_E6 | F3 | Residential | Single Family Low Income | Existing | Miscellaneous | Natural Gas | Miscellaneous | E6 | PACT BC Ratio | 0 | 0 | 0 | 0 | 0 | 0 | 0 | 0 | 0 | 0 | 0 | 0 | 0 | 0 | 0 | 0 | 0 | 0 | 0 | 0 | 0 | 0 | 0 | 0 | 0 | 0 | 0 | 0 | 0 | 0 | 0 | 0 | 0
F3_Residential_Single Family Low Income_Existing_Miscellaneous_Natural Gas_Miscellaneous_E7 | F3 | Residential | Single Family Low Income | Existing | Miscellaneous | Natural Gas | Miscellaneous | E7 | PACT BC Ratio | 0 | 0 | 0 | 0 | 0 | 0 | 0 | 0 | 0 | 0 | 0 | 0 | 0 | 0 | 0 | 0 | 0 | 0 | 0 | 0 | 0 | 0 | 0 | 0 | 0 | 0 | 0 | 0 | 0 | 0 | 0 | 0 | 0
F3_Residential_Single Family Low Income_Existing_Miscellaneous_Natural Gas_Miscellaneous_E8 | F3 | Residential | Single Family Low Income | Existing | Miscellaneous | Natural Gas | Miscellaneous | E8 | PACT BC Ratio | 0 | 0 | 0 | 0 | 0 | 0 | 0 | 0 | 0 | 0 | 0 | 0 | 0 | 0 | 0 | 0 | 0 | 0 | 0 | 0 | 0 | 0 | 0 | 0 | 0 | 0 | 0 | 0 | 0 | 0 | 0 | 0 | 0
F3_Residential_Single Family Low Income_Existing_Miscellaneous_Natural Gas_Miscellaneous_E9 | F3 | Residential | Single Family Low Income | Existing | Miscellaneous | Natural Gas | Miscellaneous | E9 | PACT BC Ratio | 0 | 0 | 0 | 0 | 0 | 0 | 0 | 0 | 0 | 0 | 0 | 0 | 0 | 0 | 0 | 0 | 0 | 0 | 0 | 0 | 0 | 0 | 0 | 0 | 0 | 0 | 0 | 0 | 0 | 0 | 0 | 0 | 0
F3_Residential_Single Family Low Income_Existing_Miscellaneous_Natural Gas_Miscellaneous_E10 | F3 | Residential | Single Family Low Income | Existing | Miscellaneous | Natural Gas | Miscellaneous | E10 | PACT BC Ratio | 0 | 0 | 0 | 0 | 0 | 0 | 0 | 0 | 0 | 0 | 0 | 0 | 0 | 0 | 0 | 0 | 0 | 0 | 0 | 0 | 0 | 0 | 0 | 0 | 0 | 0 | 0 | 0 | 0 | 0 | 0 | 0 | 0
F4_Residential_Single Family Low Income_Existing_Miscellaneous_Natural Gas_Miscellaneous_E1 | F4 | Residential | Single Family Low Income | Existing | Miscellaneous | Natural Gas | Miscellaneous | E1 | RVT BC Ratio | bar: 2019 to 2051
F4_Residential_Single Family Low Income_Existing_Miscellaneous_Natural Gas_Miscellaneous_E2 | F4 | Residential | Single Family Low Income | Existing | Miscellaneous | Natural Gas | Miscellaneous | E2 | RVT BC Ratio | 0 | 0 | 0 | 0 | 0 | 0 | 0 | 0 | 0 | 0 | 0 | 0 | 0 | 0 | 0 | 0 | 0 | 0 | 0 | 0 | 0 | 0 | 0 | 0 | 0 | 0 | 0 | 0 | 0 | 0 | 0 | 0 | 0
F4_Residential_Single Family Low Income_Existing_Miscellaneous_Natural Gas_Miscellaneous_E3 | F4 | Residential | Single Family Low Income | Existing | Miscellaneous | Natural Gas | Miscellaneous | E3 | RVT BC Ratio | 0 | 0 | 0 | 0 | 0 | 0 | 0 | 0 | 0 | 0 | 0 | 0 | 0 | 0 | 0 | 0 | 0 | 0 | 0 | 0 | 0 | 0 | 0 | 0 | 0 | 0 | 0 | 0 | 0 | 0 | 0 | 0 | 0
F4_Residential_Single Family Low Income_Existing_Miscellaneous_Natural Gas_Miscellaneous_E4 | F4 | Residential | Single Family Low Income | Existing | Miscellaneous | Natural Gas | Miscellaneous | E4 | RVT BC Ratio | 0 | 0 | 0 | 0 | 0 | 0 | 0 | 0 | 0 | 0 | 0 | 0 | 0 | 0 | 0 | 0 | 0 | 0 | 0 | 0 | 0 | 0 | 0 | 0 | 0 | 0 | 0 | 0 | 0 | 0 | 0 | 0 | 0
F4_Residential_Single Family Low Income_Existing_Miscellaneous_Natural Gas_Miscellaneous_E5 | F4 | Residential | Single Family Low Income | Existing | Miscellaneous | Natural Gas | Miscellaneous | E5 | RVT BC Ratio | 0 | 0 | 0 | 0 | 0 | 0 | 0 | 0 | 0 | 0 | 0 | 0 | 0 | 0 | 0 | 0 | 0 | 0 | 0 | 0 | 0 | 0 | 0 | 0 | 0 | 0 | 0 | 0 | 0 | 0 | 0 | 0 | 0
F4_Residential_Single Family Low Income_Existing_Miscellaneous_Natural Gas_Miscellaneous_E6 | F4 | Residential | Single Family Low Income | Existing | Miscellaneous | Natural Gas | Miscellaneous | E6 | RVT BC Ratio | 0 | 0 | 0 | 0 | 0 | 0 | 0 | 0 | 0 | 0 | 0 | 0 | 0 | 0 | 0 | 0 | 0 | 0 | 0 | 0 | 0 | 0 | 0 | 0 | 0 | 0 | 0 | 0 | 0 | 0 | 0 | 0 | 0
F4_Residential_Single Family Low Income_Existing_Miscellaneous_Natural Gas_Miscellaneous_E7 | F4 | Residential | Single Family Low Income | Existing | Miscellaneous | Natural Gas | Miscellaneous | E7 | RVT BC Ratio | 0 | 0 | 0 | 0 | 0 | 0 | 0 | 0 | 0 | 0 | 0 | 0 | 0 | 0 | 0 | 0 | 0 | 0 | 0 | 0 | 0 | 0 | 0 | 0 | 0 | 0 | 0 | 0 | 0 | 0 | 0 | 0 | 0
F4_Residential_Single Family Low Income_Existing_Miscellaneous_Natural Gas_Miscellaneous_E8 | F4 | Residential | Single Family Low Income | Existing | Miscellaneous | Natural Gas | Miscellaneous | E8 | RVT BC Ratio | 0 | 0 | 0 | 0 | 0 | 0 | 0 | 0 | 0 | 0 | 0 | 0 | 0 | 0 | 0 | 0 | 0 | 0 | 0 | 0 | 0 | 0 | 0 | 0 | 0 | 0 | 0 | 0 | 0 | 0 | 0 | 0 | 0
F4_Residential_Single Family Low Income_Existing_Miscellaneous_Natural Gas_Miscellaneous_E9 | F4 | Residential | Single Family Low Income | Existing | Miscellaneous | Natural Gas | Miscellaneous | E9 | RVT BC Ratio | 0 | 0 | 0 | 0 | 0 | 0 | 0 | 0 | 0 | 0 | 0 | 0 | 0 | 0 | 0 | 0 | 0 | 0 | 0 | 0 | 0 | 0 | 0 | 0 | 0 | 0 | 0 | 0 | 0 | 0 | 0 | 0 | 0
F4_Residential_Single Family Low Income_Existing_Miscellaneous_Natural Gas_Miscellaneous_E10 | F4 | Residential | Single Family Low Income | Existing | Miscellaneous | Natural Gas | Miscellaneous | E10 | RVT BC Ratio | 0 | 0 | 0 | 0 | 0 | 0 | 0 | 0 | 0 | 0 | 0 | 0 | 0 | 0 | 0 | 0 | 0 | 0 | 0 | 0 | 0 | 0 | 0 | 0 | 0 | 0 | 0 | 0 | 0 | 0 | 0 | 0 | 0
F5_Residential_Single Family Low Income_Existing_Miscellaneous_Natural Gas_Miscellaneous_E1 | F5 | Residential | Single Family Low Income | Existing | Miscellaneous | Natural Gas | Miscellaneous | E1 | RIM BC Ratio | bar: 2019 to 2051
F5_Residential_Single Family Low Income_Existing_Miscellaneous_Natural Gas_Miscellaneous_E2 | F5 | Residential | Single Family Low Income | Existing | Miscellaneous | Natural Gas | Miscellaneous | E2 | RIM BC Ratio | 0 | 0 | 0 | 0 | 0 | 0 | 0 | 0 | 0 | 0 | 0 | 0 | 0 | 0 | 0 | 0 | 0 | 0 | 0 | 0 | 0 | 0 | 0 | 0 | 0 | 0 | 0 | 0 | 0 | 0 | 0 | 0 | 0
F5_Residential_Single Family Low Income_Existing_Miscellaneous_Natural Gas_Miscellaneous_E3 | F5 | Residential | Single Family Low Income | Existing | Miscellaneous | Natural Gas | Miscellaneous | E3 | RIM BC Ratio | 0 | 0 | 0 | 0 | 0 | 0 | 0 | 0 | 0 | 0 | 0 | 0 | 0 | 0 | 0 | 0 | 0 | 0 | 0 | 0 | 0 | 0 | 0 | 0 | 0 | 0 | 0 | 0 | 0 | 0 | 0 | 0 | 0
F5_Residential_Single Family Low Income_Existing_Miscellaneous_Natural Gas_Miscellaneous_E4 | F5 | Residential | Single Family Low Income | Existing | Miscellaneous | Natural Gas | Miscellaneous | E4 | RIM BC Ratio | 0 | 0 | 0 | 0 | 0 | 0 | 0 | 0 | 0 | 0 | 0 | 0 | 0 | 0 | 0 | 0 | 0 | 0 | 0 | 0 | 0 | 0 | 0 | 0 | 0 | 0 | 0 | 0 | 0 | 0 | 0 | 0 | 0
F5_Residential_Single Family Low Income_Existing_Miscellaneous_Natural Gas_Miscellaneous_E5 | F5 | Residential | Single Family Low Income | Existing | Miscellaneous | Natural Gas | Miscellaneous | E5 | RIM BC Ratio | 0 | 0 | 0 | 0 | 0 | 0 | 0 | 0 | 0 | 0 | 0 | 0 | 0 | 0 | 0 | 0 | 0 | 0 | 0 | 0 | 0 | 0 | 0 | 0 | 0 | 0 | 0 | 0 | 0 | 0 | 0 | 0 | 0
F5_Residential_Single Family Low Income_Existing_Miscellaneous_Natural Gas_Miscellaneous_E6 | F5 | Residential | Single Family Low Income | Existing | Miscellaneous | Natural Gas | Miscellaneous | E6 | RIM BC Ratio | 0 | 0 | 0 | 0 | 0 | 0 | 0 | 0 | 0 | 0 | 0 | 0 | 0 | 0 | 0 | 0 | 0 | 0 | 0 | 0 | 0 | 0 | 0 | 0 | 0 | 0 | 0 | 0 | 0 | 0 | 0 | 0 | 0
F5_Residential_Single Family Low Income_Existing_Miscellaneous_Natural Gas_Miscellaneous_E7 | F5 | Residential | Single Family Low Income | Existing | Miscellaneous | Natural Gas | Miscellaneous | E7 | RIM BC Ratio | 0 | 0 | 0 | 0 | 0 | 0 | 0 | 0 | 0 | 0 | 0 | 0 | 0 | 0 | 0 | 0 | 0 | 0 | 0 | 0 | 0 | 0 | 0 | 0 | 0 | 0 | 0 | 0 | 0 | 0 | 0 | 0 | 0
F5_Residential_Single Family Low Income_Existing_Miscellaneous_Natural Gas_Miscellaneous_E8 | F5 | Residential | Single Family Low Income | Existing | Miscellaneous | Natural Gas | Miscellaneous | E8 | RIM BC Ratio | 0 | 0 | 0 | 0 | 0 | 0 | 0 | 0 | 0 | 0 | 0 | 0 | 0 | 0 | 0 | 0 | 0 | 0 | 0 | 0 | 0 | 0 | 0 | 0 | 0 | 0 | 0 | 0 | 0 | 0 | 0 | 0 | 0
F5_Residential_Single Family Low Income_Existing_Miscellaneous_Natural Gas_Miscellaneous_E9 | F5 | Residential | Single Family Low Income | Existing | Miscellaneous | Natural Gas | Miscellaneous | E9 | RIM BC Ratio | 0 | 0 | 0 | 0 | 0 | 0 | 0 | 0 | 0 | 0 | 0 | 0 | 0 | 0 | 0 | 0 | 0 | 0 | 0 | 0 | 0 | 0 | 0 | 0 | 0 | 0 | 0 | 0 | 0 | 0 | 0 | 0 | 0
F5_Residential_Single Family Low Income_Existing_Miscellaneous_Natural Gas_Miscellaneous_E10 | F5 | Residential | Single Family Low Income | Existing | Miscellaneous | Natural Gas | Miscellaneous | E10 | RIM BC Ratio | 0 | 0 | 0 | 0 | 0 | 0 | 0 | 0 | 0 | 0 | 0 | 0 | 0 | 0 | 0 | 0 | 0 | 0 | 0 | 0 | 0 | 0 | 0 | 0 | 0 | 0 | 0 | 0 | 0 | 0 | 0 | 0 | 0
F0_Residential_Single Family Low Income_New_Space Heating_Natural Gas_Furnace_E0 | F0 | Residential | Single Family Low Income | New | Space Heating | Natural Gas | Furnace | E0 | Economic Unit | ASHP with AFUE 95% backup | ASHP with AFUE 95% backup | ASHP with AFUE 95% backup | ASHP with AFUE 95% backup | ASHP with AFUE 95% backup | ASHP with AFUE 95% backup | ASHP with AFUE 95% backup | ASHP with AFUE 95% backup | ASHP with AFUE 95% backup | ASHP with AFUE 95% backup | ASHP with AFUE 95% backup | ASHP with AFUE 95% backup | ASHP with AFUE 95% backup | ASHP with AFUE 95% backup | ASHP with AFUE 95% backup | ASHP with AFUE 95% backup | ASHP with AFUE 95% backup | ASHP with AFUE 95% backup | ASHP with AFUE 95% backup | ASHP with AFUE 95% backup | ASHP with AFUE 95% backup | ASHP with AFUE 95% backup | ASHP with AFUE 95% backup | ASHP with AFUE 95% backup | ASHP with AFUE 95% backup | ASHP with AFUE 95% backup | ASHP with AFUE 95% backup | ASHP with AFUE 95% backup | ASHP with AFUE 95% backup | ASHP with AFUE 95% backup | ASHP with AFUE 95% backup | ASHP with AFUE 95% backup | ASHP with AFUE 95% backup
F1_Residential_Single Family Low Income_New_Space Heating_Natural Gas_Furnace_E1 | F1 | Residential | Single Family Low Income | New | Space Heating | Natural Gas | Furnace | E1 | CCE | 0 | 0 | 0 | 0 | 0 | 0 | 0 | 0 | 0 | 0 | 0 | 0 | 0 | 0 | 0 | 0 | 0 | 0 | 0 | 0 | 0 | 0 | 0 | 0 | 0 | 0 | 0 | 0 | 0 | 0 | 0 | 0 | 0
F1_Residential_Single Family Low Income_New_Space Heating_Natural Gas_Furnace_E2 | F1 | Residential | Single Family Low Income | New | Space Heating | Natural Gas | Furnace | E2 | CCE | 1.0932 | 1.1268 | 1.1098 | 1.0229 | 1.0284 | 0 | 0 | 0 | 0 | 0 | 0 | 0 | 0 | 0 | 0 | 0 | 0 | 0 | 0 | 0 | 0 | 0 | 0 | 0 | 0 | 0 | 0 | 0 | 0 | 0 | 0 | 0 | 0
F1_Residential_Single Family Low Income_New_Space Heating_Natural Gas_Furnace_E3 | F1 | Residential | Single Family Low Income | New | Space Heating | Natural Gas | Furnace | E3 | CCE | 1.1646 | 1.2004 | 1.1823 | 1.0897 | 1.0955 | 0 | 0 | 0 | 0 | 0 | 0 | 0 | 0 | 0 | 0 | 0 | 0 | 0 | 0 | 0 | 0 | 0 | 0 | 0 | 0 | 0 | 0 | 0 | 0 | 0 | 0 | 0 | 0
F1_Residential_Single Family Low Income_New_Space Heating_Natural Gas_Furnace_E4 | F1 | Residential | Single Family Low Income | New | Space Heating | Natural Gas | Furnace | E4 | CCE | 8.9447 | 9.2199 | 9.0809 | 8.3693 | 8.4143 | 0 | 0 | 0 | 0 | 0 | 0 | 0 | 0 | 0 | 0 | 0 | 0 | 0 | 0 | 0 | 0 | 0 | 0 | 0 | 0 | 0 | 0 | 0 | 0 | 0 | 0 | 0 | 0
F1_Residential_Single Family Low Income_New_Space Heating_Natural Gas_Furnace_E5 | F1 | Residential | Single Family Low Income | New | Space Heating | Natural Gas | Furnace | E5 | CCE | 2.1478 | 2.2139 | 2.1805 | 2.0097 | 2.0205 | -14.0396 | -14.116 | -14.1931 | -14.2712 | -14.35 | -14.4298 | -14.5104 | -14.592 | -14.6743 | -14.7578 | -14.8422 | -14.9275 | -15.0137 | -15.101 | -15.1894 | -15.2787 | -15.3689 | -15.4605 | -15.553 | -15.6467 | -15.7413 | -15.8374 | -15.9345 | -16.0328 | -16.1322 | -16.2331 | -16.3352 | -16.3352
F1_Residential_Single Family Low Income_New_Space Heating_Natural Gas_Furnace_E6 | F1 | Residential | Single Family Low Income | New | Space Heating | Natural Gas | Furnace | E6 | CCE | 2.0139 | 2.0758 | 2.0445 | 1.8843 | 1.8944 | -8.1394 | -8.1837 | -8.2284 | -8.2737 | -8.3194 | -8.3656 | -8.4124 | -8.4597 | -8.5074 | -8.5558 | -8.6047 | -8.6542 | -8.7041 | -8.7548 | -8.806 | -8.8578 | -8.9101 | -8.9632 | -9.0169 | -9.0712 | -9.126 | -9.1817 | -9.238 | -9.295 | -9.3526 | -9.4111 | -9.4703 | -9.4703
F1_Residential_Single Family Low Income_New_Space Heating_Natural Gas_Furnace_E7 | F1 | Residential | Single Family Low Income | New | Space Heating | Natural Gas | Furnace | E7 | CCE | 0 | 0 | 0 | 0 | 0 | 0 | 0 | 0 | 0 | 0 | 0 | 0 | 0 | 0 | 0 | 0 | 0 | 0 | 0 | 0 | 0 | 0 | 0 | 0 | 0 | 0 | 0 | 0 | 0 | 0 | 0 | 0 | 0
F1_Residential_Single Family Low Income_New_Space Heating_Natural Gas_Furnace_E8 | F1 | Residential | Single Family Low Income | New | Space Heating | Natural Gas | Furnace | E8 | CCE | 0 | 0 | 0 | 0 | 0 | 0 | 0 | 0 | 0 | 0 | 0 | 0 | 0 | 0 | 0 | 0 | 0 | 0 | 0 | 0 | 0 | 0 | 0 | 0 | 0 | 0 | 0 | 0 | 0 | 0 | 0 | 0 | 0
F1_Residential_Single Family Low Income_New_Space Heating_Natural Gas_Furnace_E9 | F1 | Residential | Single Family Low Income | New | Space Heating | Natural Gas | Furnace | E9 | CCE | 0 | 0 | 0 | 0 | 0 | 0 | 0 | 0 | 0 | 0 | 0 | 0 | 0 | 0 | 0 | 0 | 0 | 0 | 0 | 0 | 0 | 0 | 0 | 0 | 0 | 0 | 0 | 0 | 0 | 0 | 0 | 0 | 0
F1_Residential_Single Family Low Income_New_Space Heating_Natural Gas_Furnace_E10 | F1 | Residential | Single Family Low Income | New | Space Heating | Natural Gas | Furnace | E10 | CCE | 0 | 0 | 0 | 0 | 0 | 0 | 0 | 0 | 0 | 0 | 0 | 0 | 0 | 0 | 0 | 0 | 0 | 0 | 0 | 0 | 0 | 0 | 0 | 0 | 0 | 0 | 0 | 0 | 0 | 0 | 0 | 0 | 0
F2_Residential_Single Family Low Income_New_Space Heating_Natural Gas_Furnace_E1 | F2 | Residential | Single Family Low Income | New | Space Heating | Natural Gas | Furnace | E1 | TRC BC Ratio | 1 | 1 | 1 | 1 | 1 | 0 | 0 | 0 | 0 | 0 | 0 | 0 | 0 | 0 | 0 | 0 | 0 | 0 | 0 | 0 | 0 | 0 | 0 | 0 | 0 | 0 | 0 | 0 | 0 | 0 | 0 | 0 | 0
F2_Residential_Single Family Low Income_New_Space Heating_Natural Gas_Furnace_E2 | F2 | Residential | Single Family Low Income | New | Space Heating | Natural Gas | Furnace | E2 | TRC BC Ratio | 1.8598 | 1.8614 | 1.8667 | 1.8706 | 1.8644 | 0 | 0 | 0 | 0 | 0 | 0 | 0 | 0 | 0 | 0 | 0 | 0 | 0 | 0 | 0 | 0 | 0 | 0 | 0 | 0 | 0 | 0 | 0 | 0 | 0 | 0 | 0 | 0
F2_Residential_Single Family Low Income_New_Space Heating_Natural Gas_Furnace_E3 | F2 | Residential | Single Family Low Income | New | Space Heating | Natural Gas | Furnace | E3 | TRC BC Ratio | 1.7458 | 1.7473 | 1.7523 | 1.7559 | 1.7501 | 0 | 0 | 0 | 0 | 0 | 0 | 0 | 0 | 0 | 0 | 0 | 0 | 0 | 0 | 0 | 0 | 0 | 0 | 0 | 0 | 0 | 0 | 0 | 0 | 0 | 0 | 0 | 0
F2_Residential_Single Family Low Income_New_Space Heating_Natural Gas_Furnace_E4 | F2 | Residential | Single Family Low Income | New | Space Heating | Natural Gas | Furnace | E4 | TRC BC Ratio | 0.22673 | 0.22693 | 0.22733 | 0.22768 | 0.22758 | 1 | 1 | 1 | 1 | 1 | 1 | 1 | 1 | 1 | 1 | 1 | 1 | 1 | 1 | 1 | 1 | 1 | 1 | 1 | 1 | 1 | 1 | 1 | 1 | 1 | 1 | 1 | 1
F2_Residential_Single Family Low Income_New_Space Heating_Natural Gas_Furnace_E5 | F2 | Residential | Single Family Low Income | New | Space Heating | Natural Gas | Furnace | E5 | TRC BC Ratio | 0.94563 | 0.94648 | 0.949 | 0.9509 | 0.94848 | 1 | 1 | 1 | 1 | 1 | 1 | 1 | 1 | 1 | 1 | 1 | 1 | 1 | 1 | 1 | 1 | 1 | 1 | 1 | 1 | 1 | 1 | 1 | 1 | 1 | 1 | 1 | 1
F2_Residential_Single Family Low Income_New_Space Heating_Natural Gas_Furnace_E6 | F2 | Residential | Single Family Low Income | New | Space Heating | Natural Gas | Furnace | E6 | TRC BC Ratio | 1.0088 | 1.0097 | 1.0125 | 1.0145 | 1.0117 | 1 | 1 | 1 | 1 | 1 | 1 | 1 | 1 | 1 | 1 | 1 | 1 | 1 | 1 | 1 | 1 | 1 | 1 | 1 | 1 | 1 | 1 | 1 | 1 | 1 | 1 | 1 | 1
F2_Residential_Single Family Low Income_New_Space Heating_Natural Gas_Furnace_E7 | F2 | Residential | Single Family Low Income | New | Space Heating | Natural Gas | Furnace | E7 | TRC BC Ratio | 0 | 0 | 0 | 0 | 0 | 0 | 0 | 0 | 0 | 0 | 0 | 0 | 0 | 0 | 0 | 0 | 0 | 0 | 0 | 0 | 0 | 0 | 0 | 0 | 0 | 0 | 0 | 0 | 0 | 0 | 0 | 0 | 0
F2_Residential_Single Family Low Income_New_Space Heating_Natural Gas_Furnace_E8 | F2 | Residential | Single Family Low Income | New | Space Heating | Natural Gas | Furnace | E8 | TRC BC Ratio | 0 | 0 | 0 | 0 | 0 | 0 | 0 | 0 | 0 | 0 | 0 | 0 | 0 | 0 | 0 | 0 | 0 | 0 | 0 | 0 | 0 | 0 | 0 | 0 | 0 | 0 | 0 | 0 | 0 | 0 | 0 | 0 | 0
F2_Residential_Single Family Low Income_New_Space Heating_Natural Gas_Furnace_E9 | F2 | Residential | Single Family Low Income | New | Space Heating | Natural Gas | Furnace | E9 | TRC BC Ratio | 0 | 0 | 0 | 0 | 0 | 0 | 0 | 0 | 0 | 0 | 0 | 0 | 0 | 0 | 0 | 0 | 0 | 0 | 0 | 0 | 0 | 0 | 0 | 0 | 0 | 0 | 0 | 0 | 0 | 0 | 0 | 0 | 0
F2_Residential_Single Family Low Income_New_Space Heating_Natural Gas_Furnace_E10 | F2 | Residential | Single Family Low Income | New | Space Heating | Natural Gas | Furnace | E10 | TRC BC Ratio | 0 | 0 | 0 | 0 | 0 | 0 | 0 | 0 | 0 | 0 | 0 | 0 | 0 | 0 | 0 | 0 | 0 | 0 | 0 | 0 | 0 | 0 | 0 | 0 | 0 | 0 | 0 | 0 | 0 | 0 | 0 | 0 | 0
F3_Residential_Single Family Low Income_New_Space Heating_Natural Gas_Furnace_E1 | F3 | Residential | Single Family Low Income | New | Space Heating | Natural Gas | Furnace | E1 | PACT BC Ratio | 1 | 1 | 1 | 1 | 1 | 0 | 0 | 0 | 0 | 0 | 0 | 0 | 0 | 0 | 0 | 0 | 0 | 0 | 0 | 0 | 0 | 0 | 0 | 0 | 0 | 0 | 0 | 0 | 0 | 0 | 0 | 0 | 0
F3_Residential_Single Family Low Income_New_Space Heating_Natural Gas_Furnace_E2 | F3 | Residential | Single Family Low Income | New | Space Heating | Natural Gas | Furnace | E2 | PACT BC Ratio | 1.8943 | 1.8959 | 1.9014 | 1.9053 | 1.899 | 0 | 0 | 0 | 0 | 0 | 0 | 0 | 0 | 0 | 0 | 0 | 0 | 0 | 0 | 0 | 0 | 0 | 0 | 0 | 0 | 0 | 0 | 0 | 0 | 0 | 0 | 0 | 0
F3_Residential_Single Family Low Income_New_Space Heating_Natural Gas_Furnace_E3 | F3 | Residential | Single Family Low Income | New | Space Heating | Natural Gas | Furnace | E3 | PACT BC Ratio | 1.7781 | 1.7796 | 1.7848 | 1.7885 | 1.7825 | 0 | 0 | 0 | 0 | 0 | 0 | 0 | 0 | 0 | 0 | 0 | 0 | 0 | 0 | 0 | 0 | 0 | 0 | 0 | 0 | 0 | 0 | 0 | 0 | 0 | 0 | 0 | 0
F3_Residential_Single Family Low Income_New_Space Heating_Natural Gas_Furnace_E4 | F3 | Residential | Single Family Low Income | New | Space Heating | Natural Gas | Furnace | E4 | PACT BC Ratio | 0.23093 | 0.23113 | 0.23154 | 0.23191 | 0.2318 | 1 | 1 | 1 | 1 | 1 | 1 | 1 | 1 | 1 | 1 | 1 | 1 | 1 | 1 | 1 | 1 | 1 | 1 | 1 | 1 | 1 | 1 | 1 | 1 | 1 | 1 | 1 | 1
F3_Residential_Single Family Low Income_New_Space Heating_Natural Gas_Furnace_E5 | F3 | Residential | Single Family Low Income | New | Space Heating | Natural Gas | Furnace | E5 | PACT BC Ratio | 0.96316 | 0.96402 | 0.9666 | 0.96852 | 0.96607 | 1 | 1 | 1 | 1 | 1 | 1 | 1 | 1 | 1 | 1 | 1 | 1 | 1 | 1 | 1 | 1 | 1 | 1 | 1 | 1 | 1 | 1 | 1 | 1 | 1 | 1 | 1 | 1
F3_Residential_Single Family Low Income_New_Space Heating_Natural Gas_Furnace_E6 | F3 | Residential | Single Family Low Income | New | Space Heating | Natural Gas | Furnace | E6 | PACT BC Ratio | 1.0275 | 1.0284 | 1.0312 | 1.0333 | 1.0305 | 1 | 1 | 1 | 1 | 1 | 1 | 1 | 1 | 1 | 1 | 1 | 1 | 1 | 1 | 1 | 1 | 1 | 1 | 1 | 1 | 1 | 1 | 1 | 1 | 1 | 1 | 1 | 1
F3_Residential_Single Family Low Income_New_Space Heating_Natural Gas_Furnace_E7 | F3 | Residential | Single Family Low Income | New | Space Heating | Natural Gas | Furnace | E7 | PACT BC Ratio | 0 | 0 | 0 | 0 | 0 | 0 | 0 | 0 | 0 | 0 | 0 | 0 | 0 | 0 | 0 | 0 | 0 | 0 | 0 | 0 | 0 | 0 | 0 | 0 | 0 | 0 | 0 | 0 | 0 | 0 | 0 | 0 | 0
F3_Residential_Single Family Low Income_New_Space Heating_Natural Gas_Furnace_E8 | F3 | Residential | Single Family Low Income | New | Space Heating | Natural Gas | Furnace | E8 | PACT BC Ratio | 0 | 0 | 0 | 0 | 0 | 0 | 0 | 0 | 0 | 0 | 0 | 0 | 0 | 0 | 0 | 0 | 0 | 0 | 0 | 0 | 0 | 0 | 0 | 0 | 0 | 0 | 0 | 0 | 0 | 0 | 0 | 0 | 0
F3_Residential_Single Family Low Income_New_Space Heating_Natural Gas_Furnace_E9 | F3 | Residential | Single Family Low Income | New | Space Heating | Natural Gas | Furnace | E9 | PACT BC Ratio | 0 | 0 | 0 | 0 | 0 | 0 | 0 | 0 | 0 | 0 | 0 | 0 | 0 | 0 | 0 | 0 | 0 | 0 | 0 | 0 | 0 | 0 | 0 | 0 | 0 | 0 | 0 | 0 | 0 | 0 | 0 | 0 | 0
F3_Residential_Single Family Low Income_New_Space Heating_Natural Gas_Furnace_E10 | F3 | Residential | Single Family Low Income | New | Space Heating | Natural Gas | Furnace | E10 | PACT BC Ratio | 0 | 0 | 0 | 0 | 0 | 0 | 0 | 0 | 0 | 0 | 0 | 0 | 0 | 0 | 0 | 0 | 0 | 0 | 0 | 0 | 0 | 0 | 0 | 0 | 0 | 0 | 0 | 0 | 0 | 0 | 0 | 0 | 0
F4_Residential_Single Family Low Income_New_Space Heating_Natural Gas_Furnace_E1 | F4 | Residential | Single Family Low Income | New | Space Heating | Natural Gas | Furnace | E1 | RVT BC Ratio | 1 | 1 | 1 | 1 | 1 | 0 | 0 | 0 | 0 | 0 | 0 | 0 | 0 | 0 | 0 | 0 | 0 | 0 | 0 | 0 | 0 | 0 | 0 | 0 | 0 | 0 | 0 | 0 | 0 | 0 | 0 | 0 | 0
F4_Residential_Single Family Low Income_New_Space Heating_Natural Gas_Furnace_E2 | F4 | Residential | Single Family Low Income | New | Space Heating | Natural Gas | Furnace | E2 | RVT BC Ratio | 3.2063 | 3.2082 | 3.2146 | 3.2192 | 3.2118 | 0 | 0 | 0 | 0 | 0 | 0 | 0 | 0 | 0 | 0 | 0 | 0 | 0 | 0 | 0 | 0 | 0 | 0 | 0 | 0 | 0 | 0 | 0 | 0 | 0 | 0 | 0 | 0
F4_Residential_Single Family Low Income_New_Space Heating_Natural Gas_Furnace_E3 | F4 | Residential | Single Family Low Income | New | Space Heating | Natural Gas | Furnace | E3 | RVT BC Ratio | 3.0697 | 3.0715 | 3.0775 | 3.0819 | 3.0749 | 0 | 0 | 0 | 0 | 0 | 0 | 0 | 0 | 0 | 0 | 0 | 0 | 0 | 0 | 0 | 0 | 0 | 0 | 0 | 0 | 0 | 0 | 0 | 0 | 0 | 0 | 0 | 0
F4_Residential_Single Family Low Income_New_Space Heating_Natural Gas_Furnace_E4 | F4 | Residential | Single Family Low Income | New | Space Heating | Natural Gas | Furnace | E4 | RVT BC Ratio | 1.2498 | 1.25 | 1.2505 | 1.2509 | 1.2508 | 1 | 1 | 1 | 1 | 1 | 1 | 1 | 1 | 1 | 1 | 1 | 1 | 1 | 1 | 1 | 1 | 1 | 1 | 1 | 1 | 1 | 1 | 1 | 1 | 1 | 1 | 1 | 1
F4_Residential_Single Family Low Income_New_Space Heating_Natural Gas_Furnace_E5 | F4 | Residential | Single Family Low Income | New | Space Heating | Natural Gas | Furnace | E5 | RVT BC Ratio | 2.1111 | 2.1121 | 2.1151 | 2.1174 | 2.1145 | 1 | 1 | 1 | 1 | 1 | 1 | 1 | 1 | 1 | 1 | 1 | 1 | 1 | 1 | 1 | 1 | 1 | 1 | 1 | 1 | 1 | 1 | 1 | 1 | 1 | 1 | 1 | 1
F4_Residential_Single Family Low Income_New_Space Heating_Natural Gas_Furnace_E6 | F4 | Residential | Single Family Low Income | New | Space Heating | Natural Gas | Furnace | E6 | RVT BC Ratio | 2.1868 | 2.1879 | 2.1912 | 2.1936 | 2.1903 | 1 | 1 | 1 | 1 | 1 | 1 | 1 | 1 | 1 | 1 | 1 | 1 | 1 | 1 | 1 | 1 | 1 | 1 | 1 | 1 | 1 | 1 | 1 | 1 | 1 | 1 | 1 | 1
F4_Residential_Single Family Low Income_New_Space Heating_Natural Gas_Furnace_E7 | F4 | Residential | Single Family Low Income | New | Space Heating | Natural Gas | Furnace | E7 | RVT BC Ratio | 0 | 0 | 0 | 0 | 0 | 0 | 0 | 0 | 0 | 0 | 0 | 0 | 0 | 0 | 0 | 0 | 0 | 0 | 0 | 0 | 0 | 0 | 0 | 0 | 0 | 0 | 0 | 0 | 0 | 0 | 0 | 0 | 0
F4_Residential_Single Family Low Income_New_Space Heating_Natural Gas_Furnace_E8 | F4 | Residential | Single Family Low Income | New | Space Heating | Natural Gas | Furnace | E8 | RVT BC Ratio | 0 | 0 | 0 | 0 | 0 | 0 | 0 | 0 | 0 | 0 | 0 | 0 | 0 | 0 | 0 | 0 | 0 | 0 | 0 | 0 | 0 | 0 | 0 | 0 | 0 | 0 | 0 | 0 | 0 | 0 | 0 | 0 | 0
F4_Residential_Single Family Low Income_New_Space Heating_Natural Gas_Furnace_E9 | F4 | Residential | Single Family Low Income | New | Space Heating | Natural Gas | Furnace | E9 | RVT BC Ratio | 0 | 0 | 0 | 0 | 0 | 0 | 0 | 0 | 0 | 0 | 0 | 0 | 0 | 0 | 0 | 0 | 0 | 0 | 0 | 0 | 0 | 0 | 0 | 0 | 0 | 0 | 0 | 0 | 0 | 0 | 0 | 0 | 0
F4_Residential_Single Family Low Income_New_Space Heating_Natural Gas_Furnace_E10 | F4 | Residential | Single Family Low Income | New | Space Heating | Natural Gas | Furnace | E10 | RVT BC Ratio | 0 | 0 | 0 | 0 | 0 | 0 | 0 | 0 | 0 | 0 | 0 | 0 | 0 | 0 | 0 | 0 | 0 | 0 | 0 | 0 | 0 | 0 | 0 | 0 | 0 | 0 | 0 | 0 | 0 | 0 | 0 | 0 | 0
F5_Residential_Single Family Low Income_New_Space Heating_Natural Gas_Furnace_E1 | F5 | Residential | Single Family Low Income | New | Space Heating | Natural Gas | Furnace | E1 | RIM BC Ratio | 1 | 1 | 1 | 1 | 1 | 0 | 0 | 0 | 0 | 0 | 0 | 0 | 0 | 0 | 0 | 0 | 0 | 0 | 0 | 0 | 0 | 0 | 0 | 0 | 0 | 0 | 0 | 0 | 0 | 0 | 0 | 0 | 0
F5_Residential_Single Family Low Income_New_Space Heating_Natural Gas_Furnace_E2 | F5 | Residential | Single Family Low Income | New | Space Heating | Natural Gas | Furnace | E2 | RIM BC Ratio | 0.65518 | 0.65537 | 0.65603 | 0.65649 | 0.65574 | 0 | 0 | 0 | 0 | 0 | 0 | 0 | 0 | 0 | 0 | 0 | 0 | 0 | 0 | 0 | 0 | 0 | 0 | 0 | 0 | 0 | 0 | 0 | 0 | 0 | 0 | 0 | 0
F5_Residential_Single Family Low Income_New_Space Heating_Natural Gas_Furnace_E3 | F5 | Residential | Single Family Low Income | New | Space Heating | Natural Gas | Furnace | E3 | RIM BC Ratio | 0.64071 | 0.6409 | 0.64157 | 0.64205 | 0.64128 | 0 | 0 | 0 | 0 | 0 | 0 | 0 | 0 | 0 | 0 | 0 | 0 | 0 | 0 | 0 | 0 | 0 | 0 | 0 | 0 | 0 | 0 | 0 | 0 | 0 | 0 | 0 | 0
F5_Residential_Single Family Low Income_New_Space Heating_Natural Gas_Furnace_E4 | F5 | Residential | Single Family Low Income | New | Space Heating | Natural Gas | Furnace | E4 | RIM BC Ratio | 0.18766 | 0.1878 | 0.18807 | 0.18831 | 0.18824 | 1 | 1 | 1 | 1 | 1 | 1 | 1 | 1 | 1 | 1 | 1 | 1 | 1 | 1 | 1 | 1 | 1 | 1 | 1 | 1 | 1 | 1 | 1 | 1 | 1 | 1 | 1 | 1
F5_Residential_Single Family Low Income_New_Space Heating_Natural Gas_Furnace_E5 | F5 | Residential | Single Family Low Income | New | Space Heating | Natural Gas | Furnace | E5 | RIM BC Ratio | 0.491 | 0.49123 | 0.4919 | 0.4924 | 0.49176 | 1 | 1 | 1 | 1 | 1 | 1 | 1 | 1 | 1 | 1 | 1 | 1 | 1 | 1 | 1 | 1 | 1 | 1 | 1 | 1 | 1 | 1 | 1 | 1 | 1 | 1 | 1 | 1
F5_Residential_Single Family Low Income_New_Space Heating_Natural Gas_Furnace_E6 | F5 | Residential | Single Family Low Income | New | Space Heating | Natural Gas | Furnace | E6 | RIM BC Ratio | 0.5072 | 0.50742 | 0.50811 | 0.50861 | 0.50792 | 1 | 1 | 1 | 1 | 1 | 1 | 1 | 1 | 1 | 1 | 1 | 1 | 1 | 1 | 1 | 1 | 1 | 1 | 1 | 1 | 1 | 1 | 1 | 1 | 1 | 1 | 1 | 1
F5_Residential_Single Family Low Income_New_Space Heating_Natural Gas_Furnace_E7 | F5 | Residential | Single Family Low Income | New | Space Heating | Natural Gas | Furnace | E7 | RIM BC Ratio | 0 | 0 | 0 | 0 | 0 | 0 | 0 | 0 | 0 | 0 | 0 | 0 | 0 | 0 | 0 | 0 | 0 | 0 | 0 | 0 | 0 | 0 | 0 | 0 | 0 | 0 | 0 | 0 | 0 | 0 | 0 | 0 | 0
F5_Residential_Single Family Low Income_New_Space Heating_Natural Gas_Furnace_E8 | F5 | Residential | Single Family Low Income | New | Space Heating | Natural Gas | Furnace | E8 | RIM BC Ratio | 0 | 0 | 0 | 0 | 0 | 0 | 0 | 0 | 0 | 0 | 0 | 0 | 0 | 0 | 0 | 0 | 0 | 0 | 0 | 0 | 0 | 0 | 0 | 0 | 0 | 0 | 0 | 0 | 0 | 0 | 0 | 0 | 0
F5_Residential_Single Family Low Income_New_Space Heating_Natural Gas_Furnace_E9 | F5 | Residential | Single Family Low Income | New | Space Heating | Natural Gas | Furnace | E9 | RIM BC Ratio | 0 | 0 | 0 | 0 | 0 | 0 | 0 | 0 | 0 | 0 | 0 | 0 | 0 | 0 | 0 | 0 | 0 | 0 | 0 | 0 | 0 | 0 | 0 | 0 | 0 | 0 | 0 | 0 | 0 | 0 | 0 | 0 | 0
F5_Residential_Single Family Low Income_New_Space Heating_Natural Gas_Furnace_E10 | F5 | Residential | Single Family Low Income | New | Space Heating | Natural Gas | Furnace | E10 | RIM BC Ratio | 0 | 0 | 0 | 0 | 0 | 0 | 0 | 0 | 0 | 0 | 0 | 0 | 0 | 0 | 0 | 0 | 0 | 0 | 0 | 0 | 0 | 0 | 0 | 0 | 0 | 0 | 0 | 0 | 0 | 0 | 0 | 0 | 0
F0_Residential_Single Family Low Income_New_Space Heating_Natural Gas_Boiler_E0 | F0 | Residential | Single Family Low Income | New | Space Heating | Natural Gas | Boiler | E0 | Economic Unit | AFUE 80% | AFUE 80% | AFUE 82% | AFUE 82% | AFUE 82% | ASHP with AFUE 95% backup | ASHP with AFUE 95% backup | ASHP with AFUE 95% backup | ASHP with AFUE 95% backup | ASHP with AFUE 95% backup | ASHP with AFUE 95% backup | ASHP with AFUE 95% backup | ASHP with AFUE 95% backup | ASHP with AFUE 95% backup | ASHP with AFUE 95% backup | ASHP with AFUE 95% backup | ASHP with AFUE 95% backup | ASHP with AFUE 95% backup | ASHP with AFUE 95% backup | ASHP with AFUE 95% backup | ASHP with AFUE 95% backup | ASHP with AFUE 95% backup | ASHP with AFUE 95% backup | ASHP with AFUE 95% backup | ASHP with AFUE 95% backup | ASHP with AFUE 95% backup | ASHP with AFUE 95% backup | ASHP with AFUE 95% backup | ASHP with AFUE 95% backup | ASHP with AFUE 95% backup | ASHP with AFUE 95% backup | ASHP with AFUE 95% backup | ASHP with AFUE 95% backup
F1_Residential_Single Family Low Income_New_Space Heating_Natural Gas_Boiler_E1 | F1 | Residential | Single Family Low Income | New | Space Heating | Natural Gas | Boiler | E1 | CCE | 0 | 0 | 0 | 0 | 0 | 0 | 0 | 0 | 0 | 0 | 0 | 0 | 0 | 0 | 0 | 0 | 0 | 0 | 0 | 0 | 0 | 0 | 0 | 0 | 0 | 0 | 0 | 0 | 0 | 0 | 0 | 0 | 0
F1_Residential_Single Family Low Income_New_Space Heating_Natural Gas_Boiler_E2 | F1 | Residential | Single Family Low Income | New | Space Heating | Natural Gas | Boiler | E2 | CCE | 9.6919 | 9.9901 | 0 | 0 | 0 | 0 | 0 | 0 | 0 | 0 | 0 | 0 | 0 | 0 | 0 | 0 | 0 | 0 | 0 | 0 | 0 | 0 | 0 | 0 | 0 | 0 | 0 | 0 | 0 | 0 | 0 | 0 | 0
F1_Residential_Single Family Low Income_New_Space Heating_Natural Gas_Boiler_E3 | F1 | Residential | Single Family Low Income | New | Space Heating | Natural Gas | Boiler | E3 | CCE | 10.2792 | 10.5955 | 11.4045 | 10.5108 | 10.5674 | 0 | 0 | 0 | 0 | 0 | 0 | 0 | 0 | 0 | 0 | 0 | 0 | 0 | 0 | 0 | 0 | 0 | 0 | 0 | 0 | 0 | 0 | 0 | 0 | 0 | 0 | 0 | 0
F1_Residential_Single Family Low Income_New_Space Heating_Natural Gas_Boiler_E4 | F1 | Residential | Single Family Low Income | New | Space Heating | Natural Gas | Boiler | E4 | CCE | 4.4719 | 4.6095 | 2.9378 | 2.7076 | 2.7222 | 0 | 0 | 0 | 0 | 0 | 0 | 0 | 0 | 0 | 0 | 0 | 0 | 0 | 0 | 0 | 0 | 0 | 0 | 0 | 0 | 0 | 0 | 0 | 0 | 0 | 0 | 0 | 0
F1_Residential_Single Family Low Income_New_Space Heating_Natural Gas_Boiler_E5 | F1 | Residential | Single Family Low Income | New | Space Heating | Natural Gas | Boiler | E5 | CCE | 3.7114 | 3.8256 | 2.7934 | 2.5745 | 2.5884 | 0 | 0 | 0 | 0 | 0 | 0 | 0 | 0 | 0 | 0 | 0 | 0 | 0 | 0 | 0 | 0 | 0 | 0 | 0 | 0 | 0 | 0 | 0 | 0 | 0 | 0 | 0 | 0
F1_Residential_Single Family Low Income_New_Space Heating_Natural Gas_Boiler_E6 | F1 | Residential | Single Family Low Income | New | Space Heating | Natural Gas | Boiler | E6 | CCE | 18.1141 | 18.6715 | 18.9939 | 17.5056 | 17.5997 | 0 | 0 | 0 | 0 | 0 | 0 | 0 | 0 | 0 | 0 | 0 | 0 | 0 | 0 | 0 | 0 | 0 | 0 | 0 | 0 | 0 | 0 | 0 | 0 | 0 | 0 | 0 | 0
F1_Residential_Single Family Low Income_New_Space Heating_Natural Gas_Boiler_E7 | F1 | Residential | Single Family Low Income | New | Space Heating | Natural Gas | Boiler | E7 | CCE | 5.126 | 5.2838 | 4.9765 | 4.5865 | 4.6112 | -25.1015 | -25.2381 | -25.3761 | -25.5156 | -25.6564 | -25.7992 | -25.9433 | -26.0891 | -26.2364 | -26.3857 | -26.5364 | -26.689 | -26.8431 | -26.9993 | -27.1573 | -27.317 | -27.4782 | -27.642 | -27.8075 | -27.975 | -28.144 | -28.3159 | -28.4894 | -28.6652 | -28.843 | -29.0234 | -29.2059 | -29.2059
F1_Residential_Single Family Low Income_New_Space Heating_Natural Gas_Boiler_E8 | F1 | Residential | Single Family Low Income | New | Space Heating | Natural Gas | Boiler | E8 | CCE | 4.6833 | 4.8274 | 4.5453 | 4.1891 | 4.2117 | -14.5526 | -14.6318 | -14.7117 | -14.7926 | -14.8743 | -14.957 | -15.0406 | -15.1251 | -15.2105 | -15.297 | -15.3845 | -15.4729 | -15.5622 | -15.6528 | -15.7444 | -15.837 | -15.9305 | -16.0254 | -16.1213 | -16.2184 | -16.3164 | -16.4161 | -16.5167 | -16.6186 | -16.7217 | -16.8263 | -16.9321 | -16.9321
F1_Residential_Single Family Low Income_New_Space Heating_Natural Gas_Boiler_E9 | F1 | Residential | Single Family Low Income | New | Space Heating | Natural Gas | Boiler | E9 | CCE | 0 | 0 | 0 | 0 | 0 | 0 | 0 | 0 | 0 | 0 | 0 | 0 | 0 | 0 | 0 | 0 | 0 | 0 | 0 | 0 | 0 | 0 | 0 | 0 | 0 | 0 | 0 | 0 | 0 | 0 | 0 | 0 | 0
F1_Residential_Single Family Low Income_New_Space Heating_Natural Gas_Boiler_E10 | F1 | Residential | Single Family Low Income | New | Space Heating | Natural Gas | Boiler | E10 | CCE | 0 | 0 | 0 | 0 | 0 | 0 | 0 | 0 | 0 | 0 | 0 | 0 | 0 | 0 | 0 | 0 | 0 | 0 | 0 | 0 | 0 | 0 | 0 | 0 | 0 | 0 | 0 | 0 | 0 | 0 | 0 | 0 | 0
F2_Residential_Single Family Low Income_New_Space Heating_Natural Gas_Boiler_E1 | F2 | Residential | Single Family Low Income | New | Space Heating | Natural Gas | Boiler | E1 | TRC BC Ratio | 1 | 1 | 0 | 0 | 0 | 0 | 0 | 0 | 0 | 0 | 0 | 0 | 0 | 0 | 0 | 0 | 0 | 0 | 0 | 0 | 0 | 0 | 0 | 0 | 0 | 0 | 0 | 0 | 0 | 0 | 0 | 0 | 0
F2_Residential_Single Family Low Income_New_Space Heating_Natural Gas_Boiler_E2 | F2 | Residential | Single Family Low Income | New | Space Heating | Natural Gas | Boiler | E2 | TRC BC Ratio | 0.21042 | 0.21062 | 1 | 1 | 1 | 0 | 0 | 0 | 0 | 0 | 0 | 0 | 0 | 0 | 0 | 0 | 0 | 0 | 0 | 0 | 0 | 0 | 0 | 0 | 0 | 0 | 0 | 0 | 0 | 0 | 0 | 0 | 0
F2_Residential_Single Family Low Income_New_Space Heating_Natural Gas_Boiler_E3 | F2 | Residential | Single Family Low Income | New | Space Heating | Natural Gas | Boiler | E3 | TRC BC Ratio | 0.1984 | 0.19858 | 0.18222 | 0.18256 | 0.18196 | 0 | 0 | 0 | 0 | 0 | 0 | 0 | 0 | 0 | 0 | 0 | 0 | 0 | 0 | 0 | 0 | 0 | 0 | 0 | 0 | 0 | 0 | 0 | 0 | 0 | 0 | 0 | 0
F2_Residential_Single Family Low Income_New_Space Heating_Natural Gas_Boiler_E4 | F2 | Residential | Single Family Low Income | New | Space Heating | Natural Gas | Boiler | E4 | TRC BC Ratio | 0.45604 | 0.45647 | 0.70738 | 0.70867 | 0.70636 | 0 | 0 | 0 | 0 | 0 | 0 | 0 | 0 | 0 | 0 | 0 | 0 | 0 | 0 | 0 | 0 | 0 | 0 | 0 | 0 | 0 | 0 | 0 | 0 | 0 | 0 | 0 | 0
F2_Residential_Single Family Low Income_New_Space Heating_Natural Gas_Boiler_E5 | F2 | Residential | Single Family Low Income | New | Space Heating | Natural Gas | Boiler | E5 | TRC BC Ratio | 0.5495 | 0.55001 | 0.74395 | 0.74531 | 0.74288 | 0 | 0 | 0 | 0 | 0 | 0 | 0 | 0 | 0 | 0 | 0 | 0 | 0 | 0 | 0 | 0 | 0 | 0 | 0 | 0 | 0 | 0 | 0 | 0 | 0 | 0 | 0 | 0
F2_Residential_Single Family Low Income_New_Space Heating_Natural Gas_Boiler_E6 | F2 | Residential | Single Family Low Income | New | Space Heating | Natural Gas | Boiler | E6 | TRC BC Ratio | 0.11301 | 0.11314 | 0.10972 | 0.1098 | 0.1098 | 1 | 1 | 1 | 1 | 1 | 1 | 1 | 1 | 1 | 1 | 1 | 1 | 1 | 1 | 1 | 1 | 1 | 1 | 1 | 1 | 1 | 1 | 1 | 1 | 1 | 1 | 1 | 1
F2_Residential_Single Family Low Income_New_Space Heating_Natural Gas_Boiler_E7 | F2 | Residential | Single Family Low Income | New | Space Heating | Natural Gas | Boiler | E7 | TRC BC Ratio | 0.39887 | 0.3993 | 0.41863 | 0.41925 | 0.41825 | 1 | 1 | 1 | 1 | 1 | 1 | 1 | 1 | 1 | 1 | 1 | 1 | 1 | 1 | 1 | 1 | 1 | 1 | 1 | 1 | 1 | 1 | 1 | 1 | 1 | 1 | 1 | 1
F2_Residential_Single Family Low Income_New_Space Heating_Natural Gas_Boiler_E8 | F2 | Residential | Single Family Low Income | New | Space Heating | Natural Gas | Boiler | E8 | TRC BC Ratio | 0.43625 | 0.4367 | 0.45801 | 0.45874 | 0.45753 | 1 | 1 | 1 | 1 | 1 | 1 | 1 | 1 | 1 | 1 | 1 | 1 | 1 | 1 | 1 | 1 | 1 | 1 | 1 | 1 | 1 | 1 | 1 | 1 | 1 | 1 | 1 | 1
F2_Residential_Single Family Low Income_New_Space Heating_Natural Gas_Boiler_E9 | F2 | Residential | Single Family Low Income | New | Space Heating | Natural Gas | Boiler | E9 | TRC BC Ratio | 0 | 0 | 0 | 0 | 0 | 0 | 0 | 0 | 0 | 0 | 0 | 0 | 0 | 0 | 0 | 0 | 0 | 0 | 0 | 0 | 0 | 0 | 0 | 0 | 0 | 0 | 0 | 0 | 0 | 0 | 0 | 0 | 0
F2_Residential_Single Family Low Income_New_Space Heating_Natural Gas_Boiler_E10 | F2 | Residential | Single Family Low Income | New | Space Heating | Natural Gas | Boiler | E10 | TRC BC Ratio | 0 | 0 | 0 | 0 | 0 | 0 | 0 | 0 | 0 | 0 | 0 | 0 | 0 | 0 | 0 | 0 | 0 | 0 | 0 | 0 | 0 | 0 | 0 | 0 | 0 | 0 | 0 | 0 | 0 | 0 | 0 | 0 | 0
F3_Residential_Single Family Low Income_New_Space Heating_Natural Gas_Boiler_E1 | F3 | Residential | Single Family Low Income | New | Space Heating | Natural Gas | Boiler | E1 | PACT BC Ratio | 1 | 1 | 0 | 0 | 0 | 0 | 0 | 0 | 0 | 0 | 0 | 0 | 0 | 0 | 0 | 0 | 0 | 0 | 0 | 0 | 0 | 0 | 0 | 0 | 0 | 0 | 0 | 0 | 0 | 0 | 0 | 0 | 0
F3_Residential_Single Family Low Income_New_Space Heating_Natural Gas_Boiler_E2 | F3 | Residential | Single Family Low Income | New | Space Heating | Natural Gas | Boiler | E2 | PACT BC Ratio | 0.21042 | 0.21062 | 1 | 1 | 1 | 0 | 0 | 0 | 0 | 0 | 0 | 0 | 0 | 0 | 0 | 0 | 0 | 0 | 0 | 0 | 0 | 0 | 0 | 0 | 0 | 0 | 0 | 0 | 0 | 0 | 0 | 0 | 0
F3_Residential_Single Family Low Income_New_Space Heating_Natural Gas_Boiler_E3 | F3 | Residential | Single Family Low Income | New | Space Heating | Natural Gas | Boiler | E3 | PACT BC Ratio | 0.1984 | 0.19858 | 0.18222 | 0.18256 | 0.18196 | 0 | 0 | 0 | 0 | 0 | 0 | 0 | 0 | 0 | 0 | 0 | 0 | 0 | 0 | 0 | 0 | 0 | 0 | 0 | 0 | 0 | 0 | 0 | 0 | 0 | 0 | 0 | 0
F3_Residential_Single Family Low Income_New_Space Heating_Natural Gas_Boiler_E4 | F3 | Residential | Single Family Low Income | New | Space Heating | Natural Gas | Boiler | E4 | PACT BC Ratio | 0.45604 | 0.45647 | 0.70738 | 0.70867 | 0.70636 | 0 | 0 | 0 | 0 | 0 | 0 | 0 | 0 | 0 | 0 | 0 | 0 | 0 | 0 | 0 | 0 | 0 | 0 | 0 | 0 | 0 | 0 | 0 | 0 | 0 | 0 | 0 | 0
F3_Residential_Single Family Low Income_New_Space Heating_Natural Gas_Boiler_E5 | F3 | Residential | Single Family Low Income | New | Space Heating | Natural Gas | Boiler | E5 | PACT BC Ratio | 0.5495 | 0.55001 | 0.74395 | 0.74531 | 0.74288 | 0 | 0 | 0 | 0 | 0 | 0 | 0 | 0 | 0 | 0 | 0 | 0 | 0 | 0 | 0 | 0 | 0 | 0 | 0 | 0 | 0 | 0 | 0 | 0 | 0 | 0 | 0 | 0
F3_Residential_Single Family Low Income_New_Space Heating_Natural Gas_Boiler_E6 | F3 | Residential | Single Family Low Income | New | Space Heating | Natural Gas | Boiler | E6 | PACT BC Ratio | 0.11301 | 0.11314 | 0.10972 | 0.1098 | 0.1098 | 1 | 1 | 1 | 1 | 1 | 1 | 1 | 1 | 1 | 1 | 1 | 1 | 1 | 1 | 1 | 1 | 1 | 1 | 1 | 1 | 1 | 1 | 1 | 1 | 1 | 1 | 1 | 1
F3_Residential_Single Family Low Income_New_Space Heating_Natural Gas_Boiler_E7 | F3 | Residential | Single Family Low Income | New | Space Heating | Natural Gas | Boiler | E7 | PACT BC Ratio | 0.39887 | 0.3993 | 0.41863 | 0.41925 | 0.41825 | 1 | 1 | 1 | 1 | 1 | 1 | 1 | 1 | 1 | 1 | 1 | 1 | 1 | 1 | 1 | 1 | 1 | 1 | 1 | 1 | 1 | 1 | 1 | 1 | 1 | 1 | 1 | 1
F3_Residential_Single Family Low Income_New_Space Heating_Natural Gas_Boiler_E8 | F3 | Residential | Single Family Low Income | New | Space Heating | Natural Gas | Boiler | E8 | PACT BC Ratio | 0.43625 | 0.4367 | 0.45801 | 0.45874 | 0.45753 | 1 | 1 | 1 | 1 | 1 | 1 | 1 | 1 | 1 | 1 | 1 | 1 | 1 | 1 | 1 | 1 | 1 | 1 | 1 | 1 | 1 | 1 | 1 | 1 | 1 | 1 | 1 | 1
F3_Residential_Single Family Low Income_New_Space Heating_Natural Gas_Boiler_E9 | F3 | Residential | Single Family Low Income | New | Space Heating | Natural Gas | Boiler | E9 | PACT BC Ratio | 0 | 0 | 0 | 0 | 0 | 0 | 0 | 0 | 0 | 0 | 0 | 0 | 0 | 0 | 0 | 0 | 0 | 0 | 0 | 0 | 0 | 0 | 0 | 0 | 0 | 0 | 0 | 0 | 0 | 0 | 0 | 0 | 0
F3_Residential_Single Family Low Income_New_Space Heating_Natural Gas_Boiler_E10 | F3 | Residential | Single Family Low Income | New | Space Heating | Natural Gas | Boiler | E10 | PACT BC Ratio | 0 | 0 | 0 | 0 | 0 | 0 | 0 | 0 | 0 | 0 | 0 | 0 | 0 | 0 | 0 | 0 | 0 | 0 | 0 | 0 | 0 | 0 | 0 | 0 | 0 | 0 | 0 | 0 | 0 | 0 | 0 | 0 | 0
F4_Residential_Single Family Low Income_New_Space Heating_Natural Gas_Boiler_E1 | F4 | Residential | Single Family Low Income | New | Space Heating | Natural Gas | Boiler | E1 | RVT BC Ratio | 1 | 1 | 0 | 0 | 0 | 0 | 0 | 0 | 0 | 0 | 0 | 0 | 0 | 0 | 0 | 0 | 0 | 0 | 0 | 0 | 0 | 0 | 0 | 0 | 0 | 0 | 0 | 0 | 0 | 0 | 0 | 0 | 0
F4_Residential_Single Family Low Income_New_Space Heating_Natural Gas_Boiler_E2 | F4 | Residential | Single Family Low Income | New | Space Heating | Natural Gas | Boiler | E2 | RVT BC Ratio | 1.2521 | 1.2523 | 1 | 1 | 1 | 0 | 0 | 0 | 0 | 0 | 0 | 0 | 0 | 0 | 0 | 0 | 0 | 0 | 0 | 0 | 0 | 0 | 0 | 0 | 0 | 0 | 0 | 0 | 0 | 0 | 0 | 0 | 0
F4_Residential_Single Family Low Income_New_Space Heating_Natural Gas_Boiler_E3 | F4 | Residential | Single Family Low Income | New | Space Heating | Natural Gas | Boiler | E3 | RVT BC Ratio | 1.2377 | 1.2379 | 1.2183 | 1.2187 | 1.218 | 0 | 0 | 0 | 0 | 0 | 0 | 0 | 0 | 0 | 0 | 0 | 0 | 0 | 0 | 0 | 0 | 0 | 0 | 0 | 0 | 0 | 0 | 0 | 0 | 0 | 0 | 0 | 0
F4_Residential_Single Family Low Income_New_Space Heating_Natural Gas_Boiler_E4 | F4 | Residential | Single Family Low Income | New | Space Heating | Natural Gas | Boiler | E4 | RVT BC Ratio | 1.5464 | 1.5469 | 1.8475 | 1.849 | 1.8463 | 0 | 0 | 0 | 0 | 0 | 0 | 0 | 0 | 0 | 0 | 0 | 0 | 0 | 0 | 0 | 0 | 0 | 0 | 0 | 0 | 0 | 0 | 0 | 0 | 0 | 0 | 0 | 0
F4_Residential_Single Family Low Income_New_Space Heating_Natural Gas_Boiler_E5 | F4 | Residential | Single Family Low Income | New | Space Heating | Natural Gas | Boiler | E5 | RVT BC Ratio | 1.6583 | 1.6589 | 1.8913 | 1.8929 | 1.89 | 0 | 0 | 0 | 0 | 0 | 0 | 0 | 0 | 0 | 0 | 0 | 0 | 0 | 0 | 0 | 0 | 0 | 0 | 0 | 0 | 0 | 0 | 0 | 0 | 0 | 0 | 0 | 0
F4_Residential_Single Family Low Income_New_Space Heating_Natural Gas_Boiler_E6 | F4 | Residential | Single Family Low Income | New | Space Heating | Natural Gas | Boiler | E6 | RVT BC Ratio | 1.1354 | 1.1355 | 1.1314 | 1.1316 | 1.1315 | 1 | 1 | 1 | 1 | 1 | 1 | 1 | 1 | 1 | 1 | 1 | 1 | 1 | 1 | 1 | 1 | 1 | 1 | 1 | 1 | 1 | 1 | 1 | 1 | 1 | 1 | 1 | 1
F4_Residential_Single Family Low Income_New_Space Heating_Natural Gas_Boiler_E7 | F4 | Residential | Single Family Low Income | New | Space Heating | Natural Gas | Boiler | E7 | RVT BC Ratio | 1.4779 | 1.4784 | 1.5016 | 1.5023 | 1.5011 | 1 | 1 | 1 | 1 | 1 | 1 | 1 | 1 | 1 | 1 | 1 | 1 | 1 | 1 | 1 | 1 | 1 | 1 | 1 | 1 | 1 | 1 | 1 | 1 | 1 | 1 | 1 | 1
F4_Residential_Single Family Low Income_New_Space Heating_Natural Gas_Boiler_E8 | F4 | Residential | Single Family Low Income | New | Space Heating | Natural Gas | Boiler | E8 | RVT BC Ratio | 1.5227 | 1.5232 | 1.5487 | 1.5496 | 1.5481 | 1 | 1 | 1 | 1 | 1 | 1 | 1 | 1 | 1 | 1 | 1 | 1 | 1 | 1 | 1 | 1 | 1 | 1 | 1 | 1 | 1 | 1 | 1 | 1 | 1 | 1 | 1 | 1
F4_Residential_Single Family Low Income_New_Space Heating_Natural Gas_Boiler_E9 | F4 | Residential | Single Family Low Income | New | Space Heating | Natural Gas | Boiler | E9 | RVT BC Ratio | 0 | 0 | 0 | 0 | 0 | 0 | 0 | 0 | 0 | 0 | 0 | 0 | 0 | 0 | 0 | 0 | 0 | 0 | 0 | 0 | 0 | 0 | 0 | 0 | 0 | 0 | 0 | 0 | 0 | 0 | 0 | 0 | 0
F4_Residential_Single Family Low Income_New_Space Heating_Natural Gas_Boiler_E10 | F4 | Residential | Single Family Low Income | New | Space Heating | Natural Gas | Boiler | E10 | RVT BC Ratio | 0 | 0 | 0 | 0 | 0 | 0 | 0 | 0 | 0 | 0 | 0 | 0 | 0 | 0 | 0 | 0 | 0 | 0 | 0 | 0 | 0 | 0 | 0 | 0 | 0 | 0 | 0 | 0 | 0 | 0 | 0 | 0 | 0
F5_Residential_Single Family Low Income_New_Space Heating_Natural Gas_Boiler_E1 | F5 | Residential | Single Family Low Income | New | Space Heating | Natural Gas | Boiler | E1 | RIM BC Ratio | 1 | 1 | 0 | 0 | 0 | 0 | 0 | 0 | 0 | 0 | 0 | 0 | 0 | 0 | 0 | 0 | 0 | 0 | 0 | 0 | 0 | 0 | 0 | 0 | 0 | 0 | 0 | 0 | 0 | 0 | 0 | 0 | 0
F5_Residential_Single Family Low Income_New_Space Heating_Natural Gas_Boiler_E2 | F5 | Residential | Single Family Low Income | New | Space Heating | Natural Gas | Boiler | E2 | RIM BC Ratio | 0.17389 | 0.17402 | 1 | 1 | 1 | 0 | 0 | 0 | 0 | 0 | 0 | 0 | 0 | 0 | 0 | 0 | 0 | 0 | 0 | 0 | 0 | 0 | 0 | 0 | 0 | 0 | 0 | 0 | 0 | 0 | 0 | 0 | 0
F5_Residential_Single Family Low Income_New_Space Heating_Natural Gas_Boiler_E3 | F5 | Residential | Single Family Low Income | New | Space Heating | Natural Gas | Boiler | E3 | RIM BC Ratio | 0.1656 | 0.16573 | 0.15417 | 0.15441 | 0.15399 | 0 | 0 | 0 | 0 | 0 | 0 | 0 | 0 | 0 | 0 | 0 | 0 | 0 | 0 | 0 | 0 | 0 | 0 | 0 | 0 | 0 | 0 | 0 | 0 | 0 | 0 | 0 | 0
F5_Residential_Single Family Low Income_New_Space Heating_Natural Gas_Boiler_E4 | F5 | Residential | Single Family Low Income | New | Space Heating | Natural Gas | Boiler | E4 | RIM BC Ratio | 0.31337 | 0.31357 | 0.41458 | 0.41503 | 0.41423 | 0 | 0 | 0 | 0 | 0 | 0 | 0 | 0 | 0 | 0 | 0 | 0 | 0 | 0 | 0 | 0 | 0 | 0 | 0 | 0 | 0 | 0 | 0 | 0 | 0 | 0 | 0 | 0
F5_Residential_Single Family Low Income_New_Space Heating_Natural Gas_Boiler_E5 | F5 | Residential | Single Family Low Income | New | Space Heating | Natural Gas | Boiler | E5 | RIM BC Ratio | 0.35483 | 0.35504 | 0.42688 | 0.42733 | 0.42653 | 0 | 0 | 0 | 0 | 0 | 0 | 0 | 0 | 0 | 0 | 0 | 0 | 0 | 0 | 0 | 0 | 0 | 0 | 0 | 0 | 0 | 0 | 0 | 0 | 0 | 0 | 0 | 0
F5_Residential_Single Family Low Income_New_Space Heating_Natural Gas_Boiler_E6 | F5 | Residential | Single Family Low Income | New | Space Heating | Natural Gas | Boiler | E6 | RIM BC Ratio | 0.10155 | 0.10165 | 0.098886 | 0.098956 | 0.098952 | 1 | 1 | 1 | 1 | 1 | 1 | 1 | 1 | 1 | 1 | 1 | 1 | 1 | 1 | 1 | 1 | 1 | 1 | 1 | 1 | 1 | 1 | 1 | 1 | 1 | 1 | 1 | 1
F5_Residential_Single Family Low Income_New_Space Heating_Natural Gas_Boiler_E7 | F5 | Residential | Single Family Low Income | New | Space Heating | Natural Gas | Boiler | E7 | RIM BC Ratio | 0.28527 | 0.28549 | 0.29524 | 0.29554 | 0.29505 | 1 | 1 | 1 | 1 | 1 | 1 | 1 | 1 | 1 | 1 | 1 | 1 | 1 | 1 | 1 | 1 | 1 | 1 | 1 | 1 | 1 | 1 | 1 | 1 | 1 | 1 | 1 | 1
F5_Residential_Single Family Low Income_New_Space Heating_Natural Gas_Boiler_E8 | F5 | Residential | Single Family Low Income | New | Space Heating | Natural Gas | Boiler | E8 | RIM BC Ratio | 0.30389 | 0.30411 | 0.3143 | 0.31463 | 0.31407 | 1 | 1 | 1 | 1 | 1 | 1 | 1 | 1 | 1 | 1 | 1 | 1 | 1 | 1 | 1 | 1 | 1 | 1 | 1 | 1 | 1 | 1 | 1 | 1 | 1 | 1 | 1 | 1
F5_Residential_Single Family Low Income_New_Space Heating_Natural Gas_Boiler_E9 | F5 | Residential | Single Family Low Income | New | Space Heating | Natural Gas | Boiler | E9 | RIM BC Ratio | 0 | 0 | 0 | 0 | 0 | 0 | 0 | 0 | 0 | 0 | 0 | 0 | 0 | 0 | 0 | 0 | 0 | 0 | 0 | 0 | 0 | 0 | 0 | 0 | 0 | 0 | 0 | 0 | 0 | 0 | 0 | 0 | 0
F5_Residential_Single Family Low Income_New_Space Heating_Natural Gas_Boiler_E10 | F5 | Residential | Single Family Low Income | New | Space Heating | Natural Gas | Boiler | E10 | RIM BC Ratio | 0 | 0 | 0 | 0 | 0 | 0 | 0 | 0 | 0 | 0 | 0 | 0 | 0 | 0 | 0 | 0 | 0 | 0 | 0 | 0 | 0 | 0 | 0 | 0 | 0 | 0 | 0 | 0 | 0 | 0 | 0 | 0 | 0
F0_Residential_Single Family Low Income_New_Secondary Heating_Natural Gas_Fireplace_E0 | F0 | Residential | Single Family Low Income | New | Secondary Heating | Natural Gas | Fireplace | E0 | Economic Unit | Tier 2 (>75% FE) | Tier 2 (>75% FE) | Tier 2 (>75% FE) | Tier 2 (>75% FE) | Tier 2 (>75% FE) | Tier 2 (>75% FE) | Tier 2 (>75% FE) | Tier 2 (>75% FE) | Tier 2 (>75% FE) | Tier 2 (>75% FE) | Tier 2 (>75% FE) | Tier 2 (>75% FE) | Tier 2 (>75% FE) | Tier 2 (>75% FE) | Tier 2 (>75% FE) | Tier 2 (>75% FE) | Tier 2 (>75% FE) | Tier 2 (>75% FE) | Tier 2 (>75% FE) | Tier 2 (>75% FE) | Tier 2 (>75% FE) | Tier 2 (>75% FE) | Tier 2 (>75% FE) | Tier 2 (>75% FE) | Tier 2 (>75% FE) | Tier 2 (>75% FE) | Tier 2 (>75% FE) | Tier 2 (>75% FE) | Tier 2 (>75% FE) | Tier 2 (>75% FE) | Tier 2 (>75% FE) | Tier 2 (>75% FE) | Tier 2 (>75% FE)
F1_Residential_Single Family Low Income_New_Secondary Heating_Natural Gas_Fireplace_E1 | F1 | Residential | Single Family Low Income | New | Secondary Heating | Natural Gas | Fireplace | E1 | CCE | 0 | 0 | 0 | 0 | 0 | 0 | 0 | 0 | 0 | 0 | 0 | 0 | 0 | 0 | 0 | 0 | 0 | 0 | 0 | 0 | 0 | 0 | 0 | 0 | 0 | 0 | 0 | 0 | 0 | 0 | 0 | 0 | 0
F1_Residential_Single Family Low Income_New_Secondary Heating_Natural Gas_Fireplace_E2 | F1 | Residential | Single Family Low Income | New | Secondary Heating | Natural Gas | Fireplace | E2 | CCE | 2.4734 | 2.5495 | 2.5044 | 2.302 | 2.3082 | 2.3144 | 2.3207 | 2.327 | 2.3334 | 2.3399 | 2.3463 | 2.3529 | 2.3595 | 2.3661 | 2.3729 | 2.3796 | 2.3865 | 2.3933 | 2.4003 | 2.4073 | 2.4144 | 2.4215 | 2.4287 | 2.436 | 2.4433 | 2.4507 | 2.4581 | 2.4657 | 2.4732 | 2.4809 | 2.4887 | 2.4965 | 2.4965
F1_Residential_Single Family Low Income_New_Secondary Heating_Natural Gas_Fireplace_E3 | F1 | Residential | Single Family Low Income | New | Secondary Heating | Natural Gas | Fireplace | E3 | CCE | 2.488 | 2.5646 | 2.5192 | 2.3156 | 2.3218 | 2.3281 | 2.3344 | 2.3408 | 2.3472 | 2.3537 | 2.3602 | 2.3668 | 2.3734 | 2.3801 | 2.3869 | 2.3937 | 2.4006 | 2.4075 | 2.4145 | 2.4215 | 2.4287 | 2.4358 | 2.4431 | 2.4504 | 2.4577 | 2.4651 | 2.4727 | 2.4802 | 2.4879 | 2.4956 | 2.5034 | 2.5112 | 2.5112
F1_Residential_Single Family Low Income_New_Secondary Heating_Natural Gas_Fireplace_E4 | F1 | Residential | Single Family Low Income | New | Secondary Heating | Natural Gas | Fireplace | E4 | CCE | 0 | 0 | 0 | 0 | 0 | 0 | 0 | 0 | 0 | 0 | 0 | 0 | 0 | 0 | 0 | 0 | 0 | 0 | 0 | 0 | 0 | 0 | 0 | 0 | 0 | 0 | 0 | 0 | 0 | 0 | 0 | 0 | 0
F1_Residential_Single Family Low Income_New_Secondary Heating_Natural Gas_Fireplace_E5 | F1 | Residential | Single Family Low Income | New | Secondary Heating | Natural Gas | Fireplace | E5 | CCE | 0 | 0 | 0 | 0 | 0 | 0 | 0 | 0 | 0 | 0 | 0 | 0 | 0 | 0 | 0 | 0 | 0 | 0 | 0 | 0 | 0 | 0 | 0 | 0 | 0 | 0 | 0 | 0 | 0 | 0 | 0 | 0 | 0
F1_Residential_Single Family Low Income_New_Secondary Heating_Natural Gas_Fireplace_E6 | F1 | Residential | Single Family Low Income | New | Secondary Heating | Natural Gas | Fireplace | E6 | CCE | 0 | 0 | 0 | 0 | 0 | 0 | 0 | 0 | 0 | 0 | 0 | 0 | 0 | 0 | 0 | 0 | 0 | 0 | 0 | 0 | 0 | 0 | 0 | 0 | 0 | 0 | 0 | 0 | 0 | 0 | 0 | 0 | 0
F1_Residential_Single Family Low Income_New_Secondary Heating_Natural Gas_Fireplace_E7 | F1 | Residential | Single Family Low Income | New | Secondary Heating | Natural Gas | Fireplace | E7 | CCE | 0 | 0 | 0 | 0 | 0 | 0 | 0 | 0 | 0 | 0 | 0 | 0 | 0 | 0 | 0 | 0 | 0 | 0 | 0 | 0 | 0 | 0 | 0 | 0 | 0 | 0 | 0 | 0 | 0 | 0 | 0 | 0 | 0
F1_Residential_Single Family Low Income_New_Secondary Heating_Natural Gas_Fireplace_E8 | F1 | Residential | Single Family Low Income | New | Secondary Heating | Natural Gas | Fireplace | E8 | CCE | 0 | 0 | 0 | 0 | 0 | 0 | 0 | 0 | 0 | 0 | 0 | 0 | 0 | 0 | 0 | 0 | 0 | 0 | 0 | 0 | 0 | 0 | 0 | 0 | 0 | 0 | 0 | 0 | 0 | 0 | 0 | 0 | 0
F1_Residential_Single Family Low Income_New_Secondary Heating_Natural Gas_Fireplace_E9 | F1 | Residential | Single Family Low Income | New | Secondary Heating | Natural Gas | Fireplace | E9 | CCE | 0 | 0 | 0 | 0 | 0 | 0 | 0 | 0 | 0 | 0 | 0 | 0 | 0 | 0 | 0 | 0 | 0 | 0 | 0 | 0 | 0 | 0 | 0 | 0 | 0 | 0 | 0 | 0 | 0 | 0 | 0 | 0 | 0
F1_Residential_Single Family Low Income_New_Secondary Heating_Natural Gas_Fireplace_E10 | F1 | Residential | Single Family Low Income | New | Secondary Heating | Natural Gas | Fireplace | E10 | CCE | 0 | 0 | 0 | 0 | 0 | 0 | 0 | 0 | 0 | 0 | 0 | 0 | 0 | 0 | 0 | 0 | 0 | 0 | 0 | 0 | 0 | 0 | 0 | 0 | 0 | 0 | 0 | 0 | 0 | 0 | 0 | 0 | 0
F2_Residential_Single Family Low Income_New_Secondary Heating_Natural Gas_Fireplace_E1 | F2 | Residential | Single Family Low Income | New | Secondary Heating | Natural Gas | Fireplace | E1 | TRC BC Ratio | bar: 2019 to 2051
F2_Residential_Single Family Low Income_New_Secondary Heating_Natural Gas_Fireplace_E2 | F2 | Residential | Single Family Low Income | New | Secondary Heating | Natural Gas | Fireplace | E2 | TRC BC Ratio | 0.65651 | 0.65876 | 0.66285 | 0.66632 | 0.66548 | 0.66721 | 0.67132 | 0.67487 | 0.67922 | 0.68335 | 0.68738 | 0.69121 | 0.69533 | 0.69925 | 0.70255 | 0.70548 | 0.70797 | 0.71019 | 0.71179 | 0.71305 | 0.71342 | 0.71309 | 0.7122 | 0.71114 | 0.70942 | 0.70723 | 0.70459 | 0.7016 | 0.69785 | 0.69372 | 0.68882 | 0.68355 | 0.67725
F2_Residential_Single Family Low Income_New_Secondary Heating_Natural Gas_Fireplace_E3 | F2 | Residential | Single Family Low Income | New | Secondary Heating | Natural Gas | Fireplace | E3 | TRC BC Ratio | 0.65266 | 0.65489 | 0.65896 | 0.66241 | 0.66157 | 0.66329 | 0.66738 | 0.6709 | 0.67523 | 0.67934 | 0.68335 | 0.68714 | 0.69125 | 0.69514 | 0.69842 | 0.70134 | 0.70381 | 0.70602 | 0.70761 | 0.70886 | 0.70923 | 0.7089 | 0.70801 | 0.70696 | 0.70525 | 0.70308 | 0.70045 | 0.69748 | 0.69376 | 0.68964 | 0.68477 | 0.67953 | 0.67327
F2_Residential_Single Family Low Income_New_Secondary Heating_Natural Gas_Fireplace_E4 | F2 | Residential | Single Family Low Income | New | Secondary Heating | Natural Gas | Fireplace | E4 | TRC BC Ratio | 0 | 0 | 0 | 0 | 0 | 0 | 0 | 0 | 0 | 0 | 0 | 0 | 0 | 0 | 0 | 0 | 0 | 0 | 0 | 0 | 0 | 0 | 0 | 0 | 0 | 0 | 0 | 0 | 0 | 0 | 0 | 0 | 0
F2_Residential_Single Family Low Income_New_Secondary Heating_Natural Gas_Fireplace_E5 | F2 | Residential | Single Family Low Income | New | Secondary Heating | Natural Gas | Fireplace | E5 | TRC BC Ratio | 0 | 0 | 0 | 0 | 0 | 0 | 0 | 0 | 0 | 0 | 0 | 0 | 0 | 0 | 0 | 0 | 0 | 0 | 0 | 0 | 0 | 0 | 0 | 0 | 0 | 0 | 0 | 0 | 0 | 0 | 0 | 0 | 0
F2_Residential_Single Family Low Income_New_Secondary Heating_Natural Gas_Fireplace_E6 | F2 | Residential | Single Family Low Income | New | Secondary Heating | Natural Gas | Fireplace | E6 | TRC BC Ratio | 0 | 0 | 0 | 0 | 0 | 0 | 0 | 0 | 0 | 0 | 0 | 0 | 0 | 0 | 0 | 0 | 0 | 0 | 0 | 0 | 0 | 0 | 0 | 0 | 0 | 0 | 0 | 0 | 0 | 0 | 0 | 0 | 0
F2_Residential_Single Family Low Income_New_Secondary Heating_Natural Gas_Fireplace_E7 | F2 | Residential | Single Family Low Income | New | Secondary Heating | Natural Gas | Fireplace | E7 | TRC BC Ratio | 0 | 0 | 0 | 0 | 0 | 0 | 0 | 0 | 0 | 0 | 0 | 0 | 0 | 0 | 0 | 0 | 0 | 0 | 0 | 0 | 0 | 0 | 0 | 0 | 0 | 0 | 0 | 0 | 0 | 0 | 0 | 0 | 0
F2_Residential_Single Family Low Income_New_Secondary Heating_Natural Gas_Fireplace_E8 | F2 | Residential | Single Family Low Income | New | Secondary Heating | Natural Gas | Fireplace | E8 | TRC BC Ratio | 0 | 0 | 0 | 0 | 0 | 0 | 0 | 0 | 0 | 0 | 0 | 0 | 0 | 0 | 0 | 0 | 0 | 0 | 0 | 0 | 0 | 0 | 0 | 0 | 0 | 0 | 0 | 0 | 0 | 0 | 0 | 0 | 0
F2_Residential_Single Family Low Income_New_Secondary Heating_Natural Gas_Fireplace_E9 | F2 | Residential | Single Family Low Income | New | Secondary Heating | Natural Gas | Fireplace | E9 | TRC BC Ratio | 0 | 0 | 0 | 0 | 0 | 0 | 0 | 0 | 0 | 0 | 0 | 0 | 0 | 0 | 0 | 0 | 0 | 0 | 0 | 0 | 0 | 0 | 0 | 0 | 0 | 0 | 0 | 0 | 0 | 0 | 0 | 0 | 0
F2_Residential_Single Family Low Income_New_Secondary Heating_Natural Gas_Fireplace_E10 | F2 | Residential | Single Family Low Income | New | Secondary Heating | Natural Gas | Fireplace | E10 | TRC BC Ratio | 0 | 0 | 0 | 0 | 0 | 0 | 0 | 0 | 0 | 0 | 0 | 0 | 0 | 0 | 0 | 0 | 0 | 0 | 0 | 0 | 0 | 0 | 0 | 0 | 0 | 0 | 0 | 0 | 0 | 0 | 0 | 0 | 0
F3_Residential_Single Family Low Income_New_Secondary Heating_Natural Gas_Fireplace_E1 | F3 | Residential | Single Family Low Income | New | Secondary Heating | Natural Gas | Fireplace | E1 | PACT BC Ratio | bar: 2019 to 2051
F3_Residential_Single Family Low Income_New_Secondary Heating_Natural Gas_Fireplace_E2 | F3 | Residential | Single Family Low Income | New | Secondary Heating | Natural Gas | Fireplace | E2 | PACT BC Ratio | 1.202 | 1.2061 | 1.2136 | 1.2199 | 1.2184 | 1.2216 | 1.2291 | 1.2356 | 1.2436 | 1.2511 | 1.2585 | 1.2655 | 1.2731 | 1.2802 | 1.2863 | 1.2916 | 1.2962 | 1.3003 | 1.3032 | 1.3055 | 1.3062 | 1.3056 | 1.3039 | 1.302 | 1.2988 | 1.2948 | 1.29 | 1.2845 | 1.2777 | 1.2701 | 1.2611 | 1.2515 | 1.24
F3_Residential_Single Family Low Income_New_Secondary Heating_Natural Gas_Fireplace_E3 | F3 | Residential | Single Family Low Income | New | Secondary Heating | Natural Gas | Fireplace | E3 | PACT BC Ratio | 1.1949 | 1.199 | 1.2065 | 1.2128 | 1.2112 | 1.2144 | 1.2219 | 1.2283 | 1.2363 | 1.2438 | 1.2511 | 1.2581 | 1.2656 | 1.2727 | 1.2787 | 1.2841 | 1.2886 | 1.2926 | 1.2955 | 1.2978 | 1.2985 | 1.2979 | 1.2963 | 1.2943 | 1.2912 | 1.2872 | 1.2824 | 1.277 | 1.2702 | 1.2626 | 1.2537 | 1.2441 | 1.2327
F3_Residential_Single Family Low Income_New_Secondary Heating_Natural Gas_Fireplace_E4 | F3 | Residential | Single Family Low Income | New | Secondary Heating | Natural Gas | Fireplace | E4 | PACT BC Ratio | 0 | 0 | 0 | 0 | 0 | 0 | 0 | 0 | 0 | 0 | 0 | 0 | 0 | 0 | 0 | 0 | 0 | 0 | 0 | 0 | 0 | 0 | 0 | 0 | 0 | 0 | 0 | 0 | 0 | 0 | 0 | 0 | 0
F3_Residential_Single Family Low Income_New_Secondary Heating_Natural Gas_Fireplace_E5 | F3 | Residential | Single Family Low Income | New | Secondary Heating | Natural Gas | Fireplace | E5 | PACT BC Ratio | 0 | 0 | 0 | 0 | 0 | 0 | 0 | 0 | 0 | 0 | 0 | 0 | 0 | 0 | 0 | 0 | 0 | 0 | 0 | 0 | 0 | 0 | 0 | 0 | 0 | 0 | 0 | 0 | 0 | 0 | 0 | 0 | 0
F3_Residential_Single Family Low Income_New_Secondary Heating_Natural Gas_Fireplace_E6 | F3 | Residential | Single Family Low Income | New | Secondary Heating | Natural Gas | Fireplace | E6 | PACT BC Ratio | 0 | 0 | 0 | 0 | 0 | 0 | 0 | 0 | 0 | 0 | 0 | 0 | 0 | 0 | 0 | 0 | 0 | 0 | 0 | 0 | 0 | 0 | 0 | 0 | 0 | 0 | 0 | 0 | 0 | 0 | 0 | 0 | 0
F3_Residential_Single Family Low Income_New_Secondary Heating_Natural Gas_Fireplace_E7 | F3 | Residential | Single Family Low Income | New | Secondary Heating | Natural Gas | Fireplace | E7 | PACT BC Ratio | 0 | 0 | 0 | 0 | 0 | 0 | 0 | 0 | 0 | 0 | 0 | 0 | 0 | 0 | 0 | 0 | 0 | 0 | 0 | 0 | 0 | 0 | 0 | 0 | 0 | 0 | 0 | 0 | 0 | 0 | 0 | 0 | 0
F3_Residential_Single Family Low Income_New_Secondary Heating_Natural Gas_Fireplace_E8 | F3 | Residential | Single Family Low Income | New | Secondary Heating | Natural Gas | Fireplace | E8 | PACT BC Ratio | 0 | 0 | 0 | 0 | 0 | 0 | 0 | 0 | 0 | 0 | 0 | 0 | 0 | 0 | 0 | 0 | 0 | 0 | 0 | 0 | 0 | 0 | 0 | 0 | 0 | 0 | 0 | 0 | 0 | 0 | 0 | 0 | 0
F3_Residential_Single Family Low Income_New_Secondary Heating_Natural Gas_Fireplace_E9 | F3 | Residential | Single Family Low Income | New | Secondary Heating | Natural Gas | Fireplace | E9 | PACT BC Ratio | 0 | 0 | 0 | 0 | 0 | 0 | 0 | 0 | 0 | 0 | 0 | 0 | 0 | 0 | 0 | 0 | 0 | 0 | 0 | 0 | 0 | 0 | 0 | 0 | 0 | 0 | 0 | 0 | 0 | 0 | 0 | 0 | 0
F3_Residential_Single Family Low Income_New_Secondary Heating_Natural Gas_Fireplace_E10 | F3 | Residential | Single Family Low Income | New | Secondary Heating | Natural Gas | Fireplace | E10 | PACT BC Ratio | 0 | 0 | 0 | 0 | 0 | 0 | 0 | 0 | 0 | 0 | 0 | 0 | 0 | 0 | 0 | 0 | 0 | 0 | 0 | 0 | 0 | 0 | 0 | 0 | 0 | 0 | 0 | 0 | 0 | 0 | 0 | 0 | 0
F4_Residential_Single Family Low Income_New_Secondary Heating_Natural Gas_Fireplace_E1 | F4 | Residential | Single Family Low Income | New | Secondary Heating | Natural Gas | Fireplace | E1 | RVT BC Ratio | bar: 2019 to 2051
F4_Residential_Single Family Low Income_New_Secondary Heating_Natural Gas_Fireplace_E2 | F4 | Residential | Single Family Low Income | New | Secondary Heating | Natural Gas | Fireplace | E2 | RVT BC Ratio | 1.242 | 1.2447 | 1.2496 | 1.2537 | 1.2527 | 1.2548 | 1.2597 | 1.264 | 1.2692 | 1.2741 | 1.279 | 1.2835 | 1.2885 | 1.2932 | 1.2971 | 1.3006 | 1.3036 | 1.3063 | 1.3082 | 1.3097 | 1.3102 | 1.3098 | 1.3087 | 1.3074 | 1.3054 | 1.3027 | 1.2996 | 1.296 | 1.2915 | 1.2865 | 1.2807 | 1.2744 | 1.2668
F4_Residential_Single Family Low Income_New_Secondary Heating_Natural Gas_Fireplace_E3 | F4 | Residential | Single Family Low Income | New | Secondary Heating | Natural Gas | Fireplace | E3 | RVT BC Ratio | 1.2374 | 1.24 | 1.2449 | 1.249 | 1.248 | 1.2501 | 1.255 | 1.2592 | 1.2644 | 1.2693 | 1.2741 | 1.2787 | 1.2836 | 1.2883 | 1.2922 | 1.2957 | 1.2986 | 1.3013 | 1.3032 | 1.3047 | 1.3051 | 1.3047 | 1.3037 | 1.3024 | 1.3004 | 1.2978 | 1.2946 | 1.2911 | 1.2866 | 1.2817 | 1.2758 | 1.2696 | 1.2621
F4_Residential_Single Family Low Income_New_Secondary Heating_Natural Gas_Fireplace_E4 | F4 | Residential | Single Family Low Income | New | Secondary Heating | Natural Gas | Fireplace | E4 | RVT BC Ratio | 0 | 0 | 0 | 0 | 0 | 0 | 0 | 0 | 0 | 0 | 0 | 0 | 0 | 0 | 0 | 0 | 0 | 0 | 0 | 0 | 0 | 0 | 0 | 0 | 0 | 0 | 0 | 0 | 0 | 0 | 0 | 0 | 0
F4_Residential_Single Family Low Income_New_Secondary Heating_Natural Gas_Fireplace_E5 | F4 | Residential | Single Family Low Income | New | Secondary Heating | Natural Gas | Fireplace | E5 | RVT BC Ratio | 0 | 0 | 0 | 0 | 0 | 0 | 0 | 0 | 0 | 0 | 0 | 0 | 0 | 0 | 0 | 0 | 0 | 0 | 0 | 0 | 0 | 0 | 0 | 0 | 0 | 0 | 0 | 0 | 0 | 0 | 0 | 0 | 0
F4_Residential_Single Family Low Income_New_Secondary Heating_Natural Gas_Fireplace_E6 | F4 | Residential | Single Family Low Income | New | Secondary Heating | Natural Gas | Fireplace | E6 | RVT BC Ratio | 0 | 0 | 0 | 0 | 0 | 0 | 0 | 0 | 0 | 0 | 0 | 0 | 0 | 0 | 0 | 0 | 0 | 0 | 0 | 0 | 0 | 0 | 0 | 0 | 0 | 0 | 0 | 0 | 0 | 0 | 0 | 0 | 0
F4_Residential_Single Family Low Income_New_Secondary Heating_Natural Gas_Fireplace_E7 | F4 | Residential | Single Family Low Income | New | Secondary Heating | Natural Gas | Fireplace | E7 | RVT BC Ratio | 0 | 0 | 0 | 0 | 0 | 0 | 0 | 0 | 0 | 0 | 0 | 0 | 0 | 0 | 0 | 0 | 0 | 0 | 0 | 0 | 0 | 0 | 0 | 0 | 0 | 0 | 0 | 0 | 0 | 0 | 0 | 0 | 0
F4_Residential_Single Family Low Income_New_Secondary Heating_Natural Gas_Fireplace_E8 | F4 | Residential | Single Family Low Income | New | Secondary Heating | Natural Gas | Fireplace | E8 | RVT BC Ratio | 0 | 0 | 0 | 0 | 0 | 0 | 0 | 0 | 0 | 0 | 0 | 0 | 0 | 0 | 0 | 0 | 0 | 0 | 0 | 0 | 0 | 0 | 0 | 0 | 0 | 0 | 0 | 0 | 0 | 0 | 0 | 0 | 0
F4_Residential_Single Family Low Income_New_Secondary Heating_Natural Gas_Fireplace_E9 | F4 | Residential | Single Family Low Income | New | Secondary Heating | Natural Gas | Fireplace | E9 | RVT BC Ratio | 0 | 0 | 0 | 0 | 0 | 0 | 0 | 0 | 0 | 0 | 0 | 0 | 0 | 0 | 0 | 0 | 0 | 0 | 0 | 0 | 0 | 0 | 0 | 0 | 0 | 0 | 0 | 0 | 0 | 0 | 0 | 0 | 0
F4_Residential_Single Family Low Income_New_Secondary Heating_Natural Gas_Fireplace_E10 | F4 | Residential | Single Family Low Income | New | Secondary Heating | Natural Gas | Fireplace | E10 | RVT BC Ratio | 0 | 0 | 0 | 0 | 0 | 0 | 0 | 0 | 0 | 0 | 0 | 0 | 0 | 0 | 0 | 0 | 0 | 0 | 0 | 0 | 0 | 0 | 0 | 0 | 0 | 0 | 0 | 0 | 0 | 0 | 0 | 0 | 0
F5_Residential_Single Family Low Income_New_Secondary Heating_Natural Gas_Fireplace_E1 | F5 | Residential | Single Family Low Income | New | Secondary Heating | Natural Gas | Fireplace | E1 | RIM BC Ratio | bar: 2019 to 2051
F5_Residential_Single Family Low Income_New_Secondary Heating_Natural Gas_Fireplace_E2 | F5 | Residential | Single Family Low Income | New | Secondary Heating | Natural Gas | Fireplace | E2 | RIM BC Ratio | 0.54635 | 0.54719 | 0.54873 | 0.55003 | 0.54971 | 0.55035 | 0.55188 | 0.55318 | 0.55478 | 0.55628 | 0.55773 | 0.5591 | 0.56057 | 0.56196 | 0.56312 | 0.56414 | 0.56501 | 0.56578 | 0.56634 | 0.56677 | 0.5669 | 0.56679 | 0.56648 | 0.56611 | 0.56551 | 0.56475 | 0.56383 | 0.56278 | 0.56146 | 0.56 | 0.55825 | 0.55635 | 0.55406
F5_Residential_Single Family Low Income_New_Secondary Heating_Natural Gas_Fireplace_E3 | F5 | Residential | Single Family Low Income | New | Secondary Heating | Natural Gas | Fireplace | E3 | RIM BC Ratio | 0.54488 | 0.54573 | 0.54727 | 0.54856 | 0.54825 | 0.54889 | 0.55042 | 0.55172 | 0.55332 | 0.55482 | 0.55627 | 0.55764 | 0.55912 | 0.5605 | 0.56167 | 0.56269 | 0.56356 | 0.56433 | 0.56489 | 0.56532 | 0.56545 | 0.56534 | 0.56503 | 0.56466 | 0.56406 | 0.5633 | 0.56238 | 0.56133 | 0.56001 | 0.55854 | 0.55679 | 0.55489 | 0.5526
F5_Residential_Single Family Low Income_New_Secondary Heating_Natural Gas_Fireplace_E4 | F5 | Residential | Single Family Low Income | New | Secondary Heating | Natural Gas | Fireplace | E4 | RIM BC Ratio | 0 | 0 | 0 | 0 | 0 | 0 | 0 | 0 | 0 | 0 | 0 | 0 | 0 | 0 | 0 | 0 | 0 | 0 | 0 | 0 | 0 | 0 | 0 | 0 | 0 | 0 | 0 | 0 | 0 | 0 | 0 | 0 | 0
F5_Residential_Single Family Low Income_New_Secondary Heating_Natural Gas_Fireplace_E5 | F5 | Residential | Single Family Low Income | New | Secondary Heating | Natural Gas | Fireplace | E5 | RIM BC Ratio | 0 | 0 | 0 | 0 | 0 | 0 | 0 | 0 | 0 | 0 | 0 | 0 | 0 | 0 | 0 | 0 | 0 | 0 | 0 | 0 | 0 | 0 | 0 | 0 | 0 | 0 | 0 | 0 | 0 | 0 | 0 | 0 | 0
F5_Residential_Single Family Low Income_New_Secondary Heating_Natural Gas_Fireplace_E6 | F5 | Residential | Single Family Low Income | New | Secondary Heating | Natural Gas | Fireplace | E6 | RIM BC Ratio | 0 | 0 | 0 | 0 | 0 | 0 | 0 | 0 | 0 | 0 | 0 | 0 | 0 | 0 | 0 | 0 | 0 | 0 | 0 | 0 | 0 | 0 | 0 | 0 | 0 | 0 | 0 | 0 | 0 | 0 | 0 | 0 | 0
F5_Residential_Single Family Low Income_New_Secondary Heating_Natural Gas_Fireplace_E7 | F5 | Residential | Single Family Low Income | New | Secondary Heating | Natural Gas | Fireplace | E7 | RIM BC Ratio | 0 | 0 | 0 | 0 | 0 | 0 | 0 | 0 | 0 | 0 | 0 | 0 | 0 | 0 | 0 | 0 | 0 | 0 | 0 | 0 | 0 | 0 | 0 | 0 | 0 | 0 | 0 | 0 | 0 | 0 | 0 | 0 | 0
F5_Residential_Single Family Low Income_New_Secondary Heating_Natural Gas_Fireplace_E8 | F5 | Residential | Single Family Low Income | New | Secondary Heating | Natural Gas | Fireplace | E8 | RIM BC Ratio | 0 | 0 | 0 | 0 | 0 | 0 | 0 | 0 | 0 | 0 | 0 | 0 | 0 | 0 | 0 | 0 | 0 | 0 | 0 | 0 | 0 | 0 | 0 | 0 | 0 | 0 | 0 | 0 | 0 | 0 | 0 | 0 | 0
F5_Residential_Single Family Low Income_New_Secondary Heating_Natural Gas_Fireplace_E9 | F5 | Residential | Single Family Low Income | New | Secondary Heating | Natural Gas | Fireplace | E9 | RIM BC Ratio | 0 | 0 | 0 | 0 | 0 | 0 | 0 | 0 | 0 | 0 | 0 | 0 | 0 | 0 | 0 | 0 | 0 | 0 | 0 | 0 | 0 | 0 | 0 | 0 | 0 | 0 | 0 | 0 | 0 | 0 | 0 | 0 | 0
F5_Residential_Single Family Low Income_New_Secondary Heating_Natural Gas_Fireplace_E10 | F5 | Residential | Single Family Low Income | New | Secondary Heating | Natural Gas | Fireplace | E10 | RIM BC Ratio | 0 | 0 | 0 | 0 | 0 | 0 | 0 | 0 | 0 | 0 | 0 | 0 | 0 | 0 | 0 | 0 | 0 | 0 | 0 | 0 | 0 | 0 | 0 | 0 | 0 | 0 | 0 | 0 | 0 | 0 | 0 | 0 | 0
F0_Residential_Single Family Low Income_New_Water Heating_Natural Gas_Water Heater (<= 55 gal)_E0 | F0 | Residential | Single Family Low Income | New | Water Heating | Natural Gas | Water Heater (<= 55 gal) | E0 | Economic Unit | UEF 0.64 (ENERGY STAR 4.0) | UEF 0.64 (ENERGY STAR 4.0) | UEF 0.64 (ENERGY STAR 4.0) | UEF 0.64 (ENERGY STAR 4.0) | UEF 0.64 (ENERGY STAR 4.0) | UEF 1.0+ (Gas-Fired HPWH) | UEF 1.0+ (Gas-Fired HPWH) | UEF 1.0+ (Gas-Fired HPWH) | UEF 1.0+ (Gas-Fired HPWH) | UEF 1.0+ (Gas-Fired HPWH) | UEF 1.0+ (Gas-Fired HPWH) | UEF 1.0+ (Gas-Fired HPWH) | UEF 1.0+ (Gas-Fired HPWH) | UEF 1.0+ (Gas-Fired HPWH) | UEF 1.0+ (Gas-Fired HPWH) | UEF 1.0+ (Gas-Fired HPWH) | UEF 1.0+ (Gas-Fired HPWH) | UEF 1.0+ (Gas-Fired HPWH) | UEF 1.0+ (Gas-Fired HPWH) | UEF 1.0+ (Gas-Fired HPWH) | UEF 1.0+ (Gas-Fired HPWH) | UEF 1.0+ (Gas-Fired HPWH) | UEF 1.0+ (Gas-Fired HPWH) | UEF 1.0+ (Gas-Fired HPWH) | UEF 1.0+ (Gas-Fired HPWH) | UEF 1.0+ (Gas-Fired HPWH) | UEF 1.0+ (Gas-Fired HPWH) | UEF 1.0+ (Gas-Fired HPWH) | UEF 1.0+ (Gas-Fired HPWH) | UEF 1.0+ (Gas-Fired HPWH) | UEF 1.0+ (Gas-Fired HPWH) | UEF 1.0+ (Gas-Fired HPWH) | UEF 1.0+ (Gas-Fired HPWH)
F1_Residential_Single Family Low Income_New_Water Heating_Natural Gas_Water Heater (<= 55 gal)_E1 | F1 | Residential | Single Family Low Income | New | Water Heating | Natural Gas | Water Heater (<= 55 gal) | E1 | CCE | 0 | 0 | 0 | 0 | 0 | 0 | 0 | 0 | 0 | 0 | 0 | 0 | 0 | 0 | 0 | 0 | 0 | 0 | 0 | 0 | 0 | 0 | 0 | 0 | 0 | 0 | 0 | 0 | 0 | 0 | 0 | 0 | 0
F1_Residential_Single Family Low Income_New_Water Heating_Natural Gas_Water Heater (<= 55 gal)_E2 | F1 | Residential | Single Family Low Income | New | Water Heating | Natural Gas | Water Heater (<= 55 gal) | E2 | CCE | 1.3014 | 1.3414 | 1.3142 | 1.2047 | 1.2047 | 0 | 0 | 0 | 0 | 0 | 0 | 0 | 0 | 0 | 0 | 0 | 0 | 0 | 0 | 0 | 0 | 0 | 0 | 0 | 0 | 0 | 0 | 0 | 0 | 0 | 0 | 0 | 0
F1_Residential_Single Family Low Income_New_Water Heating_Natural Gas_Water Heater (<= 55 gal)_E3 | F1 | Residential | Single Family Low Income | New | Water Heating | Natural Gas | Water Heater (<= 55 gal) | E3 | CCE | 7.3224 | 7.5477 | 7.3944 | 6.7787 | 6.7787 | 0 | 0 | 0 | 0 | 0 | 0 | 0 | 0 | 0 | 0 | 0 | 0 | 0 | 0 | 0 | 0 | 0 | 0 | 0 | 0 | 0 | 0 | 0 | 0 | 0 | 0 | 0 | 0
F1_Residential_Single Family Low Income_New_Water Heating_Natural Gas_Water Heater (<= 55 gal)_E4 | F1 | Residential | Single Family Low Income | New | Water Heating | Natural Gas | Water Heater (<= 55 gal) | E4 | CCE | 1.3561 | 1.3979 | 1.3695 | 1.2555 | 1.2555 | 0 | 0 | 0 | 0 | 0 | 0 | 0 | 0 | 0 | 0 | 0 | 0 | 0 | 0 | 0 | 0 | 0 | 0 | 0 | 0 | 0 | 0 | 0 | 0 | 0 | 0 | 0 | 0
F1_Residential_Single Family Low Income_New_Water Heating_Natural Gas_Water Heater (<= 55 gal)_E5 | F1 | Residential | Single Family Low Income | New | Water Heating | Natural Gas | Water Heater (<= 55 gal) | E5 | CCE | 1.7658 | 1.8201 | 1.7831 | 1.6347 | 1.6347 | 0 | 0 | 0 | 0 | 0 | 0 | 0 | 0 | 0 | 0 | 0 | 0 | 0 | 0 | 0 | 0 | 0 | 0 | 0 | 0 | 0 | 0 | 0 | 0 | 0 | 0 | 0 | 0
F1_Residential_Single Family Low Income_New_Water Heating_Natural Gas_Water Heater (<= 55 gal)_E6 | F1 | Residential | Single Family Low Income | New | Water Heating | Natural Gas | Water Heater (<= 55 gal) | E6 | CCE | 7.5871 | 7.8206 | 7.6618 | 7.0239 | 7.0239 | 0 | 0 | 0 | 0 | 0 | 0 | 0 | 0 | 0 | 0 | 0 | 0 | 0 | 0 | 0 | 0 | 0 | 0 | 0 | 0 | 0 | 0 | 0 | 0 | 0 | 0 | 0 | 0
F1_Residential_Single Family Low Income_New_Water Heating_Natural Gas_Water Heater (<= 55 gal)_E7 | F1 | Residential | Single Family Low Income | New | Water Heating | Natural Gas | Water Heater (<= 55 gal) | E7 | CCE | 0 | 0 | 0 | 0 | 7.0966 | 7.4228 | 7.4228 | 7.4228 | 7.4228 | 7.4228 | 7.4228 | 7.4228 | 7.4228 | 7.4228 | 7.4228 | 7.4228 | 7.4228 | 7.4228 | 7.4228 | 7.4228 | 7.4228 | 7.4228 | 7.4228 | 7.4228 | 7.4228 | 7.4228 | 7.4228 | 7.4228 | 7.4228 | 7.4228 | 7.4228 | 7.4228 | 7.4228
F1_Residential_Single Family Low Income_New_Water Heating_Natural Gas_Water Heater (<= 55 gal)_E8 | F1 | Residential | Single Family Low Income | New | Water Heating | Natural Gas | Water Heater (<= 55 gal) | E8 | CCE | 0 | 0 | 0 | 0 | 0 | 0 | 0 | 0 | 0 | 0 | 0 | 0 | 0 | 0 | 0 | 0 | 0 | 0 | 0 | 0 | 0 | 0 | 0 | 0 | 0 | 0 | 0 | 0 | 0 | 0 | 0 | 0 | 0
F1_Residential_Single Family Low Income_New_Water Heating_Natural Gas_Water Heater (<= 55 gal)_E9 | F1 | Residential | Single Family Low Income | New | Water Heating | Natural Gas | Water Heater (<= 55 gal) | E9 | CCE | 0 | 0 | 0 | 0 | 0 | 0 | 0 | 0 | 0 | 0 | 0 | 0 | 0 | 0 | 0 | 0 | 0 | 0 | 0 | 0 | 0 | 0 | 0 | 0 | 0 | 0 | 0 | 0 | 0 | 0 | 0 | 0 | 0
F1_Residential_Single Family Low Income_New_Water Heating_Natural Gas_Water Heater (<= 55 gal)_E10 | F1 | Residential | Single Family Low Income | New | Water Heating | Natural Gas | Water Heater (<= 55 gal) | E10 | CCE | 0 | 0 | 0 | 0 | 0 | 0 | 0 | 0 | 0 | 0 | 0 | 0 | 0 | 0 | 0 | 0 | 0 | 0 | 0 | 0 | 0 | 0 | 0 | 0 | 0 | 0 | 0 | 0 | 0 | 0 | 0 | 0 | 0
F2_Residential_Single Family Low Income_New_Water Heating_Natural Gas_Water Heater (<= 55 gal)_E1 | F2 | Residential | Single Family Low Income | New | Water Heating | Natural Gas | Water Heater (<= 55 gal) | E1 | TRC BC Ratio | 1 | 1 | 1 | 1 | 1 | 0 | 0 | 0 | 0 | 0 | 0 | 0 | 0 | 0 | 0 | 0 | 0 | 0 | 0 | 0 | 0 | 0 | 0 | 0 | 0 | 0 | 0 | 0 | 0 | 0 | 0 | 0 | 0
F2_Residential_Single Family Low Income_New_Water Heating_Natural Gas_Water Heater (<= 55 gal)_E2 | F2 | Residential | Single Family Low Income | New | Water Heating | Natural Gas | Water Heater (<= 55 gal) | E2 | TRC BC Ratio | 1.0045 | 1.0074 | 1.014 | 1.0196 | 1.0173 | 0 | 0 | 0 | 0 | 0 | 0 | 0 | 0 | 0 | 0 | 0 | 0 | 0 | 0 | 0 | 0 | 0 | 0 | 0 | 0 | 0 | 0 | 0 | 0 | 0 | 0 | 0 | 0
F2_Residential_Single Family Low Income_New_Water Heating_Natural Gas_Water Heater (<= 55 gal)_E3 | F2 | Residential | Single Family Low Income | New | Water Heating | Natural Gas | Water Heater (<= 55 gal) | E3 | TRC BC Ratio | 0.17852 | 0.17904 | 0.18022 | 0.1812 | 0.1808 | 0 | 0 | 0 | 0 | 0 | 0 | 0 | 0 | 0 | 0 | 0 | 0 | 0 | 0 | 0 | 0 | 0 | 0 | 0 | 0 | 0 | 0 | 0 | 0 | 0 | 0 | 0 | 0
F2_Residential_Single Family Low Income_New_Water Heating_Natural Gas_Water Heater (<= 55 gal)_E4 | F2 | Residential | Single Family Low Income | New | Water Heating | Natural Gas | Water Heater (<= 55 gal) | E4 | TRC BC Ratio | 0.9242 | 0.92255 | 0.92622 | 0.92815 | 0.91832 | 0 | 0 | 0 | 0 | 0 | 0 | 0 | 0 | 0 | 0 | 0 | 0 | 0 | 0 | 0 | 0 | 0 | 0 | 0 | 0 | 0 | 0 | 0 | 0 | 0 | 0 | 0 | 0
F2_Residential_Single Family Low Income_New_Water Heating_Natural Gas_Water Heater (<= 55 gal)_E5 | F2 | Residential | Single Family Low Income | New | Water Heating | Natural Gas | Water Heater (<= 55 gal) | E5 | TRC BC Ratio | 0.71349 | 0.71264 | 0.71571 | 0.71751 | 0.71067 | 0 | 0 | 0 | 0 | 0 | 0 | 0 | 0 | 0 | 0 | 0 | 0 | 0 | 0 | 0 | 0 | 0 | 0 | 0 | 0 | 0 | 0 | 0 | 0 | 0 | 0 | 0 | 0
F2_Residential_Single Family Low Income_New_Water Heating_Natural Gas_Water Heater (<= 55 gal)_E6 | F2 | Residential | Single Family Low Income | New | Water Heating | Natural Gas | Water Heater (<= 55 gal) | E6 | TRC BC Ratio | 0.17229 | 0.17279 | 0.17393 | 0.17488 | 0.17449 | 1 | 1 | 1 | 1 | 1 | 1 | 1 | 1 | 1 | 1 | 1 | 1 | 1 | 1 | 1 | 1 | 1 | 1 | 1 | 1 | 1 | 1 | 1 | 1 | 1 | 1 | 1 | 1
F2_Residential_Single Family Low Income_New_Water Heating_Natural Gas_Water Heater (<= 55 gal)_E7 | F2 | Residential | Single Family Low Income | New | Water Heating | Natural Gas | Water Heater (<= 55 gal) | E7 | TRC BC Ratio | 0 | 0 | 0 | 0 | 0.17427 | 0.17425 | 0.17627 | 0.17786 | 0.17975 | 0.18164 | 0.18358 | 0.18545 | 0.18749 | 0.18979 | 0.19238 | 0.19536 | 0.19871 | 0.20203 | 0.20512 | 0.20791 | 0.21022 | 0.212 | 0.21299 | 0.21332 | 0.21343 | 0.21345 | 0.2135 | 0.21363 | 0.21348 | 0.21314 | 0.21245 | 0.21158 | 0.21041
F2_Residential_Single Family Low Income_New_Water Heating_Natural Gas_Water Heater (<= 55 gal)_E8 | F2 | Residential | Single Family Low Income | New | Water Heating | Natural Gas | Water Heater (<= 55 gal) | E8 | TRC BC Ratio | 0 | 0 | 0 | 0 | 0 | 0 | 0 | 0 | 0 | 0 | 0 | 0 | 0 | 0 | 0 | 0 | 0 | 0 | 0 | 0 | 0 | 0 | 0 | 0 | 0 | 0 | 0 | 0 | 0 | 0 | 0 | 0 | 0
F2_Residential_Single Family Low Income_New_Water Heating_Natural Gas_Water Heater (<= 55 gal)_E9 | F2 | Residential | Single Family Low Income | New | Water Heating | Natural Gas | Water Heater (<= 55 gal) | E9 | TRC BC Ratio | 0 | 0 | 0 | 0 | 0 | 0 | 0 | 0 | 0 | 0 | 0 | 0 | 0 | 0 | 0 | 0 | 0 | 0 | 0 | 0 | 0 | 0 | 0 | 0 | 0 | 0 | 0 | 0 | 0 | 0 | 0 | 0 | 0
F2_Residential_Single Family Low Income_New_Water Heating_Natural Gas_Water Heater (<= 55 gal)_E10 | F2 | Residential | Single Family Low Income | New | Water Heating | Natural Gas | Water Heater (<= 55 gal) | E10 | TRC BC Ratio | 0 | 0 | 0 | 0 | 0 | 0 | 0 | 0 | 0 | 0 | 0 | 0 | 0 | 0 | 0 | 0 | 0 | 0 | 0 | 0 | 0 | 0 | 0 | 0 | 0 | 0 | 0 | 0 | 0 | 0 | 0 | 0 | 0
F3_Residential_Single Family Low Income_New_Water Heating_Natural Gas_Water Heater (<= 55 gal)_E1 | F3 | Residential | Single Family Low Income | New | Water Heating | Natural Gas | Water Heater (<= 55 gal) | E1 | PACT BC Ratio | 1 | 1 | 1 | 1 | 1 | 0 | 0 | 0 | 0 | 0 | 0 | 0 | 0 | 0 | 0 | 0 | 0 | 0 | 0 | 0 | 0 | 0 | 0 | 0 | 0 | 0 | 0 | 0 | 0 | 0 | 0 | 0 | 0
F3_Residential_Single Family Low Income_New_Water Heating_Natural Gas_Water Heater (<= 55 gal)_E2 | F3 | Residential | Single Family Low Income | New | Water Heating | Natural Gas | Water Heater (<= 55 gal) | E2 | PACT BC Ratio | 1.0045 | 1.0074 | 1.014 | 1.0196 | 1.0173 | 0 | 0 | 0 | 0 | 0 | 0 | 0 | 0 | 0 | 0 | 0 | 0 | 0 | 0 | 0 | 0 | 0 | 0 | 0 | 0 | 0 | 0 | 0 | 0 | 0 | 0 | 0 | 0
F3_Residential_Single Family Low Income_New_Water Heating_Natural Gas_Water Heater (<= 55 gal)_E3 | F3 | Residential | Single Family Low Income | New | Water Heating | Natural Gas | Water Heater (<= 55 gal) | E3 | PACT BC Ratio | 0.17852 | 0.17904 | 0.18022 | 0.1812 | 0.1808 | 0 | 0 | 0 | 0 | 0 | 0 | 0 | 0 | 0 | 0 | 0 | 0 | 0 | 0 | 0 | 0 | 0 | 0 | 0 | 0 | 0 | 0 | 0 | 0 | 0 | 0 | 0 | 0
F3_Residential_Single Family Low Income_New_Water Heating_Natural Gas_Water Heater (<= 55 gal)_E4 | F3 | Residential | Single Family Low Income | New | Water Heating | Natural Gas | Water Heater (<= 55 gal) | E4 | PACT BC Ratio | 0.9242 | 0.92255 | 0.92622 | 0.92815 | 0.91832 | 0 | 0 | 0 | 0 | 0 | 0 | 0 | 0 | 0 | 0 | 0 | 0 | 0 | 0 | 0 | 0 | 0 | 0 | 0 | 0 | 0 | 0 | 0 | 0 | 0 | 0 | 0 | 0
F3_Residential_Single Family Low Income_New_Water Heating_Natural Gas_Water Heater (<= 55 gal)_E5 | F3 | Residential | Single Family Low Income | New | Water Heating | Natural Gas | Water Heater (<= 55 gal) | E5 | PACT BC Ratio | 0.71349 | 0.71264 | 0.71571 | 0.71751 | 0.71067 | 0 | 0 | 0 | 0 | 0 | 0 | 0 | 0 | 0 | 0 | 0 | 0 | 0 | 0 | 0 | 0 | 0 | 0 | 0 | 0 | 0 | 0 | 0 | 0 | 0 | 0 | 0 | 0
F3_Residential_Single Family Low Income_New_Water Heating_Natural Gas_Water Heater (<= 55 gal)_E6 | F3 | Residential | Single Family Low Income | New | Water Heating | Natural Gas | Water Heater (<= 55 gal) | E6 | PACT BC Ratio | 0.17229 | 0.17279 | 0.17393 | 0.17488 | 0.17449 | 1 | 1 | 1 | 1 | 1 | 1 | 1 | 1 | 1 | 1 | 1 | 1 | 1 | 1 | 1 | 1 | 1 | 1 | 1 | 1 | 1 | 1 | 1 | 1 | 1 | 1 | 1 | 1
F3_Residential_Single Family Low Income_New_Water Heating_Natural Gas_Water Heater (<= 55 gal)_E7 | F3 | Residential | Single Family Low Income | New | Water Heating | Natural Gas | Water Heater (<= 55 gal) | E7 | PACT BC Ratio | 0 | 0 | 0 | 0 | 0.17427 | 0.17425 | 0.17627 | 0.17786 | 0.17975 | 0.18164 | 0.18358 | 0.18545 | 0.18749 | 0.18979 | 0.19238 | 0.19536 | 0.19871 | 0.20203 | 0.20512 | 0.20791 | 0.21022 | 0.212 | 0.21299 | 0.21332 | 0.21343 | 0.21345 | 0.2135 | 0.21363 | 0.21348 | 0.21314 | 0.21245 | 0.21158 | 0.21041
F3_Residential_Single Family Low Income_New_Water Heating_Natural Gas_Water Heater (<= 55 gal)_E8 | F3 | Residential | Single Family Low Income | New | Water Heating | Natural Gas | Water Heater (<= 55 gal) | E8 | PACT BC Ratio | 0 | 0 | 0 | 0 | 0 | 0 | 0 | 0 | 0 | 0 | 0 | 0 | 0 | 0 | 0 | 0 | 0 | 0 | 0 | 0 | 0 | 0 | 0 | 0 | 0 | 0 | 0 | 0 | 0 | 0 | 0 | 0 | 0
F3_Residential_Single Family Low Income_New_Water Heating_Natural Gas_Water Heater (<= 55 gal)_E9 | F3 | Residential | Single Family Low Income | New | Water Heating | Natural Gas | Water Heater (<= 55 gal) | E9 | PACT BC Ratio | 0 | 0 | 0 | 0 | 0 | 0 | 0 | 0 | 0 | 0 | 0 | 0 | 0 | 0 | 0 | 0 | 0 | 0 | 0 | 0 | 0 | 0 | 0 | 0 | 0 | 0 | 0 | 0 | 0 | 0 | 0 | 0 | 0
F3_Residential_Single Family Low Income_New_Water Heating_Natural Gas_Water Heater (<= 55 gal)_E10 | F3 | Residential | Single Family Low Income | New | Water Heating | Natural Gas | Water Heater (<= 55 gal) | E10 | PACT BC Ratio | 0 | 0 | 0 | 0 | 0 | 0 | 0 | 0 | 0 | 0 | 0 | 0 | 0 | 0 | 0 | 0 | 0 | 0 | 0 | 0 | 0 | 0 | 0 | 0 | 0 | 0 | 0 | 0 | 0 | 0 | 0 | 0 | 0
F4_Residential_Single Family Low Income_New_Water Heating_Natural Gas_Water Heater (<= 55 gal)_E1 | F4 | Residential | Single Family Low Income | New | Water Heating | Natural Gas | Water Heater (<= 55 gal) | E1 | RVT BC Ratio | 1 | 1 | 1 | 1 | 1 | 0 | 0 | 0 | 0 | 0 | 0 | 0 | 0 | 0 | 0 | 0 | 0 | 0 | 0 | 0 | 0 | 0 | 0 | 0 | 0 | 0 | 0 | 0 | 0 | 0 | 0 | 0 | 0
F4_Residential_Single Family Low Income_New_Water Heating_Natural Gas_Water Heater (<= 55 gal)_E2 | F4 | Residential | Single Family Low Income | New | Water Heating | Natural Gas | Water Heater (<= 55 gal) | E2 | RVT BC Ratio | 2.2034 | 2.207 | 2.2149 | 2.2215 | 2.2188 | 0 | 0 | 0 | 0 | 0 | 0 | 0 | 0 | 0 | 0 | 0 | 0 | 0 | 0 | 0 | 0 | 0 | 0 | 0 | 0 | 0 | 0 | 0 | 0 | 0 | 0 | 0 | 0
F4_Residential_Single Family Low Income_New_Water Heating_Natural Gas_Water Heater (<= 55 gal)_E3 | F4 | Residential | Single Family Low Income | New | Water Heating | Natural Gas | Water Heater (<= 55 gal) | E3 | RVT BC Ratio | 1.2139 | 1.2145 | 1.2159 | 1.2171 | 1.2166 | 0 | 0 | 0 | 0 | 0 | 0 | 0 | 0 | 0 | 0 | 0 | 0 | 0 | 0 | 0 | 0 | 0 | 0 | 0 | 0 | 0 | 0 | 0 | 0 | 0 | 0 | 0 | 0
F4_Residential_Single Family Low Income_New_Water Heating_Natural Gas_Water Heater (<= 55 gal)_E4 | F4 | Residential | Single Family Low Income | New | Water Heating | Natural Gas | Water Heater (<= 55 gal) | E4 | RVT BC Ratio | 2.1072 | 2.1053 | 2.1097 | 2.112 | 2.1002 | 0 | 0 | 0 | 0 | 0 | 0 | 0 | 0 | 0 | 0 | 0 | 0 | 0 | 0 | 0 | 0 | 0 | 0 | 0 | 0 | 0 | 0 | 0 | 0 | 0 | 0 | 0 | 0
F4_Residential_Single Family Low Income_New_Water Heating_Natural Gas_Water Heater (<= 55 gal)_E5 | F4 | Residential | Single Family Low Income | New | Water Heating | Natural Gas | Water Heater (<= 55 gal) | E5 | RVT BC Ratio | 1.8548 | 1.8538 | 1.8575 | 1.8596 | 1.8514 | 0 | 0 | 0 | 0 | 0 | 0 | 0 | 0 | 0 | 0 | 0 | 0 | 0 | 0 | 0 | 0 | 0 | 0 | 0 | 0 | 0 | 0 | 0 | 0 | 0 | 0 | 0 | 0
F4_Residential_Single Family Low Income_New_Water Heating_Natural Gas_Water Heater (<= 55 gal)_E6 | F4 | Residential | Single Family Low Income | New | Water Heating | Natural Gas | Water Heater (<= 55 gal) | E6 | RVT BC Ratio | 1.2064 | 1.207 | 1.2084 | 1.2095 | 1.2091 | 1 | 1 | 1 | 1 | 1 | 1 | 1 | 1 | 1 | 1 | 1 | 1 | 1 | 1 | 1 | 1 | 1 | 1 | 1 | 1 | 1 | 1 | 1 | 1 | 1 | 1 | 1 | 1
F4_Residential_Single Family Low Income_New_Water Heating_Natural Gas_Water Heater (<= 55 gal)_E7 | F4 | Residential | Single Family Low Income | New | Water Heating | Natural Gas | Water Heater (<= 55 gal) | E7 | RVT BC Ratio | 0 | 0 | 0 | 0 | 1.2088 | 1.2088 | 1.2112 | 1.2131 | 1.2154 | 1.2176 | 1.2199 | 1.2222 | 1.2246 | 1.2274 | 1.2305 | 1.2341 | 1.2381 | 1.242 | 1.2457 | 1.2491 | 1.2519 | 1.254 | 1.2552 | 1.2556 | 1.2557 | 1.2557 | 1.2558 | 1.2559 | 1.2558 | 1.2554 | 1.2545 | 1.2535 | 1.2521
F4_Residential_Single Family Low Income_New_Water Heating_Natural Gas_Water Heater (<= 55 gal)_E8 | F4 | Residential | Single Family Low Income | New | Water Heating | Natural Gas | Water Heater (<= 55 gal) | E8 | RVT BC Ratio | 0 | 0 | 0 | 0 | 0 | 0 | 0 | 0 | 0 | 0 | 0 | 0 | 0 | 0 | 0 | 0 | 0 | 0 | 0 | 0 | 0 | 0 | 0 | 0 | 0 | 0 | 0 | 0 | 0 | 0 | 0 | 0 | 0
F4_Residential_Single Family Low Income_New_Water Heating_Natural Gas_Water Heater (<= 55 gal)_E9 | F4 | Residential | Single Family Low Income | New | Water Heating | Natural Gas | Water Heater (<= 55 gal) | E9 | RVT BC Ratio | 0 | 0 | 0 | 0 | 0 | 0 | 0 | 0 | 0 | 0 | 0 | 0 | 0 | 0 | 0 | 0 | 0 | 0 | 0 | 0 | 0 | 0 | 0 | 0 | 0 | 0 | 0 | 0 | 0 | 0 | 0 | 0 | 0
F4_Residential_Single Family Low Income_New_Water Heating_Natural Gas_Water Heater (<= 55 gal)_E10 | F4 | Residential | Single Family Low Income | New | Water Heating | Natural Gas | Water Heater (<= 55 gal) | E10 | RVT BC Ratio | 0 | 0 | 0 | 0 | 0 | 0 | 0 | 0 | 0 | 0 | 0 | 0 | 0 | 0 | 0 | 0 | 0 | 0 | 0 | 0 | 0 | 0 | 0 | 0 | 0 | 0 | 0 | 0 | 0 | 0 | 0 | 0 | 0
F5_Residential_Single Family Low Income_New_Water Heating_Natural Gas_Water Heater (<= 55 gal)_E1 | F5 | Residential | Single Family Low Income | New | Water Heating | Natural Gas | Water Heater (<= 55 gal) | E1 | RIM BC Ratio | 1 | 1 | 1 | 1 | 1 | 0 | 0 | 0 | 0 | 0 | 0 | 0 | 0 | 0 | 0 | 0 | 0 | 0 | 0 | 0 | 0 | 0 | 0 | 0 | 0 | 0 | 0 | 0 | 0 | 0 | 0 | 0 | 0
F5_Residential_Single Family Low Income_New_Water Heating_Natural Gas_Water Heater (<= 55 gal)_E2 | F5 | Residential | Single Family Low Income | New | Water Heating | Natural Gas | Water Heater (<= 55 gal) | E2 | RIM BC Ratio | 0.50152 | 0.50226 | 0.50389 | 0.50526 | 0.5047 | 0 | 0 | 0 | 0 | 0 | 0 | 0 | 0 | 0 | 0 | 0 | 0 | 0 | 0 | 0 | 0 | 0 | 0 | 0 | 0 | 0 | 0 | 0 | 0 | 0 | 0 | 0 | 0
F5_Residential_Single Family Low Income_New_Water Heating_Natural Gas_Water Heater (<= 55 gal)_E3 | F5 | Residential | Single Family Low Income | New | Water Heating | Natural Gas | Water Heater (<= 55 gal) | E3 | RIM BC Ratio | 0.15152 | 0.15189 | 0.15273 | 0.15344 | 0.15315 | 0 | 0 | 0 | 0 | 0 | 0 | 0 | 0 | 0 | 0 | 0 | 0 | 0 | 0 | 0 | 0 | 0 | 0 | 0 | 0 | 0 | 0 | 0 | 0 | 0 | 0 | 0 | 0
F5_Residential_Single Family Low Income_New_Water Heating_Natural Gas_Water Heater (<= 55 gal)_E4 | F5 | Residential | Single Family Low Income | New | Water Heating | Natural Gas | Water Heater (<= 55 gal) | E4 | RIM BC Ratio | 0.48067 | 0.48023 | 0.48122 | 0.48174 | 0.47908 | 0 | 0 | 0 | 0 | 0 | 0 | 0 | 0 | 0 | 0 | 0 | 0 | 0 | 0 | 0 | 0 | 0 | 0 | 0 | 0 | 0 | 0 | 0 | 0 | 0 | 0 | 0 | 0
F5_Residential_Single Family Low Income_New_Water Heating_Natural Gas_Water Heater (<= 55 gal)_E5 | F5 | Residential | Single Family Low Income | New | Water Heating | Natural Gas | Water Heater (<= 55 gal) | E5 | RIM BC Ratio | 0.41668 | 0.41639 | 0.41743 | 0.41804 | 0.41571 | 0 | 0 | 0 | 0 | 0 | 0 | 0 | 0 | 0 | 0 | 0 | 0 | 0 | 0 | 0 | 0 | 0 | 0 | 0 | 0 | 0 | 0 | 0 | 0 | 0 | 0 | 0 | 0
F5_Residential_Single Family Low Income_New_Water Heating_Natural Gas_Water Heater (<= 55 gal)_E6 | F5 | Residential | Single Family Low Income | New | Water Heating | Natural Gas | Water Heater (<= 55 gal) | E6 | RIM BC Ratio | 0.147 | 0.14737 | 0.14819 | 0.14888 | 0.1486 | 1 | 1 | 1 | 1 | 1 | 1 | 1 | 1 | 1 | 1 | 1 | 1 | 1 | 1 | 1 | 1 | 1 | 1 | 1 | 1 | 1 | 1 | 1 | 1 | 1 | 1 | 1 | 1
F5_Residential_Single Family Low Income_New_Water Heating_Natural Gas_Water Heater (<= 55 gal)_E7 | F5 | Residential | Single Family Low Income | New | Water Heating | Natural Gas | Water Heater (<= 55 gal) | E7 | RIM BC Ratio | 0 | 0 | 0 | 0 | 0.14844 | 0.14843 | 0.14989 | 0.15104 | 0.1524 | 0.15376 | 0.15515 | 0.15648 | 0.15793 | 0.15956 | 0.16139 | 0.16348 | 0.16582 | 0.16812 | 0.17025 | 0.17217 | 0.17375 | 0.17496 | 0.17564 | 0.17587 | 0.17594 | 0.17595 | 0.17599 | 0.17607 | 0.17597 | 0.17574 | 0.17527 | 0.17468 | 0.17388
F5_Residential_Single Family Low Income_New_Water Heating_Natural Gas_Water Heater (<= 55 gal)_E8 | F5 | Residential | Single Family Low Income | New | Water Heating | Natural Gas | Water Heater (<= 55 gal) | E8 | RIM BC Ratio | 0 | 0 | 0 | 0 | 0 | 0 | 0 | 0 | 0 | 0 | 0 | 0 | 0 | 0 | 0 | 0 | 0 | 0 | 0 | 0 | 0 | 0 | 0 | 0 | 0 | 0 | 0 | 0 | 0 | 0 | 0 | 0 | 0
F5_Residential_Single Family Low Income_New_Water Heating_Natural Gas_Water Heater (<= 55 gal)_E9 | F5 | Residential | Single Family Low Income | New | Water Heating | Natural Gas | Water Heater (<= 55 gal) | E9 | RIM BC Ratio | 0 | 0 | 0 | 0 | 0 | 0 | 0 | 0 | 0 | 0 | 0 | 0 | 0 | 0 | 0 | 0 | 0 | 0 | 0 | 0 | 0 | 0 | 0 | 0 | 0 | 0 | 0 | 0 | 0 | 0 | 0 | 0 | 0
F5_Residential_Single Family Low Income_New_Water Heating_Natural Gas_Water Heater (<= 55 gal)_E10 | F5 | Residential | Single Family Low Income | New | Water Heating | Natural Gas | Water Heater (<= 55 gal) | E10 | RIM BC Ratio | 0 | 0 | 0 | 0 | 0 | 0 | 0 | 0 | 0 | 0 | 0 | 0 | 0 | 0 | 0 | 0 | 0 | 0 | 0 | 0 | 0 | 0 | 0 | 0 | 0 | 0 | 0 | 0 | 0 | 0 | 0 | 0 | 0
F0_Residential_Single Family Low Income_New_Water Heating_Natural Gas_Water Heater (> 55 gal)_E0 | F0 | Residential | Single Family Low Income | New | Water Heating | Natural Gas | Water Heater (> 55 gal) | E0 | Economic Unit | UEF 0.76 (Standard) | UEF 0.76 (Standard) | UEF 0.76 (Standard) | UEF 0.76 (Standard) | UEF 0.76 (Standard) | UEF 1.0+ (Gas-Fired HPWH) | UEF 1.0+ (Gas-Fired HPWH) | UEF 1.0+ (Gas-Fired HPWH) | UEF 1.0+ (Gas-Fired HPWH) | UEF 1.0+ (Gas-Fired HPWH) | UEF 1.0+ (Gas-Fired HPWH) | UEF 1.0+ (Gas-Fired HPWH) | UEF 1.0+ (Gas-Fired HPWH) | UEF 1.0+ (Gas-Fired HPWH) | UEF 1.0+ (Gas-Fired HPWH) | UEF 1.0+ (Gas-Fired HPWH) | UEF 1.0+ (Gas-Fired HPWH) | UEF 1.0+ (Gas-Fired HPWH) | UEF 1.0+ (Gas-Fired HPWH) | UEF 1.0+ (Gas-Fired HPWH) | UEF 1.0+ (Gas-Fired HPWH) | UEF 1.0+ (Gas-Fired HPWH) | UEF 1.0+ (Gas-Fired HPWH) | UEF 1.0+ (Gas-Fired HPWH) | UEF 1.0+ (Gas-Fired HPWH) | UEF 1.0+ (Gas-Fired HPWH) | UEF 1.0+ (Gas-Fired HPWH) | UEF 1.0+ (Gas-Fired HPWH) | UEF 1.0+ (Gas-Fired HPWH) | UEF 1.0+ (Gas-Fired HPWH) | UEF 1.0+ (Gas-Fired HPWH) | UEF 1.0+ (Gas-Fired HPWH) | UEF 1.0+ (Gas-Fired HPWH)
F1_Residential_Single Family Low Income_New_Water Heating_Natural Gas_Water Heater (> 55 gal)_E1 | F1 | Residential | Single Family Low Income | New | Water Heating | Natural Gas | Water Heater (> 55 gal) | E1 | CCE | 0 | 0 | 0 | 0 | 0 | 0 | 0 | 0 | 0 | 0 | 0 | 0 | 0 | 0 | 0 | 0 | 0 | 0 | 0 | 0 | 0 | 0 | 0 | 0 | 0 | 0 | 0 | 0 | 0 | 0 | 0 | 0 | 0
F1_Residential_Single Family Low Income_New_Water Heating_Natural Gas_Water Heater (> 55 gal)_E2 | F1 | Residential | Single Family Low Income | New | Water Heating | Natural Gas | Water Heater (> 55 gal) | E2 | CCE | 5.4851 | 5.6538 | 5.5391 | 5.0778 | 5.0778 | 0 | 0 | 0 | 0 | 0 | 0 | 0 | 0 | 0 | 0 | 0 | 0 | 0 | 0 | 0 | 0 | 0 | 0 | 0 | 0 | 0 | 0 | 0 | 0 | 0 | 0 | 0 | 0
F1_Residential_Single Family Low Income_New_Water Heating_Natural Gas_Water Heater (> 55 gal)_E3 | F1 | Residential | Single Family Low Income | New | Water Heating | Natural Gas | Water Heater (> 55 gal) | E3 | CCE | 38.8292 | 40.024 | 39.2114 | 35.9465 | 35.9465 | 0 | 0 | 0 | 0 | 0 | 0 | 0 | 0 | 0 | 0 | 0 | 0 | 0 | 0 | 0 | 0 | 0 | 0 | 0 | 0 | 0 | 0 | 0 | 0 | 0 | 0 | 0 | 0
F1_Residential_Single Family Low Income_New_Water Heating_Natural Gas_Water Heater (> 55 gal)_E4 | F1 | Residential | Single Family Low Income | New | Water Heating | Natural Gas | Water Heater (> 55 gal) | E4 | CCE | 4.1215 | 4.2483 | 4.1621 | 3.8155 | 3.8155 | 0 | 0 | 0 | 0 | 0 | 0 | 0 | 0 | 0 | 0 | 0 | 0 | 0 | 0 | 0 | 0 | 0 | 0 | 0 | 0 | 0 | 0 | 0 | 0 | 0 | 0 | 0 | 0
F1_Residential_Single Family Low Income_New_Water Heating_Natural Gas_Water Heater (> 55 gal)_E5 | F1 | Residential | Single Family Low Income | New | Water Heating | Natural Gas | Water Heater (> 55 gal) | E5 | CCE | 4.4782 | 4.616 | 4.5223 | 4.1458 | 4.1458 | 0 | 0 | 0 | 0 | 0 | 0 | 0 | 0 | 0 | 0 | 0 | 0 | 0 | 0 | 0 | 0 | 0 | 0 | 0 | 0 | 0 | 0 | 0 | 0 | 0 | 0 | 0 | 0
F1_Residential_Single Family Low Income_New_Water Heating_Natural Gas_Water Heater (> 55 gal)_E6 | F1 | Residential | Single Family Low Income | New | Water Heating | Natural Gas | Water Heater (> 55 gal) | E6 | CCE | 13.9942 | 14.4248 | 14.132 | 12.9553 | 12.9553 | 0 | 0 | 0 | 0 | 0 | 0 | 0 | 0 | 0 | 0 | 0 | 0 | 0 | 0 | 0 | 0 | 0 | 0 | 0 | 0 | 0 | 0 | 0 | 0 | 0 | 0 | 0 | 0
F1_Residential_Single Family Low Income_New_Water Heating_Natural Gas_Water Heater (> 55 gal)_E7 | F1 | Residential | Single Family Low Income | New | Water Heating | Natural Gas | Water Heater (> 55 gal) | E7 | CCE | 0 | 0 | 0 | 0 | 0 | 6.5303 | 6.5303 | 6.5303 | 6.5303 | 6.5303 | 6.5303 | 6.5303 | 6.5303 | 6.5303 | 6.5303 | 6.5303 | 6.5303 | 6.5303 | 6.5303 | 6.5303 | 6.5303 | 6.5303 | 6.5303 | 6.5303 | 6.5303 | 6.5303 | 6.5303 | 6.5303 | 6.5303 | 6.5303 | 6.5303 | 6.5303 | 6.5303
F1_Residential_Single Family Low Income_New_Water Heating_Natural Gas_Water Heater (> 55 gal)_E8 | F1 | Residential | Single Family Low Income | New | Water Heating | Natural Gas | Water Heater (> 55 gal) | E8 | CCE | 0 | 0 | 0 | 0 | 0 | 0 | 0 | 0 | 0 | 0 | 0 | 0 | 0 | 0 | 0 | 0 | 0 | 0 | 0 | 0 | 0 | 0 | 0 | 0 | 0 | 0 | 0 | 0 | 0 | 0 | 0 | 0 | 0
F1_Residential_Single Family Low Income_New_Water Heating_Natural Gas_Water Heater (> 55 gal)_E9 | F1 | Residential | Single Family Low Income | New | Water Heating | Natural Gas | Water Heater (> 55 gal) | E9 | CCE | 0 | 0 | 0 | 0 | 0 | 0 | 0 | 0 | 0 | 0 | 0 | 0 | 0 | 0 | 0 | 0 | 0 | 0 | 0 | 0 | 0 | 0 | 0 | 0 | 0 | 0 | 0 | 0 | 0 | 0 | 0 | 0 | 0
F1_Residential_Single Family Low Income_New_Water Heating_Natural Gas_Water Heater (> 55 gal)_E10 | F1 | Residential | Single Family Low Income | New | Water Heating | Natural Gas | Water Heater (> 55 gal) | E10 | CCE | 0 | 0 | 0 | 0 | 0 | 0 | 0 | 0 | 0 | 0 | 0 | 0 | 0 | 0 | 0 | 0 | 0 | 0 | 0 | 0 | 0 | 0 | 0 | 0 | 0 | 0 | 0 | 0 | 0 | 0 | 0 | 0 | 0
F2_Residential_Single Family Low Income_New_Water Heating_Natural Gas_Water Heater (> 55 gal)_E1 | F2 | Residential | Single Family Low Income | New | Water Heating | Natural Gas | Water Heater (> 55 gal) | E1 | TRC BC Ratio | 1 | 1 | 1 | 1 | 1 | 0 | 0 | 0 | 0 | 0 | 0 | 0 | 0 | 0 | 0 | 0 | 0 | 0 | 0 | 0 | 0 | 0 | 0 | 0 | 0 | 0 | 0 | 0 | 0 | 0 | 0 | 0 | 0
F2_Residential_Single Family Low Income_New_Water Heating_Natural Gas_Water Heater (> 55 gal)_E2 | F2 | Residential | Single Family Low Income | New | Water Heating | Natural Gas | Water Heater (> 55 gal) | E2 | TRC BC Ratio | 0.23832 | 0.23902 | 0.24058 | 0.2419 | 0.24136 | 0 | 0 | 0 | 0 | 0 | 0 | 0 | 0 | 0 | 0 | 0 | 0 | 0 | 0 | 0 | 0 | 0 | 0 | 0 | 0 | 0 | 0 | 0 | 0 | 0 | 0 | 0 | 0
F2_Residential_Single Family Low Income_New_Water Heating_Natural Gas_Water Heater (> 55 gal)_E3 | F2 | Residential | Single Family Low Income | New | Water Heating | Natural Gas | Water Heater (> 55 gal) | E3 | TRC BC Ratio | 0.033665 | 0.033764 | 0.033985 | 0.034171 | 0.034095 | 0 | 0 | 0 | 0 | 0 | 0 | 0 | 0 | 0 | 0 | 0 | 0 | 0 | 0 | 0 | 0 | 0 | 0 | 0 | 0 | 0 | 0 | 0 | 0 | 0 | 0 | 0 | 0
F2_Residential_Single Family Low Income_New_Water Heating_Natural Gas_Water Heater (> 55 gal)_E4 | F2 | Residential | Single Family Low Income | New | Water Heating | Natural Gas | Water Heater (> 55 gal) | E4 | TRC BC Ratio | 0.27202 | 0.26787 | 0.26694 | 0.26482 | 0.2554 | 0 | 0 | 0 | 0 | 0 | 0 | 0 | 0 | 0 | 0 | 0 | 0 | 0 | 0 | 0 | 0 | 0 | 0 | 0 | 0 | 0 | 0 | 0 | 0 | 0 | 0 | 0 | 0
F2_Residential_Single Family Low Income_New_Water Heating_Natural Gas_Water Heater (> 55 gal)_E5 | F2 | Residential | Single Family Low Income | New | Water Heating | Natural Gas | Water Heater (> 55 gal) | E5 | TRC BC Ratio | 0.26143 | 0.25886 | 0.25874 | 0.25774 | 0.25121 | 0 | 0 | 0 | 0 | 0 | 0 | 0 | 0 | 0 | 0 | 0 | 0 | 0 | 0 | 0 | 0 | 0 | 0 | 0 | 0 | 0 | 0 | 0 | 0 | 0 | 0 | 0 | 0
F2_Residential_Single Family Low Income_New_Water Heating_Natural Gas_Water Heater (> 55 gal)_E6 | F2 | Residential | Single Family Low Income | New | Water Heating | Natural Gas | Water Heater (> 55 gal) | E6 | TRC BC Ratio | 0.093409 | 0.093683 | 0.094296 | 0.094812 | 0.094602 | 1 | 1 | 1 | 1 | 1 | 1 | 1 | 1 | 1 | 1 | 1 | 1 | 1 | 1 | 1 | 1 | 1 | 1 | 1 | 1 | 1 | 1 | 1 | 1 | 1 | 1 | 1 | 1
F2_Residential_Single Family Low Income_New_Water Heating_Natural Gas_Water Heater (> 55 gal)_E7 | F2 | Residential | Single Family Low Income | New | Water Heating | Natural Gas | Water Heater (> 55 gal) | E7 | TRC BC Ratio | 0 | 0 | 0 | 0 | 0 | 0.19806 | 0.20036 | 0.20217 | 0.20432 | 0.20647 | 0.20867 | 0.21079 | 0.21311 | 0.21573 | 0.21868 | 0.22206 | 0.22587 | 0.22964 | 0.23315 | 0.23633 | 0.23895 | 0.24097 | 0.2421 | 0.24248 | 0.2426 | 0.24262 | 0.24268 | 0.24282 | 0.24265 | 0.24227 | 0.24148 | 0.2405 | 0.23917
F2_Residential_Single Family Low Income_New_Water Heating_Natural Gas_Water Heater (> 55 gal)_E8 | F2 | Residential | Single Family Low Income | New | Water Heating | Natural Gas | Water Heater (> 55 gal) | E8 | TRC BC Ratio | 0 | 0 | 0 | 0 | 0 | 0 | 0 | 0 | 0 | 0 | 0 | 0 | 0 | 0 | 0 | 0 | 0 | 0 | 0 | 0 | 0 | 0 | 0 | 0 | 0 | 0 | 0 | 0 | 0 | 0 | 0 | 0 | 0
F2_Residential_Single Family Low Income_New_Water Heating_Natural Gas_Water Heater (> 55 gal)_E9 | F2 | Residential | Single Family Low Income | New | Water Heating | Natural Gas | Water Heater (> 55 gal) | E9 | TRC BC Ratio | 0 | 0 | 0 | 0 | 0 | 0 | 0 | 0 | 0 | 0 | 0 | 0 | 0 | 0 | 0 | 0 | 0 | 0 | 0 | 0 | 0 | 0 | 0 | 0 | 0 | 0 | 0 | 0 | 0 | 0 | 0 | 0 | 0
F2_Residential_Single Family Low Income_New_Water Heating_Natural Gas_Water Heater (> 55 gal)_E10 | F2 | Residential | Single Family Low Income | New | Water Heating | Natural Gas | Water Heater (> 55 gal) | E10 | TRC BC Ratio | 0 | 0 | 0 | 0 | 0 | 0 | 0 | 0 | 0 | 0 | 0 | 0 | 0 | 0 | 0 | 0 | 0 | 0 | 0 | 0 | 0 | 0 | 0 | 0 | 0 | 0 | 0 | 0 | 0 | 0 | 0 | 0 | 0
F3_Residential_Single Family Low Income_New_Water Heating_Natural Gas_Water Heater (> 55 gal)_E1 | F3 | Residential | Single Family Low Income | New | Water Heating | Natural Gas | Water Heater (> 55 gal) | E1 | PACT BC Ratio | 1 | 1 | 1 | 1 | 1 | 0 | 0 | 0 | 0 | 0 | 0 | 0 | 0 | 0 | 0 | 0 | 0 | 0 | 0 | 0 | 0 | 0 | 0 | 0 | 0 | 0 | 0 | 0 | 0 | 0 | 0 | 0 | 0
F3_Residential_Single Family Low Income_New_Water Heating_Natural Gas_Water Heater (> 55 gal)_E2 | F3 | Residential | Single Family Low Income | New | Water Heating | Natural Gas | Water Heater (> 55 gal) | E2 | PACT BC Ratio | 0.30317 | 0.30406 | 0.30605 | 0.30773 | 0.30705 | 0 | 0 | 0 | 0 | 0 | 0 | 0 | 0 | 0 | 0 | 0 | 0 | 0 | 0 | 0 | 0 | 0 | 0 | 0 | 0 | 0 | 0 | 0 | 0 | 0 | 0 | 0 | 0
F3_Residential_Single Family Low Income_New_Water Heating_Natural Gas_Water Heater (> 55 gal)_E3 | F3 | Residential | Single Family Low Income | New | Water Heating | Natural Gas | Water Heater (> 55 gal) | E3 | PACT BC Ratio | 0.042826 | 0.042952 | 0.043233 | 0.04347 | 0.043374 | 0 | 0 | 0 | 0 | 0 | 0 | 0 | 0 | 0 | 0 | 0 | 0 | 0 | 0 | 0 | 0 | 0 | 0 | 0 | 0 | 0 | 0 | 0 | 0 | 0 | 0 | 0 | 0
F3_Residential_Single Family Low Income_New_Water Heating_Natural Gas_Water Heater (> 55 gal)_E4 | F3 | Residential | Single Family Low Income | New | Water Heating | Natural Gas | Water Heater (> 55 gal) | E4 | PACT BC Ratio | 0.34605 | 0.34077 | 0.33958 | 0.33689 | 0.3249 | 0 | 0 | 0 | 0 | 0 | 0 | 0 | 0 | 0 | 0 | 0 | 0 | 0 | 0 | 0 | 0 | 0 | 0 | 0 | 0 | 0 | 0 | 0 | 0 | 0 | 0 | 0 | 0
F3_Residential_Single Family Low Income_New_Water Heating_Natural Gas_Water Heater (> 55 gal)_E5 | F3 | Residential | Single Family Low Income | New | Water Heating | Natural Gas | Water Heater (> 55 gal) | E5 | PACT BC Ratio | 0.33258 | 0.3293 | 0.32915 | 0.32788 | 0.31957 | 0 | 0 | 0 | 0 | 0 | 0 | 0 | 0 | 0 | 0 | 0 | 0 | 0 | 0 | 0 | 0 | 0 | 0 | 0 | 0 | 0 | 0 | 0 | 0 | 0 | 0 | 0 | 0
F3_Residential_Single Family Low Income_New_Water Heating_Natural Gas_Water Heater (> 55 gal)_E6 | F3 | Residential | Single Family Low Income | New | Water Heating | Natural Gas | Water Heater (> 55 gal) | E6 | PACT BC Ratio | 0.11883 | 0.11918 | 0.11996 | 0.12061 | 0.12035 | 1 | 1 | 1 | 1 | 1 | 1 | 1 | 1 | 1 | 1 | 1 | 1 | 1 | 1 | 1 | 1 | 1 | 1 | 1 | 1 | 1 | 1 | 1 | 1 | 1 | 1 | 1 | 1
F3_Residential_Single Family Low Income_New_Water Heating_Natural Gas_Water Heater (> 55 gal)_E7 | F3 | Residential | Single Family Low Income | New | Water Heating | Natural Gas | Water Heater (> 55 gal) | E7 | PACT BC Ratio | 0 | 0 | 0 | 0 | 0 | 0.25196 | 0.25488 | 0.25718 | 0.25992 | 0.26265 | 0.26546 | 0.26816 | 0.27111 | 0.27444 | 0.27819 | 0.28249 | 0.28734 | 0.29214 | 0.2966 | 0.30064 | 0.30397 | 0.30655 | 0.30799 | 0.30847 | 0.30862 | 0.30865 | 0.30872 | 0.3089 | 0.30869 | 0.3082 | 0.3072 | 0.30595 | 0.30426
F3_Residential_Single Family Low Income_New_Water Heating_Natural Gas_Water Heater (> 55 gal)_E8 | F3 | Residential | Single Family Low Income | New | Water Heating | Natural Gas | Water Heater (> 55 gal) | E8 | PACT BC Ratio | 0 | 0 | 0 | 0 | 0 | 0 | 0 | 0 | 0 | 0 | 0 | 0 | 0 | 0 | 0 | 0 | 0 | 0 | 0 | 0 | 0 | 0 | 0 | 0 | 0 | 0 | 0 | 0 | 0 | 0 | 0 | 0 | 0
F3_Residential_Single Family Low Income_New_Water Heating_Natural Gas_Water Heater (> 55 gal)_E9 | F3 | Residential | Single Family Low Income | New | Water Heating | Natural Gas | Water Heater (> 55 gal) | E9 | PACT BC Ratio | 0 | 0 | 0 | 0 | 0 | 0 | 0 | 0 | 0 | 0 | 0 | 0 | 0 | 0 | 0 | 0 | 0 | 0 | 0 | 0 | 0 | 0 | 0 | 0 | 0 | 0 | 0 | 0 | 0 | 0 | 0 | 0 | 0
F3_Residential_Single Family Low Income_New_Water Heating_Natural Gas_Water Heater (> 55 gal)_E10 | F3 | Residential | Single Family Low Income | New | Water Heating | Natural Gas | Water Heater (> 55 gal) | E10 | PACT BC Ratio | 0 | 0 | 0 | 0 | 0 | 0 | 0 | 0 | 0 | 0 | 0 | 0 | 0 | 0 | 0 | 0 | 0 | 0 | 0 | 0 | 0 | 0 | 0 | 0 | 0 | 0 | 0 | 0 | 0 | 0 | 0 | 0 | 0
F4_Residential_Single Family Low Income_New_Water Heating_Natural Gas_Water Heater (> 55 gal)_E1 | F4 | Residential | Single Family Low Income | New | Water Heating | Natural Gas | Water Heater (> 55 gal) | E1 | RVT BC Ratio | 1 | 1 | 1 | 1 | 1 | 0 | 0 | 0 | 0 | 0 | 0 | 0 | 0 | 0 | 0 | 0 | 0 | 0 | 0 | 0 | 0 | 0 | 0 | 0 | 0 | 0 | 0 | 0 | 0 | 0 | 0 | 0 | 0
F4_Residential_Single Family Low Income_New_Water Heating_Natural Gas_Water Heater (> 55 gal)_E2 | F4 | Residential | Single Family Low Income | New | Water Heating | Natural Gas | Water Heater (> 55 gal) | E2 | RVT BC Ratio | 1.0288 | 1.0297 | 1.0315 | 1.0331 | 1.0325 | 0 | 0 | 0 | 0 | 0 | 0 | 0 | 0 | 0 | 0 | 0 | 0 | 0 | 0 | 0 | 0 | 0 | 0 | 0 | 0 | 0 | 0 | 0 | 0 | 0 | 0 | 0 | 0
F4_Residential_Single Family Low Income_New_Water Heating_Natural Gas_Water Heater (> 55 gal)_E3 | F4 | Residential | Single Family Low Income | New | Water Heating | Natural Gas | Water Heater (> 55 gal) | E3 | RVT BC Ratio | 0.78363 | 0.78375 | 0.78401 | 0.78423 | 0.78414 | 0 | 0 | 0 | 0 | 0 | 0 | 0 | 0 | 0 | 0 | 0 | 0 | 0 | 0 | 0 | 0 | 0 | 0 | 0 | 0 | 0 | 0 | 0 | 0 | 0 | 0 | 0 | 0
F4_Residential_Single Family Low Income_New_Water Heating_Natural Gas_Water Heater (> 55 gal)_E4 | F4 | Residential | Single Family Low Income | New | Water Heating | Natural Gas | Water Heater (> 55 gal) | E4 | RVT BC Ratio | 1.0692 | 1.0642 | 1.0631 | 1.0606 | 1.0493 | 0 | 0 | 0 | 0 | 0 | 0 | 0 | 0 | 0 | 0 | 0 | 0 | 0 | 0 | 0 | 0 | 0 | 0 | 0 | 0 | 0 | 0 | 0 | 0 | 0 | 0 | 0 | 0
F4_Residential_Single Family Low Income_New_Water Heating_Natural Gas_Water Heater (> 55 gal)_E5 | F4 | Residential | Single Family Low Income | New | Water Heating | Natural Gas | Water Heater (> 55 gal) | E5 | RVT BC Ratio | 1.0565 | 1.0534 | 1.0533 | 1.0521 | 1.0443 | 0 | 0 | 0 | 0 | 0 | 0 | 0 | 0 | 0 | 0 | 0 | 0 | 0 | 0 | 0 | 0 | 0 | 0 | 0 | 0 | 0 | 0 | 0 | 0 | 0 | 0 | 0 | 0
F4_Residential_Single Family Low Income_New_Water Heating_Natural Gas_Water Heater (> 55 gal)_E6 | F4 | Residential | Single Family Low Income | New | Water Heating | Natural Gas | Water Heater (> 55 gal) | E6 | RVT BC Ratio | 0.8552 | 0.85553 | 0.85627 | 0.85689 | 0.85663 | 1 | 1 | 1 | 1 | 1 | 1 | 1 | 1 | 1 | 1 | 1 | 1 | 1 | 1 | 1 | 1 | 1 | 1 | 1 | 1 | 1 | 1 | 1 | 1 | 1 | 1 | 1 | 1
F4_Residential_Single Family Low Income_New_Water Heating_Natural Gas_Water Heater (> 55 gal)_E7 | F4 | Residential | Single Family Low Income | New | Water Heating | Natural Gas | Water Heater (> 55 gal) | E7 | RVT BC Ratio | 0 | 0 | 0 | 0 | 0 | 0.98058 | 0.98334 | 0.9855 | 0.98808 | 0.99065 | 0.9933 | 0.99584 | 0.99861 | 1.0018 | 1.0053 | 1.0093 | 1.0139 | 1.0184 | 1.0226 | 1.0264 | 1.0296 | 1.032 | 1.0333 | 1.0338 | 1.0339 | 1.034 | 1.034 | 1.0342 | 1.034 | 1.0335 | 1.0326 | 1.0314 | 1.0298
F4_Residential_Single Family Low Income_New_Water Heating_Natural Gas_Water Heater (> 55 gal)_E8 | F4 | Residential | Single Family Low Income | New | Water Heating | Natural Gas | Water Heater (> 55 gal) | E8 | RVT BC Ratio | 0 | 0 | 0 | 0 | 0 | 0 | 0 | 0 | 0 | 0 | 0 | 0 | 0 | 0 | 0 | 0 | 0 | 0 | 0 | 0 | 0 | 0 | 0 | 0 | 0 | 0 | 0 | 0 | 0 | 0 | 0 | 0 | 0
F4_Residential_Single Family Low Income_New_Water Heating_Natural Gas_Water Heater (> 55 gal)_E9 | F4 | Residential | Single Family Low Income | New | Water Heating | Natural Gas | Water Heater (> 55 gal) | E9 | RVT BC Ratio | 0 | 0 | 0 | 0 | 0 | 0 | 0 | 0 | 0 | 0 | 0 | 0 | 0 | 0 | 0 | 0 | 0 | 0 | 0 | 0 | 0 | 0 | 0 | 0 | 0 | 0 | 0 | 0 | 0 | 0 | 0 | 0 | 0
F4_Residential_Single Family Low Income_New_Water Heating_Natural Gas_Water Heater (> 55 gal)_E10 | F4 | Residential | Single Family Low Income | New | Water Heating | Natural Gas | Water Heater (> 55 gal) | E10 | RVT BC Ratio | 0 | 0 | 0 | 0 | 0 | 0 | 0 | 0 | 0 | 0 | 0 | 0 | 0 | 0 | 0 | 0 | 0 | 0 | 0 | 0 | 0 | 0 | 0 | 0 | 0 | 0 | 0 | 0 | 0 | 0 | 0 | 0 | 0
F5_Residential_Single Family Low Income_New_Water Heating_Natural Gas_Water Heater (> 55 gal)_E1 | F5 | Residential | Single Family Low Income | New | Water Heating | Natural Gas | Water Heater (> 55 gal) | E1 | RIM BC Ratio | 1 | 1 | 1 | 1 | 1 | 0 | 0 | 0 | 0 | 0 | 0 | 0 | 0 | 0 | 0 | 0 | 0 | 0 | 0 | 0 | 0 | 0 | 0 | 0 | 0 | 0 | 0 | 0 | 0 | 0 | 0 | 0 | 0
F5_Residential_Single Family Low Income_New_Water Heating_Natural Gas_Water Heater (> 55 gal)_E2 | F5 | Residential | Single Family Low Income | New | Water Heating | Natural Gas | Water Heater (> 55 gal) | E2 | RIM BC Ratio | 0.23273 | 0.23325 | 0.23442 | 0.2354 | 0.235 | 0 | 0 | 0 | 0 | 0 | 0 | 0 | 0 | 0 | 0 | 0 | 0 | 0 | 0 | 0 | 0 | 0 | 0 | 0 | 0 | 0 | 0 | 0 | 0 | 0 | 0 | 0 | 0
F5_Residential_Single Family Low Income_New_Water Heating_Natural Gas_Water Heater (> 55 gal)_E3 | F5 | Residential | Single Family Low Income | New | Water Heating | Natural Gas | Water Heater (> 55 gal) | E3 | RIM BC Ratio | 0.04107 | 0.041186 | 0.041444 | 0.041662 | 0.041573 | 0 | 0 | 0 | 0 | 0 | 0 | 0 | 0 | 0 | 0 | 0 | 0 | 0 | 0 | 0 | 0 | 0 | 0 | 0 | 0 | 0 | 0 | 0 | 0 | 0 | 0 | 0 | 0
F5_Residential_Single Family Low Income_New_Water Heating_Natural Gas_Water Heater (> 55 gal)_E4 | F5 | Residential | Single Family Low Income | New | Water Heating | Natural Gas | Water Heater (> 55 gal) | E4 | RIM BC Ratio | 0.25719 | 0.25426 | 0.2536 | 0.2521 | 0.24532 | 0 | 0 | 0 | 0 | 0 | 0 | 0 | 0 | 0 | 0 | 0 | 0 | 0 | 0 | 0 | 0 | 0 | 0 | 0 | 0 | 0 | 0 | 0 | 0 | 0 | 0 | 0 | 0
F5_Residential_Single Family Low Income_New_Water Heating_Natural Gas_Water Heater (> 55 gal)_E5 | F5 | Residential | Single Family Low Income | New | Water Heating | Natural Gas | Water Heater (> 55 gal) | E5 | RIM BC Ratio | 0.24968 | 0.24783 | 0.24774 | 0.24702 | 0.24227 | 0 | 0 | 0 | 0 | 0 | 0 | 0 | 0 | 0 | 0 | 0 | 0 | 0 | 0 | 0 | 0 | 0 | 0 | 0 | 0 | 0 | 0 | 0 | 0 | 0 | 0 | 0 | 0
F5_Residential_Single Family Low Income_New_Water Heating_Natural Gas_Water Heater (> 55 gal)_E6 | F5 | Residential | Single Family Low Income | New | Water Heating | Natural Gas | Water Heater (> 55 gal) | E6 | RIM BC Ratio | 0.10623 | 0.1065 | 0.10713 | 0.10765 | 0.10744 | 1 | 1 | 1 | 1 | 1 | 1 | 1 | 1 | 1 | 1 | 1 | 1 | 1 | 1 | 1 | 1 | 1 | 1 | 1 | 1 | 1 | 1 | 1 | 1 | 1 | 1 | 1 | 1
F5_Residential_Single Family Low Income_New_Water Heating_Natural Gas_Water Heater (> 55 gal)_E7 | F5 | Residential | Single Family Low Income | New | Water Heating | Natural Gas | Water Heater (> 55 gal) | E7 | RIM BC Ratio | 0 | 0 | 0 | 0 | 0 | 0.20132 | 0.20318 | 0.20464 | 0.20637 | 0.20809 | 0.20984 | 0.21153 | 0.21336 | 0.21541 | 0.21772 | 0.22035 | 0.22328 | 0.22617 | 0.22884 | 0.23123 | 0.2332 | 0.23471 | 0.23556 | 0.23584 | 0.23593 | 0.23594 | 0.23598 | 0.23609 | 0.23597 | 0.23568 | 0.23509 | 0.23436 | 0.23337
F5_Residential_Single Family Low Income_New_Water Heating_Natural Gas_Water Heater (> 55 gal)_E8 | F5 | Residential | Single Family Low Income | New | Water Heating | Natural Gas | Water Heater (> 55 gal) | E8 | RIM BC Ratio | 0 | 0 | 0 | 0 | 0 | 0 | 0 | 0 | 0 | 0 | 0 | 0 | 0 | 0 | 0 | 0 | 0 | 0 | 0 | 0 | 0 | 0 | 0 | 0 | 0 | 0 | 0 | 0 | 0 | 0 | 0 | 0 | 0
F5_Residential_Single Family Low Income_New_Water Heating_Natural Gas_Water Heater (> 55 gal)_E9 | F5 | Residential | Single Family Low Income | New | Water Heating | Natural Gas | Water Heater (> 55 gal) | E9 | RIM BC Ratio | 0 | 0 | 0 | 0 | 0 | 0 | 0 | 0 | 0 | 0 | 0 | 0 | 0 | 0 | 0 | 0 | 0 | 0 | 0 | 0 | 0 | 0 | 0 | 0 | 0 | 0 | 0 | 0 | 0 | 0 | 0 | 0 | 0
F5_Residential_Single Family Low Income_New_Water Heating_Natural Gas_Water Heater (> 55 gal)_E10 | F5 | Residential | Single Family Low Income | New | Water Heating | Natural Gas | Water Heater (> 55 gal) | E10 | RIM BC Ratio | 0 | 0 | 0 | 0 | 0 | 0 | 0 | 0 | 0 | 0 | 0 | 0 | 0 | 0 | 0 | 0 | 0 | 0 | 0 | 0 | 0 | 0 | 0 | 0 | 0 | 0 | 0 | 0 | 0 | 0 | 0 | 0 | 0
F0_Residential_Single Family Low Income_New_Appliances_Natural Gas_Clothes Dryer_E0 | F0 | Residential | Single Family Low Income | New | Appliances | Natural Gas | Clothes Dryer | E0 | Economic Unit | Standard | Standard | Standard | Standard | Standard | Standard | Standard | Standard | Standard | Standard | Standard | Standard | Standard | Standard | Standard | Standard | Standard | Standard | Standard | Standard | Standard | Standard | Standard | Standard | Standard | Standard | Standard | Standard | Standard | Standard | Standard | Standard | Standard
F1_Residential_Single Family Low Income_New_Appliances_Natural Gas_Clothes Dryer_E1 | F1 | Residential | Single Family Low Income | New | Appliances | Natural Gas | Clothes Dryer | E1 | CCE | 0 | 0 | 0 | 0 | 0 | 0 | 0 | 0 | 0 | 0 | 0 | 0 | 0 | 0 | 0 | 0 | 0 | 0 | 0 | 0 | 0 | 0 | 0 | 0 | 0 | 0 | 0 | 0 | 0 | 0 | 0 | 0 | 0
F1_Residential_Single Family Low Income_New_Appliances_Natural Gas_Clothes Dryer_E2 | F1 | Residential | Single Family Low Income | New | Appliances | Natural Gas | Clothes Dryer | E2 | CCE | 7.2375 | 7.4602 | 7.3087 | 6.7002 | 6.7002 | 6.7002 | 6.7002 | 6.7002 | 6.7002 | 6.7002 | 6.7002 | 6.7002 | 6.7002 | 6.7002 | 6.7002 | 6.7002 | 6.7002 | 6.7002 | 6.7002 | 6.7002 | 6.7002 | 6.7002 | 6.7002 | 6.7002 | 6.7002 | 6.7002 | 6.7002 | 6.7002 | 6.7002 | 6.7002 | 6.7002 | 6.7002 | 6.7002
F1_Residential_Single Family Low Income_New_Appliances_Natural Gas_Clothes Dryer_E3 | F1 | Residential | Single Family Low Income | New | Appliances | Natural Gas | Clothes Dryer | E3 | CCE | 0 | 0 | 0 | 0 | 0 | 0 | 0 | 0 | 0 | 0 | 0 | 0 | 0 | 0 | 0 | 0 | 0 | 0 | 0 | 0 | 0 | 0 | 0 | 0 | 0 | 0 | 0 | 0 | 0 | 0 | 0 | 0 | 0
F1_Residential_Single Family Low Income_New_Appliances_Natural Gas_Clothes Dryer_E4 | F1 | Residential | Single Family Low Income | New | Appliances | Natural Gas | Clothes Dryer | E4 | CCE | 0 | 0 | 0 | 0 | 0 | 0 | 0 | 0 | 0 | 0 | 0 | 0 | 0 | 0 | 0 | 0 | 0 | 0 | 0 | 0 | 0 | 0 | 0 | 0 | 0 | 0 | 0 | 0 | 0 | 0 | 0 | 0 | 0
F1_Residential_Single Family Low Income_New_Appliances_Natural Gas_Clothes Dryer_E5 | F1 | Residential | Single Family Low Income | New | Appliances | Natural Gas | Clothes Dryer | E5 | CCE | 0 | 0 | 0 | 0 | 0 | 0 | 0 | 0 | 0 | 0 | 0 | 0 | 0 | 0 | 0 | 0 | 0 | 0 | 0 | 0 | 0 | 0 | 0 | 0 | 0 | 0 | 0 | 0 | 0 | 0 | 0 | 0 | 0
F1_Residential_Single Family Low Income_New_Appliances_Natural Gas_Clothes Dryer_E6 | F1 | Residential | Single Family Low Income | New | Appliances | Natural Gas | Clothes Dryer | E6 | CCE | 0 | 0 | 0 | 0 | 0 | 0 | 0 | 0 | 0 | 0 | 0 | 0 | 0 | 0 | 0 | 0 | 0 | 0 | 0 | 0 | 0 | 0 | 0 | 0 | 0 | 0 | 0 | 0 | 0 | 0 | 0 | 0 | 0
F1_Residential_Single Family Low Income_New_Appliances_Natural Gas_Clothes Dryer_E7 | F1 | Residential | Single Family Low Income | New | Appliances | Natural Gas | Clothes Dryer | E7 | CCE | 0 | 0 | 0 | 0 | 0 | 0 | 0 | 0 | 0 | 0 | 0 | 0 | 0 | 0 | 0 | 0 | 0 | 0 | 0 | 0 | 0 | 0 | 0 | 0 | 0 | 0 | 0 | 0 | 0 | 0 | 0 | 0 | 0
F1_Residential_Single Family Low Income_New_Appliances_Natural Gas_Clothes Dryer_E8 | F1 | Residential | Single Family Low Income | New | Appliances | Natural Gas | Clothes Dryer | E8 | CCE | 0 | 0 | 0 | 0 | 0 | 0 | 0 | 0 | 0 | 0 | 0 | 0 | 0 | 0 | 0 | 0 | 0 | 0 | 0 | 0 | 0 | 0 | 0 | 0 | 0 | 0 | 0 | 0 | 0 | 0 | 0 | 0 | 0
F1_Residential_Single Family Low Income_New_Appliances_Natural Gas_Clothes Dryer_E9 | F1 | Residential | Single Family Low Income | New | Appliances | Natural Gas | Clothes Dryer | E9 | CCE | 0 | 0 | 0 | 0 | 0 | 0 | 0 | 0 | 0 | 0 | 0 | 0 | 0 | 0 | 0 | 0 | 0 | 0 | 0 | 0 | 0 | 0 | 0 | 0 | 0 | 0 | 0 | 0 | 0 | 0 | 0 | 0 | 0
F1_Residential_Single Family Low Income_New_Appliances_Natural Gas_Clothes Dryer_E10 | F1 | Residential | Single Family Low Income | New | Appliances | Natural Gas | Clothes Dryer | E10 | CCE | 0 | 0 | 0 | 0 | 0 | 0 | 0 | 0 | 0 | 0 | 0 | 0 | 0 | 0 | 0 | 0 | 0 | 0 | 0 | 0 | 0 | 0 | 0 | 0 | 0 | 0 | 0 | 0 | 0 | 0 | 0 | 0 | 0
F2_Residential_Single Family Low Income_New_Appliances_Natural Gas_Clothes Dryer_E1 | F2 | Residential | Single Family Low Income | New | Appliances | Natural Gas | Clothes Dryer | E1 | TRC BC Ratio | bar: 2019 to 2051
F2_Residential_Single Family Low Income_New_Appliances_Natural Gas_Clothes Dryer_E2 | F2 | Residential | Single Family Low Income | New | Appliances | Natural Gas | Clothes Dryer | E2 | TRC BC Ratio | 0.22899 | 0.2297 | 0.23129 | 0.23259 | 0.23196 | 0.23289 | 0.23511 | 0.23694 | 0.23914 | 0.24127 | 0.24342 | 0.24546 | 0.24761 | 0.24985 | 0.252 | 0.25422 | 0.25646 | 0.25885 | 0.26117 | 0.2634 | 0.26536 | 0.26717 | 0.26854 | 0.26975 | 0.27046 | 0.27086 | 0.27107 | 0.27103 | 0.27065 | 0.27005 | 0.26901 | 0.26777 | 0.26617
F2_Residential_Single Family Low Income_New_Appliances_Natural Gas_Clothes Dryer_E3 | F2 | Residential | Single Family Low Income | New | Appliances | Natural Gas | Clothes Dryer | E3 | TRC BC Ratio | 0 | 0 | 0 | 0 | 0 | 0 | 0 | 0 | 0 | 0 | 0 | 0 | 0 | 0 | 0 | 0 | 0 | 0 | 0 | 0 | 0 | 0 | 0 | 0 | 0 | 0 | 0 | 0 | 0 | 0 | 0 | 0 | 0
F2_Residential_Single Family Low Income_New_Appliances_Natural Gas_Clothes Dryer_E4 | F2 | Residential | Single Family Low Income | New | Appliances | Natural Gas | Clothes Dryer | E4 | TRC BC Ratio | 0 | 0 | 0 | 0 | 0 | 0 | 0 | 0 | 0 | 0 | 0 | 0 | 0 | 0 | 0 | 0 | 0 | 0 | 0 | 0 | 0 | 0 | 0 | 0 | 0 | 0 | 0 | 0 | 0 | 0 | 0 | 0 | 0
F2_Residential_Single Family Low Income_New_Appliances_Natural Gas_Clothes Dryer_E5 | F2 | Residential | Single Family Low Income | New | Appliances | Natural Gas | Clothes Dryer | E5 | TRC BC Ratio | 0 | 0 | 0 | 0 | 0 | 0 | 0 | 0 | 0 | 0 | 0 | 0 | 0 | 0 | 0 | 0 | 0 | 0 | 0 | 0 | 0 | 0 | 0 | 0 | 0 | 0 | 0 | 0 | 0 | 0 | 0 | 0 | 0
F2_Residential_Single Family Low Income_New_Appliances_Natural Gas_Clothes Dryer_E6 | F2 | Residential | Single Family Low Income | New | Appliances | Natural Gas | Clothes Dryer | E6 | TRC BC Ratio | 0 | 0 | 0 | 0 | 0 | 0 | 0 | 0 | 0 | 0 | 0 | 0 | 0 | 0 | 0 | 0 | 0 | 0 | 0 | 0 | 0 | 0 | 0 | 0 | 0 | 0 | 0 | 0 | 0 | 0 | 0 | 0 | 0
F2_Residential_Single Family Low Income_New_Appliances_Natural Gas_Clothes Dryer_E7 | F2 | Residential | Single Family Low Income | New | Appliances | Natural Gas | Clothes Dryer | E7 | TRC BC Ratio | 0 | 0 | 0 | 0 | 0 | 0 | 0 | 0 | 0 | 0 | 0 | 0 | 0 | 0 | 0 | 0 | 0 | 0 | 0 | 0 | 0 | 0 | 0 | 0 | 0 | 0 | 0 | 0 | 0 | 0 | 0 | 0 | 0
F2_Residential_Single Family Low Income_New_Appliances_Natural Gas_Clothes Dryer_E8 | F2 | Residential | Single Family Low Income | New | Appliances | Natural Gas | Clothes Dryer | E8 | TRC BC Ratio | 0 | 0 | 0 | 0 | 0 | 0 | 0 | 0 | 0 | 0 | 0 | 0 | 0 | 0 | 0 | 0 | 0 | 0 | 0 | 0 | 0 | 0 | 0 | 0 | 0 | 0 | 0 | 0 | 0 | 0 | 0 | 0 | 0
F2_Residential_Single Family Low Income_New_Appliances_Natural Gas_Clothes Dryer_E9 | F2 | Residential | Single Family Low Income | New | Appliances | Natural Gas | Clothes Dryer | E9 | TRC BC Ratio | 0 | 0 | 0 | 0 | 0 | 0 | 0 | 0 | 0 | 0 | 0 | 0 | 0 | 0 | 0 | 0 | 0 | 0 | 0 | 0 | 0 | 0 | 0 | 0 | 0 | 0 | 0 | 0 | 0 | 0 | 0 | 0 | 0
F2_Residential_Single Family Low Income_New_Appliances_Natural Gas_Clothes Dryer_E10 | F2 | Residential | Single Family Low Income | New | Appliances | Natural Gas | Clothes Dryer | E10 | TRC BC Ratio | 0 | 0 | 0 | 0 | 0 | 0 | 0 | 0 | 0 | 0 | 0 | 0 | 0 | 0 | 0 | 0 | 0 | 0 | 0 | 0 | 0 | 0 | 0 | 0 | 0 | 0 | 0 | 0 | 0 | 0 | 0 | 0 | 0
F3_Residential_Single Family Low Income_New_Appliances_Natural Gas_Clothes Dryer_E1 | F3 | Residential | Single Family Low Income | New | Appliances | Natural Gas | Clothes Dryer | E1 | PACT BC Ratio | bar: 2019 to 2051
F3_Residential_Single Family Low Income_New_Appliances_Natural Gas_Clothes Dryer_E2 | F3 | Residential | Single Family Low Income | New | Appliances | Natural Gas | Clothes Dryer | E2 | PACT BC Ratio | 0.30532 | 0.30627 | 0.30839 | 0.31012 | 0.30928 | 0.31052 | 0.31348 | 0.31592 | 0.31886 | 0.3217 | 0.32457 | 0.32728 | 0.33014 | 0.33314 | 0.336 | 0.33897 | 0.34194 | 0.34514 | 0.34823 | 0.35121 | 0.35381 | 0.35622 | 0.35805 | 0.35967 | 0.36061 | 0.36115 | 0.36143 | 0.36137 | 0.36087 | 0.36006 | 0.35868 | 0.35703 | 0.3549
F3_Residential_Single Family Low Income_New_Appliances_Natural Gas_Clothes Dryer_E3 | F3 | Residential | Single Family Low Income | New | Appliances | Natural Gas | Clothes Dryer | E3 | PACT BC Ratio | 0 | 0 | 0 | 0 | 0 | 0 | 0 | 0 | 0 | 0 | 0 | 0 | 0 | 0 | 0 | 0 | 0 | 0 | 0 | 0 | 0 | 0 | 0 | 0 | 0 | 0 | 0 | 0 | 0 | 0 | 0 | 0 | 0
F3_Residential_Single Family Low Income_New_Appliances_Natural Gas_Clothes Dryer_E4 | F3 | Residential | Single Family Low Income | New | Appliances | Natural Gas | Clothes Dryer | E4 | PACT BC Ratio | 0 | 0 | 0 | 0 | 0 | 0 | 0 | 0 | 0 | 0 | 0 | 0 | 0 | 0 | 0 | 0 | 0 | 0 | 0 | 0 | 0 | 0 | 0 | 0 | 0 | 0 | 0 | 0 | 0 | 0 | 0 | 0 | 0
F3_Residential_Single Family Low Income_New_Appliances_Natural Gas_Clothes Dryer_E5 | F3 | Residential | Single Family Low Income | New | Appliances | Natural Gas | Clothes Dryer | E5 | PACT BC Ratio | 0 | 0 | 0 | 0 | 0 | 0 | 0 | 0 | 0 | 0 | 0 | 0 | 0 | 0 | 0 | 0 | 0 | 0 | 0 | 0 | 0 | 0 | 0 | 0 | 0 | 0 | 0 | 0 | 0 | 0 | 0 | 0 | 0
F3_Residential_Single Family Low Income_New_Appliances_Natural Gas_Clothes Dryer_E6 | F3 | Residential | Single Family Low Income | New | Appliances | Natural Gas | Clothes Dryer | E6 | PACT BC Ratio | 0 | 0 | 0 | 0 | 0 | 0 | 0 | 0 | 0 | 0 | 0 | 0 | 0 | 0 | 0 | 0 | 0 | 0 | 0 | 0 | 0 | 0 | 0 | 0 | 0 | 0 | 0 | 0 | 0 | 0 | 0 | 0 | 0
F3_Residential_Single Family Low Income_New_Appliances_Natural Gas_Clothes Dryer_E7 | F3 | Residential | Single Family Low Income | New | Appliances | Natural Gas | Clothes Dryer | E7 | PACT BC Ratio | 0 | 0 | 0 | 0 | 0 | 0 | 0 | 0 | 0 | 0 | 0 | 0 | 0 | 0 | 0 | 0 | 0 | 0 | 0 | 0 | 0 | 0 | 0 | 0 | 0 | 0 | 0 | 0 | 0 | 0 | 0 | 0 | 0
F3_Residential_Single Family Low Income_New_Appliances_Natural Gas_Clothes Dryer_E8 | F3 | Residential | Single Family Low Income | New | Appliances | Natural Gas | Clothes Dryer | E8 | PACT BC Ratio | 0 | 0 | 0 | 0 | 0 | 0 | 0 | 0 | 0 | 0 | 0 | 0 | 0 | 0 | 0 | 0 | 0 | 0 | 0 | 0 | 0 | 0 | 0 | 0 | 0 | 0 | 0 | 0 | 0 | 0 | 0 | 0 | 0
F3_Residential_Single Family Low Income_New_Appliances_Natural Gas_Clothes Dryer_E9 | F3 | Residential | Single Family Low Income | New | Appliances | Natural Gas | Clothes Dryer | E9 | PACT BC Ratio | 0 | 0 | 0 | 0 | 0 | 0 | 0 | 0 | 0 | 0 | 0 | 0 | 0 | 0 | 0 | 0 | 0 | 0 | 0 | 0 | 0 | 0 | 0 | 0 | 0 | 0 | 0 | 0 | 0 | 0 | 0 | 0 | 0
F3_Residential_Single Family Low Income_New_Appliances_Natural Gas_Clothes Dryer_E10 | F3 | Residential | Single Family Low Income | New | Appliances | Natural Gas | Clothes Dryer | E10 | PACT BC Ratio | 0 | 0 | 0 | 0 | 0 | 0 | 0 | 0 | 0 | 0 | 0 | 0 | 0 | 0 | 0 | 0 | 0 | 0 | 0 | 0 | 0 | 0 | 0 | 0 | 0 | 0 | 0 | 0 | 0 | 0 | 0 | 0 | 0
F4_Residential_Single Family Low Income_New_Appliances_Natural Gas_Clothes Dryer_E1 | F4 | Residential | Single Family Low Income | New | Appliances | Natural Gas | Clothes Dryer | E1 | RVT BC Ratio | bar: 2019 to 2051
F4_Residential_Single Family Low Income_New_Appliances_Natural Gas_Clothes Dryer_E2 | F4 | Residential | Single Family Low Income | New | Appliances | Natural Gas | Clothes Dryer | E2 | RVT BC Ratio | 0.89622 | 0.89652 | 0.89763 | 0.89852 | 0.89777 | 0.89888 | 0.90154 | 0.90373 | 0.90637 | 0.90892 | 0.9115 | 0.91394 | 0.91651 | 0.9192 | 0.92178 | 0.92444 | 0.92711 | 0.92999 | 0.9328 | 0.93554 | 0.93799 | 0.94031 | 0.94215 | 0.94384 | 0.94497 | 0.94576 | 0.94632 | 0.94658 | 0.94647 | 0.94608 | 0.94519 | 0.94408 | 0.94254
F4_Residential_Single Family Low Income_New_Appliances_Natural Gas_Clothes Dryer_E3 | F4 | Residential | Single Family Low Income | New | Appliances | Natural Gas | Clothes Dryer | E3 | RVT BC Ratio | 0 | 0 | 0 | 0 | 0 | 0 | 0 | 0 | 0 | 0 | 0 | 0 | 0 | 0 | 0 | 0 | 0 | 0 | 0 | 0 | 0 | 0 | 0 | 0 | 0 | 0 | 0 | 0 | 0 | 0 | 0 | 0 | 0
F4_Residential_Single Family Low Income_New_Appliances_Natural Gas_Clothes Dryer_E4 | F4 | Residential | Single Family Low Income | New | Appliances | Natural Gas | Clothes Dryer | E4 | RVT BC Ratio | 0 | 0 | 0 | 0 | 0 | 0 | 0 | 0 | 0 | 0 | 0 | 0 | 0 | 0 | 0 | 0 | 0 | 0 | 0 | 0 | 0 | 0 | 0 | 0 | 0 | 0 | 0 | 0 | 0 | 0 | 0 | 0 | 0
F4_Residential_Single Family Low Income_New_Appliances_Natural Gas_Clothes Dryer_E5 | F4 | Residential | Single Family Low Income | New | Appliances | Natural Gas | Clothes Dryer | E5 | RVT BC Ratio | 0 | 0 | 0 | 0 | 0 | 0 | 0 | 0 | 0 | 0 | 0 | 0 | 0 | 0 | 0 | 0 | 0 | 0 | 0 | 0 | 0 | 0 | 0 | 0 | 0 | 0 | 0 | 0 | 0 | 0 | 0 | 0 | 0
F4_Residential_Single Family Low Income_New_Appliances_Natural Gas_Clothes Dryer_E6 | F4 | Residential | Single Family Low Income | New | Appliances | Natural Gas | Clothes Dryer | E6 | RVT BC Ratio | 0 | 0 | 0 | 0 | 0 | 0 | 0 | 0 | 0 | 0 | 0 | 0 | 0 | 0 | 0 | 0 | 0 | 0 | 0 | 0 | 0 | 0 | 0 | 0 | 0 | 0 | 0 | 0 | 0 | 0 | 0 | 0 | 0
F4_Residential_Single Family Low Income_New_Appliances_Natural Gas_Clothes Dryer_E7 | F4 | Residential | Single Family Low Income | New | Appliances | Natural Gas | Clothes Dryer | E7 | RVT BC Ratio | 0 | 0 | 0 | 0 | 0 | 0 | 0 | 0 | 0 | 0 | 0 | 0 | 0 | 0 | 0 | 0 | 0 | 0 | 0 | 0 | 0 | 0 | 0 | 0 | 0 | 0 | 0 | 0 | 0 | 0 | 0 | 0 | 0
F4_Residential_Single Family Low Income_New_Appliances_Natural Gas_Clothes Dryer_E8 | F4 | Residential | Single Family Low Income | New | Appliances | Natural Gas | Clothes Dryer | E8 | RVT BC Ratio | 0 | 0 | 0 | 0 | 0 | 0 | 0 | 0 | 0 | 0 | 0 | 0 | 0 | 0 | 0 | 0 | 0 | 0 | 0 | 0 | 0 | 0 | 0 | 0 | 0 | 0 | 0 | 0 | 0 | 0 | 0 | 0 | 0
F4_Residential_Single Family Low Income_New_Appliances_Natural Gas_Clothes Dryer_E9 | F4 | Residential | Single Family Low Income | New | Appliances | Natural Gas | Clothes Dryer | E9 | RVT BC Ratio | 0 | 0 | 0 | 0 | 0 | 0 | 0 | 0 | 0 | 0 | 0 | 0 | 0 | 0 | 0 | 0 | 0 | 0 | 0 | 0 | 0 | 0 | 0 | 0 | 0 | 0 | 0 | 0 | 0 | 0 | 0 | 0 | 0
F4_Residential_Single Family Low Income_New_Appliances_Natural Gas_Clothes Dryer_E10 | F4 | Residential | Single Family Low Income | New | Appliances | Natural Gas | Clothes Dryer | E10 | RVT BC Ratio | 0 | 0 | 0 | 0 | 0 | 0 | 0 | 0 | 0 | 0 | 0 | 0 | 0 | 0 | 0 | 0 | 0 | 0 | 0 | 0 | 0 | 0 | 0 | 0 | 0 | 0 | 0 | 0 | 0 | 0 | 0 | 0 | 0
F5_Residential_Single Family Low Income_New_Appliances_Natural Gas_Clothes Dryer_E1 | F5 | Residential | Single Family Low Income | New | Appliances | Natural Gas | Clothes Dryer | E1 | RIM BC Ratio | bar: 2019 to 2051
F5_Residential_Single Family Low Income_New_Appliances_Natural Gas_Clothes Dryer_E2 | F5 | Residential | Single Family Low Income | New | Appliances | Natural Gas | Clothes Dryer | E2 | RIM BC Ratio | 0.25067 | 0.25138 | 0.25286 | 0.25408 | 0.25356 | 0.25432 | 0.25612 | 0.25761 | 0.25938 | 0.26109 | 0.26281 | 0.26442 | 0.26612 | 0.26789 | 0.26958 | 0.27131 | 0.27304 | 0.27489 | 0.27667 | 0.27836 | 0.27982 | 0.28115 | 0.28214 | 0.283 | 0.28346 | 0.28368 | 0.28377 | 0.28365 | 0.28329 | 0.28275 | 0.28189 | 0.28086 | 0.27956
F5_Residential_Single Family Low Income_New_Appliances_Natural Gas_Clothes Dryer_E3 | F5 | Residential | Single Family Low Income | New | Appliances | Natural Gas | Clothes Dryer | E3 | RIM BC Ratio | 0 | 0 | 0 | 0 | 0 | 0 | 0 | 0 | 0 | 0 | 0 | 0 | 0 | 0 | 0 | 0 | 0 | 0 | 0 | 0 | 0 | 0 | 0 | 0 | 0 | 0 | 0 | 0 | 0 | 0 | 0 | 0 | 0
F5_Residential_Single Family Low Income_New_Appliances_Natural Gas_Clothes Dryer_E4 | F5 | Residential | Single Family Low Income | New | Appliances | Natural Gas | Clothes Dryer | E4 | RIM BC Ratio | 0 | 0 | 0 | 0 | 0 | 0 | 0 | 0 | 0 | 0 | 0 | 0 | 0 | 0 | 0 | 0 | 0 | 0 | 0 | 0 | 0 | 0 | 0 | 0 | 0 | 0 | 0 | 0 | 0 | 0 | 0 | 0 | 0
F5_Residential_Single Family Low Income_New_Appliances_Natural Gas_Clothes Dryer_E5 | F5 | Residential | Single Family Low Income | New | Appliances | Natural Gas | Clothes Dryer | E5 | RIM BC Ratio | 0 | 0 | 0 | 0 | 0 | 0 | 0 | 0 | 0 | 0 | 0 | 0 | 0 | 0 | 0 | 0 | 0 | 0 | 0 | 0 | 0 | 0 | 0 | 0 | 0 | 0 | 0 | 0 | 0 | 0 | 0 | 0 | 0
F5_Residential_Single Family Low Income_New_Appliances_Natural Gas_Clothes Dryer_E6 | F5 | Residential | Single Family Low Income | New | Appliances | Natural Gas | Clothes Dryer | E6 | RIM BC Ratio | 0 | 0 | 0 | 0 | 0 | 0 | 0 | 0 | 0 | 0 | 0 | 0 | 0 | 0 | 0 | 0 | 0 | 0 | 0 | 0 | 0 | 0 | 0 | 0 | 0 | 0 | 0 | 0 | 0 | 0 | 0 | 0 | 0
F5_Residential_Single Family Low Income_New_Appliances_Natural Gas_Clothes Dryer_E7 | F5 | Residential | Single Family Low Income | New | Appliances | Natural Gas | Clothes Dryer | E7 | RIM BC Ratio | 0 | 0 | 0 | 0 | 0 | 0 | 0 | 0 | 0 | 0 | 0 | 0 | 0 | 0 | 0 | 0 | 0 | 0 | 0 | 0 | 0 | 0 | 0 | 0 | 0 | 0 | 0 | 0 | 0 | 0 | 0 | 0 | 0
F5_Residential_Single Family Low Income_New_Appliances_Natural Gas_Clothes Dryer_E8 | F5 | Residential | Single Family Low Income | New | Appliances | Natural Gas | Clothes Dryer | E8 | RIM BC Ratio | 0 | 0 | 0 | 0 | 0 | 0 | 0 | 0 | 0 | 0 | 0 | 0 | 0 | 0 | 0 | 0 | 0 | 0 | 0 | 0 | 0 | 0 | 0 | 0 | 0 | 0 | 0 | 0 | 0 | 0 | 0 | 0 | 0
F5_Residential_Single Family Low Income_New_Appliances_Natural Gas_Clothes Dryer_E9 | F5 | Residential | Single Family Low Income | New | Appliances | Natural Gas | Clothes Dryer | E9 | RIM BC Ratio | 0 | 0 | 0 | 0 | 0 | 0 | 0 | 0 | 0 | 0 | 0 | 0 | 0 | 0 | 0 | 0 | 0 | 0 | 0 | 0 | 0 | 0 | 0 | 0 | 0 | 0 | 0 | 0 | 0 | 0 | 0 | 0 | 0
F5_Residential_Single Family Low Income_New_Appliances_Natural Gas_Clothes Dryer_E10 | F5 | Residential | Single Family Low Income | New | Appliances | Natural Gas | Clothes Dryer | E10 | RIM BC Ratio | 0 | 0 | 0 | 0 | 0 | 0 | 0 | 0 | 0 | 0 | 0 | 0 | 0 | 0 | 0 | 0 | 0 | 0 | 0 | 0 | 0 | 0 | 0 | 0 | 0 | 0 | 0 | 0 | 0 | 0 | 0 | 0 | 0
F0_Residential_Single Family Low Income_New_Appliances_Natural Gas_Stove/Oven_E0 | F0 | Residential | Single Family Low Income | New | Appliances | Natural Gas | Stove/Oven | E0 | Economic Unit | High Efficiency (730 + 1660 IAEC) | High Efficiency (730 + 1660 IAEC) | High Efficiency (730 + 1660 IAEC) | High Efficiency (730 + 1660 IAEC) | High Efficiency (730 + 1660 IAEC) | High Efficiency (730 + 1660 IAEC) | High Efficiency (730 + 1660 IAEC) | High Efficiency (730 + 1660 IAEC) | High Efficiency (730 + 1660 IAEC) | High Efficiency (730 + 1660 IAEC) | High Efficiency (730 + 1660 IAEC) | High Efficiency (730 + 1660 IAEC) | High Efficiency (730 + 1660 IAEC) | High Efficiency (730 + 1660 IAEC) | High Efficiency (730 + 1660 IAEC) | High Efficiency (730 + 1660 IAEC) | High Efficiency (730 + 1660 IAEC) | High Efficiency (730 + 1660 IAEC) | High Efficiency (730 + 1660 IAEC) | High Efficiency (730 + 1660 IAEC) | High Efficiency (730 + 1660 IAEC) | High Efficiency (730 + 1660 IAEC) | High Efficiency (730 + 1660 IAEC) | High Efficiency (730 + 1660 IAEC) | High Efficiency (730 + 1660 IAEC) | High Efficiency (730 + 1660 IAEC) | High Efficiency (730 + 1660 IAEC) | High Efficiency (730 + 1660 IAEC) | High Efficiency (730 + 1660 IAEC) | High Efficiency (730 + 1660 IAEC) | High Efficiency (730 + 1660 IAEC) | High Efficiency (730 + 1660 IAEC) | High Efficiency (730 + 1660 IAEC)
F1_Residential_Single Family Low Income_New_Appliances_Natural Gas_Stove/Oven_E1 | F1 | Residential | Single Family Low Income | New | Appliances | Natural Gas | Stove/Oven | E1 | CCE | 0 | 0 | 0 | 0 | 0 | 0 | 0 | 0 | 0 | 0 | 0 | 0 | 0 | 0 | 0 | 0 | 0 | 0 | 0 | 0 | 0 | 0 | 0 | 0 | 0 | 0 | 0 | 0 | 0 | 0 | 0 | 0 | 0
F1_Residential_Single Family Low Income_New_Appliances_Natural Gas_Stove/Oven_E2 | F1 | Residential | Single Family Low Income | New | Appliances | Natural Gas | Stove/Oven | E2 | CCE | 1.4566 | 1.5014 | 1.4709 | 1.3484 | 1.3484 | 1.3484 | 1.3484 | 1.3484 | 1.3484 | 1.3484 | 1.3484 | 1.3484 | 1.3484 | 1.3484 | 1.3484 | 1.3484 | 1.3484 | 1.3484 | 1.3484 | 1.3484 | 1.3484 | 1.3484 | 1.3484 | 1.3484 | 1.3484 | 1.3484 | 1.3484 | 1.3484 | 1.3484 | 1.3484 | 1.3484 | 1.3484 | 1.3484
F1_Residential_Single Family Low Income_New_Appliances_Natural Gas_Stove/Oven_E3 | F1 | Residential | Single Family Low Income | New | Appliances | Natural Gas | Stove/Oven | E3 | CCE | 0 | 0 | 0 | 0 | 0 | 0 | 0 | 0 | 0 | 0 | 0 | 0 | 0 | 0 | 0 | 0 | 0 | 0 | 0 | 0 | 0 | 0 | 0 | 0 | 0 | 0 | 0 | 0 | 0 | 0 | 0 | 0 | 0
F1_Residential_Single Family Low Income_New_Appliances_Natural Gas_Stove/Oven_E4 | F1 | Residential | Single Family Low Income | New | Appliances | Natural Gas | Stove/Oven | E4 | CCE | 0 | 0 | 0 | 0 | 0 | 0 | 0 | 0 | 0 | 0 | 0 | 0 | 0 | 0 | 0 | 0 | 0 | 0 | 0 | 0 | 0 | 0 | 0 | 0 | 0 | 0 | 0 | 0 | 0 | 0 | 0 | 0 | 0
F1_Residential_Single Family Low Income_New_Appliances_Natural Gas_Stove/Oven_E5 | F1 | Residential | Single Family Low Income | New | Appliances | Natural Gas | Stove/Oven | E5 | CCE | 0 | 0 | 0 | 0 | 0 | 0 | 0 | 0 | 0 | 0 | 0 | 0 | 0 | 0 | 0 | 0 | 0 | 0 | 0 | 0 | 0 | 0 | 0 | 0 | 0 | 0 | 0 | 0 | 0 | 0 | 0 | 0 | 0
F1_Residential_Single Family Low Income_New_Appliances_Natural Gas_Stove/Oven_E6 | F1 | Residential | Single Family Low Income | New | Appliances | Natural Gas | Stove/Oven | E6 | CCE | 0 | 0 | 0 | 0 | 0 | 0 | 0 | 0 | 0 | 0 | 0 | 0 | 0 | 0 | 0 | 0 | 0 | 0 | 0 | 0 | 0 | 0 | 0 | 0 | 0 | 0 | 0 | 0 | 0 | 0 | 0 | 0 | 0
F1_Residential_Single Family Low Income_New_Appliances_Natural Gas_Stove/Oven_E7 | F1 | Residential | Single Family Low Income | New | Appliances | Natural Gas | Stove/Oven | E7 | CCE | 0 | 0 | 0 | 0 | 0 | 0 | 0 | 0 | 0 | 0 | 0 | 0 | 0 | 0 | 0 | 0 | 0 | 0 | 0 | 0 | 0 | 0 | 0 | 0 | 0 | 0 | 0 | 0 | 0 | 0 | 0 | 0 | 0
F1_Residential_Single Family Low Income_New_Appliances_Natural Gas_Stove/Oven_E8 | F1 | Residential | Single Family Low Income | New | Appliances | Natural Gas | Stove/Oven | E8 | CCE | 0 | 0 | 0 | 0 | 0 | 0 | 0 | 0 | 0 | 0 | 0 | 0 | 0 | 0 | 0 | 0 | 0 | 0 | 0 | 0 | 0 | 0 | 0 | 0 | 0 | 0 | 0 | 0 | 0 | 0 | 0 | 0 | 0
F1_Residential_Single Family Low Income_New_Appliances_Natural Gas_Stove/Oven_E9 | F1 | Residential | Single Family Low Income | New | Appliances | Natural Gas | Stove/Oven | E9 | CCE | 0 | 0 | 0 | 0 | 0 | 0 | 0 | 0 | 0 | 0 | 0 | 0 | 0 | 0 | 0 | 0 | 0 | 0 | 0 | 0 | 0 | 0 | 0 | 0 | 0 | 0 | 0 | 0 | 0 | 0 | 0 | 0 | 0
F1_Residential_Single Family Low Income_New_Appliances_Natural Gas_Stove/Oven_E10 | F1 | Residential | Single Family Low Income | New | Appliances | Natural Gas | Stove/Oven | E10 | CCE | 0 | 0 | 0 | 0 | 0 | 0 | 0 | 0 | 0 | 0 | 0 | 0 | 0 | 0 | 0 | 0 | 0 | 0 | 0 | 0 | 0 | 0 | 0 | 0 | 0 | 0 | 0 | 0 | 0 | 0 | 0 | 0 | 0
F2_Residential_Single Family Low Income_New_Appliances_Natural Gas_Stove/Oven_E1 | F2 | Residential | Single Family Low Income | New | Appliances | Natural Gas | Stove/Oven | E1 | TRC BC Ratio | bar: 2019 to 2051
F2_Residential_Single Family Low Income_New_Appliances_Natural Gas_Stove/Oven_E2 | F2 | Residential | Single Family Low Income | New | Appliances | Natural Gas | Stove/Oven | E2 | TRC BC Ratio | 1.1378 | 1.1414 | 1.1493 | 1.1557 | 1.1526 | 1.1572 | 1.1682 | 1.1773 | 1.1883 | 1.1988 | 1.2095 | 1.2196 | 1.2303 | 1.2415 | 1.2522 | 1.2632 | 1.2743 | 1.2862 | 1.2977 | 1.3088 | 1.3185 | 1.3275 | 1.3343 | 1.3404 | 1.3439 | 1.3459 | 1.3469 | 1.3467 | 1.3448 | 1.3418 | 1.3367 | 1.3305 | 1.3226
F2_Residential_Single Family Low Income_New_Appliances_Natural Gas_Stove/Oven_E3 | F2 | Residential | Single Family Low Income | New | Appliances | Natural Gas | Stove/Oven | E3 | TRC BC Ratio | 0 | 0 | 0 | 0 | 0 | 0 | 0 | 0 | 0 | 0 | 0 | 0 | 0 | 0 | 0 | 0 | 0 | 0 | 0 | 0 | 0 | 0 | 0 | 0 | 0 | 0 | 0 | 0 | 0 | 0 | 0 | 0 | 0
F2_Residential_Single Family Low Income_New_Appliances_Natural Gas_Stove/Oven_E4 | F2 | Residential | Single Family Low Income | New | Appliances | Natural Gas | Stove/Oven | E4 | TRC BC Ratio | 0 | 0 | 0 | 0 | 0 | 0 | 0 | 0 | 0 | 0 | 0 | 0 | 0 | 0 | 0 | 0 | 0 | 0 | 0 | 0 | 0 | 0 | 0 | 0 | 0 | 0 | 0 | 0 | 0 | 0 | 0 | 0 | 0
F2_Residential_Single Family Low Income_New_Appliances_Natural Gas_Stove/Oven_E5 | F2 | Residential | Single Family Low Income | New | Appliances | Natural Gas | Stove/Oven | E5 | TRC BC Ratio | 0 | 0 | 0 | 0 | 0 | 0 | 0 | 0 | 0 | 0 | 0 | 0 | 0 | 0 | 0 | 0 | 0 | 0 | 0 | 0 | 0 | 0 | 0 | 0 | 0 | 0 | 0 | 0 | 0 | 0 | 0 | 0 | 0
F2_Residential_Single Family Low Income_New_Appliances_Natural Gas_Stove/Oven_E6 | F2 | Residential | Single Family Low Income | New | Appliances | Natural Gas | Stove/Oven | E6 | TRC BC Ratio | 0 | 0 | 0 | 0 | 0 | 0 | 0 | 0 | 0 | 0 | 0 | 0 | 0 | 0 | 0 | 0 | 0 | 0 | 0 | 0 | 0 | 0 | 0 | 0 | 0 | 0 | 0 | 0 | 0 | 0 | 0 | 0 | 0
F2_Residential_Single Family Low Income_New_Appliances_Natural Gas_Stove/Oven_E7 | F2 | Residential | Single Family Low Income | New | Appliances | Natural Gas | Stove/Oven | E7 | TRC BC Ratio | 0 | 0 | 0 | 0 | 0 | 0 | 0 | 0 | 0 | 0 | 0 | 0 | 0 | 0 | 0 | 0 | 0 | 0 | 0 | 0 | 0 | 0 | 0 | 0 | 0 | 0 | 0 | 0 | 0 | 0 | 0 | 0 | 0
F2_Residential_Single Family Low Income_New_Appliances_Natural Gas_Stove/Oven_E8 | F2 | Residential | Single Family Low Income | New | Appliances | Natural Gas | Stove/Oven | E8 | TRC BC Ratio | 0 | 0 | 0 | 0 | 0 | 0 | 0 | 0 | 0 | 0 | 0 | 0 | 0 | 0 | 0 | 0 | 0 | 0 | 0 | 0 | 0 | 0 | 0 | 0 | 0 | 0 | 0 | 0 | 0 | 0 | 0 | 0 | 0
F2_Residential_Single Family Low Income_New_Appliances_Natural Gas_Stove/Oven_E9 | F2 | Residential | Single Family Low Income | New | Appliances | Natural Gas | Stove/Oven | E9 | TRC BC Ratio | 0 | 0 | 0 | 0 | 0 | 0 | 0 | 0 | 0 | 0 | 0 | 0 | 0 | 0 | 0 | 0 | 0 | 0 | 0 | 0 | 0 | 0 | 0 | 0 | 0 | 0 | 0 | 0 | 0 | 0 | 0 | 0 | 0
F2_Residential_Single Family Low Income_New_Appliances_Natural Gas_Stove/Oven_E10 | F2 | Residential | Single Family Low Income | New | Appliances | Natural Gas | Stove/Oven | E10 | TRC BC Ratio | 0 | 0 | 0 | 0 | 0 | 0 | 0 | 0 | 0 | 0 | 0 | 0 | 0 | 0 | 0 | 0 | 0 | 0 | 0 | 0 | 0 | 0 | 0 | 0 | 0 | 0 | 0 | 0 | 0 | 0 | 0 | 0 | 0
F3_Residential_Single Family Low Income_New_Appliances_Natural Gas_Stove/Oven_E1 | F3 | Residential | Single Family Low Income | New | Appliances | Natural Gas | Stove/Oven | E1 | PACT BC Ratio | bar: 2019 to 2051
F3_Residential_Single Family Low Income_New_Appliances_Natural Gas_Stove/Oven_E2 | F3 | Residential | Single Family Low Income | New | Appliances | Natural Gas | Stove/Oven | E2 | PACT BC Ratio | 1.5171 | 1.5218 | 1.5323 | 1.5409 | 1.5368 | 1.5429 | 1.5576 | 1.5698 | 1.5843 | 1.5985 | 1.6127 | 1.6262 | 1.6404 | 1.6553 | 1.6696 | 1.6843 | 1.6991 | 1.7149 | 1.7303 | 1.7451 | 1.758 | 1.77 | 1.7791 | 1.7871 | 1.7918 | 1.7945 | 1.7959 | 1.7956 | 1.7931 | 1.7891 | 1.7822 | 1.774 | 1.7634
F3_Residential_Single Family Low Income_New_Appliances_Natural Gas_Stove/Oven_E3 | F3 | Residential | Single Family Low Income | New | Appliances | Natural Gas | Stove/Oven | E3 | PACT BC Ratio | 0 | 0 | 0 | 0 | 0 | 0 | 0 | 0 | 0 | 0 | 0 | 0 | 0 | 0 | 0 | 0 | 0 | 0 | 0 | 0 | 0 | 0 | 0 | 0 | 0 | 0 | 0 | 0 | 0 | 0 | 0 | 0 | 0
F3_Residential_Single Family Low Income_New_Appliances_Natural Gas_Stove/Oven_E4 | F3 | Residential | Single Family Low Income | New | Appliances | Natural Gas | Stove/Oven | E4 | PACT BC Ratio | 0 | 0 | 0 | 0 | 0 | 0 | 0 | 0 | 0 | 0 | 0 | 0 | 0 | 0 | 0 | 0 | 0 | 0 | 0 | 0 | 0 | 0 | 0 | 0 | 0 | 0 | 0 | 0 | 0 | 0 | 0 | 0 | 0
F3_Residential_Single Family Low Income_New_Appliances_Natural Gas_Stove/Oven_E5 | F3 | Residential | Single Family Low Income | New | Appliances | Natural Gas | Stove/Oven | E5 | PACT BC Ratio | 0 | 0 | 0 | 0 | 0 | 0 | 0 | 0 | 0 | 0 | 0 | 0 | 0 | 0 | 0 | 0 | 0 | 0 | 0 | 0 | 0 | 0 | 0 | 0 | 0 | 0 | 0 | 0 | 0 | 0 | 0 | 0 | 0
F3_Residential_Single Family Low Income_New_Appliances_Natural Gas_Stove/Oven_E6 | F3 | Residential | Single Family Low Income | New | Appliances | Natural Gas | Stove/Oven | E6 | PACT BC Ratio | 0 | 0 | 0 | 0 | 0 | 0 | 0 | 0 | 0 | 0 | 0 | 0 | 0 | 0 | 0 | 0 | 0 | 0 | 0 | 0 | 0 | 0 | 0 | 0 | 0 | 0 | 0 | 0 | 0 | 0 | 0 | 0 | 0
F3_Residential_Single Family Low Income_New_Appliances_Natural Gas_Stove/Oven_E7 | F3 | Residential | Single Family Low Income | New | Appliances | Natural Gas | Stove/Oven | E7 | PACT BC Ratio | 0 | 0 | 0 | 0 | 0 | 0 | 0 | 0 | 0 | 0 | 0 | 0 | 0 | 0 | 0 | 0 | 0 | 0 | 0 | 0 | 0 | 0 | 0 | 0 | 0 | 0 | 0 | 0 | 0 | 0 | 0 | 0 | 0
F3_Residential_Single Family Low Income_New_Appliances_Natural Gas_Stove/Oven_E8 | F3 | Residential | Single Family Low Income | New | Appliances | Natural Gas | Stove/Oven | E8 | PACT BC Ratio | 0 | 0 | 0 | 0 | 0 | 0 | 0 | 0 | 0 | 0 | 0 | 0 | 0 | 0 | 0 | 0 | 0 | 0 | 0 | 0 | 0 | 0 | 0 | 0 | 0 | 0 | 0 | 0 | 0 | 0 | 0 | 0 | 0
F3_Residential_Single Family Low Income_New_Appliances_Natural Gas_Stove/Oven_E9 | F3 | Residential | Single Family Low Income | New | Appliances | Natural Gas | Stove/Oven | E9 | PACT BC Ratio | 0 | 0 | 0 | 0 | 0 | 0 | 0 | 0 | 0 | 0 | 0 | 0 | 0 | 0 | 0 | 0 | 0 | 0 | 0 | 0 | 0 | 0 | 0 | 0 | 0 | 0 | 0 | 0 | 0 | 0 | 0 | 0 | 0
F3_Residential_Single Family Low Income_New_Appliances_Natural Gas_Stove/Oven_E10 | F3 | Residential | Single Family Low Income | New | Appliances | Natural Gas | Stove/Oven | E10 | PACT BC Ratio | 0 | 0 | 0 | 0 | 0 | 0 | 0 | 0 | 0 | 0 | 0 | 0 | 0 | 0 | 0 | 0 | 0 | 0 | 0 | 0 | 0 | 0 | 0 | 0 | 0 | 0 | 0 | 0 | 0 | 0 | 0 | 0 | 0
F4_Residential_Single Family Low Income_New_Appliances_Natural Gas_Stove/Oven_E1 | F4 | Residential | Single Family Low Income | New | Appliances | Natural Gas | Stove/Oven | E1 | RVT BC Ratio | bar: 2019 to 2051
F4_Residential_Single Family Low Income_New_Appliances_Natural Gas_Stove/Oven_E2 | F4 | Residential | Single Family Low Income | New | Appliances | Natural Gas | Stove/Oven | E2 | RVT BC Ratio | 1.675 | 1.6765 | 1.682 | 1.6864 | 1.6827 | 1.6882 | 1.7014 | 1.7123 | 1.7254 | 1.7381 | 1.7509 | 1.763 | 1.7758 | 1.7892 | 1.802 | 1.8152 | 1.8285 | 1.8428 | 1.8567 | 1.8704 | 1.8825 | 1.894 | 1.9032 | 1.9116 | 1.9172 | 1.9211 | 1.9239 | 1.9252 | 1.9247 | 1.9227 | 1.9183 | 1.9128 | 1.9051
F4_Residential_Single Family Low Income_New_Appliances_Natural Gas_Stove/Oven_E3 | F4 | Residential | Single Family Low Income | New | Appliances | Natural Gas | Stove/Oven | E3 | RVT BC Ratio | 0 | 0 | 0 | 0 | 0 | 0 | 0 | 0 | 0 | 0 | 0 | 0 | 0 | 0 | 0 | 0 | 0 | 0 | 0 | 0 | 0 | 0 | 0 | 0 | 0 | 0 | 0 | 0 | 0 | 0 | 0 | 0 | 0
F4_Residential_Single Family Low Income_New_Appliances_Natural Gas_Stove/Oven_E4 | F4 | Residential | Single Family Low Income | New | Appliances | Natural Gas | Stove/Oven | E4 | RVT BC Ratio | 0 | 0 | 0 | 0 | 0 | 0 | 0 | 0 | 0 | 0 | 0 | 0 | 0 | 0 | 0 | 0 | 0 | 0 | 0 | 0 | 0 | 0 | 0 | 0 | 0 | 0 | 0 | 0 | 0 | 0 | 0 | 0 | 0
F4_Residential_Single Family Low Income_New_Appliances_Natural Gas_Stove/Oven_E5 | F4 | Residential | Single Family Low Income | New | Appliances | Natural Gas | Stove/Oven | E5 | RVT BC Ratio | 0 | 0 | 0 | 0 | 0 | 0 | 0 | 0 | 0 | 0 | 0 | 0 | 0 | 0 | 0 | 0 | 0 | 0 | 0 | 0 | 0 | 0 | 0 | 0 | 0 | 0 | 0 | 0 | 0 | 0 | 0 | 0 | 0
F4_Residential_Single Family Low Income_New_Appliances_Natural Gas_Stove/Oven_E6 | F4 | Residential | Single Family Low Income | New | Appliances | Natural Gas | Stove/Oven | E6 | RVT BC Ratio | 0 | 0 | 0 | 0 | 0 | 0 | 0 | 0 | 0 | 0 | 0 | 0 | 0 | 0 | 0 | 0 | 0 | 0 | 0 | 0 | 0 | 0 | 0 | 0 | 0 | 0 | 0 | 0 | 0 | 0 | 0 | 0 | 0
F4_Residential_Single Family Low Income_New_Appliances_Natural Gas_Stove/Oven_E7 | F4 | Residential | Single Family Low Income | New | Appliances | Natural Gas | Stove/Oven | E7 | RVT BC Ratio | 0 | 0 | 0 | 0 | 0 | 0 | 0 | 0 | 0 | 0 | 0 | 0 | 0 | 0 | 0 | 0 | 0 | 0 | 0 | 0 | 0 | 0 | 0 | 0 | 0 | 0 | 0 | 0 | 0 | 0 | 0 | 0 | 0
F4_Residential_Single Family Low Income_New_Appliances_Natural Gas_Stove/Oven_E8 | F4 | Residential | Single Family Low Income | New | Appliances | Natural Gas | Stove/Oven | E8 | RVT BC Ratio | 0 | 0 | 0 | 0 | 0 | 0 | 0 | 0 | 0 | 0 | 0 | 0 | 0 | 0 | 0 | 0 | 0 | 0 | 0 | 0 | 0 | 0 | 0 | 0 | 0 | 0 | 0 | 0 | 0 | 0 | 0 | 0 | 0
F4_Residential_Single Family Low Income_New_Appliances_Natural Gas_Stove/Oven_E9 | F4 | Residential | Single Family Low Income | New | Appliances | Natural Gas | Stove/Oven | E9 | RVT BC Ratio | 0 | 0 | 0 | 0 | 0 | 0 | 0 | 0 | 0 | 0 | 0 | 0 | 0 | 0 | 0 | 0 | 0 | 0 | 0 | 0 | 0 | 0 | 0 | 0 | 0 | 0 | 0 | 0 | 0 | 0 | 0 | 0 | 0
F4_Residential_Single Family Low Income_New_Appliances_Natural Gas_Stove/Oven_E10 | F4 | Residential | Single Family Low Income | New | Appliances | Natural Gas | Stove/Oven | E10 | RVT BC Ratio | 0 | 0 | 0 | 0 | 0 | 0 | 0 | 0 | 0 | 0 | 0 | 0 | 0 | 0 | 0 | 0 | 0 | 0 | 0 | 0 | 0 | 0 | 0 | 0 | 0 | 0 | 0 | 0 | 0 | 0 | 0 | 0 | 0
F5_Residential_Single Family Low Income_New_Appliances_Natural Gas_Stove/Oven_E1 | F5 | Residential | Single Family Low Income | New | Appliances | Natural Gas | Stove/Oven | E1 | RIM BC Ratio | bar: 2019 to 2051
F5_Residential_Single Family Low Income_New_Appliances_Natural Gas_Stove/Oven_E2 | F5 | Residential | Single Family Low Income | New | Appliances | Natural Gas | Stove/Oven | E2 | RIM BC Ratio | 0.72822 | 0.72989 | 0.73279 | 0.73518 | 0.73464 | 0.73542 | 0.73727 | 0.73878 | 0.74057 | 0.74228 | 0.74398 | 0.74557 | 0.74723 | 0.74894 | 0.75055 | 0.7522 | 0.75384 | 0.75557 | 0.75716 | 0.7586 | 0.75976 | 0.76073 | 0.76132 | 0.76171 | 0.76167 | 0.76141 | 0.761 | 0.7604 | 0.75956 | 0.75854 | 0.7572 | 0.7557 | 0.75391
F5_Residential_Single Family Low Income_New_Appliances_Natural Gas_Stove/Oven_E3 | F5 | Residential | Single Family Low Income | New | Appliances | Natural Gas | Stove/Oven | E3 | RIM BC Ratio | 0 | 0 | 0 | 0 | 0 | 0 | 0 | 0 | 0 | 0 | 0 | 0 | 0 | 0 | 0 | 0 | 0 | 0 | 0 | 0 | 0 | 0 | 0 | 0 | 0 | 0 | 0 | 0 | 0 | 0 | 0 | 0 | 0
F5_Residential_Single Family Low Income_New_Appliances_Natural Gas_Stove/Oven_E4 | F5 | Residential | Single Family Low Income | New | Appliances | Natural Gas | Stove/Oven | E4 | RIM BC Ratio | 0 | 0 | 0 | 0 | 0 | 0 | 0 | 0 | 0 | 0 | 0 | 0 | 0 | 0 | 0 | 0 | 0 | 0 | 0 | 0 | 0 | 0 | 0 | 0 | 0 | 0 | 0 | 0 | 0 | 0 | 0 | 0 | 0
F5_Residential_Single Family Low Income_New_Appliances_Natural Gas_Stove/Oven_E5 | F5 | Residential | Single Family Low Income | New | Appliances | Natural Gas | Stove/Oven | E5 | RIM BC Ratio | 0 | 0 | 0 | 0 | 0 | 0 | 0 | 0 | 0 | 0 | 0 | 0 | 0 | 0 | 0 | 0 | 0 | 0 | 0 | 0 | 0 | 0 | 0 | 0 | 0 | 0 | 0 | 0 | 0 | 0 | 0 | 0 | 0
F5_Residential_Single Family Low Income_New_Appliances_Natural Gas_Stove/Oven_E6 | F5 | Residential | Single Family Low Income | New | Appliances | Natural Gas | Stove/Oven | E6 | RIM BC Ratio | 0 | 0 | 0 | 0 | 0 | 0 | 0 | 0 | 0 | 0 | 0 | 0 | 0 | 0 | 0 | 0 | 0 | 0 | 0 | 0 | 0 | 0 | 0 | 0 | 0 | 0 | 0 | 0 | 0 | 0 | 0 | 0 | 0
F5_Residential_Single Family Low Income_New_Appliances_Natural Gas_Stove/Oven_E7 | F5 | Residential | Single Family Low Income | New | Appliances | Natural Gas | Stove/Oven | E7 | RIM BC Ratio | 0 | 0 | 0 | 0 | 0 | 0 | 0 | 0 | 0 | 0 | 0 | 0 | 0 | 0 | 0 | 0 | 0 | 0 | 0 | 0 | 0 | 0 | 0 | 0 | 0 | 0 | 0 | 0 | 0 | 0 | 0 | 0 | 0
F5_Residential_Single Family Low Income_New_Appliances_Natural Gas_Stove/Oven_E8 | F5 | Residential | Single Family Low Income | New | Appliances | Natural Gas | Stove/Oven | E8 | RIM BC Ratio | 0 | 0 | 0 | 0 | 0 | 0 | 0 | 0 | 0 | 0 | 0 | 0 | 0 | 0 | 0 | 0 | 0 | 0 | 0 | 0 | 0 | 0 | 0 | 0 | 0 | 0 | 0 | 0 | 0 | 0 | 0 | 0 | 0
F5_Residential_Single Family Low Income_New_Appliances_Natural Gas_Stove/Oven_E9 | F5 | Residential | Single Family Low Income | New | Appliances | Natural Gas | Stove/Oven | E9 | RIM BC Ratio | 0 | 0 | 0 | 0 | 0 | 0 | 0 | 0 | 0 | 0 | 0 | 0 | 0 | 0 | 0 | 0 | 0 | 0 | 0 | 0 | 0 | 0 | 0 | 0 | 0 | 0 | 0 | 0 | 0 | 0 | 0 | 0 | 0
F5_Residential_Single Family Low Income_New_Appliances_Natural Gas_Stove/Oven_E10 | F5 | Residential | Single Family Low Income | New | Appliances | Natural Gas | Stove/Oven | E10 | RIM BC Ratio | 0 | 0 | 0 | 0 | 0 | 0 | 0 | 0 | 0 | 0 | 0 | 0 | 0 | 0 | 0 | 0 | 0 | 0 | 0 | 0 | 0 | 0 | 0 | 0 | 0 | 0 | 0 | 0 | 0 | 0 | 0 | 0 | 0
F0_Residential_Single Family Low Income_New_Miscellaneous_Natural Gas_Pool Heater_E0 | F0 | Residential | Single Family Low Income | New | Miscellaneous | Natural Gas | Pool Heater | E0 | Economic Unit | Standard (EF 0.82) | Standard (EF 0.82) | Standard (EF 0.82) | Standard (EF 0.82) | Standard (EF 0.82) | Standard (EF 0.82) | Standard (EF 0.82) | Standard (EF 0.82) | Standard (EF 0.82) | Standard (EF 0.82) | Standard (EF 0.82) | Standard (EF 0.82) | Standard (EF 0.82) | Standard (EF 0.82) | Standard (EF 0.82) | Standard (EF 0.82) | Standard (EF 0.82) | Standard (EF 0.82) | Standard (EF 0.82) | Standard (EF 0.82) | Standard (EF 0.82) | Standard (EF 0.82) | Standard (EF 0.82) | Standard (EF 0.82) | Standard (EF 0.82) | Standard (EF 0.82) | Standard (EF 0.82) | Standard (EF 0.82) | Standard (EF 0.82) | Standard (EF 0.82) | Standard (EF 0.82) | Standard (EF 0.82) | Standard (EF 0.82)
F1_Residential_Single Family Low Income_New_Miscellaneous_Natural Gas_Pool Heater_E1 | F1 | Residential | Single Family Low Income | New | Miscellaneous | Natural Gas | Pool Heater | E1 | CCE | 0 | 0 | 0 | 0 | 0 | 0 | 0 | 0 | 0 | 0 | 0 | 0 | 0 | 0 | 0 | 0 | 0 | 0 | 0 | 0 | 0 | 0 | 0 | 0 | 0 | 0 | 0 | 0 | 0 | 0 | 0 | 0 | 0
F1_Residential_Single Family Low Income_New_Miscellaneous_Natural Gas_Pool Heater_E2 | F1 | Residential | Single Family Low Income | New | Miscellaneous | Natural Gas | Pool Heater | E2 | CCE | 32.9091 | 33.9217 | 33.2331 | 30.466 | 30.466 | 30.466 | 30.466 | 30.466 | 30.466 | 30.466 | 30.466 | 30.466 | 30.466 | 30.466 | 30.466 | 30.466 | 30.466 | 30.466 | 30.466 | 30.466 | 30.466 | 30.466 | 30.466 | 30.466 | 30.466 | 30.466 | 30.466 | 30.466 | 30.466 | 30.466 | 30.466 | 30.466 | 30.466
F1_Residential_Single Family Low Income_New_Miscellaneous_Natural Gas_Pool Heater_E3 | F1 | Residential | Single Family Low Income | New | Miscellaneous | Natural Gas | Pool Heater | E3 | CCE | 38.5966 | 39.7842 | 38.9765 | 35.7312 | 35.7312 | 35.7312 | 35.7312 | 35.7312 | 35.7312 | 35.7312 | 35.7312 | 35.7312 | 35.7312 | 35.7312 | 35.7312 | 35.7312 | 35.7312 | 35.7312 | 35.7312 | 35.7312 | 35.7312 | 35.7312 | 35.7312 | 35.7312 | 35.7312 | 35.7312 | 35.7312 | 35.7312 | 35.7312 | 35.7312 | 35.7312 | 35.7312 | 35.7312
F1_Residential_Single Family Low Income_New_Miscellaneous_Natural Gas_Pool Heater_E4 | F1 | Residential | Single Family Low Income | New | Miscellaneous | Natural Gas | Pool Heater | E4 | CCE | 37.1037 | 38.2453 | 37.4689 | 34.3491 | 34.3491 | 34.3491 | 34.3491 | 34.3491 | 34.3491 | 34.3491 | 34.3491 | 34.3491 | 34.3491 | 34.3491 | 34.3491 | 34.3491 | 34.3491 | 34.3491 | 34.3491 | 34.3491 | 34.3491 | 34.3491 | 34.3491 | 34.3491 | 34.3491 | 34.3491 | 34.3491 | 34.3491 | 34.3491 | 34.3491 | 34.3491 | 34.3491 | 34.3491
F1_Residential_Single Family Low Income_New_Miscellaneous_Natural Gas_Pool Heater_E5 | F1 | Residential | Single Family Low Income | New | Miscellaneous | Natural Gas | Pool Heater | E5 | CCE | 0 | 0 | 0 | 0 | 0 | 0 | 0 | 0 | 0 | 0 | 0 | 0 | 0 | 0 | 0 | 0 | 0 | 0 | 0 | 0 | 0 | 0 | 0 | 0 | 0 | 0 | 0 | 0 | 0 | 0 | 0 | 0 | 0
F1_Residential_Single Family Low Income_New_Miscellaneous_Natural Gas_Pool Heater_E6 | F1 | Residential | Single Family Low Income | New | Miscellaneous | Natural Gas | Pool Heater | E6 | CCE | 0 | 0 | 0 | 0 | 0 | 0 | 0 | 0 | 0 | 0 | 0 | 0 | 0 | 0 | 0 | 0 | 0 | 0 | 0 | 0 | 0 | 0 | 0 | 0 | 0 | 0 | 0 | 0 | 0 | 0 | 0 | 0 | 0
F1_Residential_Single Family Low Income_New_Miscellaneous_Natural Gas_Pool Heater_E7 | F1 | Residential | Single Family Low Income | New | Miscellaneous | Natural Gas | Pool Heater | E7 | CCE | 0 | 0 | 0 | 0 | 0 | 0 | 0 | 0 | 0 | 0 | 0 | 0 | 0 | 0 | 0 | 0 | 0 | 0 | 0 | 0 | 0 | 0 | 0 | 0 | 0 | 0 | 0 | 0 | 0 | 0 | 0 | 0 | 0
F1_Residential_Single Family Low Income_New_Miscellaneous_Natural Gas_Pool Heater_E8 | F1 | Residential | Single Family Low Income | New | Miscellaneous | Natural Gas | Pool Heater | E8 | CCE | 0 | 0 | 0 | 0 | 0 | 0 | 0 | 0 | 0 | 0 | 0 | 0 | 0 | 0 | 0 | 0 | 0 | 0 | 0 | 0 | 0 | 0 | 0 | 0 | 0 | 0 | 0 | 0 | 0 | 0 | 0 | 0 | 0
F1_Residential_Single Family Low Income_New_Miscellaneous_Natural Gas_Pool Heater_E9 | F1 | Residential | Single Family Low Income | New | Miscellaneous | Natural Gas | Pool Heater | E9 | CCE | 0 | 0 | 0 | 0 | 0 | 0 | 0 | 0 | 0 | 0 | 0 | 0 | 0 | 0 | 0 | 0 | 0 | 0 | 0 | 0 | 0 | 0 | 0 | 0 | 0 | 0 | 0 | 0 | 0 | 0 | 0 | 0 | 0
F1_Residential_Single Family Low Income_New_Miscellaneous_Natural Gas_Pool Heater_E10 | F1 | Residential | Single Family Low Income | New | Miscellaneous | Natural Gas | Pool Heater | E10 | CCE | 0 | 0 | 0 | 0 | 0 | 0 | 0 | 0 | 0 | 0 | 0 | 0 | 0 | 0 | 0 | 0 | 0 | 0 | 0 | 0 | 0 | 0 | 0 | 0 | 0 | 0 | 0 | 0 | 0 | 0 | 0 | 0 | 0
F2_Residential_Single Family Low Income_New_Miscellaneous_Natural Gas_Pool Heater_E1 | F2 | Residential | Single Family Low Income | New | Miscellaneous | Natural Gas | Pool Heater | E1 | TRC BC Ratio | bar: 2019 to 2051
F2_Residential_Single Family Low Income_New_Miscellaneous_Natural Gas_Pool Heater_E2 | F2 | Residential | Single Family Low Income | New | Miscellaneous | Natural Gas | Pool Heater | E2 | TRC BC Ratio | 0 | 0 | 0 | 0 | 0 | 0 | 0 | 0 | 0 | 0 | 0 | 0 | 0 | 0 | 0 | 0 | 0 | 0 | 0 | 0 | 0 | 0 | 0 | 0 | 0 | 0 | 0 | 0 | 0 | 0 | 0 | 0 | 0
F2_Residential_Single Family Low Income_New_Miscellaneous_Natural Gas_Pool Heater_E3 | F2 | Residential | Single Family Low Income | New | Miscellaneous | Natural Gas | Pool Heater | E3 | TRC BC Ratio | 0 | 0 | 0 | 0 | 0 | 0 | 0 | 0 | 0 | 0 | 0 | 0 | 0 | 0 | 0 | 0 | 0 | 0 | 0 | 0 | 0 | 0 | 0 | 0 | 0 | 0 | 0 | 0 | 0 | 0 | 0 | 0 | 0
F2_Residential_Single Family Low Income_New_Miscellaneous_Natural Gas_Pool Heater_E4 | F2 | Residential | Single Family Low Income | New | Miscellaneous | Natural Gas | Pool Heater | E4 | TRC BC Ratio | 0 | 0 | 0 | 0 | 0 | 0 | 0 | 0 | 0 | 0 | 0 | 0 | 0 | 0 | 0 | 0 | 0 | 0 | 0 | 0 | 0 | 0 | 0 | 0 | 0 | 0 | 0 | 0 | 0 | 0 | 0 | 0 | 0
F2_Residential_Single Family Low Income_New_Miscellaneous_Natural Gas_Pool Heater_E5 | F2 | Residential | Single Family Low Income | New | Miscellaneous | Natural Gas | Pool Heater | E5 | TRC BC Ratio | 0 | 0 | 0 | 0 | 0 | 0 | 0 | 0 | 0 | 0 | 0 | 0 | 0 | 0 | 0 | 0 | 0 | 0 | 0 | 0 | 0 | 0 | 0 | 0 | 0 | 0 | 0 | 0 | 0 | 0 | 0 | 0 | 0
F2_Residential_Single Family Low Income_New_Miscellaneous_Natural Gas_Pool Heater_E6 | F2 | Residential | Single Family Low Income | New | Miscellaneous | Natural Gas | Pool Heater | E6 | TRC BC Ratio | 0 | 0 | 0 | 0 | 0 | 0 | 0 | 0 | 0 | 0 | 0 | 0 | 0 | 0 | 0 | 0 | 0 | 0 | 0 | 0 | 0 | 0 | 0 | 0 | 0 | 0 | 0 | 0 | 0 | 0 | 0 | 0 | 0
F2_Residential_Single Family Low Income_New_Miscellaneous_Natural Gas_Pool Heater_E7 | F2 | Residential | Single Family Low Income | New | Miscellaneous | Natural Gas | Pool Heater | E7 | TRC BC Ratio | 0 | 0 | 0 | 0 | 0 | 0 | 0 | 0 | 0 | 0 | 0 | 0 | 0 | 0 | 0 | 0 | 0 | 0 | 0 | 0 | 0 | 0 | 0 | 0 | 0 | 0 | 0 | 0 | 0 | 0 | 0 | 0 | 0
F2_Residential_Single Family Low Income_New_Miscellaneous_Natural Gas_Pool Heater_E8 | F2 | Residential | Single Family Low Income | New | Miscellaneous | Natural Gas | Pool Heater | E8 | TRC BC Ratio | 0 | 0 | 0 | 0 | 0 | 0 | 0 | 0 | 0 | 0 | 0 | 0 | 0 | 0 | 0 | 0 | 0 | 0 | 0 | 0 | 0 | 0 | 0 | 0 | 0 | 0 | 0 | 0 | 0 | 0 | 0 | 0 | 0
F2_Residential_Single Family Low Income_New_Miscellaneous_Natural Gas_Pool Heater_E9 | F2 | Residential | Single Family Low Income | New | Miscellaneous | Natural Gas | Pool Heater | E9 | TRC BC Ratio | 0 | 0 | 0 | 0 | 0 | 0 | 0 | 0 | 0 | 0 | 0 | 0 | 0 | 0 | 0 | 0 | 0 | 0 | 0 | 0 | 0 | 0 | 0 | 0 | 0 | 0 | 0 | 0 | 0 | 0 | 0 | 0 | 0
F2_Residential_Single Family Low Income_New_Miscellaneous_Natural Gas_Pool Heater_E10 | F2 | Residential | Single Family Low Income | New | Miscellaneous | Natural Gas | Pool Heater | E10 | TRC BC Ratio | 0 | 0 | 0 | 0 | 0 | 0 | 0 | 0 | 0 | 0 | 0 | 0 | 0 | 0 | 0 | 0 | 0 | 0 | 0 | 0 | 0 | 0 | 0 | 0 | 0 | 0 | 0 | 0 | 0 | 0 | 0 | 0 | 0
F3_Residential_Single Family Low Income_New_Miscellaneous_Natural Gas_Pool Heater_E1 | F3 | Residential | Single Family Low Income | New | Miscellaneous | Natural Gas | Pool Heater | E1 | PACT BC Ratio | bar: 2019 to 2051
F3_Residential_Single Family Low Income_New_Miscellaneous_Natural Gas_Pool Heater_E2 | F3 | Residential | Single Family Low Income | New | Miscellaneous | Natural Gas | Pool Heater | E2 | PACT BC Ratio | 0 | 0 | 0 | 0 | 0 | 0 | 0 | 0 | 0 | 0 | 0 | 0 | 0 | 0 | 0 | 0 | 0 | 0 | 0 | 0 | 0 | 0 | 0 | 0 | 0 | 0 | 0 | 0 | 0 | 0 | 0 | 0 | 0
F3_Residential_Single Family Low Income_New_Miscellaneous_Natural Gas_Pool Heater_E3 | F3 | Residential | Single Family Low Income | New | Miscellaneous | Natural Gas | Pool Heater | E3 | PACT BC Ratio | 0 | 0 | 0 | 0 | 0 | 0 | 0 | 0 | 0 | 0 | 0 | 0 | 0 | 0 | 0 | 0 | 0 | 0 | 0 | 0 | 0 | 0 | 0 | 0 | 0 | 0 | 0 | 0 | 0 | 0 | 0 | 0 | 0
F3_Residential_Single Family Low Income_New_Miscellaneous_Natural Gas_Pool Heater_E4 | F3 | Residential | Single Family Low Income | New | Miscellaneous | Natural Gas | Pool Heater | E4 | PACT BC Ratio | 0 | 0 | 0 | 0 | 0 | 0 | 0 | 0 | 0 | 0 | 0 | 0 | 0 | 0 | 0 | 0 | 0 | 0 | 0 | 0 | 0 | 0 | 0 | 0 | 0 | 0 | 0 | 0 | 0 | 0 | 0 | 0 | 0
F3_Residential_Single Family Low Income_New_Miscellaneous_Natural Gas_Pool Heater_E5 | F3 | Residential | Single Family Low Income | New | Miscellaneous | Natural Gas | Pool Heater | E5 | PACT BC Ratio | 0 | 0 | 0 | 0 | 0 | 0 | 0 | 0 | 0 | 0 | 0 | 0 | 0 | 0 | 0 | 0 | 0 | 0 | 0 | 0 | 0 | 0 | 0 | 0 | 0 | 0 | 0 | 0 | 0 | 0 | 0 | 0 | 0
F3_Residential_Single Family Low Income_New_Miscellaneous_Natural Gas_Pool Heater_E6 | F3 | Residential | Single Family Low Income | New | Miscellaneous | Natural Gas | Pool Heater | E6 | PACT BC Ratio | 0 | 0 | 0 | 0 | 0 | 0 | 0 | 0 | 0 | 0 | 0 | 0 | 0 | 0 | 0 | 0 | 0 | 0 | 0 | 0 | 0 | 0 | 0 | 0 | 0 | 0 | 0 | 0 | 0 | 0 | 0 | 0 | 0
F3_Residential_Single Family Low Income_New_Miscellaneous_Natural Gas_Pool Heater_E7 | F3 | Residential | Single Family Low Income | New | Miscellaneous | Natural Gas | Pool Heater | E7 | PACT BC Ratio | 0 | 0 | 0 | 0 | 0 | 0 | 0 | 0 | 0 | 0 | 0 | 0 | 0 | 0 | 0 | 0 | 0 | 0 | 0 | 0 | 0 | 0 | 0 | 0 | 0 | 0 | 0 | 0 | 0 | 0 | 0 | 0 | 0
F3_Residential_Single Family Low Income_New_Miscellaneous_Natural Gas_Pool Heater_E8 | F3 | Residential | Single Family Low Income | New | Miscellaneous | Natural Gas | Pool Heater | E8 | PACT BC Ratio | 0 | 0 | 0 | 0 | 0 | 0 | 0 | 0 | 0 | 0 | 0 | 0 | 0 | 0 | 0 | 0 | 0 | 0 | 0 | 0 | 0 | 0 | 0 | 0 | 0 | 0 | 0 | 0 | 0 | 0 | 0 | 0 | 0
F3_Residential_Single Family Low Income_New_Miscellaneous_Natural Gas_Pool Heater_E9 | F3 | Residential | Single Family Low Income | New | Miscellaneous | Natural Gas | Pool Heater | E9 | PACT BC Ratio | 0 | 0 | 0 | 0 | 0 | 0 | 0 | 0 | 0 | 0 | 0 | 0 | 0 | 0 | 0 | 0 | 0 | 0 | 0 | 0 | 0 | 0 | 0 | 0 | 0 | 0 | 0 | 0 | 0 | 0 | 0 | 0 | 0
F3_Residential_Single Family Low Income_New_Miscellaneous_Natural Gas_Pool Heater_E10 | F3 | Residential | Single Family Low Income | New | Miscellaneous | Natural Gas | Pool Heater | E10 | PACT BC Ratio | 0 | 0 | 0 | 0 | 0 | 0 | 0 | 0 | 0 | 0 | 0 | 0 | 0 | 0 | 0 | 0 | 0 | 0 | 0 | 0 | 0 | 0 | 0 | 0 | 0 | 0 | 0 | 0 | 0 | 0 | 0 | 0 | 0
F4_Residential_Single Family Low Income_New_Miscellaneous_Natural Gas_Pool Heater_E1 | F4 | Residential | Single Family Low Income | New | Miscellaneous | Natural Gas | Pool Heater | E1 | RVT BC Ratio | bar: 2019 to 2051
F4_Residential_Single Family Low Income_New_Miscellaneous_Natural Gas_Pool Heater_E2 | F4 | Residential | Single Family Low Income | New | Miscellaneous | Natural Gas | Pool Heater | E2 | RVT BC Ratio | 0.7 | 0.7 | 0.7 | 0.7 | 0.7 | 0.7 | 0.7 | 0.7 | 0.7 | 0.7 | 0.7 | 0.7 | 0.7 | 0.7 | 0.7 | 0.7 | 0.7 | 0.7 | 0.7 | 0.7 | 0.7 | 0.7 | 0.7 | 0.7 | 0.7 | 0.7 | 0.7 | 0.7 | 0.7 | 0.7 | 0.7 | 0.7 | 0.7
F4_Residential_Single Family Low Income_New_Miscellaneous_Natural Gas_Pool Heater_E3 | F4 | Residential | Single Family Low Income | New | Miscellaneous | Natural Gas | Pool Heater | E3 | RVT BC Ratio | 0.7 | 0.7 | 0.7 | 0.7 | 0.7 | 0.7 | 0.7 | 0.7 | 0.7 | 0.7 | 0.7 | 0.7 | 0.7 | 0.7 | 0.7 | 0.7 | 0.7 | 0.7 | 0.7 | 0.7 | 0.7 | 0.7 | 0.7 | 0.7 | 0.7 | 0.7 | 0.7 | 0.7 | 0.7 | 0.7 | 0.7 | 0.7 | 0.7
F4_Residential_Single Family Low Income_New_Miscellaneous_Natural Gas_Pool Heater_E4 | F4 | Residential | Single Family Low Income | New | Miscellaneous | Natural Gas | Pool Heater | E4 | RVT BC Ratio | 0.7 | 0.7 | 0.7 | 0.7 | 0.7 | 0.7 | 0.7 | 0.7 | 0.7 | 0.7 | 0.7 | 0.7 | 0.7 | 0.7 | 0.7 | 0.7 | 0.7 | 0.7 | 0.7 | 0.7 | 0.7 | 0.7 | 0.7 | 0.7 | 0.7 | 0.7 | 0.7 | 0.7 | 0.7 | 0.7 | 0.7 | 0.7 | 0.7
F4_Residential_Single Family Low Income_New_Miscellaneous_Natural Gas_Pool Heater_E5 | F4 | Residential | Single Family Low Income | New | Miscellaneous | Natural Gas | Pool Heater | E5 | RVT BC Ratio | 0 | 0 | 0 | 0 | 0 | 0 | 0 | 0 | 0 | 0 | 0 | 0 | 0 | 0 | 0 | 0 | 0 | 0 | 0 | 0 | 0 | 0 | 0 | 0 | 0 | 0 | 0 | 0 | 0 | 0 | 0 | 0 | 0
F4_Residential_Single Family Low Income_New_Miscellaneous_Natural Gas_Pool Heater_E6 | F4 | Residential | Single Family Low Income | New | Miscellaneous | Natural Gas | Pool Heater | E6 | RVT BC Ratio | 0 | 0 | 0 | 0 | 0 | 0 | 0 | 0 | 0 | 0 | 0 | 0 | 0 | 0 | 0 | 0 | 0 | 0 | 0 | 0 | 0 | 0 | 0 | 0 | 0 | 0 | 0 | 0 | 0 | 0 | 0 | 0 | 0
F4_Residential_Single Family Low Income_New_Miscellaneous_Natural Gas_Pool Heater_E7 | F4 | Residential | Single Family Low Income | New | Miscellaneous | Natural Gas | Pool Heater | E7 | RVT BC Ratio | 0 | 0 | 0 | 0 | 0 | 0 | 0 | 0 | 0 | 0 | 0 | 0 | 0 | 0 | 0 | 0 | 0 | 0 | 0 | 0 | 0 | 0 | 0 | 0 | 0 | 0 | 0 | 0 | 0 | 0 | 0 | 0 | 0
F4_Residential_Single Family Low Income_New_Miscellaneous_Natural Gas_Pool Heater_E8 | F4 | Residential | Single Family Low Income | New | Miscellaneous | Natural Gas | Pool Heater | E8 | RVT BC Ratio | 0 | 0 | 0 | 0 | 0 | 0 | 0 | 0 | 0 | 0 | 0 | 0 | 0 | 0 | 0 | 0 | 0 | 0 | 0 | 0 | 0 | 0 | 0 | 0 | 0 | 0 | 0 | 0 | 0 | 0 | 0 | 0 | 0
F4_Residential_Single Family Low Income_New_Miscellaneous_Natural Gas_Pool Heater_E9 | F4 | Residential | Single Family Low Income | New | Miscellaneous | Natural Gas | Pool Heater | E9 | RVT BC Ratio | 0 | 0 | 0 | 0 | 0 | 0 | 0 | 0 | 0 | 0 | 0 | 0 | 0 | 0 | 0 | 0 | 0 | 0 | 0 | 0 | 0 | 0 | 0 | 0 | 0 | 0 | 0 | 0 | 0 | 0 | 0 | 0 | 0
F4_Residential_Single Family Low Income_New_Miscellaneous_Natural Gas_Pool Heater_E10 | F4 | Residential | Single Family Low Income | New | Miscellaneous | Natural Gas | Pool Heater | E10 | RVT BC Ratio | 0 | 0 | 0 | 0 | 0 | 0 | 0 | 0 | 0 | 0 | 0 | 0 | 0 | 0 | 0 | 0 | 0 | 0 | 0 | 0 | 0 | 0 | 0 | 0 | 0 | 0 | 0 | 0 | 0 | 0 | 0 | 0 | 0
F5_Residential_Single Family Low Income_New_Miscellaneous_Natural Gas_Pool Heater_E1 | F5 | Residential | Single Family Low Income | New | Miscellaneous | Natural Gas | Pool Heater | E1 | RIM BC Ratio | bar: 2019 to 2051
F5_Residential_Single Family Low Income_New_Miscellaneous_Natural Gas_Pool Heater_E2 | F5 | Residential | Single Family Low Income | New | Miscellaneous | Natural Gas | Pool Heater | E2 | RIM BC Ratio | 0 | 0 | 0 | 0 | 0 | 0 | 0 | 0 | 0 | 0 | 0 | 0 | 0 | 0 | 0 | 0 | 0 | 0 | 0 | 0 | 0 | 0 | 0 | 0 | 0 | 0 | 0 | 0 | 0 | 0 | 0 | 0 | 0
F5_Residential_Single Family Low Income_New_Miscellaneous_Natural Gas_Pool Heater_E3 | F5 | Residential | Single Family Low Income | New | Miscellaneous | Natural Gas | Pool Heater | E3 | RIM BC Ratio | 0 | 0 | 0 | 0 | 0 | 0 | 0 | 0 | 0 | 0 | 0 | 0 | 0 | 0 | 0 | 0 | 0 | 0 | 0 | 0 | 0 | 0 | 0 | 0 | 0 | 0 | 0 | 0 | 0 | 0 | 0 | 0 | 0
F5_Residential_Single Family Low Income_New_Miscellaneous_Natural Gas_Pool Heater_E4 | F5 | Residential | Single Family Low Income | New | Miscellaneous | Natural Gas | Pool Heater | E4 | RIM BC Ratio | 0 | 0 | 0 | 0 | 0 | 0 | 0 | 0 | 0 | 0 | 0 | 0 | 0 | 0 | 0 | 0 | 0 | 0 | 0 | 0 | 0 | 0 | 0 | 0 | 0 | 0 | 0 | 0 | 0 | 0 | 0 | 0 | 0
F5_Residential_Single Family Low Income_New_Miscellaneous_Natural Gas_Pool Heater_E5 | F5 | Residential | Single Family Low Income | New | Miscellaneous | Natural Gas | Pool Heater | E5 | RIM BC Ratio | 0 | 0 | 0 | 0 | 0 | 0 | 0 | 0 | 0 | 0 | 0 | 0 | 0 | 0 | 0 | 0 | 0 | 0 | 0 | 0 | 0 | 0 | 0 | 0 | 0 | 0 | 0 | 0 | 0 | 0 | 0 | 0 | 0
F5_Residential_Single Family Low Income_New_Miscellaneous_Natural Gas_Pool Heater_E6 | F5 | Residential | Single Family Low Income | New | Miscellaneous | Natural Gas | Pool Heater | E6 | RIM BC Ratio | 0 | 0 | 0 | 0 | 0 | 0 | 0 | 0 | 0 | 0 | 0 | 0 | 0 | 0 | 0 | 0 | 0 | 0 | 0 | 0 | 0 | 0 | 0 | 0 | 0 | 0 | 0 | 0 | 0 | 0 | 0 | 0 | 0
F5_Residential_Single Family Low Income_New_Miscellaneous_Natural Gas_Pool Heater_E7 | F5 | Residential | Single Family Low Income | New | Miscellaneous | Natural Gas | Pool Heater | E7 | RIM BC Ratio | 0 | 0 | 0 | 0 | 0 | 0 | 0 | 0 | 0 | 0 | 0 | 0 | 0 | 0 | 0 | 0 | 0 | 0 | 0 | 0 | 0 | 0 | 0 | 0 | 0 | 0 | 0 | 0 | 0 | 0 | 0 | 0 | 0
F5_Residential_Single Family Low Income_New_Miscellaneous_Natural Gas_Pool Heater_E8 | F5 | Residential | Single Family Low Income | New | Miscellaneous | Natural Gas | Pool Heater | E8 | RIM BC Ratio | 0 | 0 | 0 | 0 | 0 | 0 | 0 | 0 | 0 | 0 | 0 | 0 | 0 | 0 | 0 | 0 | 0 | 0 | 0 | 0 | 0 | 0 | 0 | 0 | 0 | 0 | 0 | 0 | 0 | 0 | 0 | 0 | 0
F5_Residential_Single Family Low Income_New_Miscellaneous_Natural Gas_Pool Heater_E9 | F5 | Residential | Single Family Low Income | New | Miscellaneous | Natural Gas | Pool Heater | E9 | RIM BC Ratio | 0 | 0 | 0 | 0 | 0 | 0 | 0 | 0 | 0 | 0 | 0 | 0 | 0 | 0 | 0 | 0 | 0 | 0 | 0 | 0 | 0 | 0 | 0 | 0 | 0 | 0 | 0 | 0 | 0 | 0 | 0 | 0 | 0
F5_Residential_Single Family Low Income_New_Miscellaneous_Natural Gas_Pool Heater_E10 | F5 | Residential | Single Family Low Income | New | Miscellaneous | Natural Gas | Pool Heater | E10 | RIM BC Ratio | 0 | 0 | 0 | 0 | 0 | 0 | 0 | 0 | 0 | 0 | 0 | 0 | 0 | 0 | 0 | 0 | 0 | 0 | 0 | 0 | 0 | 0 | 0 | 0 | 0 | 0 | 0 | 0 | 0 | 0 | 0 | 0 | 0
F0_Residential_Single Family Low Income_New_Miscellaneous_Natural Gas_Miscellaneous_E0 | F0 | Residential | Single Family Low Income | New | Miscellaneous | Natural Gas | Miscellaneous | E0 | Economic Unit | Default | Default | Default | Default | Default | Default | Default | Default | Default | Default | Default | Default | Default | Default | Default | Default | Default | Default | Default | Default | Default | Default | Default | Default | Default | Default | Default | Default | Default | Default | Default | Default | Default
F1_Residential_Single Family Low Income_New_Miscellaneous_Natural Gas_Miscellaneous_E1 | F1 | Residential | Single Family Low Income | New | Miscellaneous | Natural Gas | Miscellaneous | E1 | CCE | 0 | 0 | 0 | 0 | 0 | 0 | 0 | 0 | 0 | 0 | 0 | 0 | 0 | 0 | 0 | 0 | 0 | 0 | 0 | 0 | 0 | 0 | 0 | 0 | 0 | 0 | 0 | 0 | 0 | 0 | 0 | 0 | 0
F1_Residential_Single Family Low Income_New_Miscellaneous_Natural Gas_Miscellaneous_E2 | F1 | Residential | Single Family Low Income | New | Miscellaneous | Natural Gas | Miscellaneous | E2 | CCE | 0 | 0 | 0 | 0 | 0 | 0 | 0 | 0 | 0 | 0 | 0 | 0 | 0 | 0 | 0 | 0 | 0 | 0 | 0 | 0 | 0 | 0 | 0 | 0 | 0 | 0 | 0 | 0 | 0 | 0 | 0 | 0 | 0
F1_Residential_Single Family Low Income_New_Miscellaneous_Natural Gas_Miscellaneous_E3 | F1 | Residential | Single Family Low Income | New | Miscellaneous | Natural Gas | Miscellaneous | E3 | CCE | 0 | 0 | 0 | 0 | 0 | 0 | 0 | 0 | 0 | 0 | 0 | 0 | 0 | 0 | 0 | 0 | 0 | 0 | 0 | 0 | 0 | 0 | 0 | 0 | 0 | 0 | 0 | 0 | 0 | 0 | 0 | 0 | 0
F1_Residential_Single Family Low Income_New_Miscellaneous_Natural Gas_Miscellaneous_E4 | F1 | Residential | Single Family Low Income | New | Miscellaneous | Natural Gas | Miscellaneous | E4 | CCE | 0 | 0 | 0 | 0 | 0 | 0 | 0 | 0 | 0 | 0 | 0 | 0 | 0 | 0 | 0 | 0 | 0 | 0 | 0 | 0 | 0 | 0 | 0 | 0 | 0 | 0 | 0 | 0 | 0 | 0 | 0 | 0 | 0
F1_Residential_Single Family Low Income_New_Miscellaneous_Natural Gas_Miscellaneous_E5 | F1 | Residential | Single Family Low Income | New | Miscellaneous | Natural Gas | Miscellaneous | E5 | CCE | 0 | 0 | 0 | 0 | 0 | 0 | 0 | 0 | 0 | 0 | 0 | 0 | 0 | 0 | 0 | 0 | 0 | 0 | 0 | 0 | 0 | 0 | 0 | 0 | 0 | 0 | 0 | 0 | 0 | 0 | 0 | 0 | 0
F1_Residential_Single Family Low Income_New_Miscellaneous_Natural Gas_Miscellaneous_E6 | F1 | Residential | Single Family Low Income | New | Miscellaneous | Natural Gas | Miscellaneous | E6 | CCE | 0 | 0 | 0 | 0 | 0 | 0 | 0 | 0 | 0 | 0 | 0 | 0 | 0 | 0 | 0 | 0 | 0 | 0 | 0 | 0 | 0 | 0 | 0 | 0 | 0 | 0 | 0 | 0 | 0 | 0 | 0 | 0 | 0
F1_Residential_Single Family Low Income_New_Miscellaneous_Natural Gas_Miscellaneous_E7 | F1 | Residential | Single Family Low Income | New | Miscellaneous | Natural Gas | Miscellaneous | E7 | CCE | 0 | 0 | 0 | 0 | 0 | 0 | 0 | 0 | 0 | 0 | 0 | 0 | 0 | 0 | 0 | 0 | 0 | 0 | 0 | 0 | 0 | 0 | 0 | 0 | 0 | 0 | 0 | 0 | 0 | 0 | 0 | 0 | 0
F1_Residential_Single Family Low Income_New_Miscellaneous_Natural Gas_Miscellaneous_E8 | F1 | Residential | Single Family Low Income | New | Miscellaneous | Natural Gas | Miscellaneous | E8 | CCE | 0 | 0 | 0 | 0 | 0 | 0 | 0 | 0 | 0 | 0 | 0 | 0 | 0 | 0 | 0 | 0 | 0 | 0 | 0 | 0 | 0 | 0 | 0 | 0 | 0 | 0 | 0 | 0 | 0 | 0 | 0 | 0 | 0
F1_Residential_Single Family Low Income_New_Miscellaneous_Natural Gas_Miscellaneous_E9 | F1 | Residential | Single Family Low Income | New | Miscellaneous | Natural Gas | Miscellaneous | E9 | CCE | 0 | 0 | 0 | 0 | 0 | 0 | 0 | 0 | 0 | 0 | 0 | 0 | 0 | 0 | 0 | 0 | 0 | 0 | 0 | 0 | 0 | 0 | 0 | 0 | 0 | 0 | 0 | 0 | 0 | 0 | 0 | 0 | 0
F1_Residential_Single Family Low Income_New_Miscellaneous_Natural Gas_Miscellaneous_E10 | F1 | Residential | Single Family Low Income | New | Miscellaneous | Natural Gas | Miscellaneous | E10 | CCE | 0 | 0 | 0 | 0 | 0 | 0 | 0 | 0 | 0 | 0 | 0 | 0 | 0 | 0 | 0 | 0 | 0 | 0 | 0 | 0 | 0 | 0 | 0 | 0 | 0 | 0 | 0 | 0 | 0 | 0 | 0 | 0 | 0
F2_Residential_Single Family Low Income_New_Miscellaneous_Natural Gas_Miscellaneous_E1 | F2 | Residential | Single Family Low Income | New | Miscellaneous | Natural Gas | Miscellaneous | E1 | TRC BC Ratio | bar: 2019 to 2051
F2_Residential_Single Family Low Income_New_Miscellaneous_Natural Gas_Miscellaneous_E2 | F2 | Residential | Single Family Low Income | New | Miscellaneous | Natural Gas | Miscellaneous | E2 | TRC BC Ratio | 0 | 0 | 0 | 0 | 0 | 0 | 0 | 0 | 0 | 0 | 0 | 0 | 0 | 0 | 0 | 0 | 0 | 0 | 0 | 0 | 0 | 0 | 0 | 0 | 0 | 0 | 0 | 0 | 0 | 0 | 0 | 0 | 0
F2_Residential_Single Family Low Income_New_Miscellaneous_Natural Gas_Miscellaneous_E3 | F2 | Residential | Single Family Low Income | New | Miscellaneous | Natural Gas | Miscellaneous | E3 | TRC BC Ratio | 0 | 0 | 0 | 0 | 0 | 0 | 0 | 0 | 0 | 0 | 0 | 0 | 0 | 0 | 0 | 0 | 0 | 0 | 0 | 0 | 0 | 0 | 0 | 0 | 0 | 0 | 0 | 0 | 0 | 0 | 0 | 0 | 0
F2_Residential_Single Family Low Income_New_Miscellaneous_Natural Gas_Miscellaneous_E4 | F2 | Residential | Single Family Low Income | New | Miscellaneous | Natural Gas | Miscellaneous | E4 | TRC BC Ratio | 0 | 0 | 0 | 0 | 0 | 0 | 0 | 0 | 0 | 0 | 0 | 0 | 0 | 0 | 0 | 0 | 0 | 0 | 0 | 0 | 0 | 0 | 0 | 0 | 0 | 0 | 0 | 0 | 0 | 0 | 0 | 0 | 0
F2_Residential_Single Family Low Income_New_Miscellaneous_Natural Gas_Miscellaneous_E5 | F2 | Residential | Single Family Low Income | New | Miscellaneous | Natural Gas | Miscellaneous | E5 | TRC BC Ratio | 0 | 0 | 0 | 0 | 0 | 0 | 0 | 0 | 0 | 0 | 0 | 0 | 0 | 0 | 0 | 0 | 0 | 0 | 0 | 0 | 0 | 0 | 0 | 0 | 0 | 0 | 0 | 0 | 0 | 0 | 0 | 0 | 0
F2_Residential_Single Family Low Income_New_Miscellaneous_Natural Gas_Miscellaneous_E6 | F2 | Residential | Single Family Low Income | New | Miscellaneous | Natural Gas | Miscellaneous | E6 | TRC BC Ratio | 0 | 0 | 0 | 0 | 0 | 0 | 0 | 0 | 0 | 0 | 0 | 0 | 0 | 0 | 0 | 0 | 0 | 0 | 0 | 0 | 0 | 0 | 0 | 0 | 0 | 0 | 0 | 0 | 0 | 0 | 0 | 0 | 0
F2_Residential_Single Family Low Income_New_Miscellaneous_Natural Gas_Miscellaneous_E7 | F2 | Residential | Single Family Low Income | New | Miscellaneous | Natural Gas | Miscellaneous | E7 | TRC BC Ratio | 0 | 0 | 0 | 0 | 0 | 0 | 0 | 0 | 0 | 0 | 0 | 0 | 0 | 0 | 0 | 0 | 0 | 0 | 0 | 0 | 0 | 0 | 0 | 0 | 0 | 0 | 0 | 0 | 0 | 0 | 0 | 0 | 0
F2_Residential_Single Family Low Income_New_Miscellaneous_Natural Gas_Miscellaneous_E8 | F2 | Residential | Single Family Low Income | New | Miscellaneous | Natural Gas | Miscellaneous | E8 | TRC BC Ratio | 0 | 0 | 0 | 0 | 0 | 0 | 0 | 0 | 0 | 0 | 0 | 0 | 0 | 0 | 0 | 0 | 0 | 0 | 0 | 0 | 0 | 0 | 0 | 0 | 0 | 0 | 0 | 0 | 0 | 0 | 0 | 0 | 0
F2_Residential_Single Family Low Income_New_Miscellaneous_Natural Gas_Miscellaneous_E9 | F2 | Residential | Single Family Low Income | New | Miscellaneous | Natural Gas | Miscellaneous | E9 | TRC BC Ratio | 0 | 0 | 0 | 0 | 0 | 0 | 0 | 0 | 0 | 0 | 0 | 0 | 0 | 0 | 0 | 0 | 0 | 0 | 0 | 0 | 0 | 0 | 0 | 0 | 0 | 0 | 0 | 0 | 0 | 0 | 0 | 0 | 0
F2_Residential_Single Family Low Income_New_Miscellaneous_Natural Gas_Miscellaneous_E10 | F2 | Residential | Single Family Low Income | New | Miscellaneous | Natural Gas | Miscellaneous | E10 | TRC BC Ratio | 0 | 0 | 0 | 0 | 0 | 0 | 0 | 0 | 0 | 0 | 0 | 0 | 0 | 0 | 0 | 0 | 0 | 0 | 0 | 0 | 0 | 0 | 0 | 0 | 0 | 0 | 0 | 0 | 0 | 0 | 0 | 0 | 0
F3_Residential_Single Family Low Income_New_Miscellaneous_Natural Gas_Miscellaneous_E1 | F3 | Residential | Single Family Low Income | New | Miscellaneous | Natural Gas | Miscellaneous | E1 | PACT BC Ratio | bar: 2019 to 2051
F3_Residential_Single Family Low Income_New_Miscellaneous_Natural Gas_Miscellaneous_E2 | F3 | Residential | Single Family Low Income | New | Miscellaneous | Natural Gas | Miscellaneous | E2 | PACT BC Ratio | 0 | 0 | 0 | 0 | 0 | 0 | 0 | 0 | 0 | 0 | 0 | 0 | 0 | 0 | 0 | 0 | 0 | 0 | 0 | 0 | 0 | 0 | 0 | 0 | 0 | 0 | 0 | 0 | 0 | 0 | 0 | 0 | 0
F3_Residential_Single Family Low Income_New_Miscellaneous_Natural Gas_Miscellaneous_E3 | F3 | Residential | Single Family Low Income | New | Miscellaneous | Natural Gas | Miscellaneous | E3 | PACT BC Ratio | 0 | 0 | 0 | 0 | 0 | 0 | 0 | 0 | 0 | 0 | 0 | 0 | 0 | 0 | 0 | 0 | 0 | 0 | 0 | 0 | 0 | 0 | 0 | 0 | 0 | 0 | 0 | 0 | 0 | 0 | 0 | 0 | 0
F3_Residential_Single Family Low Income_New_Miscellaneous_Natural Gas_Miscellaneous_E4 | F3 | Residential | Single Family Low Income | New | Miscellaneous | Natural Gas | Miscellaneous | E4 | PACT BC Ratio | 0 | 0 | 0 | 0 | 0 | 0 | 0 | 0 | 0 | 0 | 0 | 0 | 0 | 0 | 0 | 0 | 0 | 0 | 0 | 0 | 0 | 0 | 0 | 0 | 0 | 0 | 0 | 0 | 0 | 0 | 0 | 0 | 0
F3_Residential_Single Family Low Income_New_Miscellaneous_Natural Gas_Miscellaneous_E5 | F3 | Residential | Single Family Low Income | New | Miscellaneous | Natural Gas | Miscellaneous | E5 | PACT BC Ratio | 0 | 0 | 0 | 0 | 0 | 0 | 0 | 0 | 0 | 0 | 0 | 0 | 0 | 0 | 0 | 0 | 0 | 0 | 0 | 0 | 0 | 0 | 0 | 0 | 0 | 0 | 0 | 0 | 0 | 0 | 0 | 0 | 0
F3_Residential_Single Family Low Income_New_Miscellaneous_Natural Gas_Miscellaneous_E6 | F3 | Residential | Single Family Low Income | New | Miscellaneous | Natural Gas | Miscellaneous | E6 | PACT BC Ratio | 0 | 0 | 0 | 0 | 0 | 0 | 0 | 0 | 0 | 0 | 0 | 0 | 0 | 0 | 0 | 0 | 0 | 0 | 0 | 0 | 0 | 0 | 0 | 0 | 0 | 0 | 0 | 0 | 0 | 0 | 0 | 0 | 0
F3_Residential_Single Family Low Income_New_Miscellaneous_Natural Gas_Miscellaneous_E7 | F3 | Residential | Single Family Low Income | New | Miscellaneous | Natural Gas | Miscellaneous | E7 | PACT BC Ratio | 0 | 0 | 0 | 0 | 0 | 0 | 0 | 0 | 0 | 0 | 0 | 0 | 0 | 0 | 0 | 0 | 0 | 0 | 0 | 0 | 0 | 0 | 0 | 0 | 0 | 0 | 0 | 0 | 0 | 0 | 0 | 0 | 0
F3_Residential_Single Family Low Income_New_Miscellaneous_Natural Gas_Miscellaneous_E8 | F3 | Residential | Single Family Low Income | New | Miscellaneous | Natural Gas | Miscellaneous | E8 | PACT BC Ratio | 0 | 0 | 0 | 0 | 0 | 0 | 0 | 0 | 0 | 0 | 0 | 0 | 0 | 0 | 0 | 0 | 0 | 0 | 0 | 0 | 0 | 0 | 0 | 0 | 0 | 0 | 0 | 0 | 0 | 0 | 0 | 0 | 0
F3_Residential_Single Family Low Income_New_Miscellaneous_Natural Gas_Miscellaneous_E9 | F3 | Residential | Single Family Low Income | New | Miscellaneous | Natural Gas | Miscellaneous | E9 | PACT BC Ratio | 0 | 0 | 0 | 0 | 0 | 0 | 0 | 0 | 0 | 0 | 0 | 0 | 0 | 0 | 0 | 0 | 0 | 0 | 0 | 0 | 0 | 0 | 0 | 0 | 0 | 0 | 0 | 0 | 0 | 0 | 0 | 0 | 0
F3_Residential_Single Family Low Income_New_Miscellaneous_Natural Gas_Miscellaneous_E10 | F3 | Residential | Single Family Low Income | New | Miscellaneous | Natural Gas | Miscellaneous | E10 | PACT BC Ratio | 0 | 0 | 0 | 0 | 0 | 0 | 0 | 0 | 0 | 0 | 0 | 0 | 0 | 0 | 0 | 0 | 0 | 0 | 0 | 0 | 0 | 0 | 0 | 0 | 0 | 0 | 0 | 0 | 0 | 0 | 0 | 0 | 0
F4_Residential_Single Family Low Income_New_Miscellaneous_Natural Gas_Miscellaneous_E1 | F4 | Residential | Single Family Low Income | New | Miscellaneous | Natural Gas | Miscellaneous | E1 | RVT BC Ratio | bar: 2019 to 2051
F4_Residential_Single Family Low Income_New_Miscellaneous_Natural Gas_Miscellaneous_E2 | F4 | Residential | Single Family Low Income | New | Miscellaneous | Natural Gas | Miscellaneous | E2 | RVT BC Ratio | 0 | 0 | 0 | 0 | 0 | 0 | 0 | 0 | 0 | 0 | 0 | 0 | 0 | 0 | 0 | 0 | 0 | 0 | 0 | 0 | 0 | 0 | 0 | 0 | 0 | 0 | 0 | 0 | 0 | 0 | 0 | 0 | 0
F4_Residential_Single Family Low Income_New_Miscellaneous_Natural Gas_Miscellaneous_E3 | F4 | Residential | Single Family Low Income | New | Miscellaneous | Natural Gas | Miscellaneous | E3 | RVT BC Ratio | 0 | 0 | 0 | 0 | 0 | 0 | 0 | 0 | 0 | 0 | 0 | 0 | 0 | 0 | 0 | 0 | 0 | 0 | 0 | 0 | 0 | 0 | 0 | 0 | 0 | 0 | 0 | 0 | 0 | 0 | 0 | 0 | 0
F4_Residential_Single Family Low Income_New_Miscellaneous_Natural Gas_Miscellaneous_E4 | F4 | Residential | Single Family Low Income | New | Miscellaneous | Natural Gas | Miscellaneous | E4 | RVT BC Ratio | 0 | 0 | 0 | 0 | 0 | 0 | 0 | 0 | 0 | 0 | 0 | 0 | 0 | 0 | 0 | 0 | 0 | 0 | 0 | 0 | 0 | 0 | 0 | 0 | 0 | 0 | 0 | 0 | 0 | 0 | 0 | 0 | 0
F4_Residential_Single Family Low Income_New_Miscellaneous_Natural Gas_Miscellaneous_E5 | F4 | Residential | Single Family Low Income | New | Miscellaneous | Natural Gas | Miscellaneous | E5 | RVT BC Ratio | 0 | 0 | 0 | 0 | 0 | 0 | 0 | 0 | 0 | 0 | 0 | 0 | 0 | 0 | 0 | 0 | 0 | 0 | 0 | 0 | 0 | 0 | 0 | 0 | 0 | 0 | 0 | 0 | 0 | 0 | 0 | 0 | 0
F4_Residential_Single Family Low Income_New_Miscellaneous_Natural Gas_Miscellaneous_E6 | F4 | Residential | Single Family Low Income | New | Miscellaneous | Natural Gas | Miscellaneous | E6 | RVT BC Ratio | 0 | 0 | 0 | 0 | 0 | 0 | 0 | 0 | 0 | 0 | 0 | 0 | 0 | 0 | 0 | 0 | 0 | 0 | 0 | 0 | 0 | 0 | 0 | 0 | 0 | 0 | 0 | 0 | 0 | 0 | 0 | 0 | 0
F4_Residential_Single Family Low Income_New_Miscellaneous_Natural Gas_Miscellaneous_E7 | F4 | Residential | Single Family Low Income | New | Miscellaneous | Natural Gas | Miscellaneous | E7 | RVT BC Ratio | 0 | 0 | 0 | 0 | 0 | 0 | 0 | 0 | 0 | 0 | 0 | 0 | 0 | 0 | 0 | 0 | 0 | 0 | 0 | 0 | 0 | 0 | 0 | 0 | 0 | 0 | 0 | 0 | 0 | 0 | 0 | 0 | 0
F4_Residential_Single Family Low Income_New_Miscellaneous_Natural Gas_Miscellaneous_E8 | F4 | Residential | Single Family Low Income | New | Miscellaneous | Natural Gas | Miscellaneous | E8 | RVT BC Ratio | 0 | 0 | 0 | 0 | 0 | 0 | 0 | 0 | 0 | 0 | 0 | 0 | 0 | 0 | 0 | 0 | 0 | 0 | 0 | 0 | 0 | 0 | 0 | 0 | 0 | 0 | 0 | 0 | 0 | 0 | 0 | 0 | 0
F4_Residential_Single Family Low Income_New_Miscellaneous_Natural Gas_Miscellaneous_E9 | F4 | Residential | Single Family Low Income | New | Miscellaneous | Natural Gas | Miscellaneous | E9 | RVT BC Ratio | 0 | 0 | 0 | 0 | 0 | 0 | 0 | 0 | 0 | 0 | 0 | 0 | 0 | 0 | 0 | 0 | 0 | 0 | 0 | 0 | 0 | 0 | 0 | 0 | 0 | 0 | 0 | 0 | 0 | 0 | 0 | 0 | 0
F4_Residential_Single Family Low Income_New_Miscellaneous_Natural Gas_Miscellaneous_E10 | F4 | Residential | Single Family Low Income | New | Miscellaneous | Natural Gas | Miscellaneous | E10 | RVT BC Ratio | 0 | 0 | 0 | 0 | 0 | 0 | 0 | 0 | 0 | 0 | 0 | 0 | 0 | 0 | 0 | 0 | 0 | 0 | 0 | 0 | 0 | 0 | 0 | 0 | 0 | 0 | 0 | 0 | 0 | 0 | 0 | 0 | 0
F5_Residential_Single Family Low Income_New_Miscellaneous_Natural Gas_Miscellaneous_E1 | F5 | Residential | Single Family Low Income | New | Miscellaneous | Natural Gas | Miscellaneous | E1 | RIM BC Ratio | bar: 2019 to 2051
F5_Residential_Single Family Low Income_New_Miscellaneous_Natural Gas_Miscellaneous_E2 | F5 | Residential | Single Family Low Income | New | Miscellaneous | Natural Gas | Miscellaneous | E2 | RIM BC Ratio | 0 | 0 | 0 | 0 | 0 | 0 | 0 | 0 | 0 | 0 | 0 | 0 | 0 | 0 | 0 | 0 | 0 | 0 | 0 | 0 | 0 | 0 | 0 | 0 | 0 | 0 | 0 | 0 | 0 | 0 | 0 | 0 | 0
F5_Residential_Single Family Low Income_New_Miscellaneous_Natural Gas_Miscellaneous_E3 | F5 | Residential | Single Family Low Income | New | Miscellaneous | Natural Gas | Miscellaneous | E3 | RIM BC Ratio | 0 | 0 | 0 | 0 | 0 | 0 | 0 | 0 | 0 | 0 | 0 | 0 | 0 | 0 | 0 | 0 | 0 | 0 | 0 | 0 | 0 | 0 | 0 | 0 | 0 | 0 | 0 | 0 | 0 | 0 | 0 | 0 | 0
F5_Residential_Single Family Low Income_New_Miscellaneous_Natural Gas_Miscellaneous_E4 | F5 | Residential | Single Family Low Income | New | Miscellaneous | Natural Gas | Miscellaneous | E4 | RIM BC Ratio | 0 | 0 | 0 | 0 | 0 | 0 | 0 | 0 | 0 | 0 | 0 | 0 | 0 | 0 | 0 | 0 | 0 | 0 | 0 | 0 | 0 | 0 | 0 | 0 | 0 | 0 | 0 | 0 | 0 | 0 | 0 | 0 | 0
F5_Residential_Single Family Low Income_New_Miscellaneous_Natural Gas_Miscellaneous_E5 | F5 | Residential | Single Family Low Income | New | Miscellaneous | Natural Gas | Miscellaneous | E5 | RIM BC Ratio | 0 | 0 | 0 | 0 | 0 | 0 | 0 | 0 | 0 | 0 | 0 | 0 | 0 | 0 | 0 | 0 | 0 | 0 | 0 | 0 | 0 | 0 | 0 | 0 | 0 | 0 | 0 | 0 | 0 | 0 | 0 | 0 | 0
F5_Residential_Single Family Low Income_New_Miscellaneous_Natural Gas_Miscellaneous_E6 | F5 | Residential | Single Family Low Income | New | Miscellaneous | Natural Gas | Miscellaneous | E6 | RIM BC Ratio | 0 | 0 | 0 | 0 | 0 | 0 | 0 | 0 | 0 | 0 | 0 | 0 | 0 | 0 | 0 | 0 | 0 | 0 | 0 | 0 | 0 | 0 | 0 | 0 | 0 | 0 | 0 | 0 | 0 | 0 | 0 | 0 | 0
F5_Residential_Single Family Low Income_New_Miscellaneous_Natural Gas_Miscellaneous_E7 | F5 | Residential | Single Family Low Income | New | Miscellaneous | Natural Gas | Miscellaneous | E7 | RIM BC Ratio | 0 | 0 | 0 | 0 | 0 | 0 | 0 | 0 | 0 | 0 | 0 | 0 | 0 | 0 | 0 | 0 | 0 | 0 | 0 | 0 | 0 | 0 | 0 | 0 | 0 | 0 | 0 | 0 | 0 | 0 | 0 | 0 | 0
F5_Residential_Single Family Low Income_New_Miscellaneous_Natural Gas_Miscellaneous_E8 | F5 | Residential | Single Family Low Income | New | Miscellaneous | Natural Gas | Miscellaneous | E8 | RIM BC Ratio | 0 | 0 | 0 | 0 | 0 | 0 | 0 | 0 | 0 | 0 | 0 | 0 | 0 | 0 | 0 | 0 | 0 | 0 | 0 | 0 | 0 | 0 | 0 | 0 | 0 | 0 | 0 | 0 | 0 | 0 | 0 | 0 | 0
F5_Residential_Single Family Low Income_New_Miscellaneous_Natural Gas_Miscellaneous_E9 | F5 | Residential | Single Family Low Income | New | Miscellaneous | Natural Gas | Miscellaneous | E9 | RIM BC Ratio | 0 | 0 | 0 | 0 | 0 | 0 | 0 | 0 | 0 | 0 | 0 | 0 | 0 | 0 | 0 | 0 | 0 | 0 | 0 | 0 | 0 | 0 | 0 | 0 | 0 | 0 | 0 | 0 | 0 | 0 | 0 | 0 | 0
F5_Residential_Single Family Low Income_New_Miscellaneous_Natural Gas_Miscellaneous_E10 | F5 | Residential | Single Family Low Income | New | Miscellaneous | Natural Gas | Miscellaneous | E10 | RIM BC Ratio | 0 | 0 | 0 | 0 | 0 | 0 | 0 | 0 | 0 | 0 | 0 | 0 | 0 | 0 | 0 | 0 | 0 | 0 | 0 | 0 | 0 | 0 | 0 | 0 | 0 | 0 | 0 | 0 | 0 | 0 | 0 | 0 | 0
F0_Residential_Multi-Family Regular Income_Existing_Space Heating_Natural Gas_Furnace_E0 | F0 | Residential | Multi-Family Regular Income | Existing | Space Heating | Natural Gas | Furnace | E0 | Economic Unit | ASHP with AFUE 95% backup | ASHP with AFUE 95% backup | ASHP with AFUE 95% backup | ASHP with AFUE 95% backup | ASHP with AFUE 95% backup | ASHP with AFUE 95% backup | ASHP with AFUE 95% backup | ASHP with AFUE 95% backup | ASHP with AFUE 95% backup | ASHP with AFUE 95% backup | ASHP with AFUE 95% backup | ASHP with AFUE 95% backup | ASHP with AFUE 95% backup | ASHP with AFUE 95% backup | ASHP with AFUE 95% backup | ASHP with AFUE 95% backup | ASHP with AFUE 95% backup | ASHP with AFUE 95% backup | ASHP with AFUE 95% backup | ASHP with AFUE 95% backup | ASHP with AFUE 95% backup | ASHP with AFUE 95% backup | ASHP with AFUE 95% backup | ASHP with AFUE 95% backup | ASHP with AFUE 95% backup | ASHP with AFUE 95% backup | ASHP with AFUE 95% backup | ASHP with AFUE 95% backup | ASHP with AFUE 95% backup | ASHP with AFUE 95% backup | ASHP with AFUE 95% backup | ASHP with AFUE 95% backup | ASHP with AFUE 95% backup
F1_Residential_Multi-Family Regular Income_Existing_Space Heating_Natural Gas_Furnace_E1 | F1 | Residential | Multi-Family Regular Income | Existing | Space Heating | Natural Gas | Furnace | E1 | CCE | 0 | 0 | 0 | 0 | 0 | 0 | 0 | 0 | 0 | 0 | 0 | 0 | 0 | 0 | 0 | 0 | 0 | 0 | 0 | 0 | 0 | 0 | 0 | 0 | 0 | 0 | 0 | 0 | 0 | 0 | 0 | 0 | 0
F1_Residential_Multi-Family Regular Income_Existing_Space Heating_Natural Gas_Furnace_E2 | F1 | Residential | Multi-Family Regular Income | Existing | Space Heating | Natural Gas | Furnace | E2 | CCE | 0.80443 | 0.82918 | 0.81667 | 0.75268 | 0.75673 | 0.76081 | 0.76495 | 0.76914 | 0.77336 | 0.77763 | 0.78196 | 0.78633 | 0.79075 | 0.79521 | 0.79974 | 0.80431 | 0.80893 | 0.8136 | 0.81834 | 0.82312 | 0.82797 | 0.83285 | 0.83782 | 0.84283 | 0.84791 | 0.85303 | 0.85824 | 0.8635 | 0.86883 | 0.87422 | 0.87968 | 0.88522 | 0.88522
F1_Residential_Multi-Family Regular Income_Existing_Space Heating_Natural Gas_Furnace_E3 | F1 | Residential | Multi-Family Regular Income | Existing | Space Heating | Natural Gas | Furnace | E3 | CCE | 0.85455 | 0.88085 | 0.86756 | 0.79958 | 0.80388 | 0.80822 | 0.81262 | 0.81706 | 0.82155 | 0.82609 | 0.83068 | 0.83533 | 0.84002 | 0.84476 | 0.84957 | 0.85442 | 0.85933 | 0.8643 | 0.86933 | 0.87441 | 0.87956 | 0.88475 | 0.89002 | 0.89535 | 0.90074 | 0.90618 | 0.91172 | 0.91731 | 0.92297 | 0.92869 | 0.9345 | 0.94037 | 0.94037
F1_Residential_Multi-Family Regular Income_Existing_Space Heating_Natural Gas_Furnace_E4 | F1 | Residential | Multi-Family Regular Income | Existing | Space Heating | Natural Gas | Furnace | E4 | CCE | 6.5579 | 6.7597 | 6.6578 | 6.1361 | 6.1691 | 6.2024 | 6.2362 | 6.2702 | 6.3047 | 6.3395 | 6.3748 | 6.4104 | 6.4464 | 6.4828 | 6.5197 | 6.557 | 6.5946 | 6.6327 | 6.6713 | 6.7104 | 6.7498 | 6.7897 | 6.8301 | 6.871 | 6.9124 | 6.9542 | 6.9966 | 7.0395 | 7.083 | 7.1269 | 7.1715 | 7.2166 | 7.2166
F1_Residential_Multi-Family Regular Income_Existing_Space Heating_Natural Gas_Furnace_E5 | F1 | Residential | Multi-Family Regular Income | Existing | Space Heating | Natural Gas | Furnace | E5 | CCE | 1.5747 | 1.6232 | 1.5987 | 1.4734 | 1.4813 | 1.4893 | 1.4974 | 1.5056 | 1.5139 | 1.5223 | 1.5307 | 1.5393 | 1.5479 | 1.5567 | 1.5655 | 1.5745 | 1.5835 | 1.5927 | 1.6019 | 1.6113 | 1.6208 | 1.6304 | 1.6401 | 1.6499 | 1.6598 | 1.6699 | 1.6801 | 1.6904 | 1.7008 | 1.7113 | 1.722 | 1.7329 | 1.7329
F1_Residential_Multi-Family Regular Income_Existing_Space Heating_Natural Gas_Furnace_E6 | F1 | Residential | Multi-Family Regular Income | Existing | Space Heating | Natural Gas | Furnace | E6 | CCE | 1.4765 | 1.5219 | 1.499 | 1.3815 | 1.3889 | 1.3964 | 1.404 | 1.4117 | 1.4195 | 1.4273 | 1.4353 | 1.4433 | 1.4514 | 1.4596 | 1.4679 | 1.4763 | 1.4848 | 1.4933 | 1.502 | 1.5108 | 1.5197 | 1.5287 | 1.5378 | 1.547 | 1.5563 | 1.5657 | 1.5753 | 1.5849 | 1.5947 | 1.6046 | 1.6146 | 1.6248 | 1.6248
F1_Residential_Multi-Family Regular Income_Existing_Space Heating_Natural Gas_Furnace_E7 | F1 | Residential | Multi-Family Regular Income | Existing | Space Heating | Natural Gas | Furnace | E7 | CCE | 0 | 0 | 0 | 0 | 0 | 0 | 0 | 0 | 0 | 0 | 0 | 0 | 0 | 0 | 0 | 0 | 0 | 0 | 0 | 0 | 0 | 0 | 0 | 0 | 0 | 0 | 0 | 0 | 0 | 0 | 0 | 0 | 0
F1_Residential_Multi-Family Regular Income_Existing_Space Heating_Natural Gas_Furnace_E8 | F1 | Residential | Multi-Family Regular Income | Existing | Space Heating | Natural Gas | Furnace | E8 | CCE | 0 | 0 | 0 | 0 | 0 | 0 | 0 | 0 | 0 | 0 | 0 | 0 | 0 | 0 | 0 | 0 | 0 | 0 | 0 | 0 | 0 | 0 | 0 | 0 | 0 | 0 | 0 | 0 | 0 | 0 | 0 | 0 | 0
F1_Residential_Multi-Family Regular Income_Existing_Space Heating_Natural Gas_Furnace_E9 | F1 | Residential | Multi-Family Regular Income | Existing | Space Heating | Natural Gas | Furnace | E9 | CCE | 0 | 0 | 0 | 0 | 0 | 0 | 0 | 0 | 0 | 0 | 0 | 0 | 0 | 0 | 0 | 0 | 0 | 0 | 0 | 0 | 0 | 0 | 0 | 0 | 0 | 0 | 0 | 0 | 0 | 0 | 0 | 0 | 0
F1_Residential_Multi-Family Regular Income_Existing_Space Heating_Natural Gas_Furnace_E10 | F1 | Residential | Multi-Family Regular Income | Existing | Space Heating | Natural Gas | Furnace | E10 | CCE | 0 | 0 | 0 | 0 | 0 | 0 | 0 | 0 | 0 | 0 | 0 | 0 | 0 | 0 | 0 | 0 | 0 | 0 | 0 | 0 | 0 | 0 | 0 | 0 | 0 | 0 | 0 | 0 | 0 | 0 | 0 | 0 | 0
F2_Residential_Multi-Family Regular Income_Existing_Space Heating_Natural Gas_Furnace_E1 | F2 | Residential | Multi-Family Regular Income | Existing | Space Heating | Natural Gas | Furnace | E1 | TRC BC Ratio | bar: 2019 to 2051
F2_Residential_Multi-Family Regular Income_Existing_Space Heating_Natural Gas_Furnace_E2 | F2 | Residential | Multi-Family Regular Income | Existing | Space Heating | Natural Gas | Furnace | E2 | TRC BC Ratio | 2.5274 | 2.5295 | 2.5369 | 2.5421 | 2.5337 | 2.5317 | 2.5349 | 2.536 | 2.5382 | 2.5391 | 2.5387 | 2.5367 | 2.5344 | 2.5312 | 2.5264 | 2.5204 | 2.5132 | 2.5052 | 2.4967 | 2.4884 | 2.4792 | 2.4697 | 2.4592 | 2.4486 | 2.4368 | 2.4243 | 2.4111 | 2.3975 | 2.3825 | 2.367 | 2.3502 | 2.333 | 2.314
F2_Residential_Multi-Family Regular Income_Existing_Space Heating_Natural Gas_Furnace_E3 | F2 | Residential | Multi-Family Regular Income | Existing | Space Heating | Natural Gas | Furnace | E3 | TRC BC Ratio | 2.3791 | 2.3812 | 2.3881 | 2.393 | 2.3851 | 2.3832 | 2.3862 | 2.3872 | 2.3894 | 2.3901 | 2.3898 | 2.3879 | 2.3857 | 2.3827 | 2.3782 | 2.3726 | 2.3658 | 2.3583 | 2.3502 | 2.3424 | 2.3338 | 2.3248 | 2.3149 | 2.305 | 2.2939 | 2.2821 | 2.2697 | 2.2569 | 2.2428 | 2.2282 | 2.2124 | 2.1962 | 2.1782
F2_Residential_Multi-Family Regular Income_Existing_Space Heating_Natural Gas_Furnace_E4 | F2 | Residential | Multi-Family Regular Income | Existing | Space Heating | Natural Gas | Furnace | E4 | TRC BC Ratio | 0.30924 | 0.30952 | 0.31006 | 0.31055 | 0.31041 | 0.31064 | 0.31095 | 0.31094 | 0.31075 | 0.31024 | 0.30937 | 0.30813 | 0.30652 | 0.30453 | 0.30206 | 0.2996 | 0.29717 | 0.29479 | 0.29281 | 0.29131 | 0.29028 | 0.28981 | 0.2893 | 0.28878 | 0.2882 | 0.28759 | 0.28694 | 0.28628 | 0.28554 | 0.28478 | 0.28396 | 0.28312 | 0.28218
F2_Residential_Multi-Family Regular Income_Existing_Space Heating_Natural Gas_Furnace_E5 | F2 | Residential | Multi-Family Regular Income | Existing | Space Heating | Natural Gas | Furnace | E5 | TRC BC Ratio | 1.2898 | 1.291 | 1.2944 | 1.297 | 1.2937 | 1.2932 | 1.2946 | 1.2946 | 1.2946 | 1.2934 | 1.291 | 1.2881 | 1.285 | 1.2816 | 1.2776 | 1.2732 | 1.2683 | 1.2632 | 1.2586 | 1.255 | 1.2511 | 1.247 | 1.2424 | 1.2378 | 1.2327 | 1.2273 | 1.2216 | 1.2157 | 1.2092 | 1.2025 | 1.1953 | 1.1878 | 1.1796
F2_Residential_Multi-Family Regular Income_Existing_Space Heating_Natural Gas_Furnace_E6 | F2 | Residential | Multi-Family Regular Income | Existing | Space Heating | Natural Gas | Furnace | E6 | TRC BC Ratio | 1.376 | 1.3772 | 1.381 | 1.3838 | 1.3799 | 1.3793 | 1.3808 | 1.381 | 1.3813 | 1.3806 | 1.3787 | 1.3761 | 1.3734 | 1.3704 | 1.3666 | 1.3623 | 1.3574 | 1.3523 | 1.3475 | 1.3435 | 1.339 | 1.3344 | 1.3293 | 1.3242 | 1.3185 | 1.3124 | 1.306 | 1.2994 | 1.2921 | 1.2846 | 1.2764 | 1.2681 | 1.2588
F2_Residential_Multi-Family Regular Income_Existing_Space Heating_Natural Gas_Furnace_E7 | F2 | Residential | Multi-Family Regular Income | Existing | Space Heating | Natural Gas | Furnace | E7 | TRC BC Ratio | 0 | 0 | 0 | 0 | 0 | 0 | 0 | 0 | 0 | 0 | 0 | 0 | 0 | 0 | 0 | 0 | 0 | 0 | 0 | 0 | 0 | 0 | 0 | 0 | 0 | 0 | 0 | 0 | 0 | 0 | 0 | 0 | 0
F2_Residential_Multi-Family Regular Income_Existing_Space Heating_Natural Gas_Furnace_E8 | F2 | Residential | Multi-Family Regular Income | Existing | Space Heating | Natural Gas | Furnace | E8 | TRC BC Ratio | 0 | 0 | 0 | 0 | 0 | 0 | 0 | 0 | 0 | 0 | 0 | 0 | 0 | 0 | 0 | 0 | 0 | 0 | 0 | 0 | 0 | 0 | 0 | 0 | 0 | 0 | 0 | 0 | 0 | 0 | 0 | 0 | 0
F2_Residential_Multi-Family Regular Income_Existing_Space Heating_Natural Gas_Furnace_E9 | F2 | Residential | Multi-Family Regular Income | Existing | Space Heating | Natural Gas | Furnace | E9 | TRC BC Ratio | 0 | 0 | 0 | 0 | 0 | 0 | 0 | 0 | 0 | 0 | 0 | 0 | 0 | 0 | 0 | 0 | 0 | 0 | 0 | 0 | 0 | 0 | 0 | 0 | 0 | 0 | 0 | 0 | 0 | 0 | 0 | 0 | 0
F2_Residential_Multi-Family Regular Income_Existing_Space Heating_Natural Gas_Furnace_E10 | F2 | Residential | Multi-Family Regular Income | Existing | Space Heating | Natural Gas | Furnace | E10 | TRC BC Ratio | 0 | 0 | 0 | 0 | 0 | 0 | 0 | 0 | 0 | 0 | 0 | 0 | 0 | 0 | 0 | 0 | 0 | 0 | 0 | 0 | 0 | 0 | 0 | 0 | 0 | 0 | 0 | 0 | 0 | 0 | 0 | 0 | 0
F3_Residential_Multi-Family Regular Income_Existing_Space Heating_Natural Gas_Furnace_E1 | F3 | Residential | Multi-Family Regular Income | Existing | Space Heating | Natural Gas | Furnace | E1 | PACT BC Ratio | bar: 2019 to 2051
F3_Residential_Multi-Family Regular Income_Existing_Space Heating_Natural Gas_Furnace_E2 | F3 | Residential | Multi-Family Regular Income | Existing | Space Heating | Natural Gas | Furnace | E2 | PACT BC Ratio | 2.5742 | 2.5764 | 2.5839 | 2.5892 | 2.5806 | 2.5786 | 2.5819 | 2.583 | 2.5853 | 2.5861 | 2.5857 | 2.5838 | 2.5814 | 2.5781 | 2.5732 | 2.5671 | 2.5598 | 2.5517 | 2.543 | 2.5345 | 2.5251 | 2.5155 | 2.5048 | 2.494 | 2.482 | 2.4693 | 2.4558 | 2.4419 | 2.4267 | 2.4109 | 2.3938 | 2.3763 | 2.3569
F3_Residential_Multi-Family Regular Income_Existing_Space Heating_Natural Gas_Furnace_E3 | F3 | Residential | Multi-Family Regular Income | Existing | Space Heating | Natural Gas | Furnace | E3 | PACT BC Ratio | 2.4233 | 2.4253 | 2.4323 | 2.4373 | 2.4293 | 2.4273 | 2.4304 | 2.4315 | 2.4337 | 2.4345 | 2.4341 | 2.4322 | 2.4299 | 2.4269 | 2.4223 | 2.4165 | 2.4096 | 2.402 | 2.3938 | 2.3858 | 2.377 | 2.3679 | 2.3579 | 2.3477 | 2.3364 | 2.3244 | 2.3118 | 2.2987 | 2.2843 | 2.2695 | 2.2534 | 2.2369 | 2.2186
F3_Residential_Multi-Family Regular Income_Existing_Space Heating_Natural Gas_Furnace_E4 | F3 | Residential | Multi-Family Regular Income | Existing | Space Heating | Natural Gas | Furnace | E4 | PACT BC Ratio | 0.31498 | 0.31526 | 0.31581 | 0.31631 | 0.31616 | 0.3164 | 0.31671 | 0.3167 | 0.31651 | 0.31599 | 0.3151 | 0.31384 | 0.31221 | 0.31017 | 0.30766 | 0.30516 | 0.30268 | 0.30025 | 0.29823 | 0.29671 | 0.29566 | 0.29519 | 0.29466 | 0.29413 | 0.29355 | 0.29292 | 0.29226 | 0.29158 | 0.29083 | 0.29006 | 0.28922 | 0.28837 | 0.28741
F3_Residential_Multi-Family Regular Income_Existing_Space Heating_Natural Gas_Furnace_E5 | F3 | Residential | Multi-Family Regular Income | Existing | Space Heating | Natural Gas | Furnace | E5 | PACT BC Ratio | 1.3137 | 1.3149 | 1.3184 | 1.321 | 1.3177 | 1.3172 | 1.3186 | 1.3186 | 1.3186 | 1.3174 | 1.315 | 1.312 | 1.3088 | 1.3054 | 1.3013 | 1.2968 | 1.2918 | 1.2866 | 1.282 | 1.2783 | 1.2743 | 1.2701 | 1.2654 | 1.2608 | 1.2556 | 1.2501 | 1.2443 | 1.2383 | 1.2317 | 1.2248 | 1.2174 | 1.2099 | 1.2015
F3_Residential_Multi-Family Regular Income_Existing_Space Heating_Natural Gas_Furnace_E6 | F3 | Residential | Multi-Family Regular Income | Existing | Space Heating | Natural Gas | Furnace | E6 | PACT BC Ratio | 1.4015 | 1.4027 | 1.4066 | 1.4094 | 1.4055 | 1.4048 | 1.4064 | 1.4066 | 1.4069 | 1.4061 | 1.4043 | 1.4017 | 1.3989 | 1.3958 | 1.3919 | 1.3875 | 1.3826 | 1.3774 | 1.3725 | 1.3684 | 1.3638 | 1.3591 | 1.3539 | 1.3487 | 1.3429 | 1.3367 | 1.3302 | 1.3234 | 1.316 | 1.3084 | 1.3001 | 1.2916 | 1.2822
F3_Residential_Multi-Family Regular Income_Existing_Space Heating_Natural Gas_Furnace_E7 | F3 | Residential | Multi-Family Regular Income | Existing | Space Heating | Natural Gas | Furnace | E7 | PACT BC Ratio | 0 | 0 | 0 | 0 | 0 | 0 | 0 | 0 | 0 | 0 | 0 | 0 | 0 | 0 | 0 | 0 | 0 | 0 | 0 | 0 | 0 | 0 | 0 | 0 | 0 | 0 | 0 | 0 | 0 | 0 | 0 | 0 | 0
F3_Residential_Multi-Family Regular Income_Existing_Space Heating_Natural Gas_Furnace_E8 | F3 | Residential | Multi-Family Regular Income | Existing | Space Heating | Natural Gas | Furnace | E8 | PACT BC Ratio | 0 | 0 | 0 | 0 | 0 | 0 | 0 | 0 | 0 | 0 | 0 | 0 | 0 | 0 | 0 | 0 | 0 | 0 | 0 | 0 | 0 | 0 | 0 | 0 | 0 | 0 | 0 | 0 | 0 | 0 | 0 | 0 | 0
F3_Residential_Multi-Family Regular Income_Existing_Space Heating_Natural Gas_Furnace_E9 | F3 | Residential | Multi-Family Regular Income | Existing | Space Heating | Natural Gas | Furnace | E9 | PACT BC Ratio | 0 | 0 | 0 | 0 | 0 | 0 | 0 | 0 | 0 | 0 | 0 | 0 | 0 | 0 | 0 | 0 | 0 | 0 | 0 | 0 | 0 | 0 | 0 | 0 | 0 | 0 | 0 | 0 | 0 | 0 | 0 | 0 | 0
F3_Residential_Multi-Family Regular Income_Existing_Space Heating_Natural Gas_Furnace_E10 | F3 | Residential | Multi-Family Regular Income | Existing | Space Heating | Natural Gas | Furnace | E10 | PACT BC Ratio | 0 | 0 | 0 | 0 | 0 | 0 | 0 | 0 | 0 | 0 | 0 | 0 | 0 | 0 | 0 | 0 | 0 | 0 | 0 | 0 | 0 | 0 | 0 | 0 | 0 | 0 | 0 | 0 | 0 | 0 | 0 | 0 | 0
F4_Residential_Multi-Family Regular Income_Existing_Space Heating_Natural Gas_Furnace_E1 | F4 | Residential | Multi-Family Regular Income | Existing | Space Heating | Natural Gas | Furnace | E1 | RVT BC Ratio | bar: 2019 to 2051
F4_Residential_Multi-Family Regular Income_Existing_Space Heating_Natural Gas_Furnace_E2 | F4 | Residential | Multi-Family Regular Income | Existing | Space Heating | Natural Gas | Furnace | E2 | RVT BC Ratio | 4.0061 | 4.0087 | 4.0175 | 4.0238 | 4.0137 | 4.0113 | 4.0151 | 4.0164 | 4.0191 | 4.0201 | 4.0196 | 4.0173 | 4.0145 | 4.0107 | 4.0049 | 3.9978 | 3.9891 | 3.9796 | 3.9693 | 3.9594 | 3.9484 | 3.937 | 3.9244 | 3.9118 | 3.8976 | 3.8827 | 3.8668 | 3.8505 | 3.8325 | 3.814 | 3.7939 | 3.7733 | 3.7442
F4_Residential_Multi-Family Regular Income_Existing_Space Heating_Natural Gas_Furnace_E3 | F4 | Residential | Multi-Family Regular Income | Existing | Space Heating | Natural Gas | Furnace | E3 | RVT BC Ratio | 3.8285 | 3.831 | 3.8392 | 3.8451 | 3.8356 | 3.8333 | 3.837 | 3.8382 | 3.8408 | 3.8417 | 3.8412 | 3.8391 | 3.8364 | 3.8328 | 3.8274 | 3.8206 | 3.8125 | 3.8035 | 3.7939 | 3.7845 | 3.7741 | 3.7635 | 3.7516 | 3.7397 | 3.7264 | 3.7123 | 3.6974 | 3.682 | 3.6651 | 3.6477 | 3.6287 | 3.6093 | 3.582
F4_Residential_Multi-Family Regular Income_Existing_Space Heating_Natural Gas_Furnace_E4 | F4 | Residential | Multi-Family Regular Income | Existing | Space Heating | Natural Gas | Furnace | E4 | RVT BC Ratio | 1.3487 | 1.349 | 1.3496 | 1.3502 | 1.3501 | 1.3503 | 1.3507 | 1.3507 | 1.3505 | 1.3498 | 1.3488 | 1.3473 | 1.3454 | 1.343 | 1.34 | 1.3371 | 1.3342 | 1.3313 | 1.329 | 1.3272 | 1.3259 | 1.3254 | 1.3248 | 1.3241 | 1.3234 | 1.3227 | 1.3219 | 1.3211 | 1.3203 | 1.3193 | 1.3184 | 1.3174 | 1.3139
F4_Residential_Multi-Family Regular Income_Existing_Space Heating_Natural Gas_Furnace_E5 | F4 | Residential | Multi-Family Regular Income | Existing | Space Heating | Natural Gas | Furnace | E5 | RVT BC Ratio | 2.5234 | 2.5248 | 2.5289 | 2.532 | 2.5281 | 2.5275 | 2.5292 | 2.5292 | 2.5291 | 2.5277 | 2.5249 | 2.5214 | 2.5177 | 2.5136 | 2.5088 | 2.5035 | 2.4977 | 2.4916 | 2.4861 | 2.4818 | 2.477 | 2.4721 | 2.4667 | 2.4612 | 2.4551 | 2.4486 | 2.4417 | 2.4347 | 2.4269 | 2.4189 | 2.4102 | 2.4013 | 2.3845
F4_Residential_Multi-Family Regular Income_Existing_Space Heating_Natural Gas_Furnace_E6 | F4 | Residential | Multi-Family Regular Income | Existing | Space Heating | Natural Gas | Furnace | E6 | RVT BC Ratio | 2.6267 | 2.6281 | 2.6327 | 2.636 | 2.6314 | 2.6306 | 2.6325 | 2.6327 | 2.6331 | 2.6322 | 2.6299 | 2.6269 | 2.6236 | 2.62 | 2.6154 | 2.6102 | 2.6044 | 2.5983 | 2.5925 | 2.5877 | 2.5824 | 2.5769 | 2.5707 | 2.5646 | 2.5578 | 2.5505 | 2.5428 | 2.5349 | 2.5262 | 2.5172 | 2.5074 | 2.4974 | 2.4801
F4_Residential_Multi-Family Regular Income_Existing_Space Heating_Natural Gas_Furnace_E7 | F4 | Residential | Multi-Family Regular Income | Existing | Space Heating | Natural Gas | Furnace | E7 | RVT BC Ratio | 0 | 0 | 0 | 0 | 0 | 0 | 0 | 0 | 0 | 0 | 0 | 0 | 0 | 0 | 0 | 0 | 0 | 0 | 0 | 0 | 0 | 0 | 0 | 0 | 0 | 0 | 0 | 0 | 0 | 0 | 0 | 0 | 0
F4_Residential_Multi-Family Regular Income_Existing_Space Heating_Natural Gas_Furnace_E8 | F4 | Residential | Multi-Family Regular Income | Existing | Space Heating | Natural Gas | Furnace | E8 | RVT BC Ratio | 0 | 0 | 0 | 0 | 0 | 0 | 0 | 0 | 0 | 0 | 0 | 0 | 0 | 0 | 0 | 0 | 0 | 0 | 0 | 0 | 0 | 0 | 0 | 0 | 0 | 0 | 0 | 0 | 0 | 0 | 0 | 0 | 0
F4_Residential_Multi-Family Regular Income_Existing_Space Heating_Natural Gas_Furnace_E9 | F4 | Residential | Multi-Family Regular Income | Existing | Space Heating | Natural Gas | Furnace | E9 | RVT BC Ratio | 0 | 0 | 0 | 0 | 0 | 0 | 0 | 0 | 0 | 0 | 0 | 0 | 0 | 0 | 0 | 0 | 0 | 0 | 0 | 0 | 0 | 0 | 0 | 0 | 0 | 0 | 0 | 0 | 0 | 0 | 0 | 0 | 0
F4_Residential_Multi-Family Regular Income_Existing_Space Heating_Natural Gas_Furnace_E10 | F4 | Residential | Multi-Family Regular Income | Existing | Space Heating | Natural Gas | Furnace | E10 | RVT BC Ratio | 0 | 0 | 0 | 0 | 0 | 0 | 0 | 0 | 0 | 0 | 0 | 0 | 0 | 0 | 0 | 0 | 0 | 0 | 0 | 0 | 0 | 0 | 0 | 0 | 0 | 0 | 0 | 0 | 0 | 0 | 0 | 0 | 0
F5_Residential_Multi-Family Regular Income_Existing_Space Heating_Natural Gas_Furnace_E1 | F5 | Residential | Multi-Family Regular Income | Existing | Space Heating | Natural Gas | Furnace | E1 | RIM BC Ratio | bar: 2019 to 2051
F5_Residential_Multi-Family Regular Income_Existing_Space Heating_Natural Gas_Furnace_E2 | F5 | Residential | Multi-Family Regular Income | Existing | Space Heating | Natural Gas | Furnace | E2 | RIM BC Ratio | 0.72106 | 0.72123 | 0.72181 | 0.72223 | 0.72156 | 0.7214 | 0.72165 | 0.72174 | 0.72192 | 0.72199 | 0.72196 | 0.7218 | 0.72161 | 0.72136 | 0.72098 | 0.7205 | 0.71992 | 0.71928 | 0.71858 | 0.71791 | 0.71715 | 0.71637 | 0.7155 | 0.71462 | 0.71363 | 0.71257 | 0.71145 | 0.71028 | 0.70898 | 0.70763 | 0.70615 | 0.70462 | 0.70401
F5_Residential_Multi-Family Regular Income_Existing_Space Heating_Natural Gas_Furnace_E3 | F5 | Residential | Multi-Family Regular Income | Existing | Space Heating | Natural Gas | Furnace | E3 | RIM BC Ratio | 0.70869 | 0.70886 | 0.70946 | 0.70989 | 0.7092 | 0.70904 | 0.7093 | 0.70939 | 0.70958 | 0.70964 | 0.70961 | 0.70945 | 0.70926 | 0.709 | 0.7086 | 0.70811 | 0.70752 | 0.70686 | 0.70615 | 0.70545 | 0.70468 | 0.70388 | 0.70299 | 0.70208 | 0.70107 | 0.69999 | 0.69883 | 0.69763 | 0.6963 | 0.69492 | 0.6934 | 0.69183 | 0.69115
F5_Residential_Multi-Family Regular Income_Existing_Space Heating_Natural Gas_Furnace_E4 | F5 | Residential | Multi-Family Regular Income | Existing | Space Heating | Natural Gas | Furnace | E4 | RIM BC Ratio | 0.23962 | 0.23978 | 0.24011 | 0.24039 | 0.24031 | 0.24045 | 0.24063 | 0.24062 | 0.24051 | 0.24021 | 0.2397 | 0.23896 | 0.23802 | 0.23683 | 0.23536 | 0.2339 | 0.23244 | 0.23101 | 0.22981 | 0.2289 | 0.22828 | 0.22799 | 0.22768 | 0.22737 | 0.22701 | 0.22664 | 0.22625 | 0.22584 | 0.22539 | 0.22493 | 0.22442 | 0.2239 | 0.22367
F5_Residential_Multi-Family Regular Income_Existing_Space Heating_Natural Gas_Furnace_E5 | F5 | Residential | Multi-Family Regular Income | Existing | Space Heating | Natural Gas | Furnace | E5 | RIM BC Ratio | 0.56831 | 0.56853 | 0.56919 | 0.56968 | 0.56905 | 0.56897 | 0.56923 | 0.56922 | 0.56922 | 0.569 | 0.56855 | 0.56799 | 0.5674 | 0.56675 | 0.56598 | 0.56512 | 0.56418 | 0.56319 | 0.56229 | 0.56159 | 0.5608 | 0.55999 | 0.55909 | 0.55818 | 0.55716 | 0.55607 | 0.55492 | 0.55372 | 0.55239 | 0.55102 | 0.54952 | 0.54797 | 0.54768
F5_Residential_Multi-Family Regular Income_Existing_Space Heating_Natural Gas_Furnace_E6 | F5 | Residential | Multi-Family Regular Income | Existing | Space Heating | Natural Gas | Furnace | E6 | RIM BC Ratio | 0.58414 | 0.58436 | 0.58502 | 0.58551 | 0.58484 | 0.58472 | 0.58499 | 0.58502 | 0.58508 | 0.58495 | 0.58462 | 0.58417 | 0.58369 | 0.58315 | 0.58247 | 0.5817 | 0.58083 | 0.57991 | 0.57904 | 0.57831 | 0.57749 | 0.57665 | 0.57571 | 0.57477 | 0.57371 | 0.57258 | 0.57137 | 0.57013 | 0.56875 | 0.56732 | 0.56575 | 0.56413 | 0.56362
F5_Residential_Multi-Family Regular Income_Existing_Space Heating_Natural Gas_Furnace_E7 | F5 | Residential | Multi-Family Regular Income | Existing | Space Heating | Natural Gas | Furnace | E7 | RIM BC Ratio | 0 | 0 | 0 | 0 | 0 | 0 | 0 | 0 | 0 | 0 | 0 | 0 | 0 | 0 | 0 | 0 | 0 | 0 | 0 | 0 | 0 | 0 | 0 | 0 | 0 | 0 | 0 | 0 | 0 | 0 | 0 | 0 | 0
F5_Residential_Multi-Family Regular Income_Existing_Space Heating_Natural Gas_Furnace_E8 | F5 | Residential | Multi-Family Regular Income | Existing | Space Heating | Natural Gas | Furnace | E8 | RIM BC Ratio | 0 | 0 | 0 | 0 | 0 | 0 | 0 | 0 | 0 | 0 | 0 | 0 | 0 | 0 | 0 | 0 | 0 | 0 | 0 | 0 | 0 | 0 | 0 | 0 | 0 | 0 | 0 | 0 | 0 | 0 | 0 | 0 | 0
F5_Residential_Multi-Family Regular Income_Existing_Space Heating_Natural Gas_Furnace_E9 | F5 | Residential | Multi-Family Regular Income | Existing | Space Heating | Natural Gas | Furnace | E9 | RIM BC Ratio | 0 | 0 | 0 | 0 | 0 | 0 | 0 | 0 | 0 | 0 | 0 | 0 | 0 | 0 | 0 | 0 | 0 | 0 | 0 | 0 | 0 | 0 | 0 | 0 | 0 | 0 | 0 | 0 | 0 | 0 | 0 | 0 | 0
F5_Residential_Multi-Family Regular Income_Existing_Space Heating_Natural Gas_Furnace_E10 | F5 | Residential | Multi-Family Regular Income | Existing | Space Heating | Natural Gas | Furnace | E10 | RIM BC Ratio | 0 | 0 | 0 | 0 | 0 | 0 | 0 | 0 | 0 | 0 | 0 | 0 | 0 | 0 | 0 | 0 | 0 | 0 | 0 | 0 | 0 | 0 | 0 | 0 | 0 | 0 | 0 | 0 | 0 | 0 | 0 | 0 | 0
F0_Residential_Multi-Family Regular Income_Existing_Space Heating_Natural Gas_Boiler_E0 | F0 | Residential | Multi-Family Regular Income | Existing | Space Heating | Natural Gas | Boiler | E0 | Economic Unit | AFUE 80% | AFUE 80% | AFUE 95% | AFUE 95% | AFUE 95% | AFUE 95% | AFUE 95% | AFUE 95% | AFUE 95% | AFUE 95% | AFUE 95% | AFUE 95% | AFUE 95% | AFUE 95% | AFUE 95% | AFUE 95% | AFUE 95% | AFUE 95% | AFUE 95% | AFUE 95% | AFUE 95% | AFUE 95% | AFUE 95% | AFUE 95% | AFUE 95% | AFUE 95% | AFUE 95% | AFUE 95% | AFUE 95% | AFUE 95% | AFUE 95% | AFUE 95% | AFUE 95%
F1_Residential_Multi-Family Regular Income_Existing_Space Heating_Natural Gas_Boiler_E1 | F1 | Residential | Multi-Family Regular Income | Existing | Space Heating | Natural Gas | Boiler | E1 | CCE | 0 | 0 | 0 | 0 | 0 | 0 | 0 | 0 | 0 | 0 | 0 | 0 | 0 | 0 | 0 | 0 | 0 | 0 | 0 | 0 | 0 | 0 | 0 | 0 | 0 | 0 | 0 | 0 | 0 | 0 | 0 | 0 | 0
F1_Residential_Multi-Family Regular Income_Existing_Space Heating_Natural Gas_Boiler_E2 | F1 | Residential | Multi-Family Regular Income | Existing | Space Heating | Natural Gas | Boiler | E2 | CCE | 5.6657 | 5.8401 | 0 | 0 | 0 | 0 | 0 | 0 | 0 | 0 | 0 | 0 | 0 | 0 | 0 | 0 | 0 | 0 | 0 | 0 | 0 | 0 | 0 | 0 | 0 | 0 | 0 | 0 | 0 | 0 | 0 | 0 | 0
F1_Residential_Multi-Family Regular Income_Existing_Space Heating_Natural Gas_Boiler_E3 | F1 | Residential | Multi-Family Regular Income | Existing | Space Heating | Natural Gas | Boiler | E3 | CCE | 6.2165 | 6.4078 | 7.307 | 6.7344 | 6.7706 | 6.8072 | 6.8442 | 6.8817 | 6.9195 | 6.9577 | 6.9964 | 7.0355 | 7.075 | 7.115 | 7.1554 | 7.1963 | 7.2377 | 7.2795 | 7.3219 | 7.3647 | 7.408 | 7.4517 | 7.4962 | 7.541 | 7.5864 | 7.6323 | 7.6789 | 7.726 | 7.7736 | 7.8218 | 7.8708 | 7.9203 | 7.9203
F1_Residential_Multi-Family Regular Income_Existing_Space Heating_Natural Gas_Boiler_E4 | F1 | Residential | Multi-Family Regular Income | Existing | Space Heating | Natural Gas | Boiler | E4 | CCE | 2.6837 | 2.7663 | 1.7773 | 1.6381 | 1.6469 | 1.6558 | 1.6648 | 1.6739 | 1.6831 | 1.6924 | 1.7018 | 1.7113 | 1.7209 | 1.7306 | 1.7405 | 1.7504 | 1.7605 | 1.7707 | 1.781 | 1.7914 | 1.8019 | 1.8126 | 1.8234 | 1.8343 | 1.8453 | 1.8565 | 1.8678 | 1.8793 | 1.8909 | 1.9026 | 1.9145 | 1.9265 | 1.9265
F1_Residential_Multi-Family Regular Income_Existing_Space Heating_Natural Gas_Boiler_E5 | F1 | Residential | Multi-Family Regular Income | Existing | Space Heating | Natural Gas | Boiler | E5 | CCE | 2.2485 | 2.3176 | 1.7023 | 1.5689 | 1.5773 | 1.5858 | 1.5945 | 1.6032 | 1.612 | 1.6209 | 1.6299 | 1.639 | 1.6482 | 1.6575 | 1.667 | 1.6765 | 1.6861 | 1.6959 | 1.7057 | 1.7157 | 1.7258 | 1.736 | 1.7463 | 1.7568 | 1.7674 | 1.7781 | 1.7889 | 1.7999 | 1.811 | 1.8222 | 1.8336 | 1.8451 | 1.8451
F1_Residential_Multi-Family Regular Income_Existing_Space Heating_Natural Gas_Boiler_E6 | F1 | Residential | Multi-Family Regular Income | Existing | Space Heating | Natural Gas | Boiler | E6 | CCE | 10.4522 | 10.7738 | 10.9499 | 10.0918 | 10.1461 | 10.2009 | 10.2564 | 10.3125 | 10.3692 | 10.4264 | 10.4844 | 10.543 | 10.6023 | 10.6621 | 10.7228 | 10.7841 | 10.846 | 10.9087 | 10.9722 | 11.0363 | 11.1013 | 11.1668 | 11.2334 | 11.3006 | 11.3687 | 11.4374 | 11.5072 | 11.5777 | 11.6492 | 11.7214 | 11.7947 | 11.8689 | 11.8689
F1_Residential_Multi-Family Regular Income_Existing_Space Heating_Natural Gas_Boiler_E7 | F1 | Residential | Multi-Family Regular Income | Existing | Space Heating | Natural Gas | Boiler | E7 | CCE | 3.0232 | 3.1162 | 2.9363 | 2.7062 | 2.7207 | 2.7354 | 2.7503 | 2.7653 | 2.7805 | 2.7959 | 2.8115 | 2.8272 | 2.8431 | 2.8591 | 2.8754 | 2.8918 | 2.9084 | 2.9252 | 2.9422 | 2.9595 | 2.9769 | 2.9944 | 3.0123 | 3.0303 | 3.0486 | 3.067 | 3.0857 | 3.1046 | 3.1238 | 3.1432 | 3.1628 | 3.1827 | 3.1827
F1_Residential_Multi-Family Regular Income_Existing_Space Heating_Natural Gas_Boiler_E8 | F1 | Residential | Multi-Family Regular Income | Existing | Space Heating | Natural Gas | Boiler | E8 | CCE | 2.7854 | 2.8711 | 2.7052 | 2.4932 | 2.5066 | 2.5202 | 2.5339 | 2.5477 | 2.5618 | 2.5759 | 2.5902 | 2.6047 | 2.6193 | 2.6341 | 2.6491 | 2.6642 | 2.6796 | 2.695 | 2.7107 | 2.7266 | 2.7426 | 2.7588 | 2.7752 | 2.7919 | 2.8087 | 2.8256 | 2.8429 | 2.8603 | 2.878 | 2.8958 | 2.9139 | 2.9323 | 2.9323
F1_Residential_Multi-Family Regular Income_Existing_Space Heating_Natural Gas_Boiler_E9 | F1 | Residential | Multi-Family Regular Income | Existing | Space Heating | Natural Gas | Boiler | E9 | CCE | 0 | 0 | 0 | 0 | 0 | 0 | 0 | 0 | 0 | 0 | 0 | 0 | 0 | 0 | 0 | 0 | 0 | 0 | 0 | 0 | 0 | 0 | 0 | 0 | 0 | 0 | 0 | 0 | 0 | 0 | 0 | 0 | 0
F1_Residential_Multi-Family Regular Income_Existing_Space Heating_Natural Gas_Boiler_E10 | F1 | Residential | Multi-Family Regular Income | Existing | Space Heating | Natural Gas | Boiler | E10 | CCE | 0 | 0 | 0 | 0 | 0 | 0 | 0 | 0 | 0 | 0 | 0 | 0 | 0 | 0 | 0 | 0 | 0 | 0 | 0 | 0 | 0 | 0 | 0 | 0 | 0 | 0 | 0 | 0 | 0 | 0 | 0 | 0 | 0
F2_Residential_Multi-Family Regular Income_Existing_Space Heating_Natural Gas_Boiler_E1 | F2 | Residential | Multi-Family Regular Income | Existing | Space Heating | Natural Gas | Boiler | E1 | TRC BC Ratio | 1 | 1 | 0 | 0 | 0 | 0 | 0 | 0 | 0 | 0 | 0 | 0 | 0 | 0 | 0 | 0 | 0 | 0 | 0 | 0 | 0 | 0 | 0 | 0 | 0 | 0 | 0 | 0 | 0 | 0 | 0 | 0 | 0
F2_Residential_Multi-Family Regular Income_Existing_Space Heating_Natural Gas_Boiler_E2 | F2 | Residential | Multi-Family Regular Income | Existing | Space Heating | Natural Gas | Boiler | E2 | TRC BC Ratio | 0.35995 | 0.36029 | 1 | 1 | 1 | 1 | 1 | 1 | 1 | 1 | 1 | 1 | 1 | 1 | 1 | 1 | 1 | 1 | 1 | 1 | 1 | 1 | 1 | 1 | 1 | 1 | 1 | 1 | 1 | 1 | 1 | 1 | 1
F2_Residential_Multi-Family Regular Income_Existing_Space Heating_Natural Gas_Boiler_E3 | F2 | Residential | Multi-Family Regular Income | Existing | Space Heating | Natural Gas | Boiler | E3 | TRC BC Ratio | 0.32806 | 0.32837 | 0.28441 | 0.28493 | 0.284 | 0.28364 | 0.28379 | 0.28371 | 0.28373 | 0.28359 | 0.28329 | 0.28283 | 0.28229 | 0.28165 | 0.28091 | 0.28013 | 0.27931 | 0.2785 | 0.27764 | 0.2768 | 0.27587 | 0.27491 | 0.27384 | 0.27278 | 0.27158 | 0.27032 | 0.26898 | 0.2676 | 0.26609 | 0.26452 | 0.26282 | 0.26108 | 0.25915
F2_Residential_Multi-Family Regular Income_Existing_Space Heating_Natural Gas_Boiler_E4 | F2 | Residential | Multi-Family Regular Income | Existing | Space Heating | Natural Gas | Boiler | E4 | TRC BC Ratio | 0.75992 | 0.76062 | 1.1693 | 1.1714 | 1.1676 | 1.1661 | 1.1667 | 1.1664 | 1.1665 | 1.1659 | 1.1647 | 1.1628 | 1.1606 | 1.1579 | 1.1549 | 1.1517 | 1.1483 | 1.145 | 1.1414 | 1.138 | 1.1341 | 1.1302 | 1.1258 | 1.1214 | 1.1165 | 1.1113 | 1.1058 | 1.1002 | 1.0939 | 1.0875 | 1.0805 | 1.0733 | 1.0654
F2_Residential_Multi-Family Regular Income_Existing_Space Heating_Natural Gas_Boiler_E5 | F2 | Residential | Multi-Family Regular Income | Existing | Space Heating | Natural Gas | Boiler | E5 | TRC BC Ratio | 0.90701 | 0.90786 | 1.2208 | 1.223 | 1.2191 | 1.2175 | 1.2182 | 1.2178 | 1.2179 | 1.2173 | 1.216 | 1.214 | 1.2117 | 1.209 | 1.2058 | 1.2025 | 1.1989 | 1.1955 | 1.1918 | 1.1881 | 1.1841 | 1.18 | 1.1755 | 1.1709 | 1.1658 | 1.1603 | 1.1546 | 1.1487 | 1.1422 | 1.1355 | 1.1282 | 1.1207 | 1.1124
F2_Residential_Multi-Family Regular Income_Existing_Space Heating_Natural Gas_Boiler_E6 | F2 | Residential | Multi-Family Regular Income | Existing | Space Heating | Natural Gas | Boiler | E6 | TRC BC Ratio | 0.19579 | 0.19601 | 0.19028 | 0.19044 | 0.19039 | 0.19026 | 0.19003 | 0.18961 | 0.18902 | 0.18822 | 0.18719 | 0.18592 | 0.18438 | 0.18257 | 0.18065 | 0.17891 | 0.17738 | 0.17609 | 0.17506 | 0.17433 | 0.1739 | 0.17382 | 0.17374 | 0.17366 | 0.17357 | 0.17348 | 0.17338 | 0.17328 | 0.17316 | 0.17304 | 0.17291 | 0.17277 | 0.17262
F2_Residential_Multi-Family Regular Income_Existing_Space Heating_Natural Gas_Boiler_E7 | F2 | Residential | Multi-Family Regular Income | Existing | Space Heating | Natural Gas | Boiler | E7 | TRC BC Ratio | 0.67622 | 0.67694 | 0.70942 | 0.71048 | 0.70876 | 0.70779 | 0.70741 | 0.70632 | 0.70505 | 0.70312 | 0.70052 | 0.69755 | 0.69441 | 0.69102 | 0.68773 | 0.68471 | 0.68196 | 0.67964 | 0.67763 | 0.67615 | 0.67451 | 0.67283 | 0.67096 | 0.66907 | 0.66698 | 0.66475 | 0.6624 | 0.65997 | 0.6573 | 0.65454 | 0.65154 | 0.64847 | 0.64505
F2_Residential_Multi-Family Regular Income_Existing_Space Heating_Natural Gas_Boiler_E8 | F2 | Residential | Multi-Family Regular Income | Existing | Space Heating | Natural Gas | Boiler | E8 | TRC BC Ratio | 0.73345 | 0.73421 | 0.76949 | 0.77072 | 0.76866 | 0.76763 | 0.76746 | 0.76656 | 0.76559 | 0.76399 | 0.76175 | 0.75909 | 0.75625 | 0.75313 | 0.75001 | 0.74707 | 0.7443 | 0.74188 | 0.73966 | 0.73786 | 0.73587 | 0.73382 | 0.73155 | 0.72926 | 0.72671 | 0.72401 | 0.72115 | 0.7182 | 0.71496 | 0.71161 | 0.70797 | 0.70424 | 0.7001
F2_Residential_Multi-Family Regular Income_Existing_Space Heating_Natural Gas_Boiler_E9 | F2 | Residential | Multi-Family Regular Income | Existing | Space Heating | Natural Gas | Boiler | E9 | TRC BC Ratio | 0 | 0 | 0 | 0 | 0 | 0 | 0 | 0 | 0 | 0 | 0 | 0 | 0 | 0 | 0 | 0 | 0 | 0 | 0 | 0 | 0 | 0 | 0 | 0 | 0 | 0 | 0 | 0 | 0 | 0 | 0 | 0 | 0
F2_Residential_Multi-Family Regular Income_Existing_Space Heating_Natural Gas_Boiler_E10 | F2 | Residential | Multi-Family Regular Income | Existing | Space Heating | Natural Gas | Boiler | E10 | TRC BC Ratio | 0 | 0 | 0 | 0 | 0 | 0 | 0 | 0 | 0 | 0 | 0 | 0 | 0 | 0 | 0 | 0 | 0 | 0 | 0 | 0 | 0 | 0 | 0 | 0 | 0 | 0 | 0 | 0 | 0 | 0 | 0 | 0 | 0
F3_Residential_Multi-Family Regular Income_Existing_Space Heating_Natural Gas_Boiler_E1 | F3 | Residential | Multi-Family Regular Income | Existing | Space Heating | Natural Gas | Boiler | E1 | PACT BC Ratio | 1 | 1 | 0 | 0 | 0 | 0 | 0 | 0 | 0 | 0 | 0 | 0 | 0 | 0 | 0 | 0 | 0 | 0 | 0 | 0 | 0 | 0 | 0 | 0 | 0 | 0 | 0 | 0 | 0 | 0 | 0 | 0 | 0
F3_Residential_Multi-Family Regular Income_Existing_Space Heating_Natural Gas_Boiler_E2 | F3 | Residential | Multi-Family Regular Income | Existing | Space Heating | Natural Gas | Boiler | E2 | PACT BC Ratio | 0.35995 | 0.36029 | 1 | 1 | 1 | 1 | 1 | 1 | 1 | 1 | 1 | 1 | 1 | 1 | 1 | 1 | 1 | 1 | 1 | 1 | 1 | 1 | 1 | 1 | 1 | 1 | 1 | 1 | 1 | 1 | 1 | 1 | 1
F3_Residential_Multi-Family Regular Income_Existing_Space Heating_Natural Gas_Boiler_E3 | F3 | Residential | Multi-Family Regular Income | Existing | Space Heating | Natural Gas | Boiler | E3 | PACT BC Ratio | 0.32806 | 0.32837 | 0.28441 | 0.28493 | 0.284 | 0.28364 | 0.28379 | 0.28371 | 0.28373 | 0.28359 | 0.28329 | 0.28283 | 0.28229 | 0.28165 | 0.28091 | 0.28013 | 0.27931 | 0.2785 | 0.27764 | 0.2768 | 0.27587 | 0.27491 | 0.27384 | 0.27278 | 0.27158 | 0.27032 | 0.26898 | 0.2676 | 0.26609 | 0.26452 | 0.26282 | 0.26108 | 0.25915
F3_Residential_Multi-Family Regular Income_Existing_Space Heating_Natural Gas_Boiler_E4 | F3 | Residential | Multi-Family Regular Income | Existing | Space Heating | Natural Gas | Boiler | E4 | PACT BC Ratio | 0.75992 | 0.76062 | 1.1693 | 1.1714 | 1.1676 | 1.1661 | 1.1667 | 1.1664 | 1.1665 | 1.1659 | 1.1647 | 1.1628 | 1.1606 | 1.1579 | 1.1549 | 1.1517 | 1.1483 | 1.145 | 1.1414 | 1.138 | 1.1341 | 1.1302 | 1.1258 | 1.1214 | 1.1165 | 1.1113 | 1.1058 | 1.1002 | 1.0939 | 1.0875 | 1.0805 | 1.0733 | 1.0654
F3_Residential_Multi-Family Regular Income_Existing_Space Heating_Natural Gas_Boiler_E5 | F3 | Residential | Multi-Family Regular Income | Existing | Space Heating | Natural Gas | Boiler | E5 | PACT BC Ratio | 0.90701 | 0.90786 | 1.2208 | 1.223 | 1.2191 | 1.2175 | 1.2182 | 1.2178 | 1.2179 | 1.2173 | 1.216 | 1.214 | 1.2117 | 1.209 | 1.2058 | 1.2025 | 1.1989 | 1.1955 | 1.1918 | 1.1881 | 1.1841 | 1.18 | 1.1755 | 1.1709 | 1.1658 | 1.1603 | 1.1546 | 1.1487 | 1.1422 | 1.1355 | 1.1282 | 1.1207 | 1.1124
F3_Residential_Multi-Family Regular Income_Existing_Space Heating_Natural Gas_Boiler_E6 | F3 | Residential | Multi-Family Regular Income | Existing | Space Heating | Natural Gas | Boiler | E6 | PACT BC Ratio | 0.19579 | 0.19601 | 0.19028 | 0.19044 | 0.19039 | 0.19026 | 0.19003 | 0.18961 | 0.18902 | 0.18822 | 0.18719 | 0.18592 | 0.18438 | 0.18257 | 0.18065 | 0.17891 | 0.17738 | 0.17609 | 0.17506 | 0.17433 | 0.1739 | 0.17382 | 0.17374 | 0.17366 | 0.17357 | 0.17348 | 0.17338 | 0.17328 | 0.17316 | 0.17304 | 0.17291 | 0.17277 | 0.17262
F3_Residential_Multi-Family Regular Income_Existing_Space Heating_Natural Gas_Boiler_E7 | F3 | Residential | Multi-Family Regular Income | Existing | Space Heating | Natural Gas | Boiler | E7 | PACT BC Ratio | 0.67622 | 0.67694 | 0.70942 | 0.71048 | 0.70876 | 0.70779 | 0.70741 | 0.70632 | 0.70505 | 0.70312 | 0.70052 | 0.69755 | 0.69441 | 0.69102 | 0.68773 | 0.68471 | 0.68196 | 0.67964 | 0.67763 | 0.67615 | 0.67451 | 0.67283 | 0.67096 | 0.66907 | 0.66698 | 0.66475 | 0.6624 | 0.65997 | 0.6573 | 0.65454 | 0.65154 | 0.64847 | 0.64505
F3_Residential_Multi-Family Regular Income_Existing_Space Heating_Natural Gas_Boiler_E8 | F3 | Residential | Multi-Family Regular Income | Existing | Space Heating | Natural Gas | Boiler | E8 | PACT BC Ratio | 0.73345 | 0.73421 | 0.76949 | 0.77072 | 0.76866 | 0.76763 | 0.76746 | 0.76656 | 0.76559 | 0.76399 | 0.76175 | 0.75909 | 0.75625 | 0.75313 | 0.75001 | 0.74707 | 0.7443 | 0.74188 | 0.73966 | 0.73786 | 0.73587 | 0.73382 | 0.73155 | 0.72926 | 0.72671 | 0.72401 | 0.72115 | 0.7182 | 0.71496 | 0.71161 | 0.70797 | 0.70424 | 0.7001
F3_Residential_Multi-Family Regular Income_Existing_Space Heating_Natural Gas_Boiler_E9 | F3 | Residential | Multi-Family Regular Income | Existing | Space Heating | Natural Gas | Boiler | E9 | PACT BC Ratio | 0 | 0 | 0 | 0 | 0 | 0 | 0 | 0 | 0 | 0 | 0 | 0 | 0 | 0 | 0 | 0 | 0 | 0 | 0 | 0 | 0 | 0 | 0 | 0 | 0 | 0 | 0 | 0 | 0 | 0 | 0 | 0 | 0
F3_Residential_Multi-Family Regular Income_Existing_Space Heating_Natural Gas_Boiler_E10 | F3 | Residential | Multi-Family Regular Income | Existing | Space Heating | Natural Gas | Boiler | E10 | PACT BC Ratio | 0 | 0 | 0 | 0 | 0 | 0 | 0 | 0 | 0 | 0 | 0 | 0 | 0 | 0 | 0 | 0 | 0 | 0 | 0 | 0 | 0 | 0 | 0 | 0 | 0 | 0 | 0 | 0 | 0 | 0 | 0 | 0 | 0
F4_Residential_Multi-Family Regular Income_Existing_Space Heating_Natural Gas_Boiler_E1 | F4 | Residential | Multi-Family Regular Income | Existing | Space Heating | Natural Gas | Boiler | E1 | RVT BC Ratio | 1 | 1 | 0 | 0 | 0 | 0 | 0 | 0 | 0 | 0 | 0 | 0 | 0 | 0 | 0 | 0 | 0 | 0 | 0 | 0 | 0 | 0 | 0 | 0 | 0 | 0 | 0 | 0 | 0 | 0 | 0 | 0 | 0
F4_Residential_Multi-Family Regular Income_Existing_Space Heating_Natural Gas_Boiler_E2 | F4 | Residential | Multi-Family Regular Income | Existing | Space Heating | Natural Gas | Boiler | E2 | RVT BC Ratio | 1.4312 | 1.4316 | 1 | 1 | 1 | 1 | 1 | 1 | 1 | 1 | 1 | 1 | 1 | 1 | 1 | 1 | 1 | 1 | 1 | 1 | 1 | 1 | 1 | 1 | 1 | 1 | 1 | 1 | 1 | 1 | 1 | 1 | 1
F4_Residential_Multi-Family Regular Income_Existing_Space Heating_Natural Gas_Boiler_E3 | F4 | Residential | Multi-Family Regular Income | Existing | Space Heating | Natural Gas | Boiler | E3 | RVT BC Ratio | 1.393 | 1.3934 | 1.3407 | 1.3414 | 1.3402 | 1.3398 | 1.34 | 1.3399 | 1.3399 | 1.3398 | 1.3394 | 1.3388 | 1.3382 | 1.3374 | 1.3365 | 1.3356 | 1.3346 | 1.3337 | 1.3326 | 1.3316 | 1.3305 | 1.3294 | 1.3281 | 1.3268 | 1.3254 | 1.3239 | 1.3223 | 1.3206 | 1.3188 | 1.3163 | 1.313 | 1.3089 | 1.3038
F4_Residential_Multi-Family Regular Income_Existing_Space Heating_Natural Gas_Boiler_E4 | F4 | Residential | Multi-Family Regular Income | Existing | Space Heating | Natural Gas | Boiler | E4 | RVT BC Ratio | 1.9104 | 1.9113 | 2.4008 | 2.4034 | 2.3988 | 2.397 | 2.3978 | 2.3974 | 2.3975 | 2.3968 | 2.3954 | 2.3931 | 2.3904 | 2.3873 | 2.3836 | 2.3798 | 2.3757 | 2.3717 | 2.3675 | 2.3634 | 2.3588 | 2.354 | 2.3488 | 2.3435 | 2.3377 | 2.3314 | 2.3249 | 2.3181 | 2.3106 | 2.3003 | 2.2866 | 2.2698 | 2.249
F4_Residential_Multi-Family Regular Income_Existing_Space Heating_Natural Gas_Boiler_E5 | F4 | Residential | Multi-Family Regular Income | Existing | Space Heating | Natural Gas | Boiler | E5 | RVT BC Ratio | 2.0867 | 2.0877 | 2.4626 | 2.4653 | 2.4605 | 2.4587 | 2.4594 | 2.459 | 2.4591 | 2.4584 | 2.4569 | 2.4545 | 2.4517 | 2.4485 | 2.4446 | 2.4406 | 2.4364 | 2.4322 | 2.4278 | 2.4235 | 2.4187 | 2.4138 | 2.4083 | 2.4028 | 2.3967 | 2.3902 | 2.3833 | 2.3762 | 2.3684 | 2.3577 | 2.3434 | 2.3258 | 2.3041
F4_Residential_Multi-Family Regular Income_Existing_Space Heating_Natural Gas_Boiler_E6 | F4 | Residential | Multi-Family Regular Income | Existing | Space Heating | Natural Gas | Boiler | E6 | RVT BC Ratio | 1.2346 | 1.2348 | 1.228 | 1.2282 | 1.2281 | 1.2279 | 1.2277 | 1.2272 | 1.2265 | 1.2255 | 1.2243 | 1.2227 | 1.2209 | 1.2187 | 1.2164 | 1.2143 | 1.2125 | 1.211 | 1.2097 | 1.2089 | 1.2083 | 1.2083 | 1.2082 | 1.2081 | 1.208 | 1.2078 | 1.2077 | 1.2076 | 1.2075 | 1.2061 | 1.2033 | 1.1991 | 1.1933
F4_Residential_Multi-Family Regular Income_Existing_Space Heating_Natural Gas_Boiler_E7 | F4 | Residential | Multi-Family Regular Income | Existing | Space Heating | Natural Gas | Boiler | E7 | RVT BC Ratio | 1.8102 | 1.811 | 1.8499 | 1.8512 | 1.8491 | 1.848 | 1.8475 | 1.8462 | 1.8447 | 1.8424 | 1.8393 | 1.8357 | 1.8319 | 1.8279 | 1.824 | 1.8203 | 1.817 | 1.8143 | 1.8118 | 1.8101 | 1.8081 | 1.8061 | 1.8038 | 1.8016 | 1.7991 | 1.7964 | 1.7936 | 1.7907 | 1.7875 | 1.7808 | 1.7703 | 1.7559 | 1.737
F4_Residential_Multi-Family Regular Income_Existing_Space Heating_Natural Gas_Boiler_E8 | F4 | Residential | Multi-Family Regular Income | Existing | Space Heating | Natural Gas | Boiler | E8 | RVT BC Ratio | 1.8787 | 1.8796 | 1.9219 | 1.9234 | 1.9209 | 1.9197 | 1.9195 | 1.9184 | 1.9172 | 1.9153 | 1.9126 | 1.9094 | 1.906 | 1.9023 | 1.8986 | 1.895 | 1.8917 | 1.8888 | 1.8862 | 1.884 | 1.8816 | 1.8792 | 1.8764 | 1.8737 | 1.8706 | 1.8674 | 1.864 | 1.8605 | 1.8566 | 1.8495 | 1.8388 | 1.8244 | 1.8059
F4_Residential_Multi-Family Regular Income_Existing_Space Heating_Natural Gas_Boiler_E9 | F4 | Residential | Multi-Family Regular Income | Existing | Space Heating | Natural Gas | Boiler | E9 | RVT BC Ratio | 0 | 0 | 0 | 0 | 0 | 0 | 0 | 0 | 0 | 0 | 0 | 0 | 0 | 0 | 0 | 0 | 0 | 0 | 0 | 0 | 0 | 0 | 0 | 0 | 0 | 0 | 0 | 0 | 0 | 0 | 0 | 0 | 0
F4_Residential_Multi-Family Regular Income_Existing_Space Heating_Natural Gas_Boiler_E10 | F4 | Residential | Multi-Family Regular Income | Existing | Space Heating | Natural Gas | Boiler | E10 | RVT BC Ratio | 0 | 0 | 0 | 0 | 0 | 0 | 0 | 0 | 0 | 0 | 0 | 0 | 0 | 0 | 0 | 0 | 0 | 0 | 0 | 0 | 0 | 0 | 0 | 0 | 0 | 0 | 0 | 0 | 0 | 0 | 0 | 0 | 0
F5_Residential_Multi-Family Regular Income_Existing_Space Heating_Natural Gas_Boiler_E1 | F5 | Residential | Multi-Family Regular Income | Existing | Space Heating | Natural Gas | Boiler | E1 | RIM BC Ratio | 1 | 1 | 0 | 0 | 0 | 0 | 0 | 0 | 0 | 0 | 0 | 0 | 0 | 0 | 0 | 0 | 0 | 0 | 0 | 0 | 0 | 0 | 0 | 0 | 0 | 0 | 0 | 0 | 0 | 0 | 0 | 0 | 0
F5_Residential_Multi-Family Regular Income_Existing_Space Heating_Natural Gas_Boiler_E2 | F5 | Residential | Multi-Family Regular Income | Existing | Space Heating | Natural Gas | Boiler | E2 | RIM BC Ratio | 0.26479 | 0.26497 | 1 | 1 | 1 | 1 | 1 | 1 | 1 | 1 | 1 | 1 | 1 | 1 | 1 | 1 | 1 | 1 | 1 | 1 | 1 | 1 | 1 | 1 | 1 | 1 | 1 | 1 | 1 | 1 | 1 | 1 | 1
F5_Residential_Multi-Family Regular Income_Existing_Space Heating_Natural Gas_Boiler_E3 | F5 | Residential | Multi-Family Regular Income | Existing | Space Heating | Natural Gas | Boiler | E3 | RIM BC Ratio | 0.24712 | 0.24729 | 0.22151 | 0.22183 | 0.22126 | 0.22104 | 0.22114 | 0.22109 | 0.2211 | 0.22101 | 0.22083 | 0.22055 | 0.22023 | 0.21984 | 0.21938 | 0.21891 | 0.2184 | 0.21791 | 0.21738 | 0.21687 | 0.21629 | 0.2157 | 0.21505 | 0.21439 | 0.21365 | 0.21287 | 0.21204 | 0.21118 | 0.21024 | 0.20934 | 0.20846 | 0.20764 | 0.2068
F5_Residential_Multi-Family Regular Income_Existing_Space Heating_Natural Gas_Boiler_E4 | F5 | Residential | Multi-Family Regular Income | Existing | Space Heating | Natural Gas | Boiler | E4 | RIM BC Ratio | 0.43209 | 0.43232 | 0.53948 | 0.53993 | 0.53912 | 0.53881 | 0.53894 | 0.53887 | 0.53889 | 0.53876 | 0.5385 | 0.53809 | 0.53762 | 0.53706 | 0.5364 | 0.5357 | 0.53497 | 0.53425 | 0.53348 | 0.53272 | 0.53188 | 0.53101 | 0.53005 | 0.52907 | 0.52798 | 0.52681 | 0.52557 | 0.52429 | 0.52287 | 0.52193 | 0.52143 | 0.5215 | 0.52205
F5_Residential_Multi-Family Regular Income_Existing_Space Heating_Natural Gas_Boiler_E5 | F5 | Residential | Multi-Family Regular Income | Existing | Space Heating | Natural Gas | Boiler | E5 | RIM BC Ratio | 0.47599 | 0.47622 | 0.5502 | 0.55066 | 0.54985 | 0.54953 | 0.54966 | 0.5496 | 0.54961 | 0.54949 | 0.54923 | 0.54882 | 0.54835 | 0.54779 | 0.54713 | 0.54644 | 0.54571 | 0.54499 | 0.54422 | 0.54347 | 0.54263 | 0.54176 | 0.5408 | 0.53983 | 0.53874 | 0.53758 | 0.53634 | 0.53506 | 0.53365 | 0.53273 | 0.53228 | 0.53243 | 0.53308
F5_Residential_Multi-Family Regular Income_Existing_Space Heating_Natural Gas_Boiler_E6 | F5 | Residential | Multi-Family Regular Income | Existing | Space Heating | Natural Gas | Boiler | E6 | RIM BC Ratio | 0.16378 | 0.16393 | 0.1599 | 0.16002 | 0.15998 | 0.15989 | 0.15972 | 0.15943 | 0.15901 | 0.15845 | 0.15772 | 0.15681 | 0.15572 | 0.15443 | 0.15304 | 0.1518 | 0.15069 | 0.14976 | 0.14902 | 0.14848 | 0.14817 | 0.14812 | 0.14806 | 0.148 | 0.14794 | 0.14787 | 0.1478 | 0.14772 | 0.14764 | 0.14768 | 0.14786 | 0.14819 | 0.14867
F5_Residential_Multi-Family Regular Income_Existing_Space Heating_Natural Gas_Boiler_E7 | F5 | Residential | Multi-Family Regular Income | Existing | Space Heating | Natural Gas | Boiler | E7 | RIM BC Ratio | 0.40368 | 0.40394 | 0.41528 | 0.41565 | 0.41506 | 0.41472 | 0.4146 | 0.41422 | 0.41378 | 0.41312 | 0.41222 | 0.41119 | 0.4101 | 0.40891 | 0.40776 | 0.40669 | 0.40572 | 0.4049 | 0.40419 | 0.40366 | 0.40307 | 0.40247 | 0.4018 | 0.40112 | 0.40037 | 0.39957 | 0.39871 | 0.39783 | 0.39686 | 0.39652 | 0.39681 | 0.39785 | 0.39962
F5_Residential_Multi-Family Regular Income_Existing_Space Heating_Natural Gas_Boiler_E8 | F5 | Residential | Multi-Family Regular Income | Existing | Space Heating | Natural Gas | Boiler | E8 | RIM BC Ratio | 0.42341 | 0.42366 | 0.43517 | 0.43556 | 0.43491 | 0.43458 | 0.43452 | 0.43423 | 0.43392 | 0.4334 | 0.43268 | 0.43182 | 0.4309 | 0.42989 | 0.42887 | 0.42791 | 0.427 | 0.4262 | 0.42547 | 0.42487 | 0.42421 | 0.42353 | 0.42277 | 0.42201 | 0.42115 | 0.42024 | 0.41928 | 0.41828 | 0.41718 | 0.41666 | 0.41671 | 0.41744 | 0.41883
F5_Residential_Multi-Family Regular Income_Existing_Space Heating_Natural Gas_Boiler_E9 | F5 | Residential | Multi-Family Regular Income | Existing | Space Heating | Natural Gas | Boiler | E9 | RIM BC Ratio | 0 | 0 | 0 | 0 | 0 | 0 | 0 | 0 | 0 | 0 | 0 | 0 | 0 | 0 | 0 | 0 | 0 | 0 | 0 | 0 | 0 | 0 | 0 | 0 | 0 | 0 | 0 | 0 | 0 | 0 | 0 | 0 | 0
F5_Residential_Multi-Family Regular Income_Existing_Space Heating_Natural Gas_Boiler_E10 | F5 | Residential | Multi-Family Regular Income | Existing | Space Heating | Natural Gas | Boiler | E10 | RIM BC Ratio | 0 | 0 | 0 | 0 | 0 | 0 | 0 | 0 | 0 | 0 | 0 | 0 | 0 | 0 | 0 | 0 | 0 | 0 | 0 | 0 | 0 | 0 | 0 | 0 | 0 | 0 | 0 | 0 | 0 | 0 | 0 | 0 | 0
F0_Residential_Multi-Family Regular Income_Existing_Secondary Heating_Natural Gas_Fireplace_E0 | F0 | Residential | Multi-Family Regular Income | Existing | Secondary Heating | Natural Gas | Fireplace | E0 | Economic Unit | Baseline (>50% FE) | Baseline (>50% FE) | Tier 1 (70% FE) | Tier 2 (>75% FE) | Tier 2 (>75% FE) | Tier 2 (>75% FE) | Tier 2 (>75% FE) | Tier 2 (>75% FE) | Tier 2 (>75% FE) | Tier 2 (>75% FE) | Tier 2 (>75% FE) | Tier 2 (>75% FE) | Tier 2 (>75% FE) | Tier 2 (>75% FE) | Tier 2 (>75% FE) | Tier 2 (>75% FE) | Tier 2 (>75% FE) | Tier 2 (>75% FE) | Tier 2 (>75% FE) | Tier 2 (>75% FE) | Tier 2 (>75% FE) | Tier 2 (>75% FE) | Tier 2 (>75% FE) | Tier 2 (>75% FE) | Tier 2 (>75% FE) | Tier 2 (>75% FE) | Tier 2 (>75% FE) | Tier 2 (>75% FE) | Tier 2 (>75% FE) | Tier 2 (>75% FE) | Tier 2 (>75% FE) | Tier 2 (>75% FE) | Tier 2 (>75% FE)
F1_Residential_Multi-Family Regular Income_Existing_Secondary Heating_Natural Gas_Fireplace_E1 | F1 | Residential | Multi-Family Regular Income | Existing | Secondary Heating | Natural Gas | Fireplace | E1 | CCE | 0 | 0 | 0 | 0 | 0 | 0 | 0 | 0 | 0 | 0 | 0 | 0 | 0 | 0 | 0 | 0 | 0 | 0 | 0 | 0 | 0 | 0 | 0 | 0 | 0 | 0 | 0 | 0 | 0 | 0 | 0 | 0 | 0
F1_Residential_Multi-Family Regular Income_Existing_Secondary Heating_Natural Gas_Fireplace_E2 | F1 | Residential | Multi-Family Regular Income | Existing | Secondary Heating | Natural Gas | Fireplace | E2 | CCE | 2.9932 | 3.0853 | 3.0307 | 2.7858 | 2.7933 | 2.8008 | 2.8084 | 2.8161 | 2.8238 | 2.8316 | 2.8395 | 2.8474 | 2.8554 | 2.8634 | 2.8716 | 2.8797 | 2.888 | 2.8963 | 2.9048 | 2.9132 | 2.9218 | 2.9304 | 2.9391 | 2.9479 | 2.9568 | 2.9657 | 2.9747 | 2.9838 | 2.993 | 3.0023 | 3.0117 | 3.0211 | 3.0211
F1_Residential_Multi-Family Regular Income_Existing_Secondary Heating_Natural Gas_Fireplace_E3 | F1 | Residential | Multi-Family Regular Income | Existing | Secondary Heating | Natural Gas | Fireplace | E3 | CCE | 3.0095 | 3.1021 | 3.0473 | 2.801 | 2.8085 | 2.8161 | 2.8237 | 2.8314 | 2.8392 | 2.847 | 2.855 | 2.8629 | 2.871 | 2.879 | 2.8872 | 2.8955 | 2.9038 | 2.9121 | 2.9206 | 2.9291 | 2.9377 | 2.9464 | 2.9552 | 2.964 | 2.9729 | 2.9819 | 2.991 | 3.0001 | 3.0094 | 3.0187 | 3.0281 | 3.0376 | 3.0376
F1_Residential_Multi-Family Regular Income_Existing_Secondary Heating_Natural Gas_Fireplace_E4 | F1 | Residential | Multi-Family Regular Income | Existing | Secondary Heating | Natural Gas | Fireplace | E4 | CCE | 0 | 0 | 0 | 0 | 0 | 0 | 0 | 0 | 0 | 0 | 0 | 0 | 0 | 0 | 0 | 0 | 0 | 0 | 0 | 0 | 0 | 0 | 0 | 0 | 0 | 0 | 0 | 0 | 0 | 0 | 0 | 0 | 0
F1_Residential_Multi-Family Regular Income_Existing_Secondary Heating_Natural Gas_Fireplace_E5 | F1 | Residential | Multi-Family Regular Income | Existing | Secondary Heating | Natural Gas | Fireplace | E5 | CCE | 0 | 0 | 0 | 0 | 0 | 0 | 0 | 0 | 0 | 0 | 0 | 0 | 0 | 0 | 0 | 0 | 0 | 0 | 0 | 0 | 0 | 0 | 0 | 0 | 0 | 0 | 0 | 0 | 0 | 0 | 0 | 0 | 0
F1_Residential_Multi-Family Regular Income_Existing_Secondary Heating_Natural Gas_Fireplace_E6 | F1 | Residential | Multi-Family Regular Income | Existing | Secondary Heating | Natural Gas | Fireplace | E6 | CCE | 0 | 0 | 0 | 0 | 0 | 0 | 0 | 0 | 0 | 0 | 0 | 0 | 0 | 0 | 0 | 0 | 0 | 0 | 0 | 0 | 0 | 0 | 0 | 0 | 0 | 0 | 0 | 0 | 0 | 0 | 0 | 0 | 0
F1_Residential_Multi-Family Regular Income_Existing_Secondary Heating_Natural Gas_Fireplace_E7 | F1 | Residential | Multi-Family Regular Income | Existing | Secondary Heating | Natural Gas | Fireplace | E7 | CCE | 0 | 0 | 0 | 0 | 0 | 0 | 0 | 0 | 0 | 0 | 0 | 0 | 0 | 0 | 0 | 0 | 0 | 0 | 0 | 0 | 0 | 0 | 0 | 0 | 0 | 0 | 0 | 0 | 0 | 0 | 0 | 0 | 0
F1_Residential_Multi-Family Regular Income_Existing_Secondary Heating_Natural Gas_Fireplace_E8 | F1 | Residential | Multi-Family Regular Income | Existing | Secondary Heating | Natural Gas | Fireplace | E8 | CCE | 0 | 0 | 0 | 0 | 0 | 0 | 0 | 0 | 0 | 0 | 0 | 0 | 0 | 0 | 0 | 0 | 0 | 0 | 0 | 0 | 0 | 0 | 0 | 0 | 0 | 0 | 0 | 0 | 0 | 0 | 0 | 0 | 0
F1_Residential_Multi-Family Regular Income_Existing_Secondary Heating_Natural Gas_Fireplace_E9 | F1 | Residential | Multi-Family Regular Income | Existing | Secondary Heating | Natural Gas | Fireplace | E9 | CCE | 0 | 0 | 0 | 0 | 0 | 0 | 0 | 0 | 0 | 0 | 0 | 0 | 0 | 0 | 0 | 0 | 0 | 0 | 0 | 0 | 0 | 0 | 0 | 0 | 0 | 0 | 0 | 0 | 0 | 0 | 0 | 0 | 0
F1_Residential_Multi-Family Regular Income_Existing_Secondary Heating_Natural Gas_Fireplace_E10 | F1 | Residential | Multi-Family Regular Income | Existing | Secondary Heating | Natural Gas | Fireplace | E10 | CCE | 0 | 0 | 0 | 0 | 0 | 0 | 0 | 0 | 0 | 0 | 0 | 0 | 0 | 0 | 0 | 0 | 0 | 0 | 0 | 0 | 0 | 0 | 0 | 0 | 0 | 0 | 0 | 0 | 0 | 0 | 0 | 0 | 0
F2_Residential_Multi-Family Regular Income_Existing_Secondary Heating_Natural Gas_Fireplace_E1 | F2 | Residential | Multi-Family Regular Income | Existing | Secondary Heating | Natural Gas | Fireplace | E1 | TRC BC Ratio | bar: 2019 to 2051
F2_Residential_Multi-Family Regular Income_Existing_Secondary Heating_Natural Gas_Fireplace_E2 | F2 | Residential | Multi-Family Regular Income | Existing | Secondary Heating | Natural Gas | Fireplace | E2 | TRC BC Ratio | 0.5425 | 0.54435 | 0.54774 | 0.55061 | 0.54991 | 0.55134 | 0.55474 | 0.55767 | 0.56127 | 0.56468 | 0.56801 | 0.57117 | 0.57458 | 0.57781 | 0.58054 | 0.58297 | 0.58502 | 0.58686 | 0.58818 | 0.58922 | 0.58953 | 0.58926 | 0.58851 | 0.58764 | 0.58622 | 0.58441 | 0.58223 | 0.57976 | 0.57666 | 0.57324 | 0.5692 | 0.56484 | 0.55964
F2_Residential_Multi-Family Regular Income_Existing_Secondary Heating_Natural Gas_Fireplace_E3 | F2 | Residential | Multi-Family Regular Income | Existing | Secondary Heating | Natural Gas | Fireplace | E3 | TRC BC Ratio | 0.53956 | 0.5414 | 0.54477 | 0.54762 | 0.54693 | 0.54835 | 0.55173 | 0.55464 | 0.55822 | 0.56162 | 0.56493 | 0.56807 | 0.57146 | 0.57468 | 0.57739 | 0.5798 | 0.58184 | 0.58367 | 0.58499 | 0.58602 | 0.58633 | 0.58606 | 0.58532 | 0.58445 | 0.58303 | 0.58124 | 0.57907 | 0.57661 | 0.57353 | 0.57013 | 0.56611 | 0.56177 | 0.5566
F2_Residential_Multi-Family Regular Income_Existing_Secondary Heating_Natural Gas_Fireplace_E4 | F2 | Residential | Multi-Family Regular Income | Existing | Secondary Heating | Natural Gas | Fireplace | E4 | TRC BC Ratio | 0 | 0 | 0 | 0 | 0 | 0 | 0 | 0 | 0 | 0 | 0 | 0 | 0 | 0 | 0 | 0 | 0 | 0 | 0 | 0 | 0 | 0 | 0 | 0 | 0 | 0 | 0 | 0 | 0 | 0 | 0 | 0 | 0
F2_Residential_Multi-Family Regular Income_Existing_Secondary Heating_Natural Gas_Fireplace_E5 | F2 | Residential | Multi-Family Regular Income | Existing | Secondary Heating | Natural Gas | Fireplace | E5 | TRC BC Ratio | 0 | 0 | 0 | 0 | 0 | 0 | 0 | 0 | 0 | 0 | 0 | 0 | 0 | 0 | 0 | 0 | 0 | 0 | 0 | 0 | 0 | 0 | 0 | 0 | 0 | 0 | 0 | 0 | 0 | 0 | 0 | 0 | 0
F2_Residential_Multi-Family Regular Income_Existing_Secondary Heating_Natural Gas_Fireplace_E6 | F2 | Residential | Multi-Family Regular Income | Existing | Secondary Heating | Natural Gas | Fireplace | E6 | TRC BC Ratio | 0 | 0 | 0 | 0 | 0 | 0 | 0 | 0 | 0 | 0 | 0 | 0 | 0 | 0 | 0 | 0 | 0 | 0 | 0 | 0 | 0 | 0 | 0 | 0 | 0 | 0 | 0 | 0 | 0 | 0 | 0 | 0 | 0
F2_Residential_Multi-Family Regular Income_Existing_Secondary Heating_Natural Gas_Fireplace_E7 | F2 | Residential | Multi-Family Regular Income | Existing | Secondary Heating | Natural Gas | Fireplace | E7 | TRC BC Ratio | 0 | 0 | 0 | 0 | 0 | 0 | 0 | 0 | 0 | 0 | 0 | 0 | 0 | 0 | 0 | 0 | 0 | 0 | 0 | 0 | 0 | 0 | 0 | 0 | 0 | 0 | 0 | 0 | 0 | 0 | 0 | 0 | 0
F2_Residential_Multi-Family Regular Income_Existing_Secondary Heating_Natural Gas_Fireplace_E8 | F2 | Residential | Multi-Family Regular Income | Existing | Secondary Heating | Natural Gas | Fireplace | E8 | TRC BC Ratio | 0 | 0 | 0 | 0 | 0 | 0 | 0 | 0 | 0 | 0 | 0 | 0 | 0 | 0 | 0 | 0 | 0 | 0 | 0 | 0 | 0 | 0 | 0 | 0 | 0 | 0 | 0 | 0 | 0 | 0 | 0 | 0 | 0
F2_Residential_Multi-Family Regular Income_Existing_Secondary Heating_Natural Gas_Fireplace_E9 | F2 | Residential | Multi-Family Regular Income | Existing | Secondary Heating | Natural Gas | Fireplace | E9 | TRC BC Ratio | 0 | 0 | 0 | 0 | 0 | 0 | 0 | 0 | 0 | 0 | 0 | 0 | 0 | 0 | 0 | 0 | 0 | 0 | 0 | 0 | 0 | 0 | 0 | 0 | 0 | 0 | 0 | 0 | 0 | 0 | 0 | 0 | 0
F2_Residential_Multi-Family Regular Income_Existing_Secondary Heating_Natural Gas_Fireplace_E10 | F2 | Residential | Multi-Family Regular Income | Existing | Secondary Heating | Natural Gas | Fireplace | E10 | TRC BC Ratio | 0 | 0 | 0 | 0 | 0 | 0 | 0 | 0 | 0 | 0 | 0 | 0 | 0 | 0 | 0 | 0 | 0 | 0 | 0 | 0 | 0 | 0 | 0 | 0 | 0 | 0 | 0 | 0 | 0 | 0 | 0 | 0 | 0
F3_Residential_Multi-Family Regular Income_Existing_Secondary Heating_Natural Gas_Fireplace_E1 | F3 | Residential | Multi-Family Regular Income | Existing | Secondary Heating | Natural Gas | Fireplace | E1 | PACT BC Ratio | bar: 2019 to 2051
F3_Residential_Multi-Family Regular Income_Existing_Secondary Heating_Natural Gas_Fireplace_E2 | F3 | Residential | Multi-Family Regular Income | Existing | Secondary Heating | Natural Gas | Fireplace | E2 | PACT BC Ratio | 0.99324 | 0.99664 | 1.0028 | 1.0081 | 1.0068 | 1.0094 | 1.0157 | 1.021 | 1.0276 | 1.0339 | 1.04 | 1.0457 | 1.052 | 1.0579 | 1.0629 | 1.0673 | 1.0711 | 1.0745 | 1.0769 | 1.0788 | 1.0793 | 1.0788 | 1.0775 | 1.0759 | 1.0733 | 1.07 | 1.066 | 1.0615 | 1.0558 | 1.0495 | 1.0421 | 1.0341 | 1.0246
F3_Residential_Multi-Family Regular Income_Existing_Secondary Heating_Natural Gas_Fireplace_E3 | F3 | Residential | Multi-Family Regular Income | Existing | Secondary Heating | Natural Gas | Fireplace | E3 | PACT BC Ratio | 0.98785 | 0.99123 | 0.9974 | 1.0026 | 1.0013 | 1.0039 | 1.0101 | 1.0155 | 1.022 | 1.0282 | 1.0343 | 1.0401 | 1.0463 | 1.0522 | 1.0571 | 1.0615 | 1.0653 | 1.0686 | 1.071 | 1.0729 | 1.0735 | 1.073 | 1.0716 | 1.07 | 1.0675 | 1.0642 | 1.0602 | 1.0557 | 1.0501 | 1.0438 | 1.0365 | 1.0285 | 1.0191
F3_Residential_Multi-Family Regular Income_Existing_Secondary Heating_Natural Gas_Fireplace_E4 | F3 | Residential | Multi-Family Regular Income | Existing | Secondary Heating | Natural Gas | Fireplace | E4 | PACT BC Ratio | 0 | 0 | 0 | 0 | 0 | 0 | 0 | 0 | 0 | 0 | 0 | 0 | 0 | 0 | 0 | 0 | 0 | 0 | 0 | 0 | 0 | 0 | 0 | 0 | 0 | 0 | 0 | 0 | 0 | 0 | 0 | 0 | 0
F3_Residential_Multi-Family Regular Income_Existing_Secondary Heating_Natural Gas_Fireplace_E5 | F3 | Residential | Multi-Family Regular Income | Existing | Secondary Heating | Natural Gas | Fireplace | E5 | PACT BC Ratio | 0 | 0 | 0 | 0 | 0 | 0 | 0 | 0 | 0 | 0 | 0 | 0 | 0 | 0 | 0 | 0 | 0 | 0 | 0 | 0 | 0 | 0 | 0 | 0 | 0 | 0 | 0 | 0 | 0 | 0 | 0 | 0 | 0
F3_Residential_Multi-Family Regular Income_Existing_Secondary Heating_Natural Gas_Fireplace_E6 | F3 | Residential | Multi-Family Regular Income | Existing | Secondary Heating | Natural Gas | Fireplace | E6 | PACT BC Ratio | 0 | 0 | 0 | 0 | 0 | 0 | 0 | 0 | 0 | 0 | 0 | 0 | 0 | 0 | 0 | 0 | 0 | 0 | 0 | 0 | 0 | 0 | 0 | 0 | 0 | 0 | 0 | 0 | 0 | 0 | 0 | 0 | 0
F3_Residential_Multi-Family Regular Income_Existing_Secondary Heating_Natural Gas_Fireplace_E7 | F3 | Residential | Multi-Family Regular Income | Existing | Secondary Heating | Natural Gas | Fireplace | E7 | PACT BC Ratio | 0 | 0 | 0 | 0 | 0 | 0 | 0 | 0 | 0 | 0 | 0 | 0 | 0 | 0 | 0 | 0 | 0 | 0 | 0 | 0 | 0 | 0 | 0 | 0 | 0 | 0 | 0 | 0 | 0 | 0 | 0 | 0 | 0
F3_Residential_Multi-Family Regular Income_Existing_Secondary Heating_Natural Gas_Fireplace_E8 | F3 | Residential | Multi-Family Regular Income | Existing | Secondary Heating | Natural Gas | Fireplace | E8 | PACT BC Ratio | 0 | 0 | 0 | 0 | 0 | 0 | 0 | 0 | 0 | 0 | 0 | 0 | 0 | 0 | 0 | 0 | 0 | 0 | 0 | 0 | 0 | 0 | 0 | 0 | 0 | 0 | 0 | 0 | 0 | 0 | 0 | 0 | 0
F3_Residential_Multi-Family Regular Income_Existing_Secondary Heating_Natural Gas_Fireplace_E9 | F3 | Residential | Multi-Family Regular Income | Existing | Secondary Heating | Natural Gas | Fireplace | E9 | PACT BC Ratio | 0 | 0 | 0 | 0 | 0 | 0 | 0 | 0 | 0 | 0 | 0 | 0 | 0 | 0 | 0 | 0 | 0 | 0 | 0 | 0 | 0 | 0 | 0 | 0 | 0 | 0 | 0 | 0 | 0 | 0 | 0 | 0 | 0
F3_Residential_Multi-Family Regular Income_Existing_Secondary Heating_Natural Gas_Fireplace_E10 | F3 | Residential | Multi-Family Regular Income | Existing | Secondary Heating | Natural Gas | Fireplace | E10 | PACT BC Ratio | 0 | 0 | 0 | 0 | 0 | 0 | 0 | 0 | 0 | 0 | 0 | 0 | 0 | 0 | 0 | 0 | 0 | 0 | 0 | 0 | 0 | 0 | 0 | 0 | 0 | 0 | 0 | 0 | 0 | 0 | 0 | 0 | 0
F4_Residential_Multi-Family Regular Income_Existing_Secondary Heating_Natural Gas_Fireplace_E1 | F4 | Residential | Multi-Family Regular Income | Existing | Secondary Heating | Natural Gas | Fireplace | E1 | RVT BC Ratio | bar: 2019 to 2051
F4_Residential_Multi-Family Regular Income_Existing_Secondary Heating_Natural Gas_Fireplace_E2 | F4 | Residential | Multi-Family Regular Income | Existing | Secondary Heating | Natural Gas | Fireplace | E2 | RVT BC Ratio | 1.1054 | 1.1076 | 1.1117 | 1.1151 | 1.1143 | 1.116 | 1.12 | 1.1236 | 1.1279 | 1.132 | 1.1359 | 1.1397 | 1.1438 | 1.1477 | 1.151 | 1.1539 | 1.1563 | 1.1585 | 1.1601 | 1.1614 | 1.1617 | 1.1614 | 1.1605 | 1.1595 | 1.1578 | 1.1556 | 1.153 | 1.15 | 1.1463 | 1.1422 | 1.1374 | 1.1321 | 1.1259
F4_Residential_Multi-Family Regular Income_Existing_Secondary Heating_Natural Gas_Fireplace_E3 | F4 | Residential | Multi-Family Regular Income | Existing | Secondary Heating | Natural Gas | Fireplace | E3 | RVT BC Ratio | 1.1019 | 1.1041 | 1.1081 | 1.1115 | 1.1107 | 1.1124 | 1.1164 | 1.1199 | 1.1242 | 1.1283 | 1.1322 | 1.136 | 1.1401 | 1.1439 | 1.1472 | 1.1501 | 1.1525 | 1.1547 | 1.1563 | 1.1575 | 1.1579 | 1.1576 | 1.1567 | 1.1556 | 1.1539 | 1.1518 | 1.1492 | 1.1462 | 1.1426 | 1.1385 | 1.1337 | 1.1285 | 1.1223
F4_Residential_Multi-Family Regular Income_Existing_Secondary Heating_Natural Gas_Fireplace_E4 | F4 | Residential | Multi-Family Regular Income | Existing | Secondary Heating | Natural Gas | Fireplace | E4 | RVT BC Ratio | 0 | 0 | 0 | 0 | 0 | 0 | 0 | 0 | 0 | 0 | 0 | 0 | 0 | 0 | 0 | 0 | 0 | 0 | 0 | 0 | 0 | 0 | 0 | 0 | 0 | 0 | 0 | 0 | 0 | 0 | 0 | 0 | 0
F4_Residential_Multi-Family Regular Income_Existing_Secondary Heating_Natural Gas_Fireplace_E5 | F4 | Residential | Multi-Family Regular Income | Existing | Secondary Heating | Natural Gas | Fireplace | E5 | RVT BC Ratio | 0 | 0 | 0 | 0 | 0 | 0 | 0 | 0 | 0 | 0 | 0 | 0 | 0 | 0 | 0 | 0 | 0 | 0 | 0 | 0 | 0 | 0 | 0 | 0 | 0 | 0 | 0 | 0 | 0 | 0 | 0 | 0 | 0
F4_Residential_Multi-Family Regular Income_Existing_Secondary Heating_Natural Gas_Fireplace_E6 | F4 | Residential | Multi-Family Regular Income | Existing | Secondary Heating | Natural Gas | Fireplace | E6 | RVT BC Ratio | 0 | 0 | 0 | 0 | 0 | 0 | 0 | 0 | 0 | 0 | 0 | 0 | 0 | 0 | 0 | 0 | 0 | 0 | 0 | 0 | 0 | 0 | 0 | 0 | 0 | 0 | 0 | 0 | 0 | 0 | 0 | 0 | 0
F4_Residential_Multi-Family Regular Income_Existing_Secondary Heating_Natural Gas_Fireplace_E7 | F4 | Residential | Multi-Family Regular Income | Existing | Secondary Heating | Natural Gas | Fireplace | E7 | RVT BC Ratio | 0 | 0 | 0 | 0 | 0 | 0 | 0 | 0 | 0 | 0 | 0 | 0 | 0 | 0 | 0 | 0 | 0 | 0 | 0 | 0 | 0 | 0 | 0 | 0 | 0 | 0 | 0 | 0 | 0 | 0 | 0 | 0 | 0
F4_Residential_Multi-Family Regular Income_Existing_Secondary Heating_Natural Gas_Fireplace_E8 | F4 | Residential | Multi-Family Regular Income | Existing | Secondary Heating | Natural Gas | Fireplace | E8 | RVT BC Ratio | 0 | 0 | 0 | 0 | 0 | 0 | 0 | 0 | 0 | 0 | 0 | 0 | 0 | 0 | 0 | 0 | 0 | 0 | 0 | 0 | 0 | 0 | 0 | 0 | 0 | 0 | 0 | 0 | 0 | 0 | 0 | 0 | 0
F4_Residential_Multi-Family Regular Income_Existing_Secondary Heating_Natural Gas_Fireplace_E9 | F4 | Residential | Multi-Family Regular Income | Existing | Secondary Heating | Natural Gas | Fireplace | E9 | RVT BC Ratio | 0 | 0 | 0 | 0 | 0 | 0 | 0 | 0 | 0 | 0 | 0 | 0 | 0 | 0 | 0 | 0 | 0 | 0 | 0 | 0 | 0 | 0 | 0 | 0 | 0 | 0 | 0 | 0 | 0 | 0 | 0 | 0 | 0
F4_Residential_Multi-Family Regular Income_Existing_Secondary Heating_Natural Gas_Fireplace_E10 | F4 | Residential | Multi-Family Regular Income | Existing | Secondary Heating | Natural Gas | Fireplace | E10 | RVT BC Ratio | 0 | 0 | 0 | 0 | 0 | 0 | 0 | 0 | 0 | 0 | 0 | 0 | 0 | 0 | 0 | 0 | 0 | 0 | 0 | 0 | 0 | 0 | 0 | 0 | 0 | 0 | 0 | 0 | 0 | 0 | 0 | 0 | 0
F5_Residential_Multi-Family Regular Income_Existing_Secondary Heating_Natural Gas_Fireplace_E1 | F5 | Residential | Multi-Family Regular Income | Existing | Secondary Heating | Natural Gas | Fireplace | E1 | RIM BC Ratio | bar: 2019 to 2051
F5_Residential_Multi-Family Regular Income_Existing_Secondary Heating_Natural Gas_Fireplace_E2 | F5 | Residential | Multi-Family Regular Income | Existing | Secondary Heating | Natural Gas | Fireplace | E2 | RIM BC Ratio | 0.49871 | 0.49956 | 0.50111 | 0.50242 | 0.5021 | 0.50275 | 0.50429 | 0.50561 | 0.50722 | 0.50874 | 0.51021 | 0.5116 | 0.51309 | 0.51449 | 0.51567 | 0.51671 | 0.51759 | 0.51838 | 0.51894 | 0.51938 | 0.51951 | 0.5194 | 0.51908 | 0.51871 | 0.51811 | 0.51733 | 0.5164 | 0.51533 | 0.51399 | 0.51251 | 0.51073 | 0.50881 | 0.50649
F5_Residential_Multi-Family Regular Income_Existing_Secondary Heating_Natural Gas_Fireplace_E3 | F5 | Residential | Multi-Family Regular Income | Existing | Secondary Heating | Natural Gas | Fireplace | E3 | RIM BC Ratio | 0.49734 | 0.4982 | 0.49975 | 0.50106 | 0.50074 | 0.50139 | 0.50293 | 0.50425 | 0.50586 | 0.50738 | 0.50885 | 0.51024 | 0.51173 | 0.51313 | 0.51431 | 0.51535 | 0.51623 | 0.51702 | 0.51758 | 0.51802 | 0.51815 | 0.51804 | 0.51772 | 0.51735 | 0.51674 | 0.51597 | 0.51504 | 0.51397 | 0.51263 | 0.51114 | 0.50937 | 0.50745 | 0.50513
F5_Residential_Multi-Family Regular Income_Existing_Secondary Heating_Natural Gas_Fireplace_E4 | F5 | Residential | Multi-Family Regular Income | Existing | Secondary Heating | Natural Gas | Fireplace | E4 | RIM BC Ratio | 0 | 0 | 0 | 0 | 0 | 0 | 0 | 0 | 0 | 0 | 0 | 0 | 0 | 0 | 0 | 0 | 0 | 0 | 0 | 0 | 0 | 0 | 0 | 0 | 0 | 0 | 0 | 0 | 0 | 0 | 0 | 0 | 0
F5_Residential_Multi-Family Regular Income_Existing_Secondary Heating_Natural Gas_Fireplace_E5 | F5 | Residential | Multi-Family Regular Income | Existing | Secondary Heating | Natural Gas | Fireplace | E5 | RIM BC Ratio | 0 | 0 | 0 | 0 | 0 | 0 | 0 | 0 | 0 | 0 | 0 | 0 | 0 | 0 | 0 | 0 | 0 | 0 | 0 | 0 | 0 | 0 | 0 | 0 | 0 | 0 | 0 | 0 | 0 | 0 | 0 | 0 | 0
F5_Residential_Multi-Family Regular Income_Existing_Secondary Heating_Natural Gas_Fireplace_E6 | F5 | Residential | Multi-Family Regular Income | Existing | Secondary Heating | Natural Gas | Fireplace | E6 | RIM BC Ratio | 0 | 0 | 0 | 0 | 0 | 0 | 0 | 0 | 0 | 0 | 0 | 0 | 0 | 0 | 0 | 0 | 0 | 0 | 0 | 0 | 0 | 0 | 0 | 0 | 0 | 0 | 0 | 0 | 0 | 0 | 0 | 0 | 0
F5_Residential_Multi-Family Regular Income_Existing_Secondary Heating_Natural Gas_Fireplace_E7 | F5 | Residential | Multi-Family Regular Income | Existing | Secondary Heating | Natural Gas | Fireplace | E7 | RIM BC Ratio | 0 | 0 | 0 | 0 | 0 | 0 | 0 | 0 | 0 | 0 | 0 | 0 | 0 | 0 | 0 | 0 | 0 | 0 | 0 | 0 | 0 | 0 | 0 | 0 | 0 | 0 | 0 | 0 | 0 | 0 | 0 | 0 | 0
F5_Residential_Multi-Family Regular Income_Existing_Secondary Heating_Natural Gas_Fireplace_E8 | F5 | Residential | Multi-Family Regular Income | Existing | Secondary Heating | Natural Gas | Fireplace | E8 | RIM BC Ratio | 0 | 0 | 0 | 0 | 0 | 0 | 0 | 0 | 0 | 0 | 0 | 0 | 0 | 0 | 0 | 0 | 0 | 0 | 0 | 0 | 0 | 0 | 0 | 0 | 0 | 0 | 0 | 0 | 0 | 0 | 0 | 0 | 0
F5_Residential_Multi-Family Regular Income_Existing_Secondary Heating_Natural Gas_Fireplace_E9 | F5 | Residential | Multi-Family Regular Income | Existing | Secondary Heating | Natural Gas | Fireplace | E9 | RIM BC Ratio | 0 | 0 | 0 | 0 | 0 | 0 | 0 | 0 | 0 | 0 | 0 | 0 | 0 | 0 | 0 | 0 | 0 | 0 | 0 | 0 | 0 | 0 | 0 | 0 | 0 | 0 | 0 | 0 | 0 | 0 | 0 | 0 | 0
F5_Residential_Multi-Family Regular Income_Existing_Secondary Heating_Natural Gas_Fireplace_E10 | F5 | Residential | Multi-Family Regular Income | Existing | Secondary Heating | Natural Gas | Fireplace | E10 | RIM BC Ratio | 0 | 0 | 0 | 0 | 0 | 0 | 0 | 0 | 0 | 0 | 0 | 0 | 0 | 0 | 0 | 0 | 0 | 0 | 0 | 0 | 0 | 0 | 0 | 0 | 0 | 0 | 0 | 0 | 0 | 0 | 0 | 0 | 0
F0_Residential_Multi-Family Regular Income_Existing_Water Heating_Natural Gas_Water Heater (<= 55 gal)_E0 | F0 | Residential | Multi-Family Regular Income | Existing | Water Heating | Natural Gas | Water Heater (<= 55 gal) | E0 | Economic Unit | UEF 0.58 (Standard) | UEF 0.58 (Standard) | UEF 0.58 (Standard) | UEF 0.58 (Standard) | UEF 0.58 (Standard) | UEF 0.58 (Standard) | UEF 0.58 (Standard) | UEF 0.58 (Standard) | UEF 0.58 (Standard) | UEF 0.58 (Standard) | UEF 0.58 (Standard) | UEF 0.58 (Standard) | UEF 0.58 (Standard) | UEF 0.64 (ENERGY STAR 4.0) | UEF 0.64 (ENERGY STAR 4.0) | UEF 0.64 (ENERGY STAR 4.0) | UEF 0.64 (ENERGY STAR 4.0) | UEF 0.64 (ENERGY STAR 4.0) | UEF 0.87 (Instantaneous, ENERGY STAR 4.0) | UEF 0.87 (Instantaneous, ENERGY STAR 4.0) | UEF 0.87 (Instantaneous, ENERGY STAR 4.0) | UEF 0.87 (Instantaneous, ENERGY STAR 4.0) | UEF 0.87 (Instantaneous, ENERGY STAR 4.0) | UEF 0.87 (Instantaneous, ENERGY STAR 4.0) | UEF 0.87 (Instantaneous, ENERGY STAR 4.0) | UEF 0.87 (Instantaneous, ENERGY STAR 4.0) | UEF 0.87 (Instantaneous, ENERGY STAR 4.0) | UEF 0.87 (Instantaneous, ENERGY STAR 4.0) | UEF 0.87 (Instantaneous, ENERGY STAR 4.0) | UEF 0.87 (Instantaneous, ENERGY STAR 4.0) | UEF 0.87 (Instantaneous, ENERGY STAR 4.0) | UEF 0.87 (Instantaneous, ENERGY STAR 4.0) | UEF 0.87 (Instantaneous, ENERGY STAR 4.0)
F1_Residential_Multi-Family Regular Income_Existing_Water Heating_Natural Gas_Water Heater (<= 55 gal)_E1 | F1 | Residential | Multi-Family Regular Income | Existing | Water Heating | Natural Gas | Water Heater (<= 55 gal) | E1 | CCE | 0 | 0 | 0 | 0 | 0 | 0 | 0 | 0 | 0 | 0 | 0 | 0 | 0 | 0 | 0 | 0 | 0 | 0 | 0 | 0 | 0 | 0 | 0 | 0 | 0 | 0 | 0 | 0 | 0 | 0 | 0 | 0 | 0
F1_Residential_Multi-Family Regular Income_Existing_Water Heating_Natural Gas_Water Heater (<= 55 gal)_E2 | F1 | Residential | Multi-Family Regular Income | Existing | Water Heating | Natural Gas | Water Heater (<= 55 gal) | E2 | CCE | 1.4395 | 1.4838 | 1.4537 | 1.3327 | 1.3327 | 1.3327 | 1.3327 | 1.3327 | 1.3327 | 1.3327 | 1.3327 | 1.3327 | 1.3327 | 1.3327 | 1.3327 | 1.3327 | 1.3327 | 1.3327 | 1.3327 | 1.3327 | 1.3327 | 1.3327 | 1.3327 | 1.3327 | 1.3327 | 1.3327 | 1.3327 | 1.3327 | 1.3327 | 1.3327 | 1.3327 | 1.3327 | 1.3327
F1_Residential_Multi-Family Regular Income_Existing_Water Heating_Natural Gas_Water Heater (<= 55 gal)_E3 | F1 | Residential | Multi-Family Regular Income | Existing | Water Heating | Natural Gas | Water Heater (<= 55 gal) | E3 | CCE | 8.0999 | 8.3491 | 8.1796 | 7.4985 | 7.4985 | 7.4985 | 7.4985 | 7.4985 | 7.4985 | 7.4985 | 7.4985 | 7.4985 | 7.4985 | 7.4985 | 7.4985 | 7.4985 | 7.4985 | 7.4985 | 7.4985 | 7.4985 | 7.4985 | 7.4985 | 7.4985 | 7.4985 | 7.4985 | 7.4985 | 7.4985 | 7.4985 | 7.4985 | 7.4985 | 7.4985 | 7.4985 | 7.4985
F1_Residential_Multi-Family Regular Income_Existing_Water Heating_Natural Gas_Water Heater (<= 55 gal)_E4 | F1 | Residential | Multi-Family Regular Income | Existing | Water Heating | Natural Gas | Water Heater (<= 55 gal) | E4 | CCE | 1.5001 | 1.5463 | 1.5149 | 1.3888 | 1.3888 | 1.3888 | 1.3888 | 1.3888 | 1.3888 | 1.3888 | 1.3888 | 1.3888 | 1.3888 | 1.3888 | 1.3888 | 1.3888 | 1.3888 | 1.3888 | 1.3888 | 1.3888 | 1.3888 | 1.3888 | 1.3888 | 1.3888 | 1.3888 | 1.3888 | 1.3888 | 1.3888 | 1.3888 | 1.3888 | 1.3888 | 1.3888 | 1.3888
F1_Residential_Multi-Family Regular Income_Existing_Water Heating_Natural Gas_Water Heater (<= 55 gal)_E5 | F1 | Residential | Multi-Family Regular Income | Existing | Water Heating | Natural Gas | Water Heater (<= 55 gal) | E5 | CCE | 1.9533 | 2.0134 | 1.9725 | 1.8082 | 1.8082 | 1.8082 | 1.8082 | 1.8082 | 1.8082 | 1.8082 | 1.8082 | 1.8082 | 1.8082 | 1.8082 | 1.8082 | 1.8082 | 1.8082 | 1.8082 | 1.8082 | 1.8082 | 1.8082 | 1.8082 | 1.8082 | 1.8082 | 1.8082 | 1.8082 | 1.8082 | 1.8082 | 1.8082 | 1.8082 | 1.8082 | 1.8082 | 1.8082
F1_Residential_Multi-Family Regular Income_Existing_Water Heating_Natural Gas_Water Heater (<= 55 gal)_E6 | F1 | Residential | Multi-Family Regular Income | Existing | Water Heating | Natural Gas | Water Heater (<= 55 gal) | E6 | CCE | 8.3928 | 8.651 | 8.4754 | 7.7697 | 7.7697 | 7.7697 | 7.7697 | 7.7697 | 7.7697 | 7.7697 | 7.7697 | 7.7697 | 7.7697 | 7.7697 | 7.7697 | 7.7697 | 7.7697 | 7.7697 | 7.7697 | 7.7697 | 7.7697 | 7.7697 | 7.7697 | 7.7697 | 7.7697 | 7.7697 | 7.7697 | 7.7697 | 7.7697 | 7.7697 | 7.7697 | 7.7697 | 7.7697
F1_Residential_Multi-Family Regular Income_Existing_Water Heating_Natural Gas_Water Heater (<= 55 gal)_E7 | F1 | Residential | Multi-Family Regular Income | Existing | Water Heating | Natural Gas | Water Heater (<= 55 gal) | E7 | CCE | 0 | 0 | 0 | 0 | 7.8502 | 7.8502 | 7.8502 | 7.8502 | 7.8502 | 7.8502 | 7.8502 | 7.8502 | 7.8502 | 7.8502 | 7.8502 | 7.8502 | 7.8502 | 7.8502 | 7.8502 | 7.8502 | 7.8502 | 7.8502 | 7.8502 | 7.8502 | 7.8502 | 7.8502 | 7.8502 | 7.8502 | 7.8502 | 7.8502 | 7.8502 | 7.8502 | 7.8502
F1_Residential_Multi-Family Regular Income_Existing_Water Heating_Natural Gas_Water Heater (<= 55 gal)_E8 | F1 | Residential | Multi-Family Regular Income | Existing | Water Heating | Natural Gas | Water Heater (<= 55 gal) | E8 | CCE | 0 | 0 | 0 | 0 | 0 | 0 | 0 | 0 | 0 | 0 | 0 | 0 | 0 | 0 | 0 | 0 | 0 | 0 | 0 | 0 | 0 | 0 | 0 | 0 | 0 | 0 | 0 | 0 | 0 | 0 | 0 | 0 | 0
F1_Residential_Multi-Family Regular Income_Existing_Water Heating_Natural Gas_Water Heater (<= 55 gal)_E9 | F1 | Residential | Multi-Family Regular Income | Existing | Water Heating | Natural Gas | Water Heater (<= 55 gal) | E9 | CCE | 0 | 0 | 0 | 0 | 0 | 0 | 0 | 0 | 0 | 0 | 0 | 0 | 0 | 0 | 0 | 0 | 0 | 0 | 0 | 0 | 0 | 0 | 0 | 0 | 0 | 0 | 0 | 0 | 0 | 0 | 0 | 0 | 0
F1_Residential_Multi-Family Regular Income_Existing_Water Heating_Natural Gas_Water Heater (<= 55 gal)_E10 | F1 | Residential | Multi-Family Regular Income | Existing | Water Heating | Natural Gas | Water Heater (<= 55 gal) | E10 | CCE | 0 | 0 | 0 | 0 | 0 | 0 | 0 | 0 | 0 | 0 | 0 | 0 | 0 | 0 | 0 | 0 | 0 | 0 | 0 | 0 | 0 | 0 | 0 | 0 | 0 | 0 | 0 | 0 | 0 | 0 | 0 | 0 | 0
F2_Residential_Multi-Family Regular Income_Existing_Water Heating_Natural Gas_Water Heater (<= 55 gal)_E1 | F2 | Residential | Multi-Family Regular Income | Existing | Water Heating | Natural Gas | Water Heater (<= 55 gal) | E1 | TRC BC Ratio | bar: 2019 to 2051
F2_Residential_Multi-Family Regular Income_Existing_Water Heating_Natural Gas_Water Heater (<= 55 gal)_E2 | F2 | Residential | Multi-Family Regular Income | Existing | Water Heating | Natural Gas | Water Heater (<= 55 gal) | E2 | TRC BC Ratio | 0.90806 | 0.91072 | 0.91668 | 0.9217 | 0.91966 | 0.92458 | 0.93566 | 0.94485 | 0.95591 | 0.96669 | 0.97756 | 0.98785 | 0.9988 | 1.0101 | 1.0211 | 1.0324 | 1.0437 | 1.0552 | 1.0663 | 1.0769 | 1.0862 | 1.0947 | 1.1013 | 1.107 | 1.1111 | 1.1138 | 1.1157 | 1.1164 | 1.1156 | 1.1137 | 1.1098 | 1.105 | 1.0985
F2_Residential_Multi-Family Regular Income_Existing_Water Heating_Natural Gas_Water Heater (<= 55 gal)_E3 | F2 | Residential | Multi-Family Regular Income | Existing | Water Heating | Natural Gas | Water Heater (<= 55 gal) | E3 | TRC BC Ratio | 0.16138 | 0.16186 | 0.16292 | 0.16381 | 0.16345 | 0.16432 | 0.16629 | 0.16792 | 0.16989 | 0.1718 | 0.17374 | 0.17556 | 0.17751 | 0.17952 | 0.18148 | 0.18348 | 0.1855 | 0.18754 | 0.1895 | 0.19139 | 0.19304 | 0.19456 | 0.19572 | 0.19673 | 0.19747 | 0.19796 | 0.19829 | 0.19841 | 0.19827 | 0.19793 | 0.19725 | 0.19639 | 0.19523
F2_Residential_Multi-Family Regular Income_Existing_Water Heating_Natural Gas_Water Heater (<= 55 gal)_E4 | F2 | Residential | Multi-Family Regular Income | Existing | Water Heating | Natural Gas | Water Heater (<= 55 gal) | E4 | TRC BC Ratio | 0.83548 | 0.83399 | 0.83732 | 0.83905 | 0.83017 | 0.83136 | 0.84155 | 0.84859 | 0.8587 | 0.86879 | 0.87958 | 0.89017 | 0.90261 | 0.91649 | 0.93119 | 0.94752 | 0.96537 | 0.98415 | 1.0029 | 1.0211 | 1.037 | 1.0513 | 1.062 | 1.0705 | 1.0766 | 1.0808 | 1.0835 | 1.0846 | 1.0834 | 1.0805 | 1.0748 | 1.0676 | 1.0579
F2_Residential_Multi-Family Regular Income_Existing_Water Heating_Natural Gas_Water Heater (<= 55 gal)_E5 | F2 | Residential | Multi-Family Regular Income | Existing | Water Heating | Natural Gas | Water Heater (<= 55 gal) | E5 | TRC BC Ratio | 0.645 | 0.64424 | 0.64701 | 0.64863 | 0.64245 | 0.6437 | 0.65157 | 0.65714 | 0.66495 | 0.67272 | 0.68098 | 0.68904 | 0.69842 | 0.7088 | 0.7197 | 0.73173 | 0.74479 | 0.75849 | 0.77217 | 0.78535 | 0.79694 | 0.80735 | 0.81514 | 0.82138 | 0.8259 | 0.82893 | 0.83097 | 0.83175 | 0.83084 | 0.82877 | 0.82454 | 0.81928 | 0.81213
F2_Residential_Multi-Family Regular Income_Existing_Water Heating_Natural Gas_Water Heater (<= 55 gal)_E6 | F2 | Residential | Multi-Family Regular Income | Existing | Water Heating | Natural Gas | Water Heater (<= 55 gal) | E6 | TRC BC Ratio | 0.15575 | 0.15621 | 0.15723 | 0.15809 | 0.15774 | 0.15858 | 0.16048 | 0.16206 | 0.16396 | 0.16581 | 0.16767 | 0.16944 | 0.17132 | 0.17326 | 0.17515 | 0.17708 | 0.17902 | 0.18099 | 0.18289 | 0.18471 | 0.18631 | 0.18777 | 0.18889 | 0.18987 | 0.19057 | 0.19105 | 0.19137 | 0.19149 | 0.19135 | 0.19102 | 0.19036 | 0.18954 | 0.18842
F2_Residential_Multi-Family Regular Income_Existing_Water Heating_Natural Gas_Water Heater (<= 55 gal)_E7 | F2 | Residential | Multi-Family Regular Income | Existing | Water Heating | Natural Gas | Water Heater (<= 55 gal) | E7 | TRC BC Ratio | 0 | 0 | 0 | 0 | 0.15754 | 0.15838 | 0.16027 | 0.16182 | 0.16368 | 0.1655 | 0.16735 | 0.1691 | 0.17097 | 0.17293 | 0.17491 | 0.17699 | 0.17914 | 0.18131 | 0.18337 | 0.18533 | 0.18702 | 0.18851 | 0.18959 | 0.19043 | 0.19103 | 0.19141 | 0.19168 | 0.1918 | 0.19166 | 0.19134 | 0.19068 | 0.18987 | 0.18876
F2_Residential_Multi-Family Regular Income_Existing_Water Heating_Natural Gas_Water Heater (<= 55 gal)_E8 | F2 | Residential | Multi-Family Regular Income | Existing | Water Heating | Natural Gas | Water Heater (<= 55 gal) | E8 | TRC BC Ratio | 0 | 0 | 0 | 0 | 0 | 0 | 0 | 0 | 0 | 0 | 0 | 0 | 0 | 0 | 0 | 0 | 0 | 0 | 0 | 0 | 0 | 0 | 0 | 0 | 0 | 0 | 0 | 0 | 0 | 0 | 0 | 0 | 0
F2_Residential_Multi-Family Regular Income_Existing_Water Heating_Natural Gas_Water Heater (<= 55 gal)_E9 | F2 | Residential | Multi-Family Regular Income | Existing | Water Heating | Natural Gas | Water Heater (<= 55 gal) | E9 | TRC BC Ratio | 0 | 0 | 0 | 0 | 0 | 0 | 0 | 0 | 0 | 0 | 0 | 0 | 0 | 0 | 0 | 0 | 0 | 0 | 0 | 0 | 0 | 0 | 0 | 0 | 0 | 0 | 0 | 0 | 0 | 0 | 0 | 0 | 0
F2_Residential_Multi-Family Regular Income_Existing_Water Heating_Natural Gas_Water Heater (<= 55 gal)_E10 | F2 | Residential | Multi-Family Regular Income | Existing | Water Heating | Natural Gas | Water Heater (<= 55 gal) | E10 | TRC BC Ratio | 0 | 0 | 0 | 0 | 0 | 0 | 0 | 0 | 0 | 0 | 0 | 0 | 0 | 0 | 0 | 0 | 0 | 0 | 0 | 0 | 0 | 0 | 0 | 0 | 0 | 0 | 0 | 0 | 0 | 0 | 0 | 0 | 0
F3_Residential_Multi-Family Regular Income_Existing_Water Heating_Natural Gas_Water Heater (<= 55 gal)_E1 | F3 | Residential | Multi-Family Regular Income | Existing | Water Heating | Natural Gas | Water Heater (<= 55 gal) | E1 | PACT BC Ratio | bar: 2019 to 2051
F3_Residential_Multi-Family Regular Income_Existing_Water Heating_Natural Gas_Water Heater (<= 55 gal)_E2 | F3 | Residential | Multi-Family Regular Income | Existing | Water Heating | Natural Gas | Water Heater (<= 55 gal) | E2 | PACT BC Ratio | 0.90806 | 0.91072 | 0.91668 | 0.9217 | 0.91966 | 0.92458 | 0.93566 | 0.94485 | 0.95591 | 0.96669 | 0.97756 | 0.98785 | 0.9988 | 1.0101 | 1.0211 | 1.0324 | 1.0437 | 1.0552 | 1.0663 | 1.0769 | 1.0862 | 1.0947 | 1.1013 | 1.107 | 1.1111 | 1.1138 | 1.1157 | 1.1164 | 1.1156 | 1.1137 | 1.1098 | 1.105 | 1.0985
F3_Residential_Multi-Family Regular Income_Existing_Water Heating_Natural Gas_Water Heater (<= 55 gal)_E3 | F3 | Residential | Multi-Family Regular Income | Existing | Water Heating | Natural Gas | Water Heater (<= 55 gal) | E3 | PACT BC Ratio | 0.16138 | 0.16186 | 0.16292 | 0.16381 | 0.16345 | 0.16432 | 0.16629 | 0.16792 | 0.16989 | 0.1718 | 0.17374 | 0.17556 | 0.17751 | 0.17952 | 0.18148 | 0.18348 | 0.1855 | 0.18754 | 0.1895 | 0.19139 | 0.19304 | 0.19456 | 0.19572 | 0.19673 | 0.19747 | 0.19796 | 0.19829 | 0.19841 | 0.19827 | 0.19793 | 0.19725 | 0.19639 | 0.19523
F3_Residential_Multi-Family Regular Income_Existing_Water Heating_Natural Gas_Water Heater (<= 55 gal)_E4 | F3 | Residential | Multi-Family Regular Income | Existing | Water Heating | Natural Gas | Water Heater (<= 55 gal) | E4 | PACT BC Ratio | 0.83548 | 0.83399 | 0.83732 | 0.83905 | 0.83017 | 0.83136 | 0.84155 | 0.84859 | 0.8587 | 0.86879 | 0.87958 | 0.89017 | 0.90261 | 0.91649 | 0.93119 | 0.94752 | 0.96537 | 0.98415 | 1.0029 | 1.0211 | 1.037 | 1.0513 | 1.062 | 1.0705 | 1.0766 | 1.0808 | 1.0835 | 1.0846 | 1.0834 | 1.0805 | 1.0748 | 1.0676 | 1.0579
F3_Residential_Multi-Family Regular Income_Existing_Water Heating_Natural Gas_Water Heater (<= 55 gal)_E5 | F3 | Residential | Multi-Family Regular Income | Existing | Water Heating | Natural Gas | Water Heater (<= 55 gal) | E5 | PACT BC Ratio | 0.645 | 0.64424 | 0.64701 | 0.64863 | 0.64245 | 0.6437 | 0.65157 | 0.65714 | 0.66495 | 0.67272 | 0.68098 | 0.68904 | 0.69842 | 0.7088 | 0.7197 | 0.73173 | 0.74479 | 0.75849 | 0.77217 | 0.78535 | 0.79694 | 0.80735 | 0.81514 | 0.82138 | 0.8259 | 0.82893 | 0.83097 | 0.83175 | 0.83084 | 0.82877 | 0.82454 | 0.81928 | 0.81213
F3_Residential_Multi-Family Regular Income_Existing_Water Heating_Natural Gas_Water Heater (<= 55 gal)_E6 | F3 | Residential | Multi-Family Regular Income | Existing | Water Heating | Natural Gas | Water Heater (<= 55 gal) | E6 | PACT BC Ratio | 0.15575 | 0.15621 | 0.15723 | 0.15809 | 0.15774 | 0.15858 | 0.16048 | 0.16206 | 0.16396 | 0.16581 | 0.16767 | 0.16944 | 0.17132 | 0.17326 | 0.17515 | 0.17708 | 0.17902 | 0.18099 | 0.18289 | 0.18471 | 0.18631 | 0.18777 | 0.18889 | 0.18987 | 0.19057 | 0.19105 | 0.19137 | 0.19149 | 0.19135 | 0.19102 | 0.19036 | 0.18954 | 0.18842
F3_Residential_Multi-Family Regular Income_Existing_Water Heating_Natural Gas_Water Heater (<= 55 gal)_E7 | F3 | Residential | Multi-Family Regular Income | Existing | Water Heating | Natural Gas | Water Heater (<= 55 gal) | E7 | PACT BC Ratio | 0 | 0 | 0 | 0 | 0.15754 | 0.15838 | 0.16027 | 0.16182 | 0.16368 | 0.1655 | 0.16735 | 0.1691 | 0.17097 | 0.17293 | 0.17491 | 0.17699 | 0.17914 | 0.18131 | 0.18337 | 0.18533 | 0.18702 | 0.18851 | 0.18959 | 0.19043 | 0.19103 | 0.19141 | 0.19168 | 0.1918 | 0.19166 | 0.19134 | 0.19068 | 0.18987 | 0.18876
F3_Residential_Multi-Family Regular Income_Existing_Water Heating_Natural Gas_Water Heater (<= 55 gal)_E8 | F3 | Residential | Multi-Family Regular Income | Existing | Water Heating | Natural Gas | Water Heater (<= 55 gal) | E8 | PACT BC Ratio | 0 | 0 | 0 | 0 | 0 | 0 | 0 | 0 | 0 | 0 | 0 | 0 | 0 | 0 | 0 | 0 | 0 | 0 | 0 | 0 | 0 | 0 | 0 | 0 | 0 | 0 | 0 | 0 | 0 | 0 | 0 | 0 | 0
F3_Residential_Multi-Family Regular Income_Existing_Water Heating_Natural Gas_Water Heater (<= 55 gal)_E9 | F3 | Residential | Multi-Family Regular Income | Existing | Water Heating | Natural Gas | Water Heater (<= 55 gal) | E9 | PACT BC Ratio | 0 | 0 | 0 | 0 | 0 | 0 | 0 | 0 | 0 | 0 | 0 | 0 | 0 | 0 | 0 | 0 | 0 | 0 | 0 | 0 | 0 | 0 | 0 | 0 | 0 | 0 | 0 | 0 | 0 | 0 | 0 | 0 | 0
F3_Residential_Multi-Family Regular Income_Existing_Water Heating_Natural Gas_Water Heater (<= 55 gal)_E10 | F3 | Residential | Multi-Family Regular Income | Existing | Water Heating | Natural Gas | Water Heater (<= 55 gal) | E10 | PACT BC Ratio | 0 | 0 | 0 | 0 | 0 | 0 | 0 | 0 | 0 | 0 | 0 | 0 | 0 | 0 | 0 | 0 | 0 | 0 | 0 | 0 | 0 | 0 | 0 | 0 | 0 | 0 | 0 | 0 | 0 | 0 | 0 | 0 | 0
F4_Residential_Multi-Family Regular Income_Existing_Water Heating_Natural Gas_Water Heater (<= 55 gal)_E1 | F4 | Residential | Multi-Family Regular Income | Existing | Water Heating | Natural Gas | Water Heater (<= 55 gal) | E1 | RVT BC Ratio | bar: 2019 to 2051
F4_Residential_Multi-Family Regular Income_Existing_Water Heating_Natural Gas_Water Heater (<= 55 gal)_E2 | F4 | Residential | Multi-Family Regular Income | Existing | Water Heating | Natural Gas | Water Heater (<= 55 gal) | E2 | RVT BC Ratio | 2.0879 | 2.0911 | 2.0982 | 2.1043 | 2.1018 | 2.1077 | 2.121 | 2.132 | 2.1452 | 2.1582 | 2.1712 | 2.1835 | 2.1966 | 2.2102 | 2.2234 | 2.2369 | 2.2505 | 2.2642 | 2.2775 | 2.2902 | 2.3013 | 2.3116 | 2.3194 | 2.3262 | 2.3312 | 2.3345 | 2.3367 | 2.3375 | 2.3365 | 2.3343 | 2.3297 | 2.3239 | 2.3161
F4_Residential_Multi-Family Regular Income_Existing_Water Heating_Natural Gas_Water Heater (<= 55 gal)_E3 | F4 | Residential | Multi-Family Regular Income | Existing | Water Heating | Natural Gas | Water Heater (<= 55 gal) | E3 | RVT BC Ratio | 1.1933 | 1.1939 | 1.1952 | 1.1963 | 1.1958 | 1.1969 | 1.1992 | 1.2012 | 1.2035 | 1.2058 | 1.2081 | 1.2103 | 1.2127 | 1.2151 | 1.2174 | 1.2198 | 1.2222 | 1.2247 | 1.227 | 1.2293 | 1.2313 | 1.2331 | 1.2345 | 1.2357 | 1.2366 | 1.2372 | 1.2376 | 1.2377 | 1.2375 | 1.2371 | 1.2363 | 1.2353 | 1.2339
F4_Residential_Multi-Family Regular Income_Existing_Water Heating_Natural Gas_Water Heater (<= 55 gal)_E4 | F4 | Residential | Multi-Family Regular Income | Existing | Water Heating | Natural Gas | Water Heater (<= 55 gal) | E4 | RVT BC Ratio | 2.001 | 1.9992 | 2.0032 | 2.0052 | 1.9946 | 1.996 | 2.0082 | 2.0167 | 2.0288 | 2.0409 | 2.0538 | 2.0665 | 2.0814 | 2.098 | 2.1156 | 2.1352 | 2.1566 | 2.1791 | 2.2016 | 2.2233 | 2.2424 | 2.2595 | 2.2723 | 2.2825 | 2.2899 | 2.2948 | 2.2981 | 2.2994 | 2.2979 | 2.2946 | 2.2877 | 2.2791 | 2.2674
F4_Residential_Multi-Family Regular Income_Existing_Water Heating_Natural Gas_Water Heater (<= 55 gal)_E5 | F4 | Residential | Multi-Family Regular Income | Existing | Water Heating | Natural Gas | Water Heater (<= 55 gal) | E5 | RVT BC Ratio | 1.7728 | 1.7718 | 1.7752 | 1.7771 | 1.7697 | 1.7712 | 1.7806 | 1.7873 | 1.7967 | 1.806 | 1.8159 | 1.8255 | 1.8368 | 1.8492 | 1.8623 | 1.8767 | 1.8923 | 1.9087 | 1.9251 | 1.9409 | 1.9548 | 1.9673 | 1.9766 | 1.9841 | 1.9895 | 1.9931 | 1.9956 | 1.9965 | 1.9954 | 1.9929 | 1.9879 | 1.9815 | 1.973
F4_Residential_Multi-Family Regular Income_Existing_Water Heating_Natural Gas_Water Heater (<= 55 gal)_E6 | F4 | Residential | Multi-Family Regular Income | Existing | Water Heating | Natural Gas | Water Heater (<= 55 gal) | E6 | RVT BC Ratio | 1.1866 | 1.1871 | 1.1884 | 1.1894 | 1.189 | 1.19 | 1.1923 | 1.1942 | 1.1964 | 1.1986 | 1.2009 | 1.203 | 1.2052 | 1.2076 | 1.2098 | 1.2122 | 1.2145 | 1.2168 | 1.2191 | 1.2213 | 1.2232 | 1.225 | 1.2263 | 1.2275 | 1.2283 | 1.2289 | 1.2293 | 1.2294 | 1.2292 | 1.2289 | 1.2281 | 1.2271 | 1.2257
F4_Residential_Multi-Family Regular Income_Existing_Water Heating_Natural Gas_Water Heater (<= 55 gal)_E7 | F4 | Residential | Multi-Family Regular Income | Existing | Water Heating | Natural Gas | Water Heater (<= 55 gal) | E7 | RVT BC Ratio | 0 | 0 | 0 | 0 | 1.1887 | 1.1898 | 1.192 | 1.1939 | 1.1961 | 1.1983 | 1.2005 | 1.2026 | 1.2048 | 1.2072 | 1.2096 | 1.212 | 1.2146 | 1.2172 | 1.2197 | 1.222 | 1.2241 | 1.2258 | 1.2271 | 1.2282 | 1.2289 | 1.2293 | 1.2296 | 1.2298 | 1.2296 | 1.2292 | 1.2285 | 1.2275 | 1.2261
F4_Residential_Multi-Family Regular Income_Existing_Water Heating_Natural Gas_Water Heater (<= 55 gal)_E8 | F4 | Residential | Multi-Family Regular Income | Existing | Water Heating | Natural Gas | Water Heater (<= 55 gal) | E8 | RVT BC Ratio | 0 | 0 | 0 | 0 | 0 | 0 | 0 | 0 | 0 | 0 | 0 | 0 | 0 | 0 | 0 | 0 | 0 | 0 | 0 | 0 | 0 | 0 | 0 | 0 | 0 | 0 | 0 | 0 | 0 | 0 | 0 | 0 | 0
F4_Residential_Multi-Family Regular Income_Existing_Water Heating_Natural Gas_Water Heater (<= 55 gal)_E9 | F4 | Residential | Multi-Family Regular Income | Existing | Water Heating | Natural Gas | Water Heater (<= 55 gal) | E9 | RVT BC Ratio | 0 | 0 | 0 | 0 | 0 | 0 | 0 | 0 | 0 | 0 | 0 | 0 | 0 | 0 | 0 | 0 | 0 | 0 | 0 | 0 | 0 | 0 | 0 | 0 | 0 | 0 | 0 | 0 | 0 | 0 | 0 | 0 | 0
F4_Residential_Multi-Family Regular Income_Existing_Water Heating_Natural Gas_Water Heater (<= 55 gal)_E10 | F4 | Residential | Multi-Family Regular Income | Existing | Water Heating | Natural Gas | Water Heater (<= 55 gal) | E10 | RVT BC Ratio | 0 | 0 | 0 | 0 | 0 | 0 | 0 | 0 | 0 | 0 | 0 | 0 | 0 | 0 | 0 | 0 | 0 | 0 | 0 | 0 | 0 | 0 | 0 | 0 | 0 | 0 | 0 | 0 | 0 | 0 | 0 | 0 | 0
F5_Residential_Multi-Family Regular Income_Existing_Water Heating_Natural Gas_Water Heater (<= 55 gal)_E1 | F5 | Residential | Multi-Family Regular Income | Existing | Water Heating | Natural Gas | Water Heater (<= 55 gal) | E1 | RIM BC Ratio | bar: 2019 to 2051
F5_Residential_Multi-Family Regular Income_Existing_Water Heating_Natural Gas_Water Heater (<= 55 gal)_E2 | F5 | Residential | Multi-Family Regular Income | Existing | Water Heating | Natural Gas | Water Heater (<= 55 gal) | E2 | RIM BC Ratio | 0.47627 | 0.477 | 0.47863 | 0.48 | 0.47944 | 0.48078 | 0.48376 | 0.4862 | 0.48911 | 0.49192 | 0.49472 | 0.49734 | 0.5001 | 0.50292 | 0.50564 | 0.50839 | 0.51112 | 0.51386 | 0.51647 | 0.51895 | 0.5211 | 0.52305 | 0.52454 | 0.52583 | 0.52676 | 0.52738 | 0.52779 | 0.52795 | 0.52777 | 0.52734 | 0.52648 | 0.52539 | 0.52392
F5_Residential_Multi-Family Regular Income_Existing_Water Heating_Natural Gas_Water Heater (<= 55 gal)_E3 | F5 | Residential | Multi-Family Regular Income | Existing | Water Heating | Natural Gas | Water Heater (<= 55 gal) | E3 | RIM BC Ratio | 0.13899 | 0.13934 | 0.14012 | 0.14078 | 0.14052 | 0.14116 | 0.14261 | 0.14381 | 0.14525 | 0.14665 | 0.14805 | 0.14938 | 0.15079 | 0.15224 | 0.15364 | 0.15508 | 0.15651 | 0.15796 | 0.15935 | 0.16069 | 0.16185 | 0.16291 | 0.16373 | 0.16443 | 0.16495 | 0.16529 | 0.16552 | 0.16561 | 0.1655 | 0.16527 | 0.16479 | 0.1642 | 0.16339
F5_Residential_Multi-Family Regular Income_Existing_Water Heating_Natural Gas_Water Heater (<= 55 gal)_E4 | F5 | Residential | Multi-Family Regular Income | Existing | Water Heating | Natural Gas | Water Heater (<= 55 gal) | E4 | RIM BC Ratio | 0.45552 | 0.45507 | 0.45606 | 0.45658 | 0.45393 | 0.45429 | 0.45732 | 0.45939 | 0.46233 | 0.46524 | 0.46832 | 0.4713 | 0.47477 | 0.47858 | 0.48256 | 0.48691 | 0.49158 | 0.4964 | 0.50114 | 0.50562 | 0.5095 | 0.51293 | 0.51546 | 0.51745 | 0.51889 | 0.51984 | 0.52048 | 0.52073 | 0.52044 | 0.51979 | 0.51846 | 0.51678 | 0.51449
F5_Residential_Multi-Family Regular Income_Existing_Water Heating_Natural Gas_Water Heater (<= 55 gal)_E5 | F5 | Residential | Multi-Family Regular Income | Existing | Water Heating | Natural Gas | Water Heater (<= 55 gal) | E5 | RIM BC Ratio | 0.39235 | 0.39206 | 0.39309 | 0.39369 | 0.3914 | 0.39186 | 0.39477 | 0.3968 | 0.39964 | 0.40243 | 0.40537 | 0.40822 | 0.41149 | 0.41507 | 0.41879 | 0.42283 | 0.42716 | 0.43163 | 0.43603 | 0.4402 | 0.44382 | 0.44702 | 0.4494 | 0.45129 | 0.45266 | 0.45356 | 0.45417 | 0.45441 | 0.45413 | 0.45352 | 0.45225 | 0.45066 | 0.44849
F5_Residential_Multi-Family Regular Income_Existing_Water Heating_Natural Gas_Water Heater (<= 55 gal)_E6 | F5 | Residential | Multi-Family Regular Income | Existing | Water Heating | Natural Gas | Water Heater (<= 55 gal) | E6 | RIM BC Ratio | 0.13479 | 0.13513 | 0.1359 | 0.13654 | 0.13628 | 0.13691 | 0.13832 | 0.13949 | 0.14089 | 0.14226 | 0.14363 | 0.14492 | 0.14629 | 0.14771 | 0.14908 | 0.15048 | 0.15188 | 0.15329 | 0.15465 | 0.15595 | 0.15709 | 0.15813 | 0.15892 | 0.15961 | 0.16011 | 0.16045 | 0.16067 | 0.16076 | 0.16065 | 0.16043 | 0.15996 | 0.15938 | 0.15859
F5_Residential_Multi-Family Regular Income_Existing_Water Heating_Natural Gas_Water Heater (<= 55 gal)_E7 | F5 | Residential | Multi-Family Regular Income | Existing | Water Heating | Natural Gas | Water Heater (<= 55 gal) | E7 | RIM BC Ratio | 0 | 0 | 0 | 0 | 0.13613 | 0.13676 | 0.13816 | 0.13931 | 0.14069 | 0.14203 | 0.14339 | 0.14467 | 0.14604 | 0.14747 | 0.14891 | 0.15041 | 0.15196 | 0.15352 | 0.155 | 0.15639 | 0.15759 | 0.15865 | 0.15941 | 0.16001 | 0.16043 | 0.1607 | 0.16089 | 0.16098 | 0.16088 | 0.16065 | 0.16019 | 0.15961 | 0.15883
F5_Residential_Multi-Family Regular Income_Existing_Water Heating_Natural Gas_Water Heater (<= 55 gal)_E8 | F5 | Residential | Multi-Family Regular Income | Existing | Water Heating | Natural Gas | Water Heater (<= 55 gal) | E8 | RIM BC Ratio | 0 | 0 | 0 | 0 | 0 | 0 | 0 | 0 | 0 | 0 | 0 | 0 | 0 | 0 | 0 | 0 | 0 | 0 | 0 | 0 | 0 | 0 | 0 | 0 | 0 | 0 | 0 | 0 | 0 | 0 | 0 | 0 | 0
F5_Residential_Multi-Family Regular Income_Existing_Water Heating_Natural Gas_Water Heater (<= 55 gal)_E9 | F5 | Residential | Multi-Family Regular Income | Existing | Water Heating | Natural Gas | Water Heater (<= 55 gal) | E9 | RIM BC Ratio | 0 | 0 | 0 | 0 | 0 | 0 | 0 | 0 | 0 | 0 | 0 | 0 | 0 | 0 | 0 | 0 | 0 | 0 | 0 | 0 | 0 | 0 | 0 | 0 | 0 | 0 | 0 | 0 | 0 | 0 | 0 | 0 | 0
F5_Residential_Multi-Family Regular Income_Existing_Water Heating_Natural Gas_Water Heater (<= 55 gal)_E10 | F5 | Residential | Multi-Family Regular Income | Existing | Water Heating | Natural Gas | Water Heater (<= 55 gal) | E10 | RIM BC Ratio | 0 | 0 | 0 | 0 | 0 | 0 | 0 | 0 | 0 | 0 | 0 | 0 | 0 | 0 | 0 | 0 | 0 | 0 | 0 | 0 | 0 | 0 | 0 | 0 | 0 | 0 | 0 | 0 | 0 | 0 | 0 | 0 | 0
F0_Residential_Multi-Family Regular Income_Existing_Water Heating_Natural Gas_Water Heater (> 55 gal)_E0 | F0 | Residential | Multi-Family Regular Income | Existing | Water Heating | Natural Gas | Water Heater (> 55 gal) | E0 | Economic Unit | UEF 0.76 (Standard) | UEF 0.76 (Standard) | UEF 0.76 (Standard) | UEF 0.76 (Standard) | UEF 0.76 (Standard) | UEF 0.76 (Standard) | UEF 0.76 (Standard) | UEF 0.76 (Standard) | UEF 0.76 (Standard) | UEF 0.76 (Standard) | UEF 0.76 (Standard) | UEF 0.76 (Standard) | UEF 0.76 (Standard) | UEF 0.76 (Standard) | UEF 0.76 (Standard) | UEF 0.76 (Standard) | UEF 0.76 (Standard) | UEF 0.76 (Standard) | UEF 0.76 (Standard) | UEF 0.76 (Standard) | UEF 0.76 (Standard) | UEF 0.76 (Standard) | UEF 0.76 (Standard) | UEF 0.76 (Standard) | UEF 0.76 (Standard) | UEF 0.76 (Standard) | UEF 0.76 (Standard) | UEF 0.76 (Standard) | UEF 0.76 (Standard) | UEF 0.76 (Standard) | UEF 0.76 (Standard) | UEF 0.76 (Standard) | UEF 0.76 (Standard)
F1_Residential_Multi-Family Regular Income_Existing_Water Heating_Natural Gas_Water Heater (> 55 gal)_E1 | F1 | Residential | Multi-Family Regular Income | Existing | Water Heating | Natural Gas | Water Heater (> 55 gal) | E1 | CCE | 0 | 0 | 0 | 0 | 0 | 0 | 0 | 0 | 0 | 0 | 0 | 0 | 0 | 0 | 0 | 0 | 0 | 0 | 0 | 0 | 0 | 0 | 0 | 0 | 0 | 0 | 0 | 0 | 0 | 0 | 0 | 0 | 0
F1_Residential_Multi-Family Regular Income_Existing_Water Heating_Natural Gas_Water Heater (> 55 gal)_E2 | F1 | Residential | Multi-Family Regular Income | Existing | Water Heating | Natural Gas | Water Heater (> 55 gal) | E2 | CCE | 6.0381 | 6.2239 | 6.0975 | 5.5898 | 5.5898 | 5.5898 | 5.5898 | 5.5898 | 5.5898 | 5.5898 | 5.5898 | 5.5898 | 5.5898 | 5.5898 | 5.5898 | 5.5898 | 5.5898 | 5.5898 | 5.5898 | 5.5898 | 5.5898 | 5.5898 | 5.5898 | 5.5898 | 5.5898 | 5.5898 | 5.5898 | 5.5898 | 5.5898 | 5.5898 | 5.5898 | 5.5898 | 5.5898
F1_Residential_Multi-Family Regular Income_Existing_Water Heating_Natural Gas_Water Heater (> 55 gal)_E3 | F1 | Residential | Multi-Family Regular Income | Existing | Water Heating | Natural Gas | Water Heater (> 55 gal) | E3 | CCE | 42.7443 | 44.0596 | 43.1651 | 39.571 | 39.571 | 39.571 | 39.571 | 39.571 | 39.571 | 39.571 | 39.571 | 39.571 | 39.571 | 39.571 | 39.571 | 39.571 | 39.571 | 39.571 | 39.571 | 39.571 | 39.571 | 39.571 | 39.571 | 39.571 | 39.571 | 39.571 | 39.571 | 39.571 | 39.571 | 39.571 | 39.571 | 39.571 | 39.571
F1_Residential_Multi-Family Regular Income_Existing_Water Heating_Natural Gas_Water Heater (> 55 gal)_E4 | F1 | Residential | Multi-Family Regular Income | Existing | Water Heating | Natural Gas | Water Heater (> 55 gal) | E4 | CCE | 4.5371 | 4.6767 | 4.5818 | 4.2003 | 4.2003 | 4.2003 | 4.2003 | 4.2003 | 4.2003 | 4.2003 | 4.2003 | 4.2003 | 4.2003 | 4.2003 | 4.2003 | 4.2003 | 4.2003 | 4.2003 | 4.2003 | 4.2003 | 4.2003 | 4.2003 | 4.2003 | 4.2003 | 4.2003 | 4.2003 | 4.2003 | 4.2003 | 4.2003 | 4.2003 | 4.2003 | 4.2003 | 4.2003
F1_Residential_Multi-Family Regular Income_Existing_Water Heating_Natural Gas_Water Heater (> 55 gal)_E5 | F1 | Residential | Multi-Family Regular Income | Existing | Water Heating | Natural Gas | Water Heater (> 55 gal) | E5 | CCE | 4.9298 | 5.0814 | 4.9783 | 4.5638 | 4.5638 | 4.5638 | 4.5638 | 4.5638 | 4.5638 | 4.5638 | 4.5638 | 4.5638 | 4.5638 | 4.5638 | 4.5638 | 4.5638 | 4.5638 | 4.5638 | 4.5638 | 4.5638 | 4.5638 | 4.5638 | 4.5638 | 4.5638 | 4.5638 | 4.5638 | 4.5638 | 4.5638 | 4.5638 | 4.5638 | 4.5638 | 4.5638 | 4.5638
F1_Residential_Multi-Family Regular Income_Existing_Water Heating_Natural Gas_Water Heater (> 55 gal)_E6 | F1 | Residential | Multi-Family Regular Income | Existing | Water Heating | Natural Gas | Water Heater (> 55 gal) | E6 | CCE | 15.4052 | 15.8792 | 15.5569 | 14.2616 | 14.2616 | 14.2616 | 14.2616 | 14.2616 | 14.2616 | 14.2616 | 14.2616 | 14.2616 | 14.2616 | 14.2616 | 14.2616 | 14.2616 | 14.2616 | 14.2616 | 14.2616 | 14.2616 | 14.2616 | 14.2616 | 14.2616 | 14.2616 | 14.2616 | 14.2616 | 14.2616 | 14.2616 | 14.2616 | 14.2616 | 14.2616 | 14.2616 | 14.2616
F1_Residential_Multi-Family Regular Income_Existing_Water Heating_Natural Gas_Water Heater (> 55 gal)_E7 | F1 | Residential | Multi-Family Regular Income | Existing | Water Heating | Natural Gas | Water Heater (> 55 gal) | E7 | CCE | 0 | 0 | 0 | 0 | 0 | 12.0077 | 12.0077 | 12.0077 | 12.0077 | 12.0077 | 12.0077 | 12.0077 | 12.0077 | 12.0077 | 12.0077 | 12.0077 | 12.0077 | 12.0077 | 12.0077 | 12.0077 | 12.0077 | 12.0077 | 12.0077 | 12.0077 | 12.0077 | 12.0077 | 12.0077 | 12.0077 | 12.0077 | 12.0077 | 12.0077 | 12.0077 | 12.0077
F1_Residential_Multi-Family Regular Income_Existing_Water Heating_Natural Gas_Water Heater (> 55 gal)_E8 | F1 | Residential | Multi-Family Regular Income | Existing | Water Heating | Natural Gas | Water Heater (> 55 gal) | E8 | CCE | 0 | 0 | 0 | 0 | 0 | 0 | 0 | 0 | 0 | 0 | 0 | 0 | 0 | 0 | 0 | 0 | 0 | 0 | 0 | 0 | 0 | 0 | 0 | 0 | 0 | 0 | 0 | 0 | 0 | 0 | 0 | 0 | 0
F1_Residential_Multi-Family Regular Income_Existing_Water Heating_Natural Gas_Water Heater (> 55 gal)_E9 | F1 | Residential | Multi-Family Regular Income | Existing | Water Heating | Natural Gas | Water Heater (> 55 gal) | E9 | CCE | 0 | 0 | 0 | 0 | 0 | 0 | 0 | 0 | 0 | 0 | 0 | 0 | 0 | 0 | 0 | 0 | 0 | 0 | 0 | 0 | 0 | 0 | 0 | 0 | 0 | 0 | 0 | 0 | 0 | 0 | 0 | 0 | 0
F1_Residential_Multi-Family Regular Income_Existing_Water Heating_Natural Gas_Water Heater (> 55 gal)_E10 | F1 | Residential | Multi-Family Regular Income | Existing | Water Heating | Natural Gas | Water Heater (> 55 gal) | E10 | CCE | 0 | 0 | 0 | 0 | 0 | 0 | 0 | 0 | 0 | 0 | 0 | 0 | 0 | 0 | 0 | 0 | 0 | 0 | 0 | 0 | 0 | 0 | 0 | 0 | 0 | 0 | 0 | 0 | 0 | 0 | 0 | 0 | 0
F2_Residential_Multi-Family Regular Income_Existing_Water Heating_Natural Gas_Water Heater (> 55 gal)_E1 | F2 | Residential | Multi-Family Regular Income | Existing | Water Heating | Natural Gas | Water Heater (> 55 gal) | E1 | TRC BC Ratio | bar: 2019 to 2051
F2_Residential_Multi-Family Regular Income_Existing_Water Heating_Natural Gas_Water Heater (> 55 gal)_E2 | F2 | Residential | Multi-Family Regular Income | Existing | Water Heating | Natural Gas | Water Heater (> 55 gal) | E2 | TRC BC Ratio | 0.21649 | 0.21712 | 0.21855 | 0.21974 | 0.21925 | 0.22043 | 0.22307 | 0.22526 | 0.2279 | 0.23047 | 0.23306 | 0.23551 | 0.23812 | 0.24082 | 0.24345 | 0.24614 | 0.24884 | 0.25158 | 0.25421 | 0.25674 | 0.25896 | 0.26099 | 0.26255 | 0.26391 | 0.26489 | 0.26555 | 0.26599 | 0.26616 | 0.26596 | 0.26552 | 0.2646 | 0.26345 | 0.2619
F2_Residential_Multi-Family Regular Income_Existing_Water Heating_Natural Gas_Water Heater (> 55 gal)_E3 | F2 | Residential | Multi-Family Regular Income | Existing | Water Heating | Natural Gas | Water Heater (> 55 gal) | E3 | TRC BC Ratio | 0.030582 | 0.030671 | 0.030872 | 0.031041 | 0.030972 | 0.031138 | 0.031511 | 0.031821 | 0.032193 | 0.032556 | 0.032922 | 0.033269 | 0.033637 | 0.034018 | 0.03439 | 0.03477 | 0.035151 | 0.035538 | 0.03591 | 0.036268 | 0.036581 | 0.036868 | 0.037088 | 0.03728 | 0.037419 | 0.037512 | 0.037574 | 0.037599 | 0.03757 | 0.037507 | 0.037377 | 0.037215 | 0.036996
F2_Residential_Multi-Family Regular Income_Existing_Water Heating_Natural Gas_Water Heater (> 55 gal)_E4 | F2 | Residential | Multi-Family Regular Income | Existing | Water Heating | Natural Gas | Water Heater (> 55 gal) | E4 | TRC BC Ratio | 0.24711 | 0.24333 | 0.24249 | 0.24057 | 0.232 | 0.22953 | 0.23255 | 0.23343 | 0.23637 | 0.23949 | 0.24335 | 0.24743 | 0.25312 | 0.26016 | 0.26836 | 0.27823 | 0.2898 | 0.3023 | 0.31517 | 0.3276 | 0.33857 | 0.34826 | 0.35536 | 0.36063 | 0.36445 | 0.367 | 0.36872 | 0.36938 | 0.36861 | 0.36687 | 0.3633 | 0.35886 | 0.35283
F2_Residential_Multi-Family Regular Income_Existing_Water Heating_Natural Gas_Water Heater (> 55 gal)_E5 | F2 | Residential | Multi-Family Regular Income | Existing | Water Heating | Natural Gas | Water Heater (> 55 gal) | E5 | TRC BC Ratio | 0.23749 | 0.23515 | 0.23504 | 0.23414 | 0.2282 | 0.22691 | 0.22981 | 0.23112 | 0.23396 | 0.23691 | 0.24037 | 0.24392 | 0.24861 | 0.25424 | 0.26064 | 0.26818 | 0.27687 | 0.2862 | 0.29575 | 0.30496 | 0.31309 | 0.32029 | 0.32559 | 0.32959 | 0.33249 | 0.33443 | 0.33574 | 0.33624 | 0.33565 | 0.33433 | 0.33162 | 0.32825 | 0.32367
F2_Residential_Multi-Family Regular Income_Existing_Water Heating_Natural Gas_Water Heater (> 55 gal)_E6 | F2 | Residential | Multi-Family Regular Income | Existing | Water Heating | Natural Gas | Water Heater (> 55 gal) | E6 | TRC BC Ratio | 0.084853 | 0.085102 | 0.085659 | 0.086128 | 0.085937 | 0.086397 | 0.087432 | 0.088291 | 0.089324 | 0.090332 | 0.091348 | 0.092309 | 0.093332 | 0.09439 | 0.09542 | 0.096474 | 0.097532 | 0.098606 | 0.099638 | 0.10063 | 0.1015 | 0.1023 | 0.10291 | 0.10344 | 0.10382 | 0.10408 | 0.10426 | 0.10432 | 0.10425 | 0.10407 | 0.10371 | 0.10326 | 0.10265
F2_Residential_Multi-Family Regular Income_Existing_Water Heating_Natural Gas_Water Heater (> 55 gal)_E7 | F2 | Residential | Multi-Family Regular Income | Existing | Water Heating | Natural Gas | Water Heater (> 55 gal) | E7 | TRC BC Ratio | 0 | 0 | 0 | 0 | 0 | 0.10424 | 0.10547 | 0.10648 | 0.10769 | 0.10888 | 0.11008 | 0.11123 | 0.11246 | 0.11377 | 0.11511 | 0.11655 | 0.11807 | 0.11959 | 0.12103 | 0.12239 | 0.12355 | 0.12454 | 0.12523 | 0.12573 | 0.12606 | 0.12627 | 0.12642 | 0.1265 | 0.12641 | 0.1262 | 0.12577 | 0.12524 | 0.12452
F2_Residential_Multi-Family Regular Income_Existing_Water Heating_Natural Gas_Water Heater (> 55 gal)_E8 | F2 | Residential | Multi-Family Regular Income | Existing | Water Heating | Natural Gas | Water Heater (> 55 gal) | E8 | TRC BC Ratio | 0 | 0 | 0 | 0 | 0 | 0 | 0 | 0 | 0 | 0 | 0 | 0 | 0 | 0 | 0 | 0 | 0 | 0 | 0 | 0 | 0 | 0 | 0 | 0 | 0 | 0 | 0 | 0 | 0 | 0 | 0 | 0 | 0
F2_Residential_Multi-Family Regular Income_Existing_Water Heating_Natural Gas_Water Heater (> 55 gal)_E9 | F2 | Residential | Multi-Family Regular Income | Existing | Water Heating | Natural Gas | Water Heater (> 55 gal) | E9 | TRC BC Ratio | 0 | 0 | 0 | 0 | 0 | 0 | 0 | 0 | 0 | 0 | 0 | 0 | 0 | 0 | 0 | 0 | 0 | 0 | 0 | 0 | 0 | 0 | 0 | 0 | 0 | 0 | 0 | 0 | 0 | 0 | 0 | 0 | 0
F2_Residential_Multi-Family Regular Income_Existing_Water Heating_Natural Gas_Water Heater (> 55 gal)_E10 | F2 | Residential | Multi-Family Regular Income | Existing | Water Heating | Natural Gas | Water Heater (> 55 gal) | E10 | TRC BC Ratio | 0 | 0 | 0 | 0 | 0 | 0 | 0 | 0 | 0 | 0 | 0 | 0 | 0 | 0 | 0 | 0 | 0 | 0 | 0 | 0 | 0 | 0 | 0 | 0 | 0 | 0 | 0 | 0 | 0 | 0 | 0 | 0 | 0
F3_Residential_Multi-Family Regular Income_Existing_Water Heating_Natural Gas_Water Heater (> 55 gal)_E1 | F3 | Residential | Multi-Family Regular Income | Existing | Water Heating | Natural Gas | Water Heater (> 55 gal) | E1 | PACT BC Ratio | bar: 2019 to 2051
F3_Residential_Multi-Family Regular Income_Existing_Water Heating_Natural Gas_Water Heater (> 55 gal)_E2 | F3 | Residential | Multi-Family Regular Income | Existing | Water Heating | Natural Gas | Water Heater (> 55 gal) | E2 | PACT BC Ratio | 0.2754 | 0.27621 | 0.27802 | 0.27954 | 0.27892 | 0.28041 | 0.28377 | 0.28656 | 0.28992 | 0.29319 | 0.29648 | 0.2996 | 0.30292 | 0.30636 | 0.3097 | 0.31312 | 0.31655 | 0.32004 | 0.32339 | 0.32661 | 0.32943 | 0.33202 | 0.334 | 0.33573 | 0.33698 | 0.33782 | 0.33838 | 0.3386 | 0.33834 | 0.33777 | 0.3366 | 0.33515 | 0.33317
F3_Residential_Multi-Family Regular Income_Existing_Water Heating_Natural Gas_Water Heater (> 55 gal)_E3 | F3 | Residential | Multi-Family Regular Income | Existing | Water Heating | Natural Gas | Water Heater (> 55 gal) | E3 | PACT BC Ratio | 0.038904 | 0.039018 | 0.039273 | 0.039488 | 0.039401 | 0.039612 | 0.040086 | 0.04048 | 0.040954 | 0.041416 | 0.041881 | 0.042322 | 0.042791 | 0.043276 | 0.043748 | 0.044232 | 0.044717 | 0.045209 | 0.045682 | 0.046138 | 0.046536 | 0.046901 | 0.047181 | 0.047425 | 0.047602 | 0.04772 | 0.0478 | 0.047831 | 0.047795 | 0.047714 | 0.047549 | 0.047343 | 0.047064
F3_Residential_Multi-Family Regular Income_Existing_Water Heating_Natural Gas_Water Heater (> 55 gal)_E4 | F3 | Residential | Multi-Family Regular Income | Existing | Water Heating | Natural Gas | Water Heater (> 55 gal) | E4 | PACT BC Ratio | 0.31436 | 0.30955 | 0.30848 | 0.30603 | 0.29514 | 0.292 | 0.29584 | 0.29696 | 0.30069 | 0.30467 | 0.30958 | 0.31477 | 0.322 | 0.33096 | 0.3414 | 0.35395 | 0.36866 | 0.38457 | 0.40094 | 0.41675 | 0.43071 | 0.44303 | 0.45207 | 0.45877 | 0.46363 | 0.46688 | 0.46906 | 0.46991 | 0.46892 | 0.46671 | 0.46217 | 0.45651 | 0.44884
F3_Residential_Multi-Family Regular Income_Existing_Water Heating_Natural Gas_Water Heater (> 55 gal)_E5 | F3 | Residential | Multi-Family Regular Income | Existing | Water Heating | Natural Gas | Water Heater (> 55 gal) | E5 | PACT BC Ratio | 0.30212 | 0.29914 | 0.299 | 0.29785 | 0.2903 | 0.28866 | 0.29235 | 0.29402 | 0.29763 | 0.30139 | 0.30578 | 0.3103 | 0.31627 | 0.32343 | 0.33157 | 0.34116 | 0.35221 | 0.36409 | 0.37623 | 0.38795 | 0.39829 | 0.40745 | 0.4142 | 0.41929 | 0.42298 | 0.42545 | 0.4271 | 0.42774 | 0.427 | 0.42531 | 0.42187 | 0.41758 | 0.41175
F3_Residential_Multi-Family Regular Income_Existing_Water Heating_Natural Gas_Water Heater (> 55 gal)_E6 | F3 | Residential | Multi-Family Regular Income | Existing | Water Heating | Natural Gas | Water Heater (> 55 gal) | E6 | PACT BC Ratio | 0.10795 | 0.10826 | 0.10897 | 0.10957 | 0.10932 | 0.10991 | 0.11123 | 0.11232 | 0.11363 | 0.11491 | 0.11621 | 0.11743 | 0.11873 | 0.12008 | 0.12139 | 0.12273 | 0.12407 | 0.12544 | 0.12675 | 0.12802 | 0.12912 | 0.13013 | 0.13091 | 0.13159 | 0.13208 | 0.13241 | 0.13263 | 0.13271 | 0.13261 | 0.13239 | 0.13193 | 0.13136 | 0.13059
F3_Residential_Multi-Family Regular Income_Existing_Water Heating_Natural Gas_Water Heater (> 55 gal)_E7 | F3 | Residential | Multi-Family Regular Income | Existing | Water Heating | Natural Gas | Water Heater (> 55 gal) | E7 | PACT BC Ratio | 0 | 0 | 0 | 0 | 0 | 0.13261 | 0.13418 | 0.13546 | 0.137 | 0.13851 | 0.14004 | 0.1415 | 0.14306 | 0.14473 | 0.14644 | 0.14827 | 0.1502 | 0.15214 | 0.15397 | 0.15569 | 0.15717 | 0.15843 | 0.15931 | 0.15994 | 0.16037 | 0.16064 | 0.16083 | 0.16093 | 0.16081 | 0.16054 | 0.16 | 0.15932 | 0.1584
F3_Residential_Multi-Family Regular Income_Existing_Water Heating_Natural Gas_Water Heater (> 55 gal)_E8 | F3 | Residential | Multi-Family Regular Income | Existing | Water Heating | Natural Gas | Water Heater (> 55 gal) | E8 | PACT BC Ratio | 0 | 0 | 0 | 0 | 0 | 0 | 0 | 0 | 0 | 0 | 0 | 0 | 0 | 0 | 0 | 0 | 0 | 0 | 0 | 0 | 0 | 0 | 0 | 0 | 0 | 0 | 0 | 0 | 0 | 0 | 0 | 0 | 0
F3_Residential_Multi-Family Regular Income_Existing_Water Heating_Natural Gas_Water Heater (> 55 gal)_E9 | F3 | Residential | Multi-Family Regular Income | Existing | Water Heating | Natural Gas | Water Heater (> 55 gal) | E9 | PACT BC Ratio | 0 | 0 | 0 | 0 | 0 | 0 | 0 | 0 | 0 | 0 | 0 | 0 | 0 | 0 | 0 | 0 | 0 | 0 | 0 | 0 | 0 | 0 | 0 | 0 | 0 | 0 | 0 | 0 | 0 | 0 | 0 | 0 | 0
F3_Residential_Multi-Family Regular Income_Existing_Water Heating_Natural Gas_Water Heater (> 55 gal)_E10 | F3 | Residential | Multi-Family Regular Income | Existing | Water Heating | Natural Gas | Water Heater (> 55 gal) | E10 | PACT BC Ratio | 0 | 0 | 0 | 0 | 0 | 0 | 0 | 0 | 0 | 0 | 0 | 0 | 0 | 0 | 0 | 0 | 0 | 0 | 0 | 0 | 0 | 0 | 0 | 0 | 0 | 0 | 0 | 0 | 0 | 0 | 0 | 0 | 0
F4_Residential_Multi-Family Regular Income_Existing_Water Heating_Natural Gas_Water Heater (> 55 gal)_E1 | F4 | Residential | Multi-Family Regular Income | Existing | Water Heating | Natural Gas | Water Heater (> 55 gal) | E1 | RVT BC Ratio | bar: 2019 to 2051
F4_Residential_Multi-Family Regular Income_Existing_Water Heating_Natural Gas_Water Heater (> 55 gal)_E2 | F4 | Residential | Multi-Family Regular Income | Existing | Water Heating | Natural Gas | Water Heater (> 55 gal) | E2 | RVT BC Ratio | 1.0027 | 1.0034 | 1.0051 | 1.0066 | 1.006 | 1.0074 | 1.0105 | 1.0132 | 1.0163 | 1.0194 | 1.0225 | 1.0255 | 1.0286 | 1.0318 | 1.035 | 1.0382 | 1.0414 | 1.0447 | 1.0479 | 1.0509 | 1.0535 | 1.056 | 1.0578 | 1.0595 | 1.0607 | 1.0614 | 1.062 | 1.0622 | 1.0619 | 1.0614 | 1.0603 | 1.0589 | 1.0571
F4_Residential_Multi-Family Regular Income_Existing_Water Heating_Natural Gas_Water Heater (> 55 gal)_E3 | F4 | Residential | Multi-Family Regular Income | Existing | Water Heating | Natural Gas | Water Heater (> 55 gal) | E3 | RVT BC Ratio | 0.77993 | 0.78004 | 0.78028 | 0.78048 | 0.7804 | 0.7806 | 0.78105 | 0.78142 | 0.78186 | 0.7823 | 0.78274 | 0.78315 | 0.78359 | 0.78405 | 0.7845 | 0.78495 | 0.78541 | 0.78587 | 0.78632 | 0.78675 | 0.78712 | 0.78746 | 0.78773 | 0.78796 | 0.78812 | 0.78824 | 0.78831 | 0.78834 | 0.78831 | 0.78823 | 0.78807 | 0.78788 | 0.78762
F4_Residential_Multi-Family Regular Income_Existing_Water Heating_Natural Gas_Water Heater (> 55 gal)_E4 | F4 | Residential | Multi-Family Regular Income | Existing | Water Heating | Natural Gas | Water Heater (> 55 gal) | E4 | RVT BC Ratio | 1.0393 | 1.0348 | 1.0338 | 1.0315 | 1.0212 | 1.0183 | 1.0219 | 1.023 | 1.0265 | 1.0302 | 1.0348 | 1.0397 | 1.0465 | 1.055 | 1.0648 | 1.0766 | 1.0905 | 1.1055 | 1.1209 | 1.1358 | 1.1489 | 1.1605 | 1.169 | 1.1754 | 1.1799 | 1.183 | 1.185 | 1.1858 | 1.1849 | 1.1828 | 1.1786 | 1.1732 | 1.166
F4_Residential_Multi-Family Regular Income_Existing_Water Heating_Natural Gas_Water Heater (> 55 gal)_E5 | F4 | Residential | Multi-Family Regular Income | Existing | Water Heating | Natural Gas | Water Heater (> 55 gal) | E5 | RVT BC Ratio | 1.0278 | 1.025 | 1.0249 | 1.0238 | 1.0167 | 1.0152 | 1.0186 | 1.0202 | 1.0236 | 1.0271 | 1.0313 | 1.0355 | 1.0411 | 1.0479 | 1.0556 | 1.0646 | 1.075 | 1.0862 | 1.0976 | 1.1087 | 1.1184 | 1.127 | 1.1334 | 1.1382 | 1.1416 | 1.144 | 1.1455 | 1.1461 | 1.1454 | 1.1438 | 1.1406 | 1.1366 | 1.1311
F4_Residential_Multi-Family Regular Income_Existing_Water Heating_Natural Gas_Water Heater (> 55 gal)_E6 | F4 | Residential | Multi-Family Regular Income | Existing | Water Heating | Natural Gas | Water Heater (> 55 gal) | E6 | RVT BC Ratio | 0.84495 | 0.84525 | 0.84592 | 0.84648 | 0.84625 | 0.8468 | 0.84804 | 0.84907 | 0.85031 | 0.85152 | 0.85274 | 0.85389 | 0.85511 | 0.85638 | 0.85761 | 0.85888 | 0.86014 | 0.86143 | 0.86267 | 0.86386 | 0.8649 | 0.86585 | 0.86658 | 0.86722 | 0.86768 | 0.86799 | 0.8682 | 0.86828 | 0.86819 | 0.86798 | 0.86754 | 0.86701 | 0.86628
F4_Residential_Multi-Family Regular Income_Existing_Water Heating_Natural Gas_Water Heater (> 55 gal)_E7 | F4 | Residential | Multi-Family Regular Income | Existing | Water Heating | Natural Gas | Water Heater (> 55 gal) | E7 | RVT BC Ratio | 0 | 0 | 0 | 0 | 0 | 0.86818 | 0.86966 | 0.87087 | 0.87232 | 0.87374 | 0.87518 | 0.87655 | 0.87803 | 0.8796 | 0.88121 | 0.88293 | 0.88475 | 0.88657 | 0.8883 | 0.88992 | 0.89131 | 0.8925 | 0.89333 | 0.89392 | 0.89432 | 0.89458 | 0.89476 | 0.89485 | 0.89474 | 0.89449 | 0.89398 | 0.89334 | 0.89247
F4_Residential_Multi-Family Regular Income_Existing_Water Heating_Natural Gas_Water Heater (> 55 gal)_E8 | F4 | Residential | Multi-Family Regular Income | Existing | Water Heating | Natural Gas | Water Heater (> 55 gal) | E8 | RVT BC Ratio | 0 | 0 | 0 | 0 | 0 | 0 | 0 | 0 | 0 | 0 | 0 | 0 | 0 | 0 | 0 | 0 | 0 | 0 | 0 | 0 | 0 | 0 | 0 | 0 | 0 | 0 | 0 | 0 | 0 | 0 | 0 | 0 | 0
F4_Residential_Multi-Family Regular Income_Existing_Water Heating_Natural Gas_Water Heater (> 55 gal)_E9 | F4 | Residential | Multi-Family Regular Income | Existing | Water Heating | Natural Gas | Water Heater (> 55 gal) | E9 | RVT BC Ratio | 0 | 0 | 0 | 0 | 0 | 0 | 0 | 0 | 0 | 0 | 0 | 0 | 0 | 0 | 0 | 0 | 0 | 0 | 0 | 0 | 0 | 0 | 0 | 0 | 0 | 0 | 0 | 0 | 0 | 0 | 0 | 0 | 0
F4_Residential_Multi-Family Regular Income_Existing_Water Heating_Natural Gas_Water Heater (> 55 gal)_E10 | F4 | Residential | Multi-Family Regular Income | Existing | Water Heating | Natural Gas | Water Heater (> 55 gal) | E10 | RVT BC Ratio | 0 | 0 | 0 | 0 | 0 | 0 | 0 | 0 | 0 | 0 | 0 | 0 | 0 | 0 | 0 | 0 | 0 | 0 | 0 | 0 | 0 | 0 | 0 | 0 | 0 | 0 | 0 | 0 | 0 | 0 | 0 | 0 | 0
F5_Residential_Multi-Family Regular Income_Existing_Water Heating_Natural Gas_Water Heater (> 55 gal)_E1 | F5 | Residential | Multi-Family Regular Income | Existing | Water Heating | Natural Gas | Water Heater (> 55 gal) | E1 | RIM BC Ratio | bar: 2019 to 2051
F5_Residential_Multi-Family Regular Income_Existing_Water Heating_Natural Gas_Water Heater (> 55 gal)_E2 | F5 | Residential | Multi-Family Regular Income | Existing | Water Heating | Natural Gas | Water Heater (> 55 gal) | E2 | RIM BC Ratio | 0.21601 | 0.21651 | 0.21762 | 0.21855 | 0.21817 | 0.21908 | 0.22113 | 0.22281 | 0.22484 | 0.2268 | 0.22877 | 0.23062 | 0.23258 | 0.2346 | 0.23656 | 0.23855 | 0.24053 | 0.24254 | 0.24446 | 0.2463 | 0.2479 | 0.24936 | 0.25048 | 0.25145 | 0.25215 | 0.25262 | 0.25293 | 0.25305 | 0.25291 | 0.25259 | 0.25194 | 0.25112 | 0.25001
F5_Residential_Multi-Family Regular Income_Existing_Water Heating_Natural Gas_Water Heater (> 55 gal)_E3 | F5 | Residential | Multi-Family Regular Income | Existing | Water Heating | Natural Gas | Water Heater (> 55 gal) | E3 | RIM BC Ratio | 0.037449 | 0.037555 | 0.037792 | 0.03799 | 0.03791 | 0.038105 | 0.038544 | 0.038908 | 0.039345 | 0.039771 | 0.0402 | 0.040607 | 0.041038 | 0.041484 | 0.041918 | 0.042361 | 0.042806 | 0.043257 | 0.04369 | 0.044106 | 0.04447 | 0.044803 | 0.045059 | 0.045281 | 0.045442 | 0.04555 | 0.045623 | 0.045651 | 0.045618 | 0.045545 | 0.045394 | 0.045206 | 0.044952
F5_Residential_Multi-Family Regular Income_Existing_Water Heating_Natural Gas_Water Heater (> 55 gal)_E4 | F5 | Residential | Multi-Family Regular Income | Existing | Water Heating | Natural Gas | Water Heater (> 55 gal) | E4 | RIM BC Ratio | 0.23926 | 0.23647 | 0.23584 | 0.23441 | 0.22797 | 0.22609 | 0.22838 | 0.22905 | 0.23126 | 0.23361 | 0.23649 | 0.2395 | 0.24367 | 0.24876 | 0.25461 | 0.26153 | 0.26948 | 0.27788 | 0.28633 | 0.2943 | 0.30119 | 0.30716 | 0.31148 | 0.31465 | 0.31693 | 0.31844 | 0.31946 | 0.31985 | 0.31939 | 0.31836 | 0.31624 | 0.31359 | 0.30995
F5_Residential_Multi-Family Regular Income_Existing_Water Heating_Natural Gas_Water Heater (> 55 gal)_E5 | F5 | Residential | Multi-Family Regular Income | Existing | Water Heating | Natural Gas | Water Heater (> 55 gal) | E5 | RIM BC Ratio | 0.23211 | 0.23035 | 0.23026 | 0.22958 | 0.22507 | 0.22408 | 0.2263 | 0.2273 | 0.22945 | 0.23168 | 0.23426 | 0.23691 | 0.24037 | 0.24449 | 0.24911 | 0.25448 | 0.26058 | 0.26702 | 0.2735 | 0.27964 | 0.28497 | 0.28963 | 0.29302 | 0.29556 | 0.29739 | 0.29861 | 0.29942 | 0.29974 | 0.29937 | 0.29854 | 0.29684 | 0.29471 | 0.2918
F5_Residential_Multi-Family Regular Income_Existing_Water Heating_Natural Gas_Water Heater (> 55 gal)_E6 | F5 | Residential | Multi-Family Regular Income | Existing | Water Heating | Natural Gas | Water Heater (> 55 gal) | E6 | RIM BC Ratio | 0.097444 | 0.097701 | 0.098278 | 0.098763 | 0.098566 | 0.099041 | 0.10011 | 0.10099 | 0.10205 | 0.10309 | 0.10413 | 0.10511 | 0.10615 | 0.10722 | 0.10827 | 0.10933 | 0.1104 | 0.11148 | 0.11251 | 0.11351 | 0.11438 | 0.11517 | 0.11578 | 0.11631 | 0.11669 | 0.11695 | 0.11712 | 0.11719 | 0.11711 | 0.11693 | 0.11658 | 0.11613 | 0.11552
F5_Residential_Multi-Family Regular Income_Existing_Water Heating_Natural Gas_Water Heater (> 55 gal)_E7 | F5 | Residential | Multi-Family Regular Income | Existing | Water Heating | Natural Gas | Water Heater (> 55 gal) | E7 | RIM BC Ratio | 0 | 0 | 0 | 0 | 0 | 0.1171 | 0.11833 | 0.11932 | 0.12052 | 0.12168 | 0.12286 | 0.12398 | 0.12518 | 0.12646 | 0.12776 | 0.12915 | 0.13061 | 0.13208 | 0.13346 | 0.13475 | 0.13585 | 0.1368 | 0.13745 | 0.13792 | 0.13823 | 0.13843 | 0.13858 | 0.13865 | 0.13856 | 0.13837 | 0.13796 | 0.13746 | 0.13677
F5_Residential_Multi-Family Regular Income_Existing_Water Heating_Natural Gas_Water Heater (> 55 gal)_E8 | F5 | Residential | Multi-Family Regular Income | Existing | Water Heating | Natural Gas | Water Heater (> 55 gal) | E8 | RIM BC Ratio | 0 | 0 | 0 | 0 | 0 | 0 | 0 | 0 | 0 | 0 | 0 | 0 | 0 | 0 | 0 | 0 | 0 | 0 | 0 | 0 | 0 | 0 | 0 | 0 | 0 | 0 | 0 | 0 | 0 | 0 | 0 | 0 | 0
F5_Residential_Multi-Family Regular Income_Existing_Water Heating_Natural Gas_Water Heater (> 55 gal)_E9 | F5 | Residential | Multi-Family Regular Income | Existing | Water Heating | Natural Gas | Water Heater (> 55 gal) | E9 | RIM BC Ratio | 0 | 0 | 0 | 0 | 0 | 0 | 0 | 0 | 0 | 0 | 0 | 0 | 0 | 0 | 0 | 0 | 0 | 0 | 0 | 0 | 0 | 0 | 0 | 0 | 0 | 0 | 0 | 0 | 0 | 0 | 0 | 0 | 0
F5_Residential_Multi-Family Regular Income_Existing_Water Heating_Natural Gas_Water Heater (> 55 gal)_E10 | F5 | Residential | Multi-Family Regular Income | Existing | Water Heating | Natural Gas | Water Heater (> 55 gal) | E10 | RIM BC Ratio | 0 | 0 | 0 | 0 | 0 | 0 | 0 | 0 | 0 | 0 | 0 | 0 | 0 | 0 | 0 | 0 | 0 | 0 | 0 | 0 | 0 | 0 | 0 | 0 | 0 | 0 | 0 | 0 | 0 | 0 | 0 | 0 | 0
F0_Residential_Multi-Family Regular Income_Existing_Appliances_Natural Gas_Clothes Dryer_E0 | F0 | Residential | Multi-Family Regular Income | Existing | Appliances | Natural Gas | Clothes Dryer | E0 | Economic Unit | Standard | Standard | Standard | Standard | Standard | Standard | Standard | Standard | Standard | Standard | Standard | Standard | Standard | Standard | Standard | Standard | Standard | Standard | Standard | Standard | Standard | Standard | Standard | Standard | Standard | Standard | Standard | Standard | Standard | Standard | Standard | Standard | Standard
F1_Residential_Multi-Family Regular Income_Existing_Appliances_Natural Gas_Clothes Dryer_E1 | F1 | Residential | Multi-Family Regular Income | Existing | Appliances | Natural Gas | Clothes Dryer | E1 | CCE | 0 | 0 | 0 | 0 | 0 | 0 | 0 | 0 | 0 | 0 | 0 | 0 | 0 | 0 | 0 | 0 | 0 | 0 | 0 | 0 | 0 | 0 | 0 | 0 | 0 | 0 | 0 | 0 | 0 | 0 | 0 | 0 | 0
F1_Residential_Multi-Family Regular Income_Existing_Appliances_Natural Gas_Clothes Dryer_E2 | F1 | Residential | Multi-Family Regular Income | Existing | Appliances | Natural Gas | Clothes Dryer | E2 | CCE | 9.1482 | 9.4297 | 9.2382 | 8.469 | 8.469 | 8.469 | 8.469 | 8.469 | 8.469 | 8.469 | 8.469 | 8.469 | 8.469 | 8.469 | 8.469 | 8.469 | 8.469 | 8.469 | 8.469 | 8.469 | 8.469 | 8.469 | 8.469 | 8.469 | 8.469 | 8.469 | 8.469 | 8.469 | 8.469 | 8.469 | 8.469 | 8.469 | 8.469
F1_Residential_Multi-Family Regular Income_Existing_Appliances_Natural Gas_Clothes Dryer_E3 | F1 | Residential | Multi-Family Regular Income | Existing | Appliances | Natural Gas | Clothes Dryer | E3 | CCE | 0 | 0 | 0 | 0 | 0 | 0 | 0 | 0 | 0 | 0 | 0 | 0 | 0 | 0 | 0 | 0 | 0 | 0 | 0 | 0 | 0 | 0 | 0 | 0 | 0 | 0 | 0 | 0 | 0 | 0 | 0 | 0 | 0
F1_Residential_Multi-Family Regular Income_Existing_Appliances_Natural Gas_Clothes Dryer_E4 | F1 | Residential | Multi-Family Regular Income | Existing | Appliances | Natural Gas | Clothes Dryer | E4 | CCE | 0 | 0 | 0 | 0 | 0 | 0 | 0 | 0 | 0 | 0 | 0 | 0 | 0 | 0 | 0 | 0 | 0 | 0 | 0 | 0 | 0 | 0 | 0 | 0 | 0 | 0 | 0 | 0 | 0 | 0 | 0 | 0 | 0
F1_Residential_Multi-Family Regular Income_Existing_Appliances_Natural Gas_Clothes Dryer_E5 | F1 | Residential | Multi-Family Regular Income | Existing | Appliances | Natural Gas | Clothes Dryer | E5 | CCE | 0 | 0 | 0 | 0 | 0 | 0 | 0 | 0 | 0 | 0 | 0 | 0 | 0 | 0 | 0 | 0 | 0 | 0 | 0 | 0 | 0 | 0 | 0 | 0 | 0 | 0 | 0 | 0 | 0 | 0 | 0 | 0 | 0
F1_Residential_Multi-Family Regular Income_Existing_Appliances_Natural Gas_Clothes Dryer_E6 | F1 | Residential | Multi-Family Regular Income | Existing | Appliances | Natural Gas | Clothes Dryer | E6 | CCE | 0 | 0 | 0 | 0 | 0 | 0 | 0 | 0 | 0 | 0 | 0 | 0 | 0 | 0 | 0 | 0 | 0 | 0 | 0 | 0 | 0 | 0 | 0 | 0 | 0 | 0 | 0 | 0 | 0 | 0 | 0 | 0 | 0
F1_Residential_Multi-Family Regular Income_Existing_Appliances_Natural Gas_Clothes Dryer_E7 | F1 | Residential | Multi-Family Regular Income | Existing | Appliances | Natural Gas | Clothes Dryer | E7 | CCE | 0 | 0 | 0 | 0 | 0 | 0 | 0 | 0 | 0 | 0 | 0 | 0 | 0 | 0 | 0 | 0 | 0 | 0 | 0 | 0 | 0 | 0 | 0 | 0 | 0 | 0 | 0 | 0 | 0 | 0 | 0 | 0 | 0
F1_Residential_Multi-Family Regular Income_Existing_Appliances_Natural Gas_Clothes Dryer_E8 | F1 | Residential | Multi-Family Regular Income | Existing | Appliances | Natural Gas | Clothes Dryer | E8 | CCE | 0 | 0 | 0 | 0 | 0 | 0 | 0 | 0 | 0 | 0 | 0 | 0 | 0 | 0 | 0 | 0 | 0 | 0 | 0 | 0 | 0 | 0 | 0 | 0 | 0 | 0 | 0 | 0 | 0 | 0 | 0 | 0 | 0
F1_Residential_Multi-Family Regular Income_Existing_Appliances_Natural Gas_Clothes Dryer_E9 | F1 | Residential | Multi-Family Regular Income | Existing | Appliances | Natural Gas | Clothes Dryer | E9 | CCE | 0 | 0 | 0 | 0 | 0 | 0 | 0 | 0 | 0 | 0 | 0 | 0 | 0 | 0 | 0 | 0 | 0 | 0 | 0 | 0 | 0 | 0 | 0 | 0 | 0 | 0 | 0 | 0 | 0 | 0 | 0 | 0 | 0
F1_Residential_Multi-Family Regular Income_Existing_Appliances_Natural Gas_Clothes Dryer_E10 | F1 | Residential | Multi-Family Regular Income | Existing | Appliances | Natural Gas | Clothes Dryer | E10 | CCE | 0 | 0 | 0 | 0 | 0 | 0 | 0 | 0 | 0 | 0 | 0 | 0 | 0 | 0 | 0 | 0 | 0 | 0 | 0 | 0 | 0 | 0 | 0 | 0 | 0 | 0 | 0 | 0 | 0 | 0 | 0 | 0 | 0
F2_Residential_Multi-Family Regular Income_Existing_Appliances_Natural Gas_Clothes Dryer_E1 | F2 | Residential | Multi-Family Regular Income | Existing | Appliances | Natural Gas | Clothes Dryer | E1 | TRC BC Ratio | bar: 2019 to 2051
F2_Residential_Multi-Family Regular Income_Existing_Appliances_Natural Gas_Clothes Dryer_E2 | F2 | Residential | Multi-Family Regular Income | Existing | Appliances | Natural Gas | Clothes Dryer | E2 | TRC BC Ratio | 0.18116 | 0.18173 | 0.18298 | 0.18401 | 0.18351 | 0.18425 | 0.186 | 0.18745 | 0.18919 | 0.19088 | 0.19258 | 0.19419 | 0.19589 | 0.19767 | 0.19937 | 0.20113 | 0.20289 | 0.20479 | 0.20662 | 0.20839 | 0.20993 | 0.21137 | 0.21245 | 0.21341 | 0.21397 | 0.21429 | 0.21445 | 0.21442 | 0.21413 | 0.21365 | 0.21283 | 0.21185 | 0.21058
F2_Residential_Multi-Family Regular Income_Existing_Appliances_Natural Gas_Clothes Dryer_E3 | F2 | Residential | Multi-Family Regular Income | Existing | Appliances | Natural Gas | Clothes Dryer | E3 | TRC BC Ratio | 0 | 0 | 0 | 0 | 0 | 0 | 0 | 0 | 0 | 0 | 0 | 0 | 0 | 0 | 0 | 0 | 0 | 0 | 0 | 0 | 0 | 0 | 0 | 0 | 0 | 0 | 0 | 0 | 0 | 0 | 0 | 0 | 0
F2_Residential_Multi-Family Regular Income_Existing_Appliances_Natural Gas_Clothes Dryer_E4 | F2 | Residential | Multi-Family Regular Income | Existing | Appliances | Natural Gas | Clothes Dryer | E4 | TRC BC Ratio | 0 | 0 | 0 | 0 | 0 | 0 | 0 | 0 | 0 | 0 | 0 | 0 | 0 | 0 | 0 | 0 | 0 | 0 | 0 | 0 | 0 | 0 | 0 | 0 | 0 | 0 | 0 | 0 | 0 | 0 | 0 | 0 | 0
F2_Residential_Multi-Family Regular Income_Existing_Appliances_Natural Gas_Clothes Dryer_E5 | F2 | Residential | Multi-Family Regular Income | Existing | Appliances | Natural Gas | Clothes Dryer | E5 | TRC BC Ratio | 0 | 0 | 0 | 0 | 0 | 0 | 0 | 0 | 0 | 0 | 0 | 0 | 0 | 0 | 0 | 0 | 0 | 0 | 0 | 0 | 0 | 0 | 0 | 0 | 0 | 0 | 0 | 0 | 0 | 0 | 0 | 0 | 0
F2_Residential_Multi-Family Regular Income_Existing_Appliances_Natural Gas_Clothes Dryer_E6 | F2 | Residential | Multi-Family Regular Income | Existing | Appliances | Natural Gas | Clothes Dryer | E6 | TRC BC Ratio | 0 | 0 | 0 | 0 | 0 | 0 | 0 | 0 | 0 | 0 | 0 | 0 | 0 | 0 | 0 | 0 | 0 | 0 | 0 | 0 | 0 | 0 | 0 | 0 | 0 | 0 | 0 | 0 | 0 | 0 | 0 | 0 | 0
F2_Residential_Multi-Family Regular Income_Existing_Appliances_Natural Gas_Clothes Dryer_E7 | F2 | Residential | Multi-Family Regular Income | Existing | Appliances | Natural Gas | Clothes Dryer | E7 | TRC BC Ratio | 0 | 0 | 0 | 0 | 0 | 0 | 0 | 0 | 0 | 0 | 0 | 0 | 0 | 0 | 0 | 0 | 0 | 0 | 0 | 0 | 0 | 0 | 0 | 0 | 0 | 0 | 0 | 0 | 0 | 0 | 0 | 0 | 0
F2_Residential_Multi-Family Regular Income_Existing_Appliances_Natural Gas_Clothes Dryer_E8 | F2 | Residential | Multi-Family Regular Income | Existing | Appliances | Natural Gas | Clothes Dryer | E8 | TRC BC Ratio | 0 | 0 | 0 | 0 | 0 | 0 | 0 | 0 | 0 | 0 | 0 | 0 | 0 | 0 | 0 | 0 | 0 | 0 | 0 | 0 | 0 | 0 | 0 | 0 | 0 | 0 | 0 | 0 | 0 | 0 | 0 | 0 | 0
F2_Residential_Multi-Family Regular Income_Existing_Appliances_Natural Gas_Clothes Dryer_E9 | F2 | Residential | Multi-Family Regular Income | Existing | Appliances | Natural Gas | Clothes Dryer | E9 | TRC BC Ratio | 0 | 0 | 0 | 0 | 0 | 0 | 0 | 0 | 0 | 0 | 0 | 0 | 0 | 0 | 0 | 0 | 0 | 0 | 0 | 0 | 0 | 0 | 0 | 0 | 0 | 0 | 0 | 0 | 0 | 0 | 0 | 0 | 0
F2_Residential_Multi-Family Regular Income_Existing_Appliances_Natural Gas_Clothes Dryer_E10 | F2 | Residential | Multi-Family Regular Income | Existing | Appliances | Natural Gas | Clothes Dryer | E10 | TRC BC Ratio | 0 | 0 | 0 | 0 | 0 | 0 | 0 | 0 | 0 | 0 | 0 | 0 | 0 | 0 | 0 | 0 | 0 | 0 | 0 | 0 | 0 | 0 | 0 | 0 | 0 | 0 | 0 | 0 | 0 | 0 | 0 | 0 | 0
F3_Residential_Multi-Family Regular Income_Existing_Appliances_Natural Gas_Clothes Dryer_E1 | F3 | Residential | Multi-Family Regular Income | Existing | Appliances | Natural Gas | Clothes Dryer | E1 | PACT BC Ratio | bar: 2019 to 2051
F3_Residential_Multi-Family Regular Income_Existing_Appliances_Natural Gas_Clothes Dryer_E2 | F3 | Residential | Multi-Family Regular Income | Existing | Appliances | Natural Gas | Clothes Dryer | E2 | PACT BC Ratio | 0.24155 | 0.2423 | 0.24398 | 0.24535 | 0.24469 | 0.24566 | 0.24801 | 0.24994 | 0.25226 | 0.25451 | 0.25678 | 0.25892 | 0.26119 | 0.26356 | 0.26583 | 0.26817 | 0.27053 | 0.27305 | 0.2755 | 0.27785 | 0.27991 | 0.28182 | 0.28327 | 0.28455 | 0.28529 | 0.28572 | 0.28594 | 0.28589 | 0.2855 | 0.28486 | 0.28377 | 0.28246 | 0.28077
F3_Residential_Multi-Family Regular Income_Existing_Appliances_Natural Gas_Clothes Dryer_E3 | F3 | Residential | Multi-Family Regular Income | Existing | Appliances | Natural Gas | Clothes Dryer | E3 | PACT BC Ratio | 0 | 0 | 0 | 0 | 0 | 0 | 0 | 0 | 0 | 0 | 0 | 0 | 0 | 0 | 0 | 0 | 0 | 0 | 0 | 0 | 0 | 0 | 0 | 0 | 0 | 0 | 0 | 0 | 0 | 0 | 0 | 0 | 0
F3_Residential_Multi-Family Regular Income_Existing_Appliances_Natural Gas_Clothes Dryer_E4 | F3 | Residential | Multi-Family Regular Income | Existing | Appliances | Natural Gas | Clothes Dryer | E4 | PACT BC Ratio | 0 | 0 | 0 | 0 | 0 | 0 | 0 | 0 | 0 | 0 | 0 | 0 | 0 | 0 | 0 | 0 | 0 | 0 | 0 | 0 | 0 | 0 | 0 | 0 | 0 | 0 | 0 | 0 | 0 | 0 | 0 | 0 | 0
F3_Residential_Multi-Family Regular Income_Existing_Appliances_Natural Gas_Clothes Dryer_E5 | F3 | Residential | Multi-Family Regular Income | Existing | Appliances | Natural Gas | Clothes Dryer | E5 | PACT BC Ratio | 0 | 0 | 0 | 0 | 0 | 0 | 0 | 0 | 0 | 0 | 0 | 0 | 0 | 0 | 0 | 0 | 0 | 0 | 0 | 0 | 0 | 0 | 0 | 0 | 0 | 0 | 0 | 0 | 0 | 0 | 0 | 0 | 0
F3_Residential_Multi-Family Regular Income_Existing_Appliances_Natural Gas_Clothes Dryer_E6 | F3 | Residential | Multi-Family Regular Income | Existing | Appliances | Natural Gas | Clothes Dryer | E6 | PACT BC Ratio | 0 | 0 | 0 | 0 | 0 | 0 | 0 | 0 | 0 | 0 | 0 | 0 | 0 | 0 | 0 | 0 | 0 | 0 | 0 | 0 | 0 | 0 | 0 | 0 | 0 | 0 | 0 | 0 | 0 | 0 | 0 | 0 | 0
F3_Residential_Multi-Family Regular Income_Existing_Appliances_Natural Gas_Clothes Dryer_E7 | F3 | Residential | Multi-Family Regular Income | Existing | Appliances | Natural Gas | Clothes Dryer | E7 | PACT BC Ratio | 0 | 0 | 0 | 0 | 0 | 0 | 0 | 0 | 0 | 0 | 0 | 0 | 0 | 0 | 0 | 0 | 0 | 0 | 0 | 0 | 0 | 0 | 0 | 0 | 0 | 0 | 0 | 0 | 0 | 0 | 0 | 0 | 0
F3_Residential_Multi-Family Regular Income_Existing_Appliances_Natural Gas_Clothes Dryer_E8 | F3 | Residential | Multi-Family Regular Income | Existing | Appliances | Natural Gas | Clothes Dryer | E8 | PACT BC Ratio | 0 | 0 | 0 | 0 | 0 | 0 | 0 | 0 | 0 | 0 | 0 | 0 | 0 | 0 | 0 | 0 | 0 | 0 | 0 | 0 | 0 | 0 | 0 | 0 | 0 | 0 | 0 | 0 | 0 | 0 | 0 | 0 | 0
F3_Residential_Multi-Family Regular Income_Existing_Appliances_Natural Gas_Clothes Dryer_E9 | F3 | Residential | Multi-Family Regular Income | Existing | Appliances | Natural Gas | Clothes Dryer | E9 | PACT BC Ratio | 0 | 0 | 0 | 0 | 0 | 0 | 0 | 0 | 0 | 0 | 0 | 0 | 0 | 0 | 0 | 0 | 0 | 0 | 0 | 0 | 0 | 0 | 0 | 0 | 0 | 0 | 0 | 0 | 0 | 0 | 0 | 0 | 0
F3_Residential_Multi-Family Regular Income_Existing_Appliances_Natural Gas_Clothes Dryer_E10 | F3 | Residential | Multi-Family Regular Income | Existing | Appliances | Natural Gas | Clothes Dryer | E10 | PACT BC Ratio | 0 | 0 | 0 | 0 | 0 | 0 | 0 | 0 | 0 | 0 | 0 | 0 | 0 | 0 | 0 | 0 | 0 | 0 | 0 | 0 | 0 | 0 | 0 | 0 | 0 | 0 | 0 | 0 | 0 | 0 | 0 | 0 | 0
F4_Residential_Multi-Family Regular Income_Existing_Appliances_Natural Gas_Clothes Dryer_E1 | F4 | Residential | Multi-Family Regular Income | Existing | Appliances | Natural Gas | Clothes Dryer | E1 | RVT BC Ratio | bar: 2019 to 2051
F4_Residential_Multi-Family Regular Income_Existing_Appliances_Natural Gas_Clothes Dryer_E2 | F4 | Residential | Multi-Family Regular Income | Existing | Appliances | Natural Gas | Clothes Dryer | E2 | RVT BC Ratio | 0.85523 | 0.85548 | 0.85635 | 0.85706 | 0.85646 | 0.85734 | 0.85944 | 0.86118 | 0.86327 | 0.86529 | 0.86733 | 0.86925 | 0.87129 | 0.87342 | 0.87546 | 0.87756 | 0.87968 | 0.88195 | 0.88417 | 0.88635 | 0.88828 | 0.89012 | 0.89157 | 0.89291 | 0.89381 | 0.89443 | 0.89487 | 0.89508 | 0.89499 | 0.89469 | 0.89398 | 0.8931 | 0.89188
F4_Residential_Multi-Family Regular Income_Existing_Appliances_Natural Gas_Clothes Dryer_E3 | F4 | Residential | Multi-Family Regular Income | Existing | Appliances | Natural Gas | Clothes Dryer | E3 | RVT BC Ratio | 0 | 0 | 0 | 0 | 0 | 0 | 0 | 0 | 0 | 0 | 0 | 0 | 0 | 0 | 0 | 0 | 0 | 0 | 0 | 0 | 0 | 0 | 0 | 0 | 0 | 0 | 0 | 0 | 0 | 0 | 0 | 0 | 0
F4_Residential_Multi-Family Regular Income_Existing_Appliances_Natural Gas_Clothes Dryer_E4 | F4 | Residential | Multi-Family Regular Income | Existing | Appliances | Natural Gas | Clothes Dryer | E4 | RVT BC Ratio | 0 | 0 | 0 | 0 | 0 | 0 | 0 | 0 | 0 | 0 | 0 | 0 | 0 | 0 | 0 | 0 | 0 | 0 | 0 | 0 | 0 | 0 | 0 | 0 | 0 | 0 | 0 | 0 | 0 | 0 | 0 | 0 | 0
F4_Residential_Multi-Family Regular Income_Existing_Appliances_Natural Gas_Clothes Dryer_E5 | F4 | Residential | Multi-Family Regular Income | Existing | Appliances | Natural Gas | Clothes Dryer | E5 | RVT BC Ratio | 0 | 0 | 0 | 0 | 0 | 0 | 0 | 0 | 0 | 0 | 0 | 0 | 0 | 0 | 0 | 0 | 0 | 0 | 0 | 0 | 0 | 0 | 0 | 0 | 0 | 0 | 0 | 0 | 0 | 0 | 0 | 0 | 0
F4_Residential_Multi-Family Regular Income_Existing_Appliances_Natural Gas_Clothes Dryer_E6 | F4 | Residential | Multi-Family Regular Income | Existing | Appliances | Natural Gas | Clothes Dryer | E6 | RVT BC Ratio | 0 | 0 | 0 | 0 | 0 | 0 | 0 | 0 | 0 | 0 | 0 | 0 | 0 | 0 | 0 | 0 | 0 | 0 | 0 | 0 | 0 | 0 | 0 | 0 | 0 | 0 | 0 | 0 | 0 | 0 | 0 | 0 | 0
F4_Residential_Multi-Family Regular Income_Existing_Appliances_Natural Gas_Clothes Dryer_E7 | F4 | Residential | Multi-Family Regular Income | Existing | Appliances | Natural Gas | Clothes Dryer | E7 | RVT BC Ratio | 0 | 0 | 0 | 0 | 0 | 0 | 0 | 0 | 0 | 0 | 0 | 0 | 0 | 0 | 0 | 0 | 0 | 0 | 0 | 0 | 0 | 0 | 0 | 0 | 0 | 0 | 0 | 0 | 0 | 0 | 0 | 0 | 0
F4_Residential_Multi-Family Regular Income_Existing_Appliances_Natural Gas_Clothes Dryer_E8 | F4 | Residential | Multi-Family Regular Income | Existing | Appliances | Natural Gas | Clothes Dryer | E8 | RVT BC Ratio | 0 | 0 | 0 | 0 | 0 | 0 | 0 | 0 | 0 | 0 | 0 | 0 | 0 | 0 | 0 | 0 | 0 | 0 | 0 | 0 | 0 | 0 | 0 | 0 | 0 | 0 | 0 | 0 | 0 | 0 | 0 | 0 | 0
F4_Residential_Multi-Family Regular Income_Existing_Appliances_Natural Gas_Clothes Dryer_E9 | F4 | Residential | Multi-Family Regular Income | Existing | Appliances | Natural Gas | Clothes Dryer | E9 | RVT BC Ratio | 0 | 0 | 0 | 0 | 0 | 0 | 0 | 0 | 0 | 0 | 0 | 0 | 0 | 0 | 0 | 0 | 0 | 0 | 0 | 0 | 0 | 0 | 0 | 0 | 0 | 0 | 0 | 0 | 0 | 0 | 0 | 0 | 0
F4_Residential_Multi-Family Regular Income_Existing_Appliances_Natural Gas_Clothes Dryer_E10 | F4 | Residential | Multi-Family Regular Income | Existing | Appliances | Natural Gas | Clothes Dryer | E10 | RVT BC Ratio | 0 | 0 | 0 | 0 | 0 | 0 | 0 | 0 | 0 | 0 | 0 | 0 | 0 | 0 | 0 | 0 | 0 | 0 | 0 | 0 | 0 | 0 | 0 | 0 | 0 | 0 | 0 | 0 | 0 | 0 | 0 | 0 | 0
F5_Residential_Multi-Family Regular Income_Existing_Appliances_Natural Gas_Clothes Dryer_E1 | F5 | Residential | Multi-Family Regular Income | Existing | Appliances | Natural Gas | Clothes Dryer | E1 | RIM BC Ratio | bar: 2019 to 2051
F5_Residential_Multi-Family Regular Income_Existing_Appliances_Natural Gas_Clothes Dryer_E2 | F5 | Residential | Multi-Family Regular Income | Existing | Appliances | Natural Gas | Clothes Dryer | E2 | RIM BC Ratio | 0.20602 | 0.20661 | 0.20787 | 0.2089 | 0.20845 | 0.20911 | 0.21068 | 0.21197 | 0.21352 | 0.21502 | 0.21652 | 0.21794 | 0.21943 | 0.22098 | 0.22246 | 0.22398 | 0.2255 | 0.22713 | 0.2287 | 0.23019 | 0.23148 | 0.23267 | 0.23356 | 0.23432 | 0.23474 | 0.23496 | 0.23505 | 0.23496 | 0.23466 | 0.2342 | 0.23345 | 0.23256 | 0.23143
F5_Residential_Multi-Family Regular Income_Existing_Appliances_Natural Gas_Clothes Dryer_E3 | F5 | Residential | Multi-Family Regular Income | Existing | Appliances | Natural Gas | Clothes Dryer | E3 | RIM BC Ratio | 0 | 0 | 0 | 0 | 0 | 0 | 0 | 0 | 0 | 0 | 0 | 0 | 0 | 0 | 0 | 0 | 0 | 0 | 0 | 0 | 0 | 0 | 0 | 0 | 0 | 0 | 0 | 0 | 0 | 0 | 0 | 0 | 0
F5_Residential_Multi-Family Regular Income_Existing_Appliances_Natural Gas_Clothes Dryer_E4 | F5 | Residential | Multi-Family Regular Income | Existing | Appliances | Natural Gas | Clothes Dryer | E4 | RIM BC Ratio | 0 | 0 | 0 | 0 | 0 | 0 | 0 | 0 | 0 | 0 | 0 | 0 | 0 | 0 | 0 | 0 | 0 | 0 | 0 | 0 | 0 | 0 | 0 | 0 | 0 | 0 | 0 | 0 | 0 | 0 | 0 | 0 | 0
F5_Residential_Multi-Family Regular Income_Existing_Appliances_Natural Gas_Clothes Dryer_E5 | F5 | Residential | Multi-Family Regular Income | Existing | Appliances | Natural Gas | Clothes Dryer | E5 | RIM BC Ratio | 0 | 0 | 0 | 0 | 0 | 0 | 0 | 0 | 0 | 0 | 0 | 0 | 0 | 0 | 0 | 0 | 0 | 0 | 0 | 0 | 0 | 0 | 0 | 0 | 0 | 0 | 0 | 0 | 0 | 0 | 0 | 0 | 0
F5_Residential_Multi-Family Regular Income_Existing_Appliances_Natural Gas_Clothes Dryer_E6 | F5 | Residential | Multi-Family Regular Income | Existing | Appliances | Natural Gas | Clothes Dryer | E6 | RIM BC Ratio | 0 | 0 | 0 | 0 | 0 | 0 | 0 | 0 | 0 | 0 | 0 | 0 | 0 | 0 | 0 | 0 | 0 | 0 | 0 | 0 | 0 | 0 | 0 | 0 | 0 | 0 | 0 | 0 | 0 | 0 | 0 | 0 | 0
F5_Residential_Multi-Family Regular Income_Existing_Appliances_Natural Gas_Clothes Dryer_E7 | F5 | Residential | Multi-Family Regular Income | Existing | Appliances | Natural Gas | Clothes Dryer | E7 | RIM BC Ratio | 0 | 0 | 0 | 0 | 0 | 0 | 0 | 0 | 0 | 0 | 0 | 0 | 0 | 0 | 0 | 0 | 0 | 0 | 0 | 0 | 0 | 0 | 0 | 0 | 0 | 0 | 0 | 0 | 0 | 0 | 0 | 0 | 0
F5_Residential_Multi-Family Regular Income_Existing_Appliances_Natural Gas_Clothes Dryer_E8 | F5 | Residential | Multi-Family Regular Income | Existing | Appliances | Natural Gas | Clothes Dryer | E8 | RIM BC Ratio | 0 | 0 | 0 | 0 | 0 | 0 | 0 | 0 | 0 | 0 | 0 | 0 | 0 | 0 | 0 | 0 | 0 | 0 | 0 | 0 | 0 | 0 | 0 | 0 | 0 | 0 | 0 | 0 | 0 | 0 | 0 | 0 | 0
F5_Residential_Multi-Family Regular Income_Existing_Appliances_Natural Gas_Clothes Dryer_E9 | F5 | Residential | Multi-Family Regular Income | Existing | Appliances | Natural Gas | Clothes Dryer | E9 | RIM BC Ratio | 0 | 0 | 0 | 0 | 0 | 0 | 0 | 0 | 0 | 0 | 0 | 0 | 0 | 0 | 0 | 0 | 0 | 0 | 0 | 0 | 0 | 0 | 0 | 0 | 0 | 0 | 0 | 0 | 0 | 0 | 0 | 0 | 0
F5_Residential_Multi-Family Regular Income_Existing_Appliances_Natural Gas_Clothes Dryer_E10 | F5 | Residential | Multi-Family Regular Income | Existing | Appliances | Natural Gas | Clothes Dryer | E10 | RIM BC Ratio | 0 | 0 | 0 | 0 | 0 | 0 | 0 | 0 | 0 | 0 | 0 | 0 | 0 | 0 | 0 | 0 | 0 | 0 | 0 | 0 | 0 | 0 | 0 | 0 | 0 | 0 | 0 | 0 | 0 | 0 | 0 | 0 | 0
F0_Residential_Multi-Family Regular Income_Existing_Appliances_Natural Gas_Stove/Oven_E0 | F0 | Residential | Multi-Family Regular Income | Existing | Appliances | Natural Gas | Stove/Oven | E0 | Economic Unit | High Efficiency (730 + 1660 IAEC) | High Efficiency (730 + 1660 IAEC) | High Efficiency (730 + 1660 IAEC) | High Efficiency (730 + 1660 IAEC) | High Efficiency (730 + 1660 IAEC) | High Efficiency (730 + 1660 IAEC) | High Efficiency (730 + 1660 IAEC) | High Efficiency (730 + 1660 IAEC) | High Efficiency (730 + 1660 IAEC) | High Efficiency (730 + 1660 IAEC) | High Efficiency (730 + 1660 IAEC) | High Efficiency (730 + 1660 IAEC) | High Efficiency (730 + 1660 IAEC) | High Efficiency (730 + 1660 IAEC) | High Efficiency (730 + 1660 IAEC) | High Efficiency (730 + 1660 IAEC) | High Efficiency (730 + 1660 IAEC) | High Efficiency (730 + 1660 IAEC) | High Efficiency (730 + 1660 IAEC) | High Efficiency (730 + 1660 IAEC) | High Efficiency (730 + 1660 IAEC) | High Efficiency (730 + 1660 IAEC) | High Efficiency (730 + 1660 IAEC) | High Efficiency (730 + 1660 IAEC) | High Efficiency (730 + 1660 IAEC) | High Efficiency (730 + 1660 IAEC) | High Efficiency (730 + 1660 IAEC) | High Efficiency (730 + 1660 IAEC) | High Efficiency (730 + 1660 IAEC) | High Efficiency (730 + 1660 IAEC) | High Efficiency (730 + 1660 IAEC) | High Efficiency (730 + 1660 IAEC) | High Efficiency (730 + 1660 IAEC)
F1_Residential_Multi-Family Regular Income_Existing_Appliances_Natural Gas_Stove/Oven_E1 | F1 | Residential | Multi-Family Regular Income | Existing | Appliances | Natural Gas | Stove/Oven | E1 | CCE | 0 | 0 | 0 | 0 | 0 | 0 | 0 | 0 | 0 | 0 | 0 | 0 | 0 | 0 | 0 | 0 | 0 | 0 | 0 | 0 | 0 | 0 | 0 | 0 | 0 | 0 | 0 | 0 | 0 | 0 | 0 | 0 | 0
F1_Residential_Multi-Family Regular Income_Existing_Appliances_Natural Gas_Stove/Oven_E2 | F1 | Residential | Multi-Family Regular Income | Existing | Appliances | Natural Gas | Stove/Oven | E2 | CCE | 1.6667 | 1.718 | 1.6831 | 1.543 | 1.543 | 1.543 | 1.543 | 1.543 | 1.543 | 1.543 | 1.543 | 1.543 | 1.543 | 1.543 | 1.543 | 1.543 | 1.543 | 1.543 | 1.543 | 1.543 | 1.543 | 1.543 | 1.543 | 1.543 | 1.543 | 1.543 | 1.543 | 1.543 | 1.543 | 1.543 | 1.543 | 1.543 | 1.543
F1_Residential_Multi-Family Regular Income_Existing_Appliances_Natural Gas_Stove/Oven_E3 | F1 | Residential | Multi-Family Regular Income | Existing | Appliances | Natural Gas | Stove/Oven | E3 | CCE | 0 | 0 | 0 | 0 | 0 | 0 | 0 | 0 | 0 | 0 | 0 | 0 | 0 | 0 | 0 | 0 | 0 | 0 | 0 | 0 | 0 | 0 | 0 | 0 | 0 | 0 | 0 | 0 | 0 | 0 | 0 | 0 | 0
F1_Residential_Multi-Family Regular Income_Existing_Appliances_Natural Gas_Stove/Oven_E4 | F1 | Residential | Multi-Family Regular Income | Existing | Appliances | Natural Gas | Stove/Oven | E4 | CCE | 0 | 0 | 0 | 0 | 0 | 0 | 0 | 0 | 0 | 0 | 0 | 0 | 0 | 0 | 0 | 0 | 0 | 0 | 0 | 0 | 0 | 0 | 0 | 0 | 0 | 0 | 0 | 0 | 0 | 0 | 0 | 0 | 0
F1_Residential_Multi-Family Regular Income_Existing_Appliances_Natural Gas_Stove/Oven_E5 | F1 | Residential | Multi-Family Regular Income | Existing | Appliances | Natural Gas | Stove/Oven | E5 | CCE | 0 | 0 | 0 | 0 | 0 | 0 | 0 | 0 | 0 | 0 | 0 | 0 | 0 | 0 | 0 | 0 | 0 | 0 | 0 | 0 | 0 | 0 | 0 | 0 | 0 | 0 | 0 | 0 | 0 | 0 | 0 | 0 | 0
F1_Residential_Multi-Family Regular Income_Existing_Appliances_Natural Gas_Stove/Oven_E6 | F1 | Residential | Multi-Family Regular Income | Existing | Appliances | Natural Gas | Stove/Oven | E6 | CCE | 0 | 0 | 0 | 0 | 0 | 0 | 0 | 0 | 0 | 0 | 0 | 0 | 0 | 0 | 0 | 0 | 0 | 0 | 0 | 0 | 0 | 0 | 0 | 0 | 0 | 0 | 0 | 0 | 0 | 0 | 0 | 0 | 0
F1_Residential_Multi-Family Regular Income_Existing_Appliances_Natural Gas_Stove/Oven_E7 | F1 | Residential | Multi-Family Regular Income | Existing | Appliances | Natural Gas | Stove/Oven | E7 | CCE | 0 | 0 | 0 | 0 | 0 | 0 | 0 | 0 | 0 | 0 | 0 | 0 | 0 | 0 | 0 | 0 | 0 | 0 | 0 | 0 | 0 | 0 | 0 | 0 | 0 | 0 | 0 | 0 | 0 | 0 | 0 | 0 | 0
F1_Residential_Multi-Family Regular Income_Existing_Appliances_Natural Gas_Stove/Oven_E8 | F1 | Residential | Multi-Family Regular Income | Existing | Appliances | Natural Gas | Stove/Oven | E8 | CCE | 0 | 0 | 0 | 0 | 0 | 0 | 0 | 0 | 0 | 0 | 0 | 0 | 0 | 0 | 0 | 0 | 0 | 0 | 0 | 0 | 0 | 0 | 0 | 0 | 0 | 0 | 0 | 0 | 0 | 0 | 0 | 0 | 0
F1_Residential_Multi-Family Regular Income_Existing_Appliances_Natural Gas_Stove/Oven_E9 | F1 | Residential | Multi-Family Regular Income | Existing | Appliances | Natural Gas | Stove/Oven | E9 | CCE | 0 | 0 | 0 | 0 | 0 | 0 | 0 | 0 | 0 | 0 | 0 | 0 | 0 | 0 | 0 | 0 | 0 | 0 | 0 | 0 | 0 | 0 | 0 | 0 | 0 | 0 | 0 | 0 | 0 | 0 | 0 | 0 | 0
F1_Residential_Multi-Family Regular Income_Existing_Appliances_Natural Gas_Stove/Oven_E10 | F1 | Residential | Multi-Family Regular Income | Existing | Appliances | Natural Gas | Stove/Oven | E10 | CCE | 0 | 0 | 0 | 0 | 0 | 0 | 0 | 0 | 0 | 0 | 0 | 0 | 0 | 0 | 0 | 0 | 0 | 0 | 0 | 0 | 0 | 0 | 0 | 0 | 0 | 0 | 0 | 0 | 0 | 0 | 0 | 0 | 0
F2_Residential_Multi-Family Regular Income_Existing_Appliances_Natural Gas_Stove/Oven_E1 | F2 | Residential | Multi-Family Regular Income | Existing | Appliances | Natural Gas | Stove/Oven | E1 | TRC BC Ratio | bar: 2019 to 2051
F2_Residential_Multi-Family Regular Income_Existing_Appliances_Natural Gas_Stove/Oven_E2 | F2 | Residential | Multi-Family Regular Income | Existing | Appliances | Natural Gas | Stove/Oven | E2 | TRC BC Ratio | 0.99435 | 0.99745 | 1.0043 | 1.01 | 1.0073 | 1.0113 | 1.0209 | 1.0289 | 1.0384 | 1.0477 | 1.057 | 1.0659 | 1.0752 | 1.0849 | 1.0943 | 1.1039 | 1.1136 | 1.124 | 1.1341 | 1.1438 | 1.1523 | 1.1601 | 1.1661 | 1.1714 | 1.1744 | 1.1762 | 1.1771 | 1.1769 | 1.1753 | 1.1726 | 1.1681 | 1.1627 | 1.1558
F2_Residential_Multi-Family Regular Income_Existing_Appliances_Natural Gas_Stove/Oven_E3 | F2 | Residential | Multi-Family Regular Income | Existing | Appliances | Natural Gas | Stove/Oven | E3 | TRC BC Ratio | 0 | 0 | 0 | 0 | 0 | 0 | 0 | 0 | 0 | 0 | 0 | 0 | 0 | 0 | 0 | 0 | 0 | 0 | 0 | 0 | 0 | 0 | 0 | 0 | 0 | 0 | 0 | 0 | 0 | 0 | 0 | 0 | 0
F2_Residential_Multi-Family Regular Income_Existing_Appliances_Natural Gas_Stove/Oven_E4 | F2 | Residential | Multi-Family Regular Income | Existing | Appliances | Natural Gas | Stove/Oven | E4 | TRC BC Ratio | 0 | 0 | 0 | 0 | 0 | 0 | 0 | 0 | 0 | 0 | 0 | 0 | 0 | 0 | 0 | 0 | 0 | 0 | 0 | 0 | 0 | 0 | 0 | 0 | 0 | 0 | 0 | 0 | 0 | 0 | 0 | 0 | 0
F2_Residential_Multi-Family Regular Income_Existing_Appliances_Natural Gas_Stove/Oven_E5 | F2 | Residential | Multi-Family Regular Income | Existing | Appliances | Natural Gas | Stove/Oven | E5 | TRC BC Ratio | 0 | 0 | 0 | 0 | 0 | 0 | 0 | 0 | 0 | 0 | 0 | 0 | 0 | 0 | 0 | 0 | 0 | 0 | 0 | 0 | 0 | 0 | 0 | 0 | 0 | 0 | 0 | 0 | 0 | 0 | 0 | 0 | 0
F2_Residential_Multi-Family Regular Income_Existing_Appliances_Natural Gas_Stove/Oven_E6 | F2 | Residential | Multi-Family Regular Income | Existing | Appliances | Natural Gas | Stove/Oven | E6 | TRC BC Ratio | 0 | 0 | 0 | 0 | 0 | 0 | 0 | 0 | 0 | 0 | 0 | 0 | 0 | 0 | 0 | 0 | 0 | 0 | 0 | 0 | 0 | 0 | 0 | 0 | 0 | 0 | 0 | 0 | 0 | 0 | 0 | 0 | 0
F2_Residential_Multi-Family Regular Income_Existing_Appliances_Natural Gas_Stove/Oven_E7 | F2 | Residential | Multi-Family Regular Income | Existing | Appliances | Natural Gas | Stove/Oven | E7 | TRC BC Ratio | 0 | 0 | 0 | 0 | 0 | 0 | 0 | 0 | 0 | 0 | 0 | 0 | 0 | 0 | 0 | 0 | 0 | 0 | 0 | 0 | 0 | 0 | 0 | 0 | 0 | 0 | 0 | 0 | 0 | 0 | 0 | 0 | 0
F2_Residential_Multi-Family Regular Income_Existing_Appliances_Natural Gas_Stove/Oven_E8 | F2 | Residential | Multi-Family Regular Income | Existing | Appliances | Natural Gas | Stove/Oven | E8 | TRC BC Ratio | 0 | 0 | 0 | 0 | 0 | 0 | 0 | 0 | 0 | 0 | 0 | 0 | 0 | 0 | 0 | 0 | 0 | 0 | 0 | 0 | 0 | 0 | 0 | 0 | 0 | 0 | 0 | 0 | 0 | 0 | 0 | 0 | 0
F2_Residential_Multi-Family Regular Income_Existing_Appliances_Natural Gas_Stove/Oven_E9 | F2 | Residential | Multi-Family Regular Income | Existing | Appliances | Natural Gas | Stove/Oven | E9 | TRC BC Ratio | 0 | 0 | 0 | 0 | 0 | 0 | 0 | 0 | 0 | 0 | 0 | 0 | 0 | 0 | 0 | 0 | 0 | 0 | 0 | 0 | 0 | 0 | 0 | 0 | 0 | 0 | 0 | 0 | 0 | 0 | 0 | 0 | 0
F2_Residential_Multi-Family Regular Income_Existing_Appliances_Natural Gas_Stove/Oven_E10 | F2 | Residential | Multi-Family Regular Income | Existing | Appliances | Natural Gas | Stove/Oven | E10 | TRC BC Ratio | 0 | 0 | 0 | 0 | 0 | 0 | 0 | 0 | 0 | 0 | 0 | 0 | 0 | 0 | 0 | 0 | 0 | 0 | 0 | 0 | 0 | 0 | 0 | 0 | 0 | 0 | 0 | 0 | 0 | 0 | 0 | 0 | 0
F3_Residential_Multi-Family Regular Income_Existing_Appliances_Natural Gas_Stove/Oven_E1 | F3 | Residential | Multi-Family Regular Income | Existing | Appliances | Natural Gas | Stove/Oven | E1 | PACT BC Ratio | bar: 2019 to 2051
F3_Residential_Multi-Family Regular Income_Existing_Appliances_Natural Gas_Stove/Oven_E2 | F3 | Residential | Multi-Family Regular Income | Existing | Appliances | Natural Gas | Stove/Oven | E2 | PACT BC Ratio | 1.3258 | 1.3299 | 1.3391 | 1.3467 | 1.343 | 1.3484 | 1.3612 | 1.3718 | 1.3846 | 1.3969 | 1.4094 | 1.4211 | 1.4336 | 1.4466 | 1.459 | 1.4719 | 1.4848 | 1.4987 | 1.5121 | 1.525 | 1.5363 | 1.5468 | 1.5548 | 1.5618 | 1.5659 | 1.5682 | 1.5694 | 1.5692 | 1.567 | 1.5635 | 1.5575 | 1.5503 | 1.5411
F3_Residential_Multi-Family Regular Income_Existing_Appliances_Natural Gas_Stove/Oven_E3 | F3 | Residential | Multi-Family Regular Income | Existing | Appliances | Natural Gas | Stove/Oven | E3 | PACT BC Ratio | 0 | 0 | 0 | 0 | 0 | 0 | 0 | 0 | 0 | 0 | 0 | 0 | 0 | 0 | 0 | 0 | 0 | 0 | 0 | 0 | 0 | 0 | 0 | 0 | 0 | 0 | 0 | 0 | 0 | 0 | 0 | 0 | 0
F3_Residential_Multi-Family Regular Income_Existing_Appliances_Natural Gas_Stove/Oven_E4 | F3 | Residential | Multi-Family Regular Income | Existing | Appliances | Natural Gas | Stove/Oven | E4 | PACT BC Ratio | 0 | 0 | 0 | 0 | 0 | 0 | 0 | 0 | 0 | 0 | 0 | 0 | 0 | 0 | 0 | 0 | 0 | 0 | 0 | 0 | 0 | 0 | 0 | 0 | 0 | 0 | 0 | 0 | 0 | 0 | 0 | 0 | 0
F3_Residential_Multi-Family Regular Income_Existing_Appliances_Natural Gas_Stove/Oven_E5 | F3 | Residential | Multi-Family Regular Income | Existing | Appliances | Natural Gas | Stove/Oven | E5 | PACT BC Ratio | 0 | 0 | 0 | 0 | 0 | 0 | 0 | 0 | 0 | 0 | 0 | 0 | 0 | 0 | 0 | 0 | 0 | 0 | 0 | 0 | 0 | 0 | 0 | 0 | 0 | 0 | 0 | 0 | 0 | 0 | 0 | 0 | 0
F3_Residential_Multi-Family Regular Income_Existing_Appliances_Natural Gas_Stove/Oven_E6 | F3 | Residential | Multi-Family Regular Income | Existing | Appliances | Natural Gas | Stove/Oven | E6 | PACT BC Ratio | 0 | 0 | 0 | 0 | 0 | 0 | 0 | 0 | 0 | 0 | 0 | 0 | 0 | 0 | 0 | 0 | 0 | 0 | 0 | 0 | 0 | 0 | 0 | 0 | 0 | 0 | 0 | 0 | 0 | 0 | 0 | 0 | 0
F3_Residential_Multi-Family Regular Income_Existing_Appliances_Natural Gas_Stove/Oven_E7 | F3 | Residential | Multi-Family Regular Income | Existing | Appliances | Natural Gas | Stove/Oven | E7 | PACT BC Ratio | 0 | 0 | 0 | 0 | 0 | 0 | 0 | 0 | 0 | 0 | 0 | 0 | 0 | 0 | 0 | 0 | 0 | 0 | 0 | 0 | 0 | 0 | 0 | 0 | 0 | 0 | 0 | 0 | 0 | 0 | 0 | 0 | 0
F3_Residential_Multi-Family Regular Income_Existing_Appliances_Natural Gas_Stove/Oven_E8 | F3 | Residential | Multi-Family Regular Income | Existing | Appliances | Natural Gas | Stove/Oven | E8 | PACT BC Ratio | 0 | 0 | 0 | 0 | 0 | 0 | 0 | 0 | 0 | 0 | 0 | 0 | 0 | 0 | 0 | 0 | 0 | 0 | 0 | 0 | 0 | 0 | 0 | 0 | 0 | 0 | 0 | 0 | 0 | 0 | 0 | 0 | 0
F3_Residential_Multi-Family Regular Income_Existing_Appliances_Natural Gas_Stove/Oven_E9 | F3 | Residential | Multi-Family Regular Income | Existing | Appliances | Natural Gas | Stove/Oven | E9 | PACT BC Ratio | 0 | 0 | 0 | 0 | 0 | 0 | 0 | 0 | 0 | 0 | 0 | 0 | 0 | 0 | 0 | 0 | 0 | 0 | 0 | 0 | 0 | 0 | 0 | 0 | 0 | 0 | 0 | 0 | 0 | 0 | 0 | 0 | 0
F3_Residential_Multi-Family Regular Income_Existing_Appliances_Natural Gas_Stove/Oven_E10 | F3 | Residential | Multi-Family Regular Income | Existing | Appliances | Natural Gas | Stove/Oven | E10 | PACT BC Ratio | 0 | 0 | 0 | 0 | 0 | 0 | 0 | 0 | 0 | 0 | 0 | 0 | 0 | 0 | 0 | 0 | 0 | 0 | 0 | 0 | 0 | 0 | 0 | 0 | 0 | 0 | 0 | 0 | 0 | 0 | 0 | 0 | 0
F4_Residential_Multi-Family Regular Income_Existing_Appliances_Natural Gas_Stove/Oven_E1 | F4 | Residential | Multi-Family Regular Income | Existing | Appliances | Natural Gas | Stove/Oven | E1 | RVT BC Ratio | bar: 2019 to 2051
F4_Residential_Multi-Family Regular Income_Existing_Appliances_Natural Gas_Stove/Oven_E2 | F4 | Residential | Multi-Family Regular Income | Existing | Appliances | Natural Gas | Stove/Oven | E2 | RVT BC Ratio | 1.552 | 1.5534 | 1.5582 | 1.562 | 1.5588 | 1.5636 | 1.5751 | 1.5847 | 1.5961 | 1.6072 | 1.6184 | 1.629 | 1.6402 | 1.6519 | 1.663 | 1.6746 | 1.6862 | 1.6987 | 1.7109 | 1.7228 | 1.7334 | 1.7435 | 1.7515 | 1.7588 | 1.7638 | 1.7671 | 1.7696 | 1.7707 | 1.7702 | 1.7686 | 1.7647 | 1.7599 | 1.7532
F4_Residential_Multi-Family Regular Income_Existing_Appliances_Natural Gas_Stove/Oven_E3 | F4 | Residential | Multi-Family Regular Income | Existing | Appliances | Natural Gas | Stove/Oven | E3 | RVT BC Ratio | 0 | 0 | 0 | 0 | 0 | 0 | 0 | 0 | 0 | 0 | 0 | 0 | 0 | 0 | 0 | 0 | 0 | 0 | 0 | 0 | 0 | 0 | 0 | 0 | 0 | 0 | 0 | 0 | 0 | 0 | 0 | 0 | 0
F4_Residential_Multi-Family Regular Income_Existing_Appliances_Natural Gas_Stove/Oven_E4 | F4 | Residential | Multi-Family Regular Income | Existing | Appliances | Natural Gas | Stove/Oven | E4 | RVT BC Ratio | 0 | 0 | 0 | 0 | 0 | 0 | 0 | 0 | 0 | 0 | 0 | 0 | 0 | 0 | 0 | 0 | 0 | 0 | 0 | 0 | 0 | 0 | 0 | 0 | 0 | 0 | 0 | 0 | 0 | 0 | 0 | 0 | 0
F4_Residential_Multi-Family Regular Income_Existing_Appliances_Natural Gas_Stove/Oven_E5 | F4 | Residential | Multi-Family Regular Income | Existing | Appliances | Natural Gas | Stove/Oven | E5 | RVT BC Ratio | 0 | 0 | 0 | 0 | 0 | 0 | 0 | 0 | 0 | 0 | 0 | 0 | 0 | 0 | 0 | 0 | 0 | 0 | 0 | 0 | 0 | 0 | 0 | 0 | 0 | 0 | 0 | 0 | 0 | 0 | 0 | 0 | 0
F4_Residential_Multi-Family Regular Income_Existing_Appliances_Natural Gas_Stove/Oven_E6 | F4 | Residential | Multi-Family Regular Income | Existing | Appliances | Natural Gas | Stove/Oven | E6 | RVT BC Ratio | 0 | 0 | 0 | 0 | 0 | 0 | 0 | 0 | 0 | 0 | 0 | 0 | 0 | 0 | 0 | 0 | 0 | 0 | 0 | 0 | 0 | 0 | 0 | 0 | 0 | 0 | 0 | 0 | 0 | 0 | 0 | 0 | 0
F4_Residential_Multi-Family Regular Income_Existing_Appliances_Natural Gas_Stove/Oven_E7 | F4 | Residential | Multi-Family Regular Income | Existing | Appliances | Natural Gas | Stove/Oven | E7 | RVT BC Ratio | 0 | 0 | 0 | 0 | 0 | 0 | 0 | 0 | 0 | 0 | 0 | 0 | 0 | 0 | 0 | 0 | 0 | 0 | 0 | 0 | 0 | 0 | 0 | 0 | 0 | 0 | 0 | 0 | 0 | 0 | 0 | 0 | 0
F4_Residential_Multi-Family Regular Income_Existing_Appliances_Natural Gas_Stove/Oven_E8 | F4 | Residential | Multi-Family Regular Income | Existing | Appliances | Natural Gas | Stove/Oven | E8 | RVT BC Ratio | 0 | 0 | 0 | 0 | 0 | 0 | 0 | 0 | 0 | 0 | 0 | 0 | 0 | 0 | 0 | 0 | 0 | 0 | 0 | 0 | 0 | 0 | 0 | 0 | 0 | 0 | 0 | 0 | 0 | 0 | 0 | 0 | 0
F4_Residential_Multi-Family Regular Income_Existing_Appliances_Natural Gas_Stove/Oven_E9 | F4 | Residential | Multi-Family Regular Income | Existing | Appliances | Natural Gas | Stove/Oven | E9 | RVT BC Ratio | 0 | 0 | 0 | 0 | 0 | 0 | 0 | 0 | 0 | 0 | 0 | 0 | 0 | 0 | 0 | 0 | 0 | 0 | 0 | 0 | 0 | 0 | 0 | 0 | 0 | 0 | 0 | 0 | 0 | 0 | 0 | 0 | 0
F4_Residential_Multi-Family Regular Income_Existing_Appliances_Natural Gas_Stove/Oven_E10 | F4 | Residential | Multi-Family Regular Income | Existing | Appliances | Natural Gas | Stove/Oven | E10 | RVT BC Ratio | 0 | 0 | 0 | 0 | 0 | 0 | 0 | 0 | 0 | 0 | 0 | 0 | 0 | 0 | 0 | 0 | 0 | 0 | 0 | 0 | 0 | 0 | 0 | 0 | 0 | 0 | 0 | 0 | 0 | 0 | 0 | 0 | 0
F5_Residential_Multi-Family Regular Income_Existing_Appliances_Natural Gas_Stove/Oven_E1 | F5 | Residential | Multi-Family Regular Income | Existing | Appliances | Natural Gas | Stove/Oven | E1 | RIM BC Ratio | bar: 2019 to 2051
F5_Residential_Multi-Family Regular Income_Existing_Appliances_Natural Gas_Stove/Oven_E2 | F5 | Residential | Multi-Family Regular Income | Existing | Appliances | Natural Gas | Stove/Oven | E2 | RIM BC Ratio | 0.68105 | 0.68265 | 0.68549 | 0.68783 | 0.68724 | 0.6881 | 0.69014 | 0.69181 | 0.69378 | 0.69567 | 0.69755 | 0.69931 | 0.70115 | 0.70305 | 0.70484 | 0.70667 | 0.70848 | 0.71041 | 0.71219 | 0.71383 | 0.71516 | 0.71631 | 0.71705 | 0.71758 | 0.71766 | 0.71748 | 0.71715 | 0.71661 | 0.71581 | 0.71481 | 0.71347 | 0.71194 | 0.71011
F5_Residential_Multi-Family Regular Income_Existing_Appliances_Natural Gas_Stove/Oven_E3 | F5 | Residential | Multi-Family Regular Income | Existing | Appliances | Natural Gas | Stove/Oven | E3 | RIM BC Ratio | 0 | 0 | 0 | 0 | 0 | 0 | 0 | 0 | 0 | 0 | 0 | 0 | 0 | 0 | 0 | 0 | 0 | 0 | 0 | 0 | 0 | 0 | 0 | 0 | 0 | 0 | 0 | 0 | 0 | 0 | 0 | 0 | 0
F5_Residential_Multi-Family Regular Income_Existing_Appliances_Natural Gas_Stove/Oven_E4 | F5 | Residential | Multi-Family Regular Income | Existing | Appliances | Natural Gas | Stove/Oven | E4 | RIM BC Ratio | 0 | 0 | 0 | 0 | 0 | 0 | 0 | 0 | 0 | 0 | 0 | 0 | 0 | 0 | 0 | 0 | 0 | 0 | 0 | 0 | 0 | 0 | 0 | 0 | 0 | 0 | 0 | 0 | 0 | 0 | 0 | 0 | 0
F5_Residential_Multi-Family Regular Income_Existing_Appliances_Natural Gas_Stove/Oven_E5 | F5 | Residential | Multi-Family Regular Income | Existing | Appliances | Natural Gas | Stove/Oven | E5 | RIM BC Ratio | 0 | 0 | 0 | 0 | 0 | 0 | 0 | 0 | 0 | 0 | 0 | 0 | 0 | 0 | 0 | 0 | 0 | 0 | 0 | 0 | 0 | 0 | 0 | 0 | 0 | 0 | 0 | 0 | 0 | 0 | 0 | 0 | 0
F5_Residential_Multi-Family Regular Income_Existing_Appliances_Natural Gas_Stove/Oven_E6 | F5 | Residential | Multi-Family Regular Income | Existing | Appliances | Natural Gas | Stove/Oven | E6 | RIM BC Ratio | 0 | 0 | 0 | 0 | 0 | 0 | 0 | 0 | 0 | 0 | 0 | 0 | 0 | 0 | 0 | 0 | 0 | 0 | 0 | 0 | 0 | 0 | 0 | 0 | 0 | 0 | 0 | 0 | 0 | 0 | 0 | 0 | 0
F5_Residential_Multi-Family Regular Income_Existing_Appliances_Natural Gas_Stove/Oven_E7 | F5 | Residential | Multi-Family Regular Income | Existing | Appliances | Natural Gas | Stove/Oven | E7 | RIM BC Ratio | 0 | 0 | 0 | 0 | 0 | 0 | 0 | 0 | 0 | 0 | 0 | 0 | 0 | 0 | 0 | 0 | 0 | 0 | 0 | 0 | 0 | 0 | 0 | 0 | 0 | 0 | 0 | 0 | 0 | 0 | 0 | 0 | 0
F5_Residential_Multi-Family Regular Income_Existing_Appliances_Natural Gas_Stove/Oven_E8 | F5 | Residential | Multi-Family Regular Income | Existing | Appliances | Natural Gas | Stove/Oven | E8 | RIM BC Ratio | 0 | 0 | 0 | 0 | 0 | 0 | 0 | 0 | 0 | 0 | 0 | 0 | 0 | 0 | 0 | 0 | 0 | 0 | 0 | 0 | 0 | 0 | 0 | 0 | 0 | 0 | 0 | 0 | 0 | 0 | 0 | 0 | 0
F5_Residential_Multi-Family Regular Income_Existing_Appliances_Natural Gas_Stove/Oven_E9 | F5 | Residential | Multi-Family Regular Income | Existing | Appliances | Natural Gas | Stove/Oven | E9 | RIM BC Ratio | 0 | 0 | 0 | 0 | 0 | 0 | 0 | 0 | 0 | 0 | 0 | 0 | 0 | 0 | 0 | 0 | 0 | 0 | 0 | 0 | 0 | 0 | 0 | 0 | 0 | 0 | 0 | 0 | 0 | 0 | 0 | 0 | 0
F5_Residential_Multi-Family Regular Income_Existing_Appliances_Natural Gas_Stove/Oven_E10 | F5 | Residential | Multi-Family Regular Income | Existing | Appliances | Natural Gas | Stove/Oven | E10 | RIM BC Ratio | 0 | 0 | 0 | 0 | 0 | 0 | 0 | 0 | 0 | 0 | 0 | 0 | 0 | 0 | 0 | 0 | 0 | 0 | 0 | 0 | 0 | 0 | 0 | 0 | 0 | 0 | 0 | 0 | 0 | 0 | 0 | 0 | 0
F0_Residential_Multi-Family Regular Income_Existing_Miscellaneous_Natural Gas_Pool Heater_E0 | F0 | Residential | Multi-Family Regular Income | Existing | Miscellaneous | Natural Gas | Pool Heater | E0 | Economic Unit | Standard (EF 0.82) | Standard (EF 0.82) | Standard (EF 0.82) | Standard (EF 0.82) | Standard (EF 0.82) | Standard (EF 0.82) | Standard (EF 0.82) | Standard (EF 0.82) | Standard (EF 0.82) | Standard (EF 0.82) | Standard (EF 0.82) | Standard (EF 0.82) | Standard (EF 0.82) | Standard (EF 0.82) | Standard (EF 0.82) | Standard (EF 0.82) | Standard (EF 0.82) | Standard (EF 0.82) | Standard (EF 0.82) | Standard (EF 0.82) | Standard (EF 0.82) | Standard (EF 0.82) | Standard (EF 0.82) | Standard (EF 0.82) | Standard (EF 0.82) | Standard (EF 0.82) | Standard (EF 0.82) | Standard (EF 0.82) | Standard (EF 0.82) | Standard (EF 0.82) | Standard (EF 0.82) | Standard (EF 0.82) | Standard (EF 0.82)
F1_Residential_Multi-Family Regular Income_Existing_Miscellaneous_Natural Gas_Pool Heater_E1 | F1 | Residential | Multi-Family Regular Income | Existing | Miscellaneous | Natural Gas | Pool Heater | E1 | CCE | 0 | 0 | 0 | 0 | 0 | 0 | 0 | 0 | 0 | 0 | 0 | 0 | 0 | 0 | 0 | 0 | 0 | 0 | 0 | 0 | 0 | 0 | 0 | 0 | 0 | 0 | 0 | 0 | 0 | 0 | 0 | 0 | 0
F1_Residential_Multi-Family Regular Income_Existing_Miscellaneous_Natural Gas_Pool Heater_E2 | F1 | Residential | Multi-Family Regular Income | Existing | Miscellaneous | Natural Gas | Pool Heater | E2 | CCE | 42.1912 | 43.4894 | 42.6065 | 39.0589 | 39.0589 | 39.0589 | 39.0589 | 39.0589 | 39.0589 | 39.0589 | 39.0589 | 39.0589 | 39.0589 | 39.0589 | 39.0589 | 39.0589 | 39.0589 | 39.0589 | 39.0589 | 39.0589 | 39.0589 | 39.0589 | 39.0589 | 39.0589 | 39.0589 | 39.0589 | 39.0589 | 39.0589 | 39.0589 | 39.0589 | 39.0589 | 39.0589 | 39.0589
F1_Residential_Multi-Family Regular Income_Existing_Miscellaneous_Natural Gas_Pool Heater_E3 | F1 | Residential | Multi-Family Regular Income | Existing | Miscellaneous | Natural Gas | Pool Heater | E3 | CCE | 49.4829 | 51.0054 | 49.9699 | 45.8092 | 45.8092 | 45.8092 | 45.8092 | 45.8092 | 45.8092 | 45.8092 | 45.8092 | 45.8092 | 45.8092 | 45.8092 | 45.8092 | 45.8092 | 45.8092 | 45.8092 | 45.8092 | 45.8092 | 45.8092 | 45.8092 | 45.8092 | 45.8092 | 45.8092 | 45.8092 | 45.8092 | 45.8092 | 45.8092 | 45.8092 | 45.8092 | 45.8092 | 45.8092
F1_Residential_Multi-Family Regular Income_Existing_Miscellaneous_Natural Gas_Pool Heater_E4 | F1 | Residential | Multi-Family Regular Income | Existing | Miscellaneous | Natural Gas | Pool Heater | E4 | CCE | 47.5688 | 49.0325 | 48.0371 | 44.0373 | 44.0373 | 44.0373 | 44.0373 | 44.0373 | 44.0373 | 44.0373 | 44.0373 | 44.0373 | 44.0373 | 44.0373 | 44.0373 | 44.0373 | 44.0373 | 44.0373 | 44.0373 | 44.0373 | 44.0373 | 44.0373 | 44.0373 | 44.0373 | 44.0373 | 44.0373 | 44.0373 | 44.0373 | 44.0373 | 44.0373 | 44.0373 | 44.0373 | 44.0373
F1_Residential_Multi-Family Regular Income_Existing_Miscellaneous_Natural Gas_Pool Heater_E5 | F1 | Residential | Multi-Family Regular Income | Existing | Miscellaneous | Natural Gas | Pool Heater | E5 | CCE | 0 | 0 | 0 | 0 | 0 | 0 | 0 | 0 | 0 | 0 | 0 | 0 | 0 | 0 | 0 | 0 | 0 | 0 | 0 | 0 | 0 | 0 | 0 | 0 | 0 | 0 | 0 | 0 | 0 | 0 | 0 | 0 | 0
F1_Residential_Multi-Family Regular Income_Existing_Miscellaneous_Natural Gas_Pool Heater_E6 | F1 | Residential | Multi-Family Regular Income | Existing | Miscellaneous | Natural Gas | Pool Heater | E6 | CCE | 0 | 0 | 0 | 0 | 0 | 0 | 0 | 0 | 0 | 0 | 0 | 0 | 0 | 0 | 0 | 0 | 0 | 0 | 0 | 0 | 0 | 0 | 0 | 0 | 0 | 0 | 0 | 0 | 0 | 0 | 0 | 0 | 0
F1_Residential_Multi-Family Regular Income_Existing_Miscellaneous_Natural Gas_Pool Heater_E7 | F1 | Residential | Multi-Family Regular Income | Existing | Miscellaneous | Natural Gas | Pool Heater | E7 | CCE | 0 | 0 | 0 | 0 | 0 | 0 | 0 | 0 | 0 | 0 | 0 | 0 | 0 | 0 | 0 | 0 | 0 | 0 | 0 | 0 | 0 | 0 | 0 | 0 | 0 | 0 | 0 | 0 | 0 | 0 | 0 | 0 | 0
F1_Residential_Multi-Family Regular Income_Existing_Miscellaneous_Natural Gas_Pool Heater_E8 | F1 | Residential | Multi-Family Regular Income | Existing | Miscellaneous | Natural Gas | Pool Heater | E8 | CCE | 0 | 0 | 0 | 0 | 0 | 0 | 0 | 0 | 0 | 0 | 0 | 0 | 0 | 0 | 0 | 0 | 0 | 0 | 0 | 0 | 0 | 0 | 0 | 0 | 0 | 0 | 0 | 0 | 0 | 0 | 0 | 0 | 0
F1_Residential_Multi-Family Regular Income_Existing_Miscellaneous_Natural Gas_Pool Heater_E9 | F1 | Residential | Multi-Family Regular Income | Existing | Miscellaneous | Natural Gas | Pool Heater | E9 | CCE | 0 | 0 | 0 | 0 | 0 | 0 | 0 | 0 | 0 | 0 | 0 | 0 | 0 | 0 | 0 | 0 | 0 | 0 | 0 | 0 | 0 | 0 | 0 | 0 | 0 | 0 | 0 | 0 | 0 | 0 | 0 | 0 | 0
F1_Residential_Multi-Family Regular Income_Existing_Miscellaneous_Natural Gas_Pool Heater_E10 | F1 | Residential | Multi-Family Regular Income | Existing | Miscellaneous | Natural Gas | Pool Heater | E10 | CCE | 0 | 0 | 0 | 0 | 0 | 0 | 0 | 0 | 0 | 0 | 0 | 0 | 0 | 0 | 0 | 0 | 0 | 0 | 0 | 0 | 0 | 0 | 0 | 0 | 0 | 0 | 0 | 0 | 0 | 0 | 0 | 0 | 0
F2_Residential_Multi-Family Regular Income_Existing_Miscellaneous_Natural Gas_Pool Heater_E1 | F2 | Residential | Multi-Family Regular Income | Existing | Miscellaneous | Natural Gas | Pool Heater | E1 | TRC BC Ratio | bar: 2019 to 2051
F2_Residential_Multi-Family Regular Income_Existing_Miscellaneous_Natural Gas_Pool Heater_E2 | F2 | Residential | Multi-Family Regular Income | Existing | Miscellaneous | Natural Gas | Pool Heater | E2 | TRC BC Ratio | 0 | 0 | 0 | 0 | 0 | 0 | 0 | 0 | 0 | 0 | 0 | 0 | 0 | 0 | 0 | 0 | 0 | 0 | 0 | 0 | 0 | 0 | 0 | 0 | 0 | 0 | 0 | 0 | 0 | 0 | 0 | 0 | 0
F2_Residential_Multi-Family Regular Income_Existing_Miscellaneous_Natural Gas_Pool Heater_E3 | F2 | Residential | Multi-Family Regular Income | Existing | Miscellaneous | Natural Gas | Pool Heater | E3 | TRC BC Ratio | 0 | 0 | 0 | 0 | 0 | 0 | 0 | 0 | 0 | 0 | 0 | 0 | 0 | 0 | 0 | 0 | 0 | 0 | 0 | 0 | 0 | 0 | 0 | 0 | 0 | 0 | 0 | 0 | 0 | 0 | 0 | 0 | 0
F2_Residential_Multi-Family Regular Income_Existing_Miscellaneous_Natural Gas_Pool Heater_E4 | F2 | Residential | Multi-Family Regular Income | Existing | Miscellaneous | Natural Gas | Pool Heater | E4 | TRC BC Ratio | 0 | 0 | 0 | 0 | 0 | 0 | 0 | 0 | 0 | 0 | 0 | 0 | 0 | 0 | 0 | 0 | 0 | 0 | 0 | 0 | 0 | 0 | 0 | 0 | 0 | 0 | 0 | 0 | 0 | 0 | 0 | 0 | 0
F2_Residential_Multi-Family Regular Income_Existing_Miscellaneous_Natural Gas_Pool Heater_E5 | F2 | Residential | Multi-Family Regular Income | Existing | Miscellaneous | Natural Gas | Pool Heater | E5 | TRC BC Ratio | 0 | 0 | 0 | 0 | 0 | 0 | 0 | 0 | 0 | 0 | 0 | 0 | 0 | 0 | 0 | 0 | 0 | 0 | 0 | 0 | 0 | 0 | 0 | 0 | 0 | 0 | 0 | 0 | 0 | 0 | 0 | 0 | 0
F2_Residential_Multi-Family Regular Income_Existing_Miscellaneous_Natural Gas_Pool Heater_E6 | F2 | Residential | Multi-Family Regular Income | Existing | Miscellaneous | Natural Gas | Pool Heater | E6 | TRC BC Ratio | 0 | 0 | 0 | 0 | 0 | 0 | 0 | 0 | 0 | 0 | 0 | 0 | 0 | 0 | 0 | 0 | 0 | 0 | 0 | 0 | 0 | 0 | 0 | 0 | 0 | 0 | 0 | 0 | 0 | 0 | 0 | 0 | 0
F2_Residential_Multi-Family Regular Income_Existing_Miscellaneous_Natural Gas_Pool Heater_E7 | F2 | Residential | Multi-Family Regular Income | Existing | Miscellaneous | Natural Gas | Pool Heater | E7 | TRC BC Ratio | 0 | 0 | 0 | 0 | 0 | 0 | 0 | 0 | 0 | 0 | 0 | 0 | 0 | 0 | 0 | 0 | 0 | 0 | 0 | 0 | 0 | 0 | 0 | 0 | 0 | 0 | 0 | 0 | 0 | 0 | 0 | 0 | 0
F2_Residential_Multi-Family Regular Income_Existing_Miscellaneous_Natural Gas_Pool Heater_E8 | F2 | Residential | Multi-Family Regular Income | Existing | Miscellaneous | Natural Gas | Pool Heater | E8 | TRC BC Ratio | 0 | 0 | 0 | 0 | 0 | 0 | 0 | 0 | 0 | 0 | 0 | 0 | 0 | 0 | 0 | 0 | 0 | 0 | 0 | 0 | 0 | 0 | 0 | 0 | 0 | 0 | 0 | 0 | 0 | 0 | 0 | 0 | 0
F2_Residential_Multi-Family Regular Income_Existing_Miscellaneous_Natural Gas_Pool Heater_E9 | F2 | Residential | Multi-Family Regular Income | Existing | Miscellaneous | Natural Gas | Pool Heater | E9 | TRC BC Ratio | 0 | 0 | 0 | 0 | 0 | 0 | 0 | 0 | 0 | 0 | 0 | 0 | 0 | 0 | 0 | 0 | 0 | 0 | 0 | 0 | 0 | 0 | 0 | 0 | 0 | 0 | 0 | 0 | 0 | 0 | 0 | 0 | 0
F2_Residential_Multi-Family Regular Income_Existing_Miscellaneous_Natural Gas_Pool Heater_E10 | F2 | Residential | Multi-Family Regular Income | Existing | Miscellaneous | Natural Gas | Pool Heater | E10 | TRC BC Ratio | 0 | 0 | 0 | 0 | 0 | 0 | 0 | 0 | 0 | 0 | 0 | 0 | 0 | 0 | 0 | 0 | 0 | 0 | 0 | 0 | 0 | 0 | 0 | 0 | 0 | 0 | 0 | 0 | 0 | 0 | 0 | 0 | 0
F3_Residential_Multi-Family Regular Income_Existing_Miscellaneous_Natural Gas_Pool Heater_E1 | F3 | Residential | Multi-Family Regular Income | Existing | Miscellaneous | Natural Gas | Pool Heater | E1 | PACT BC Ratio | bar: 2019 to 2051
F3_Residential_Multi-Family Regular Income_Existing_Miscellaneous_Natural Gas_Pool Heater_E2 | F3 | Residential | Multi-Family Regular Income | Existing | Miscellaneous | Natural Gas | Pool Heater | E2 | PACT BC Ratio | 0 | 0 | 0 | 0 | 0 | 0 | 0 | 0 | 0 | 0 | 0 | 0 | 0 | 0 | 0 | 0 | 0 | 0 | 0 | 0 | 0 | 0 | 0 | 0 | 0 | 0 | 0 | 0 | 0 | 0 | 0 | 0 | 0
F3_Residential_Multi-Family Regular Income_Existing_Miscellaneous_Natural Gas_Pool Heater_E3 | F3 | Residential | Multi-Family Regular Income | Existing | Miscellaneous | Natural Gas | Pool Heater | E3 | PACT BC Ratio | 0 | 0 | 0 | 0 | 0 | 0 | 0 | 0 | 0 | 0 | 0 | 0 | 0 | 0 | 0 | 0 | 0 | 0 | 0 | 0 | 0 | 0 | 0 | 0 | 0 | 0 | 0 | 0 | 0 | 0 | 0 | 0 | 0
F3_Residential_Multi-Family Regular Income_Existing_Miscellaneous_Natural Gas_Pool Heater_E4 | F3 | Residential | Multi-Family Regular Income | Existing | Miscellaneous | Natural Gas | Pool Heater | E4 | PACT BC Ratio | 0 | 0 | 0 | 0 | 0 | 0 | 0 | 0 | 0 | 0 | 0 | 0 | 0 | 0 | 0 | 0 | 0 | 0 | 0 | 0 | 0 | 0 | 0 | 0 | 0 | 0 | 0 | 0 | 0 | 0 | 0 | 0 | 0
F3_Residential_Multi-Family Regular Income_Existing_Miscellaneous_Natural Gas_Pool Heater_E5 | F3 | Residential | Multi-Family Regular Income | Existing | Miscellaneous | Natural Gas | Pool Heater | E5 | PACT BC Ratio | 0 | 0 | 0 | 0 | 0 | 0 | 0 | 0 | 0 | 0 | 0 | 0 | 0 | 0 | 0 | 0 | 0 | 0 | 0 | 0 | 0 | 0 | 0 | 0 | 0 | 0 | 0 | 0 | 0 | 0 | 0 | 0 | 0
F3_Residential_Multi-Family Regular Income_Existing_Miscellaneous_Natural Gas_Pool Heater_E6 | F3 | Residential | Multi-Family Regular Income | Existing | Miscellaneous | Natural Gas | Pool Heater | E6 | PACT BC Ratio | 0 | 0 | 0 | 0 | 0 | 0 | 0 | 0 | 0 | 0 | 0 | 0 | 0 | 0 | 0 | 0 | 0 | 0 | 0 | 0 | 0 | 0 | 0 | 0 | 0 | 0 | 0 | 0 | 0 | 0 | 0 | 0 | 0
F3_Residential_Multi-Family Regular Income_Existing_Miscellaneous_Natural Gas_Pool Heater_E7 | F3 | Residential | Multi-Family Regular Income | Existing | Miscellaneous | Natural Gas | Pool Heater | E7 | PACT BC Ratio | 0 | 0 | 0 | 0 | 0 | 0 | 0 | 0 | 0 | 0 | 0 | 0 | 0 | 0 | 0 | 0 | 0 | 0 | 0 | 0 | 0 | 0 | 0 | 0 | 0 | 0 | 0 | 0 | 0 | 0 | 0 | 0 | 0
F3_Residential_Multi-Family Regular Income_Existing_Miscellaneous_Natural Gas_Pool Heater_E8 | F3 | Residential | Multi-Family Regular Income | Existing | Miscellaneous | Natural Gas | Pool Heater | E8 | PACT BC Ratio | 0 | 0 | 0 | 0 | 0 | 0 | 0 | 0 | 0 | 0 | 0 | 0 | 0 | 0 | 0 | 0 | 0 | 0 | 0 | 0 | 0 | 0 | 0 | 0 | 0 | 0 | 0 | 0 | 0 | 0 | 0 | 0 | 0
F3_Residential_Multi-Family Regular Income_Existing_Miscellaneous_Natural Gas_Pool Heater_E9 | F3 | Residential | Multi-Family Regular Income | Existing | Miscellaneous | Natural Gas | Pool Heater | E9 | PACT BC Ratio | 0 | 0 | 0 | 0 | 0 | 0 | 0 | 0 | 0 | 0 | 0 | 0 | 0 | 0 | 0 | 0 | 0 | 0 | 0 | 0 | 0 | 0 | 0 | 0 | 0 | 0 | 0 | 0 | 0 | 0 | 0 | 0 | 0
F3_Residential_Multi-Family Regular Income_Existing_Miscellaneous_Natural Gas_Pool Heater_E10 | F3 | Residential | Multi-Family Regular Income | Existing | Miscellaneous | Natural Gas | Pool Heater | E10 | PACT BC Ratio | 0 | 0 | 0 | 0 | 0 | 0 | 0 | 0 | 0 | 0 | 0 | 0 | 0 | 0 | 0 | 0 | 0 | 0 | 0 | 0 | 0 | 0 | 0 | 0 | 0 | 0 | 0 | 0 | 0 | 0 | 0 | 0 | 0
F4_Residential_Multi-Family Regular Income_Existing_Miscellaneous_Natural Gas_Pool Heater_E1 | F4 | Residential | Multi-Family Regular Income | Existing | Miscellaneous | Natural Gas | Pool Heater | E1 | RVT BC Ratio | bar: 2019 to 2051
F4_Residential_Multi-Family Regular Income_Existing_Miscellaneous_Natural Gas_Pool Heater_E2 | F4 | Residential | Multi-Family Regular Income | Existing | Miscellaneous | Natural Gas | Pool Heater | E2 | RVT BC Ratio | 0.7 | 0.7 | 0.7 | 0.7 | 0.7 | 0.7 | 0.7 | 0.7 | 0.7 | 0.7 | 0.7 | 0.7 | 0.7 | 0.7 | 0.7 | 0.7 | 0.7 | 0.7 | 0.7 | 0.7 | 0.7 | 0.7 | 0.7 | 0.7 | 0.7 | 0.7 | 0.7 | 0.7 | 0.7 | 0.7 | 0.7 | 0.7 | 0.7
F4_Residential_Multi-Family Regular Income_Existing_Miscellaneous_Natural Gas_Pool Heater_E3 | F4 | Residential | Multi-Family Regular Income | Existing | Miscellaneous | Natural Gas | Pool Heater | E3 | RVT BC Ratio | 0.7 | 0.7 | 0.7 | 0.7 | 0.7 | 0.7 | 0.7 | 0.7 | 0.7 | 0.7 | 0.7 | 0.7 | 0.7 | 0.7 | 0.7 | 0.7 | 0.7 | 0.7 | 0.7 | 0.7 | 0.7 | 0.7 | 0.7 | 0.7 | 0.7 | 0.7 | 0.7 | 0.7 | 0.7 | 0.7 | 0.7 | 0.7 | 0.7
F4_Residential_Multi-Family Regular Income_Existing_Miscellaneous_Natural Gas_Pool Heater_E4 | F4 | Residential | Multi-Family Regular Income | Existing | Miscellaneous | Natural Gas | Pool Heater | E4 | RVT BC Ratio | 0.7 | 0.7 | 0.7 | 0.7 | 0.7 | 0.7 | 0.7 | 0.7 | 0.7 | 0.7 | 0.7 | 0.7 | 0.7 | 0.7 | 0.7 | 0.7 | 0.7 | 0.7 | 0.7 | 0.7 | 0.7 | 0.7 | 0.7 | 0.7 | 0.7 | 0.7 | 0.7 | 0.7 | 0.7 | 0.7 | 0.7 | 0.7 | 0.7
F4_Residential_Multi-Family Regular Income_Existing_Miscellaneous_Natural Gas_Pool Heater_E5 | F4 | Residential | Multi-Family Regular Income | Existing | Miscellaneous | Natural Gas | Pool Heater | E5 | RVT BC Ratio | 0 | 0 | 0 | 0 | 0 | 0 | 0 | 0 | 0 | 0 | 0 | 0 | 0 | 0 | 0 | 0 | 0 | 0 | 0 | 0 | 0 | 0 | 0 | 0 | 0 | 0 | 0 | 0 | 0 | 0 | 0 | 0 | 0
F4_Residential_Multi-Family Regular Income_Existing_Miscellaneous_Natural Gas_Pool Heater_E6 | F4 | Residential | Multi-Family Regular Income | Existing | Miscellaneous | Natural Gas | Pool Heater | E6 | RVT BC Ratio | 0 | 0 | 0 | 0 | 0 | 0 | 0 | 0 | 0 | 0 | 0 | 0 | 0 | 0 | 0 | 0 | 0 | 0 | 0 | 0 | 0 | 0 | 0 | 0 | 0 | 0 | 0 | 0 | 0 | 0 | 0 | 0 | 0
F4_Residential_Multi-Family Regular Income_Existing_Miscellaneous_Natural Gas_Pool Heater_E7 | F4 | Residential | Multi-Family Regular Income | Existing | Miscellaneous | Natural Gas | Pool Heater | E7 | RVT BC Ratio | 0 | 0 | 0 | 0 | 0 | 0 | 0 | 0 | 0 | 0 | 0 | 0 | 0 | 0 | 0 | 0 | 0 | 0 | 0 | 0 | 0 | 0 | 0 | 0 | 0 | 0 | 0 | 0 | 0 | 0 | 0 | 0 | 0
F4_Residential_Multi-Family Regular Income_Existing_Miscellaneous_Natural Gas_Pool Heater_E8 | F4 | Residential | Multi-Family Regular Income | Existing | Miscellaneous | Natural Gas | Pool Heater | E8 | RVT BC Ratio | 0 | 0 | 0 | 0 | 0 | 0 | 0 | 0 | 0 | 0 | 0 | 0 | 0 | 0 | 0 | 0 | 0 | 0 | 0 | 0 | 0 | 0 | 0 | 0 | 0 | 0 | 0 | 0 | 0 | 0 | 0 | 0 | 0
F4_Residential_Multi-Family Regular Income_Existing_Miscellaneous_Natural Gas_Pool Heater_E9 | F4 | Residential | Multi-Family Regular Income | Existing | Miscellaneous | Natural Gas | Pool Heater | E9 | RVT BC Ratio | 0 | 0 | 0 | 0 | 0 | 0 | 0 | 0 | 0 | 0 | 0 | 0 | 0 | 0 | 0 | 0 | 0 | 0 | 0 | 0 | 0 | 0 | 0 | 0 | 0 | 0 | 0 | 0 | 0 | 0 | 0 | 0 | 0
F4_Residential_Multi-Family Regular Income_Existing_Miscellaneous_Natural Gas_Pool Heater_E10 | F4 | Residential | Multi-Family Regular Income | Existing | Miscellaneous | Natural Gas | Pool Heater | E10 | RVT BC Ratio | 0 | 0 | 0 | 0 | 0 | 0 | 0 | 0 | 0 | 0 | 0 | 0 | 0 | 0 | 0 | 0 | 0 | 0 | 0 | 0 | 0 | 0 | 0 | 0 | 0 | 0 | 0 | 0 | 0 | 0 | 0 | 0 | 0
F5_Residential_Multi-Family Regular Income_Existing_Miscellaneous_Natural Gas_Pool Heater_E1 | F5 | Residential | Multi-Family Regular Income | Existing | Miscellaneous | Natural Gas | Pool Heater | E1 | RIM BC Ratio | bar: 2019 to 2051
F5_Residential_Multi-Family Regular Income_Existing_Miscellaneous_Natural Gas_Pool Heater_E2 | F5 | Residential | Multi-Family Regular Income | Existing | Miscellaneous | Natural Gas | Pool Heater | E2 | RIM BC Ratio | 0 | 0 | 0 | 0 | 0 | 0 | 0 | 0 | 0 | 0 | 0 | 0 | 0 | 0 | 0 | 0 | 0 | 0 | 0 | 0 | 0 | 0 | 0 | 0 | 0 | 0 | 0 | 0 | 0 | 0 | 0 | 0 | 0
F5_Residential_Multi-Family Regular Income_Existing_Miscellaneous_Natural Gas_Pool Heater_E3 | F5 | Residential | Multi-Family Regular Income | Existing | Miscellaneous | Natural Gas | Pool Heater | E3 | RIM BC Ratio | 0 | 0 | 0 | 0 | 0 | 0 | 0 | 0 | 0 | 0 | 0 | 0 | 0 | 0 | 0 | 0 | 0 | 0 | 0 | 0 | 0 | 0 | 0 | 0 | 0 | 0 | 0 | 0 | 0 | 0 | 0 | 0 | 0
F5_Residential_Multi-Family Regular Income_Existing_Miscellaneous_Natural Gas_Pool Heater_E4 | F5 | Residential | Multi-Family Regular Income | Existing | Miscellaneous | Natural Gas | Pool Heater | E4 | RIM BC Ratio | 0 | 0 | 0 | 0 | 0 | 0 | 0 | 0 | 0 | 0 | 0 | 0 | 0 | 0 | 0 | 0 | 0 | 0 | 0 | 0 | 0 | 0 | 0 | 0 | 0 | 0 | 0 | 0 | 0 | 0 | 0 | 0 | 0
F5_Residential_Multi-Family Regular Income_Existing_Miscellaneous_Natural Gas_Pool Heater_E5 | F5 | Residential | Multi-Family Regular Income | Existing | Miscellaneous | Natural Gas | Pool Heater | E5 | RIM BC Ratio | 0 | 0 | 0 | 0 | 0 | 0 | 0 | 0 | 0 | 0 | 0 | 0 | 0 | 0 | 0 | 0 | 0 | 0 | 0 | 0 | 0 | 0 | 0 | 0 | 0 | 0 | 0 | 0 | 0 | 0 | 0 | 0 | 0
F5_Residential_Multi-Family Regular Income_Existing_Miscellaneous_Natural Gas_Pool Heater_E6 | F5 | Residential | Multi-Family Regular Income | Existing | Miscellaneous | Natural Gas | Pool Heater | E6 | RIM BC Ratio | 0 | 0 | 0 | 0 | 0 | 0 | 0 | 0 | 0 | 0 | 0 | 0 | 0 | 0 | 0 | 0 | 0 | 0 | 0 | 0 | 0 | 0 | 0 | 0 | 0 | 0 | 0 | 0 | 0 | 0 | 0 | 0 | 0
F5_Residential_Multi-Family Regular Income_Existing_Miscellaneous_Natural Gas_Pool Heater_E7 | F5 | Residential | Multi-Family Regular Income | Existing | Miscellaneous | Natural Gas | Pool Heater | E7 | RIM BC Ratio | 0 | 0 | 0 | 0 | 0 | 0 | 0 | 0 | 0 | 0 | 0 | 0 | 0 | 0 | 0 | 0 | 0 | 0 | 0 | 0 | 0 | 0 | 0 | 0 | 0 | 0 | 0 | 0 | 0 | 0 | 0 | 0 | 0
F5_Residential_Multi-Family Regular Income_Existing_Miscellaneous_Natural Gas_Pool Heater_E8 | F5 | Residential | Multi-Family Regular Income | Existing | Miscellaneous | Natural Gas | Pool Heater | E8 | RIM BC Ratio | 0 | 0 | 0 | 0 | 0 | 0 | 0 | 0 | 0 | 0 | 0 | 0 | 0 | 0 | 0 | 0 | 0 | 0 | 0 | 0 | 0 | 0 | 0 | 0 | 0 | 0 | 0 | 0 | 0 | 0 | 0 | 0 | 0
F5_Residential_Multi-Family Regular Income_Existing_Miscellaneous_Natural Gas_Pool Heater_E9 | F5 | Residential | Multi-Family Regular Income | Existing | Miscellaneous | Natural Gas | Pool Heater | E9 | RIM BC Ratio | 0 | 0 | 0 | 0 | 0 | 0 | 0 | 0 | 0 | 0 | 0 | 0 | 0 | 0 | 0 | 0 | 0 | 0 | 0 | 0 | 0 | 0 | 0 | 0 | 0 | 0 | 0 | 0 | 0 | 0 | 0 | 0 | 0
F5_Residential_Multi-Family Regular Income_Existing_Miscellaneous_Natural Gas_Pool Heater_E10 | F5 | Residential | Multi-Family Regular Income | Existing | Miscellaneous | Natural Gas | Pool Heater | E10 | RIM BC Ratio | 0 | 0 | 0 | 0 | 0 | 0 | 0 | 0 | 0 | 0 | 0 | 0 | 0 | 0 | 0 | 0 | 0 | 0 | 0 | 0 | 0 | 0 | 0 | 0 | 0 | 0 | 0 | 0 | 0 | 0 | 0 | 0 | 0
F0_Residential_Multi-Family Regular Income_Existing_Miscellaneous_Natural Gas_Miscellaneous_E0 | F0 | Residential | Multi-Family Regular Income | Existing | Miscellaneous | Natural Gas | Miscellaneous | E0 | Economic Unit | Default | Default | Default | Default | Default | Default | Default | Default | Default | Default | Default | Default | Default | Default | Default | Default | Default | Default | Default | Default | Default | Default | Default | Default | Default | Default | Default | Default | Default | Default | Default | Default | Default
F1_Residential_Multi-Family Regular Income_Existing_Miscellaneous_Natural Gas_Miscellaneous_E1 | F1 | Residential | Multi-Family Regular Income | Existing | Miscellaneous | Natural Gas | Miscellaneous | E1 | CCE | 0 | 0 | 0 | 0 | 0 | 0 | 0 | 0 | 0 | 0 | 0 | 0 | 0 | 0 | 0 | 0 | 0 | 0 | 0 | 0 | 0 | 0 | 0 | 0 | 0 | 0 | 0 | 0 | 0 | 0 | 0 | 0 | 0
F1_Residential_Multi-Family Regular Income_Existing_Miscellaneous_Natural Gas_Miscellaneous_E2 | F1 | Residential | Multi-Family Regular Income | Existing | Miscellaneous | Natural Gas | Miscellaneous | E2 | CCE | 0 | 0 | 0 | 0 | 0 | 0 | 0 | 0 | 0 | 0 | 0 | 0 | 0 | 0 | 0 | 0 | 0 | 0 | 0 | 0 | 0 | 0 | 0 | 0 | 0 | 0 | 0 | 0 | 0 | 0 | 0 | 0 | 0
F1_Residential_Multi-Family Regular Income_Existing_Miscellaneous_Natural Gas_Miscellaneous_E3 | F1 | Residential | Multi-Family Regular Income | Existing | Miscellaneous | Natural Gas | Miscellaneous | E3 | CCE | 0 | 0 | 0 | 0 | 0 | 0 | 0 | 0 | 0 | 0 | 0 | 0 | 0 | 0 | 0 | 0 | 0 | 0 | 0 | 0 | 0 | 0 | 0 | 0 | 0 | 0 | 0 | 0 | 0 | 0 | 0 | 0 | 0
F1_Residential_Multi-Family Regular Income_Existing_Miscellaneous_Natural Gas_Miscellaneous_E4 | F1 | Residential | Multi-Family Regular Income | Existing | Miscellaneous | Natural Gas | Miscellaneous | E4 | CCE | 0 | 0 | 0 | 0 | 0 | 0 | 0 | 0 | 0 | 0 | 0 | 0 | 0 | 0 | 0 | 0 | 0 | 0 | 0 | 0 | 0 | 0 | 0 | 0 | 0 | 0 | 0 | 0 | 0 | 0 | 0 | 0 | 0
F1_Residential_Multi-Family Regular Income_Existing_Miscellaneous_Natural Gas_Miscellaneous_E5 | F1 | Residential | Multi-Family Regular Income | Existing | Miscellaneous | Natural Gas | Miscellaneous | E5 | CCE | 0 | 0 | 0 | 0 | 0 | 0 | 0 | 0 | 0 | 0 | 0 | 0 | 0 | 0 | 0 | 0 | 0 | 0 | 0 | 0 | 0 | 0 | 0 | 0 | 0 | 0 | 0 | 0 | 0 | 0 | 0 | 0 | 0
F1_Residential_Multi-Family Regular Income_Existing_Miscellaneous_Natural Gas_Miscellaneous_E6 | F1 | Residential | Multi-Family Regular Income | Existing | Miscellaneous | Natural Gas | Miscellaneous | E6 | CCE | 0 | 0 | 0 | 0 | 0 | 0 | 0 | 0 | 0 | 0 | 0 | 0 | 0 | 0 | 0 | 0 | 0 | 0 | 0 | 0 | 0 | 0 | 0 | 0 | 0 | 0 | 0 | 0 | 0 | 0 | 0 | 0 | 0
F1_Residential_Multi-Family Regular Income_Existing_Miscellaneous_Natural Gas_Miscellaneous_E7 | F1 | Residential | Multi-Family Regular Income | Existing | Miscellaneous | Natural Gas | Miscellaneous | E7 | CCE | 0 | 0 | 0 | 0 | 0 | 0 | 0 | 0 | 0 | 0 | 0 | 0 | 0 | 0 | 0 | 0 | 0 | 0 | 0 | 0 | 0 | 0 | 0 | 0 | 0 | 0 | 0 | 0 | 0 | 0 | 0 | 0 | 0
F1_Residential_Multi-Family Regular Income_Existing_Miscellaneous_Natural Gas_Miscellaneous_E8 | F1 | Residential | Multi-Family Regular Income | Existing | Miscellaneous | Natural Gas | Miscellaneous | E8 | CCE | 0 | 0 | 0 | 0 | 0 | 0 | 0 | 0 | 0 | 0 | 0 | 0 | 0 | 0 | 0 | 0 | 0 | 0 | 0 | 0 | 0 | 0 | 0 | 0 | 0 | 0 | 0 | 0 | 0 | 0 | 0 | 0 | 0
F1_Residential_Multi-Family Regular Income_Existing_Miscellaneous_Natural Gas_Miscellaneous_E9 | F1 | Residential | Multi-Family Regular Income | Existing | Miscellaneous | Natural Gas | Miscellaneous | E9 | CCE | 0 | 0 | 0 | 0 | 0 | 0 | 0 | 0 | 0 | 0 | 0 | 0 | 0 | 0 | 0 | 0 | 0 | 0 | 0 | 0 | 0 | 0 | 0 | 0 | 0 | 0 | 0 | 0 | 0 | 0 | 0 | 0 | 0
F1_Residential_Multi-Family Regular Income_Existing_Miscellaneous_Natural Gas_Miscellaneous_E10 | F1 | Residential | Multi-Family Regular Income | Existing | Miscellaneous | Natural Gas | Miscellaneous | E10 | CCE | 0 | 0 | 0 | 0 | 0 | 0 | 0 | 0 | 0 | 0 | 0 | 0 | 0 | 0 | 0 | 0 | 0 | 0 | 0 | 0 | 0 | 0 | 0 | 0 | 0 | 0 | 0 | 0 | 0 | 0 | 0 | 0 | 0
F2_Residential_Multi-Family Regular Income_Existing_Miscellaneous_Natural Gas_Miscellaneous_E1 | F2 | Residential | Multi-Family Regular Income | Existing | Miscellaneous | Natural Gas | Miscellaneous | E1 | TRC BC Ratio | bar: 2019 to 2051
F2_Residential_Multi-Family Regular Income_Existing_Miscellaneous_Natural Gas_Miscellaneous_E2 | F2 | Residential | Multi-Family Regular Income | Existing | Miscellaneous | Natural Gas | Miscellaneous | E2 | TRC BC Ratio | 0 | 0 | 0 | 0 | 0 | 0 | 0 | 0 | 0 | 0 | 0 | 0 | 0 | 0 | 0 | 0 | 0 | 0 | 0 | 0 | 0 | 0 | 0 | 0 | 0 | 0 | 0 | 0 | 0 | 0 | 0 | 0 | 0
F2_Residential_Multi-Family Regular Income_Existing_Miscellaneous_Natural Gas_Miscellaneous_E3 | F2 | Residential | Multi-Family Regular Income | Existing | Miscellaneous | Natural Gas | Miscellaneous | E3 | TRC BC Ratio | 0 | 0 | 0 | 0 | 0 | 0 | 0 | 0 | 0 | 0 | 0 | 0 | 0 | 0 | 0 | 0 | 0 | 0 | 0 | 0 | 0 | 0 | 0 | 0 | 0 | 0 | 0 | 0 | 0 | 0 | 0 | 0 | 0
F2_Residential_Multi-Family Regular Income_Existing_Miscellaneous_Natural Gas_Miscellaneous_E4 | F2 | Residential | Multi-Family Regular Income | Existing | Miscellaneous | Natural Gas | Miscellaneous | E4 | TRC BC Ratio | 0 | 0 | 0 | 0 | 0 | 0 | 0 | 0 | 0 | 0 | 0 | 0 | 0 | 0 | 0 | 0 | 0 | 0 | 0 | 0 | 0 | 0 | 0 | 0 | 0 | 0 | 0 | 0 | 0 | 0 | 0 | 0 | 0
F2_Residential_Multi-Family Regular Income_Existing_Miscellaneous_Natural Gas_Miscellaneous_E5 | F2 | Residential | Multi-Family Regular Income | Existing | Miscellaneous | Natural Gas | Miscellaneous | E5 | TRC BC Ratio | 0 | 0 | 0 | 0 | 0 | 0 | 0 | 0 | 0 | 0 | 0 | 0 | 0 | 0 | 0 | 0 | 0 | 0 | 0 | 0 | 0 | 0 | 0 | 0 | 0 | 0 | 0 | 0 | 0 | 0 | 0 | 0 | 0
F2_Residential_Multi-Family Regular Income_Existing_Miscellaneous_Natural Gas_Miscellaneous_E6 | F2 | Residential | Multi-Family Regular Income | Existing | Miscellaneous | Natural Gas | Miscellaneous | E6 | TRC BC Ratio | 0 | 0 | 0 | 0 | 0 | 0 | 0 | 0 | 0 | 0 | 0 | 0 | 0 | 0 | 0 | 0 | 0 | 0 | 0 | 0 | 0 | 0 | 0 | 0 | 0 | 0 | 0 | 0 | 0 | 0 | 0 | 0 | 0
F2_Residential_Multi-Family Regular Income_Existing_Miscellaneous_Natural Gas_Miscellaneous_E7 | F2 | Residential | Multi-Family Regular Income | Existing | Miscellaneous | Natural Gas | Miscellaneous | E7 | TRC BC Ratio | 0 | 0 | 0 | 0 | 0 | 0 | 0 | 0 | 0 | 0 | 0 | 0 | 0 | 0 | 0 | 0 | 0 | 0 | 0 | 0 | 0 | 0 | 0 | 0 | 0 | 0 | 0 | 0 | 0 | 0 | 0 | 0 | 0
F2_Residential_Multi-Family Regular Income_Existing_Miscellaneous_Natural Gas_Miscellaneous_E8 | F2 | Residential | Multi-Family Regular Income | Existing | Miscellaneous | Natural Gas | Miscellaneous | E8 | TRC BC Ratio | 0 | 0 | 0 | 0 | 0 | 0 | 0 | 0 | 0 | 0 | 0 | 0 | 0 | 0 | 0 | 0 | 0 | 0 | 0 | 0 | 0 | 0 | 0 | 0 | 0 | 0 | 0 | 0 | 0 | 0 | 0 | 0 | 0
F2_Residential_Multi-Family Regular Income_Existing_Miscellaneous_Natural Gas_Miscellaneous_E9 | F2 | Residential | Multi-Family Regular Income | Existing | Miscellaneous | Natural Gas | Miscellaneous | E9 | TRC BC Ratio | 0 | 0 | 0 | 0 | 0 | 0 | 0 | 0 | 0 | 0 | 0 | 0 | 0 | 0 | 0 | 0 | 0 | 0 | 0 | 0 | 0 | 0 | 0 | 0 | 0 | 0 | 0 | 0 | 0 | 0 | 0 | 0 | 0
F2_Residential_Multi-Family Regular Income_Existing_Miscellaneous_Natural Gas_Miscellaneous_E10 | F2 | Residential | Multi-Family Regular Income | Existing | Miscellaneous | Natural Gas | Miscellaneous | E10 | TRC BC Ratio | 0 | 0 | 0 | 0 | 0 | 0 | 0 | 0 | 0 | 0 | 0 | 0 | 0 | 0 | 0 | 0 | 0 | 0 | 0 | 0 | 0 | 0 | 0 | 0 | 0 | 0 | 0 | 0 | 0 | 0 | 0 | 0 | 0
F3_Residential_Multi-Family Regular Income_Existing_Miscellaneous_Natural Gas_Miscellaneous_E1 | F3 | Residential | Multi-Family Regular Income | Existing | Miscellaneous | Natural Gas | Miscellaneous | E1 | PACT BC Ratio | bar: 2019 to 2051
F3_Residential_Multi-Family Regular Income_Existing_Miscellaneous_Natural Gas_Miscellaneous_E2 | F3 | Residential | Multi-Family Regular Income | Existing | Miscellaneous | Natural Gas | Miscellaneous | E2 | PACT BC Ratio | 0 | 0 | 0 | 0 | 0 | 0 | 0 | 0 | 0 | 0 | 0 | 0 | 0 | 0 | 0 | 0 | 0 | 0 | 0 | 0 | 0 | 0 | 0 | 0 | 0 | 0 | 0 | 0 | 0 | 0 | 0 | 0 | 0
F3_Residential_Multi-Family Regular Income_Existing_Miscellaneous_Natural Gas_Miscellaneous_E3 | F3 | Residential | Multi-Family Regular Income | Existing | Miscellaneous | Natural Gas | Miscellaneous | E3 | PACT BC Ratio | 0 | 0 | 0 | 0 | 0 | 0 | 0 | 0 | 0 | 0 | 0 | 0 | 0 | 0 | 0 | 0 | 0 | 0 | 0 | 0 | 0 | 0 | 0 | 0 | 0 | 0 | 0 | 0 | 0 | 0 | 0 | 0 | 0
F3_Residential_Multi-Family Regular Income_Existing_Miscellaneous_Natural Gas_Miscellaneous_E4 | F3 | Residential | Multi-Family Regular Income | Existing | Miscellaneous | Natural Gas | Miscellaneous | E4 | PACT BC Ratio | 0 | 0 | 0 | 0 | 0 | 0 | 0 | 0 | 0 | 0 | 0 | 0 | 0 | 0 | 0 | 0 | 0 | 0 | 0 | 0 | 0 | 0 | 0 | 0 | 0 | 0 | 0 | 0 | 0 | 0 | 0 | 0 | 0
F3_Residential_Multi-Family Regular Income_Existing_Miscellaneous_Natural Gas_Miscellaneous_E5 | F3 | Residential | Multi-Family Regular Income | Existing | Miscellaneous | Natural Gas | Miscellaneous | E5 | PACT BC Ratio | 0 | 0 | 0 | 0 | 0 | 0 | 0 | 0 | 0 | 0 | 0 | 0 | 0 | 0 | 0 | 0 | 0 | 0 | 0 | 0 | 0 | 0 | 0 | 0 | 0 | 0 | 0 | 0 | 0 | 0 | 0 | 0 | 0
F3_Residential_Multi-Family Regular Income_Existing_Miscellaneous_Natural Gas_Miscellaneous_E6 | F3 | Residential | Multi-Family Regular Income | Existing | Miscellaneous | Natural Gas | Miscellaneous | E6 | PACT BC Ratio | 0 | 0 | 0 | 0 | 0 | 0 | 0 | 0 | 0 | 0 | 0 | 0 | 0 | 0 | 0 | 0 | 0 | 0 | 0 | 0 | 0 | 0 | 0 | 0 | 0 | 0 | 0 | 0 | 0 | 0 | 0 | 0 | 0
F3_Residential_Multi-Family Regular Income_Existing_Miscellaneous_Natural Gas_Miscellaneous_E7 | F3 | Residential | Multi-Family Regular Income | Existing | Miscellaneous | Natural Gas | Miscellaneous | E7 | PACT BC Ratio | 0 | 0 | 0 | 0 | 0 | 0 | 0 | 0 | 0 | 0 | 0 | 0 | 0 | 0 | 0 | 0 | 0 | 0 | 0 | 0 | 0 | 0 | 0 | 0 | 0 | 0 | 0 | 0 | 0 | 0 | 0 | 0 | 0
F3_Residential_Multi-Family Regular Income_Existing_Miscellaneous_Natural Gas_Miscellaneous_E8 | F3 | Residential | Multi-Family Regular Income | Existing | Miscellaneous | Natural Gas | Miscellaneous | E8 | PACT BC Ratio | 0 | 0 | 0 | 0 | 0 | 0 | 0 | 0 | 0 | 0 | 0 | 0 | 0 | 0 | 0 | 0 | 0 | 0 | 0 | 0 | 0 | 0 | 0 | 0 | 0 | 0 | 0 | 0 | 0 | 0 | 0 | 0 | 0
F3_Residential_Multi-Family Regular Income_Existing_Miscellaneous_Natural Gas_Miscellaneous_E9 | F3 | Residential | Multi-Family Regular Income | Existing | Miscellaneous | Natural Gas | Miscellaneous | E9 | PACT BC Ratio | 0 | 0 | 0 | 0 | 0 | 0 | 0 | 0 | 0 | 0 | 0 | 0 | 0 | 0 | 0 | 0 | 0 | 0 | 0 | 0 | 0 | 0 | 0 | 0 | 0 | 0 | 0 | 0 | 0 | 0 | 0 | 0 | 0
F3_Residential_Multi-Family Regular Income_Existing_Miscellaneous_Natural Gas_Miscellaneous_E10 | F3 | Residential | Multi-Family Regular Income | Existing | Miscellaneous | Natural Gas | Miscellaneous | E10 | PACT BC Ratio | 0 | 0 | 0 | 0 | 0 | 0 | 0 | 0 | 0 | 0 | 0 | 0 | 0 | 0 | 0 | 0 | 0 | 0 | 0 | 0 | 0 | 0 | 0 | 0 | 0 | 0 | 0 | 0 | 0 | 0 | 0 | 0 | 0
F4_Residential_Multi-Family Regular Income_Existing_Miscellaneous_Natural Gas_Miscellaneous_E1 | F4 | Residential | Multi-Family Regular Income | Existing | Miscellaneous | Natural Gas | Miscellaneous | E1 | RVT BC Ratio | bar: 2019 to 2051
F4_Residential_Multi-Family Regular Income_Existing_Miscellaneous_Natural Gas_Miscellaneous_E2 | F4 | Residential | Multi-Family Regular Income | Existing | Miscellaneous | Natural Gas | Miscellaneous | E2 | RVT BC Ratio | 0 | 0 | 0 | 0 | 0 | 0 | 0 | 0 | 0 | 0 | 0 | 0 | 0 | 0 | 0 | 0 | 0 | 0 | 0 | 0 | 0 | 0 | 0 | 0 | 0 | 0 | 0 | 0 | 0 | 0 | 0 | 0 | 0
F4_Residential_Multi-Family Regular Income_Existing_Miscellaneous_Natural Gas_Miscellaneous_E3 | F4 | Residential | Multi-Family Regular Income | Existing | Miscellaneous | Natural Gas | Miscellaneous | E3 | RVT BC Ratio | 0 | 0 | 0 | 0 | 0 | 0 | 0 | 0 | 0 | 0 | 0 | 0 | 0 | 0 | 0 | 0 | 0 | 0 | 0 | 0 | 0 | 0 | 0 | 0 | 0 | 0 | 0 | 0 | 0 | 0 | 0 | 0 | 0
F4_Residential_Multi-Family Regular Income_Existing_Miscellaneous_Natural Gas_Miscellaneous_E4 | F4 | Residential | Multi-Family Regular Income | Existing | Miscellaneous | Natural Gas | Miscellaneous | E4 | RVT BC Ratio | 0 | 0 | 0 | 0 | 0 | 0 | 0 | 0 | 0 | 0 | 0 | 0 | 0 | 0 | 0 | 0 | 0 | 0 | 0 | 0 | 0 | 0 | 0 | 0 | 0 | 0 | 0 | 0 | 0 | 0 | 0 | 0 | 0
F4_Residential_Multi-Family Regular Income_Existing_Miscellaneous_Natural Gas_Miscellaneous_E5 | F4 | Residential | Multi-Family Regular Income | Existing | Miscellaneous | Natural Gas | Miscellaneous | E5 | RVT BC Ratio | 0 | 0 | 0 | 0 | 0 | 0 | 0 | 0 | 0 | 0 | 0 | 0 | 0 | 0 | 0 | 0 | 0 | 0 | 0 | 0 | 0 | 0 | 0 | 0 | 0 | 0 | 0 | 0 | 0 | 0 | 0 | 0 | 0
F4_Residential_Multi-Family Regular Income_Existing_Miscellaneous_Natural Gas_Miscellaneous_E6 | F4 | Residential | Multi-Family Regular Income | Existing | Miscellaneous | Natural Gas | Miscellaneous | E6 | RVT BC Ratio | 0 | 0 | 0 | 0 | 0 | 0 | 0 | 0 | 0 | 0 | 0 | 0 | 0 | 0 | 0 | 0 | 0 | 0 | 0 | 0 | 0 | 0 | 0 | 0 | 0 | 0 | 0 | 0 | 0 | 0 | 0 | 0 | 0
F4_Residential_Multi-Family Regular Income_Existing_Miscellaneous_Natural Gas_Miscellaneous_E7 | F4 | Residential | Multi-Family Regular Income | Existing | Miscellaneous | Natural Gas | Miscellaneous | E7 | RVT BC Ratio | 0 | 0 | 0 | 0 | 0 | 0 | 0 | 0 | 0 | 0 | 0 | 0 | 0 | 0 | 0 | 0 | 0 | 0 | 0 | 0 | 0 | 0 | 0 | 0 | 0 | 0 | 0 | 0 | 0 | 0 | 0 | 0 | 0
F4_Residential_Multi-Family Regular Income_Existing_Miscellaneous_Natural Gas_Miscellaneous_E8 | F4 | Residential | Multi-Family Regular Income | Existing | Miscellaneous | Natural Gas | Miscellaneous | E8 | RVT BC Ratio | 0 | 0 | 0 | 0 | 0 | 0 | 0 | 0 | 0 | 0 | 0 | 0 | 0 | 0 | 0 | 0 | 0 | 0 | 0 | 0 | 0 | 0 | 0 | 0 | 0 | 0 | 0 | 0 | 0 | 0 | 0 | 0 | 0
F4_Residential_Multi-Family Regular Income_Existing_Miscellaneous_Natural Gas_Miscellaneous_E9 | F4 | Residential | Multi-Family Regular Income | Existing | Miscellaneous | Natural Gas | Miscellaneous | E9 | RVT BC Ratio | 0 | 0 | 0 | 0 | 0 | 0 | 0 | 0 | 0 | 0 | 0 | 0 | 0 | 0 | 0 | 0 | 0 | 0 | 0 | 0 | 0 | 0 | 0 | 0 | 0 | 0 | 0 | 0 | 0 | 0 | 0 | 0 | 0
F4_Residential_Multi-Family Regular Income_Existing_Miscellaneous_Natural Gas_Miscellaneous_E10 | F4 | Residential | Multi-Family Regular Income | Existing | Miscellaneous | Natural Gas | Miscellaneous | E10 | RVT BC Ratio | 0 | 0 | 0 | 0 | 0 | 0 | 0 | 0 | 0 | 0 | 0 | 0 | 0 | 0 | 0 | 0 | 0 | 0 | 0 | 0 | 0 | 0 | 0 | 0 | 0 | 0 | 0 | 0 | 0 | 0 | 0 | 0 | 0
F5_Residential_Multi-Family Regular Income_Existing_Miscellaneous_Natural Gas_Miscellaneous_E1 | F5 | Residential | Multi-Family Regular Income | Existing | Miscellaneous | Natural Gas | Miscellaneous | E1 | RIM BC Ratio | bar: 2019 to 2051
F5_Residential_Multi-Family Regular Income_Existing_Miscellaneous_Natural Gas_Miscellaneous_E2 | F5 | Residential | Multi-Family Regular Income | Existing | Miscellaneous | Natural Gas | Miscellaneous | E2 | RIM BC Ratio | 0 | 0 | 0 | 0 | 0 | 0 | 0 | 0 | 0 | 0 | 0 | 0 | 0 | 0 | 0 | 0 | 0 | 0 | 0 | 0 | 0 | 0 | 0 | 0 | 0 | 0 | 0 | 0 | 0 | 0 | 0 | 0 | 0
F5_Residential_Multi-Family Regular Income_Existing_Miscellaneous_Natural Gas_Miscellaneous_E3 | F5 | Residential | Multi-Family Regular Income | Existing | Miscellaneous | Natural Gas | Miscellaneous | E3 | RIM BC Ratio | 0 | 0 | 0 | 0 | 0 | 0 | 0 | 0 | 0 | 0 | 0 | 0 | 0 | 0 | 0 | 0 | 0 | 0 | 0 | 0 | 0 | 0 | 0 | 0 | 0 | 0 | 0 | 0 | 0 | 0 | 0 | 0 | 0
F5_Residential_Multi-Family Regular Income_Existing_Miscellaneous_Natural Gas_Miscellaneous_E4 | F5 | Residential | Multi-Family Regular Income | Existing | Miscellaneous | Natural Gas | Miscellaneous | E4 | RIM BC Ratio | 0 | 0 | 0 | 0 | 0 | 0 | 0 | 0 | 0 | 0 | 0 | 0 | 0 | 0 | 0 | 0 | 0 | 0 | 0 | 0 | 0 | 0 | 0 | 0 | 0 | 0 | 0 | 0 | 0 | 0 | 0 | 0 | 0
F5_Residential_Multi-Family Regular Income_Existing_Miscellaneous_Natural Gas_Miscellaneous_E5 | F5 | Residential | Multi-Family Regular Income | Existing | Miscellaneous | Natural Gas | Miscellaneous | E5 | RIM BC Ratio | 0 | 0 | 0 | 0 | 0 | 0 | 0 | 0 | 0 | 0 | 0 | 0 | 0 | 0 | 0 | 0 | 0 | 0 | 0 | 0 | 0 | 0 | 0 | 0 | 0 | 0 | 0 | 0 | 0 | 0 | 0 | 0 | 0
F5_Residential_Multi-Family Regular Income_Existing_Miscellaneous_Natural Gas_Miscellaneous_E6 | F5 | Residential | Multi-Family Regular Income | Existing | Miscellaneous | Natural Gas | Miscellaneous | E6 | RIM BC Ratio | 0 | 0 | 0 | 0 | 0 | 0 | 0 | 0 | 0 | 0 | 0 | 0 | 0 | 0 | 0 | 0 | 0 | 0 | 0 | 0 | 0 | 0 | 0 | 0 | 0 | 0 | 0 | 0 | 0 | 0 | 0 | 0 | 0
F5_Residential_Multi-Family Regular Income_Existing_Miscellaneous_Natural Gas_Miscellaneous_E7 | F5 | Residential | Multi-Family Regular Income | Existing | Miscellaneous | Natural Gas | Miscellaneous | E7 | RIM BC Ratio | 0 | 0 | 0 | 0 | 0 | 0 | 0 | 0 | 0 | 0 | 0 | 0 | 0 | 0 | 0 | 0 | 0 | 0 | 0 | 0 | 0 | 0 | 0 | 0 | 0 | 0 | 0 | 0 | 0 | 0 | 0 | 0 | 0
F5_Residential_Multi-Family Regular Income_Existing_Miscellaneous_Natural Gas_Miscellaneous_E8 | F5 | Residential | Multi-Family Regular Income | Existing | Miscellaneous | Natural Gas | Miscellaneous | E8 | RIM BC Ratio | 0 | 0 | 0 | 0 | 0 | 0 | 0 | 0 | 0 | 0 | 0 | 0 | 0 | 0 | 0 | 0 | 0 | 0 | 0 | 0 | 0 | 0 | 0 | 0 | 0 | 0 | 0 | 0 | 0 | 0 | 0 | 0 | 0
F5_Residential_Multi-Family Regular Income_Existing_Miscellaneous_Natural Gas_Miscellaneous_E9 | F5 | Residential | Multi-Family Regular Income | Existing | Miscellaneous | Natural Gas | Miscellaneous | E9 | RIM BC Ratio | 0 | 0 | 0 | 0 | 0 | 0 | 0 | 0 | 0 | 0 | 0 | 0 | 0 | 0 | 0 | 0 | 0 | 0 | 0 | 0 | 0 | 0 | 0 | 0 | 0 | 0 | 0 | 0 | 0 | 0 | 0 | 0 | 0
F5_Residential_Multi-Family Regular Income_Existing_Miscellaneous_Natural Gas_Miscellaneous_E10 | F5 | Residential | Multi-Family Regular Income | Existing | Miscellaneous | Natural Gas | Miscellaneous | E10 | RIM BC Ratio | 0 | 0 | 0 | 0 | 0 | 0 | 0 | 0 | 0 | 0 | 0 | 0 | 0 | 0 | 0 | 0 | 0 | 0 | 0 | 0 | 0 | 0 | 0 | 0 | 0 | 0 | 0 | 0 | 0 | 0 | 0 | 0 | 0
F0_Residential_Multi-Family Regular Income_New_Space Heating_Natural Gas_Furnace_E0 | F0 | Residential | Multi-Family Regular Income | New | Space Heating | Natural Gas | Furnace | E0 | Economic Unit | ASHP with AFUE 95% backup | ASHP with AFUE 95% backup | ASHP with AFUE 95% backup | ASHP with AFUE 95% backup | ASHP with AFUE 95% backup | ASHP with AFUE 95% backup | ASHP with AFUE 95% backup | ASHP with AFUE 95% backup | ASHP with AFUE 95% backup | ASHP with AFUE 95% backup | ASHP with AFUE 95% backup | ASHP with AFUE 95% backup | ASHP with AFUE 95% backup | ASHP with AFUE 95% backup | ASHP with AFUE 95% backup | ASHP with AFUE 95% backup | ASHP with AFUE 95% backup | ASHP with AFUE 95% backup | ASHP with AFUE 95% backup | ASHP with AFUE 95% backup | ASHP with AFUE 95% backup | ASHP with AFUE 95% backup | ASHP with AFUE 95% backup | ASHP with AFUE 95% backup | ASHP with AFUE 95% backup | ASHP with AFUE 95% backup | ASHP with AFUE 95% backup | ASHP with AFUE 95% backup | ASHP with AFUE 95% backup | ASHP with AFUE 95% backup | ASHP with AFUE 95% backup | ASHP with AFUE 95% backup | ASHP with AFUE 95% backup
F1_Residential_Multi-Family Regular Income_New_Space Heating_Natural Gas_Furnace_E1 | F1 | Residential | Multi-Family Regular Income | New | Space Heating | Natural Gas | Furnace | E1 | CCE | 0 | 0 | 0 | 0 | 0 | 0 | 0 | 0 | 0 | 0 | 0 | 0 | 0 | 0 | 0 | 0 | 0 | 0 | 0 | 0 | 0 | 0 | 0 | 0 | 0 | 0 | 0 | 0 | 0 | 0 | 0 | 0 | 0
F1_Residential_Multi-Family Regular Income_New_Space Heating_Natural Gas_Furnace_E2 | F1 | Residential | Multi-Family Regular Income | New | Space Heating | Natural Gas | Furnace | E2 | CCE | 0.79439 | 0.81883 | 0.80648 | 0.74329 | 0.74728 | 0 | 0 | 0 | 0 | 0 | 0 | 0 | 0 | 0 | 0 | 0 | 0 | 0 | 0 | 0 | 0 | 0 | 0 | 0 | 0 | 0 | 0 | 0 | 0 | 0 | 0 | 0 | 0
F1_Residential_Multi-Family Regular Income_New_Space Heating_Natural Gas_Furnace_E3 | F1 | Residential | Multi-Family Regular Income | New | Space Heating | Natural Gas | Furnace | E3 | CCE | 0.84384 | 0.8698 | 0.85668 | 0.78955 | 0.7938 | 0 | 0 | 0 | 0 | 0 | 0 | 0 | 0 | 0 | 0 | 0 | 0 | 0 | 0 | 0 | 0 | 0 | 0 | 0 | 0 | 0 | 0 | 0 | 0 | 0 | 0 | 0 | 0
F1_Residential_Multi-Family Regular Income_New_Space Heating_Natural Gas_Furnace_E4 | F1 | Residential | Multi-Family Regular Income | New | Space Heating | Natural Gas | Furnace | E4 | CCE | 6.4785 | 6.6778 | 6.5771 | 6.0617 | 6.0943 | 0 | 0 | 0 | 0 | 0 | 0 | 0 | 0 | 0 | 0 | 0 | 0 | 0 | 0 | 0 | 0 | 0 | 0 | 0 | 0 | 0 | 0 | 0 | 0 | 0 | 0 | 0 | 0
F1_Residential_Multi-Family Regular Income_New_Space Heating_Natural Gas_Furnace_E5 | F1 | Residential | Multi-Family Regular Income | New | Space Heating | Natural Gas | Furnace | E5 | CCE | 1.5556 | 1.6035 | 1.5793 | 1.4556 | 1.4634 | -10.1686 | -10.2239 | -10.2798 | -10.3363 | -10.3934 | -10.4512 | -10.5096 | -10.5687 | -10.6284 | -10.6888 | -10.7499 | -10.8117 | -10.8741 | -10.9374 | -11.0014 | -11.0661 | -11.1314 | -11.1978 | -11.2648 | -11.3326 | -11.4011 | -11.4707 | -11.541 | -11.6123 | -11.6843 | -11.7574 | -11.8313 | -11.8313
F1_Residential_Multi-Family Regular Income_New_Space Heating_Natural Gas_Furnace_E6 | F1 | Residential | Multi-Family Regular Income | New | Space Heating | Natural Gas | Furnace | E6 | CCE | 1.4586 | 1.5035 | 1.4808 | 1.3648 | 1.3721 | -5.8952 | -5.9273 | -5.9597 | -5.9925 | -6.0256 | -6.0591 | -6.0929 | -6.1272 | -6.1618 | -6.1968 | -6.2322 | -6.2681 | -6.3042 | -6.3409 | -6.378 | -6.4156 | -6.4534 | -6.4919 | -6.5307 | -6.5701 | -6.6098 | -6.6501 | -6.6909 | -6.7322 | -6.7739 | -6.8163 | -6.8592 | -6.8592
F1_Residential_Multi-Family Regular Income_New_Space Heating_Natural Gas_Furnace_E7 | F1 | Residential | Multi-Family Regular Income | New | Space Heating | Natural Gas | Furnace | E7 | CCE | 0 | 0 | 0 | 0 | 0 | 0 | 0 | 0 | 0 | 0 | 0 | 0 | 0 | 0 | 0 | 0 | 0 | 0 | 0 | 0 | 0 | 0 | 0 | 0 | 0 | 0 | 0 | 0 | 0 | 0 | 0 | 0 | 0
F1_Residential_Multi-Family Regular Income_New_Space Heating_Natural Gas_Furnace_E8 | F1 | Residential | Multi-Family Regular Income | New | Space Heating | Natural Gas | Furnace | E8 | CCE | 0 | 0 | 0 | 0 | 0 | 0 | 0 | 0 | 0 | 0 | 0 | 0 | 0 | 0 | 0 | 0 | 0 | 0 | 0 | 0 | 0 | 0 | 0 | 0 | 0 | 0 | 0 | 0 | 0 | 0 | 0 | 0 | 0
F1_Residential_Multi-Family Regular Income_New_Space Heating_Natural Gas_Furnace_E9 | F1 | Residential | Multi-Family Regular Income | New | Space Heating | Natural Gas | Furnace | E9 | CCE | 0 | 0 | 0 | 0 | 0 | 0 | 0 | 0 | 0 | 0 | 0 | 0 | 0 | 0 | 0 | 0 | 0 | 0 | 0 | 0 | 0 | 0 | 0 | 0 | 0 | 0 | 0 | 0 | 0 | 0 | 0 | 0 | 0
F1_Residential_Multi-Family Regular Income_New_Space Heating_Natural Gas_Furnace_E10 | F1 | Residential | Multi-Family Regular Income | New | Space Heating | Natural Gas | Furnace | E10 | CCE | 0 | 0 | 0 | 0 | 0 | 0 | 0 | 0 | 0 | 0 | 0 | 0 | 0 | 0 | 0 | 0 | 0 | 0 | 0 | 0 | 0 | 0 | 0 | 0 | 0 | 0 | 0 | 0 | 0 | 0 | 0 | 0 | 0
F2_Residential_Multi-Family Regular Income_New_Space Heating_Natural Gas_Furnace_E1 | F2 | Residential | Multi-Family Regular Income | New | Space Heating | Natural Gas | Furnace | E1 | TRC BC Ratio | 1 | 1 | 1 | 1 | 1 | 0 | 0 | 0 | 0 | 0 | 0 | 0 | 0 | 0 | 0 | 0 | 0 | 0 | 0 | 0 | 0 | 0 | 0 | 0 | 0 | 0 | 0 | 0 | 0 | 0 | 0 | 0 | 0
F2_Residential_Multi-Family Regular Income_New_Space Heating_Natural Gas_Furnace_E2 | F2 | Residential | Multi-Family Regular Income | New | Space Heating | Natural Gas | Furnace | E2 | TRC BC Ratio | 2.5593 | 2.5615 | 2.5689 | 2.5742 | 2.5657 | 0 | 0 | 0 | 0 | 0 | 0 | 0 | 0 | 0 | 0 | 0 | 0 | 0 | 0 | 0 | 0 | 0 | 0 | 0 | 0 | 0 | 0 | 0 | 0 | 0 | 0 | 0 | 0
F2_Residential_Multi-Family Regular Income_New_Space Heating_Natural Gas_Furnace_E3 | F2 | Residential | Multi-Family Regular Income | New | Space Heating | Natural Gas | Furnace | E3 | TRC BC Ratio | 2.4094 | 2.4114 | 2.4184 | 2.4234 | 2.4153 | 0 | 0 | 0 | 0 | 0 | 0 | 0 | 0 | 0 | 0 | 0 | 0 | 0 | 0 | 0 | 0 | 0 | 0 | 0 | 0 | 0 | 0 | 0 | 0 | 0 | 0 | 0 | 0
F2_Residential_Multi-Family Regular Income_New_Space Heating_Natural Gas_Furnace_E4 | F2 | Residential | Multi-Family Regular Income | New | Space Heating | Natural Gas | Furnace | E4 | TRC BC Ratio | 0.31303 | 0.31331 | 0.31387 | 0.31436 | 0.31422 | 1 | 1 | 1 | 1 | 1 | 1 | 1 | 1 | 1 | 1 | 1 | 1 | 1 | 1 | 1 | 1 | 1 | 1 | 1 | 1 | 1 | 1 | 1 | 1 | 1 | 1 | 1 | 1
F2_Residential_Multi-Family Regular Income_New_Space Heating_Natural Gas_Furnace_E5 | F2 | Residential | Multi-Family Regular Income | New | Space Heating | Natural Gas | Furnace | E5 | TRC BC Ratio | 1.3056 | 1.3068 | 1.3103 | 1.3129 | 1.3095 | 1 | 1 | 1 | 1 | 1 | 1 | 1 | 1 | 1 | 1 | 1 | 1 | 1 | 1 | 1 | 1 | 1 | 1 | 1 | 1 | 1 | 1 | 1 | 1 | 1 | 1 | 1 | 1
F2_Residential_Multi-Family Regular Income_New_Space Heating_Natural Gas_Furnace_E6 | F2 | Residential | Multi-Family Regular Income | New | Space Heating | Natural Gas | Furnace | E6 | TRC BC Ratio | 1.3929 | 1.3941 | 1.3979 | 1.4007 | 1.3969 | 1 | 1 | 1 | 1 | 1 | 1 | 1 | 1 | 1 | 1 | 1 | 1 | 1 | 1 | 1 | 1 | 1 | 1 | 1 | 1 | 1 | 1 | 1 | 1 | 1 | 1 | 1 | 1
F2_Residential_Multi-Family Regular Income_New_Space Heating_Natural Gas_Furnace_E7 | F2 | Residential | Multi-Family Regular Income | New | Space Heating | Natural Gas | Furnace | E7 | TRC BC Ratio | 0 | 0 | 0 | 0 | 0 | 0 | 0 | 0 | 0 | 0 | 0 | 0 | 0 | 0 | 0 | 0 | 0 | 0 | 0 | 0 | 0 | 0 | 0 | 0 | 0 | 0 | 0 | 0 | 0 | 0 | 0 | 0 | 0
F2_Residential_Multi-Family Regular Income_New_Space Heating_Natural Gas_Furnace_E8 | F2 | Residential | Multi-Family Regular Income | New | Space Heating | Natural Gas | Furnace | E8 | TRC BC Ratio | 0 | 0 | 0 | 0 | 0 | 0 | 0 | 0 | 0 | 0 | 0 | 0 | 0 | 0 | 0 | 0 | 0 | 0 | 0 | 0 | 0 | 0 | 0 | 0 | 0 | 0 | 0 | 0 | 0 | 0 | 0 | 0 | 0
F2_Residential_Multi-Family Regular Income_New_Space Heating_Natural Gas_Furnace_E9 | F2 | Residential | Multi-Family Regular Income | New | Space Heating | Natural Gas | Furnace | E9 | TRC BC Ratio | 0 | 0 | 0 | 0 | 0 | 0 | 0 | 0 | 0 | 0 | 0 | 0 | 0 | 0 | 0 | 0 | 0 | 0 | 0 | 0 | 0 | 0 | 0 | 0 | 0 | 0 | 0 | 0 | 0 | 0 | 0 | 0 | 0
F2_Residential_Multi-Family Regular Income_New_Space Heating_Natural Gas_Furnace_E10 | F2 | Residential | Multi-Family Regular Income | New | Space Heating | Natural Gas | Furnace | E10 | TRC BC Ratio | 0 | 0 | 0 | 0 | 0 | 0 | 0 | 0 | 0 | 0 | 0 | 0 | 0 | 0 | 0 | 0 | 0 | 0 | 0 | 0 | 0 | 0 | 0 | 0 | 0 | 0 | 0 | 0 | 0 | 0 | 0 | 0 | 0
F3_Residential_Multi-Family Regular Income_New_Space Heating_Natural Gas_Furnace_E1 | F3 | Residential | Multi-Family Regular Income | New | Space Heating | Natural Gas | Furnace | E1 | PACT BC Ratio | 1 | 1 | 1 | 1 | 1 | 0 | 0 | 0 | 0 | 0 | 0 | 0 | 0 | 0 | 0 | 0 | 0 | 0 | 0 | 0 | 0 | 0 | 0 | 0 | 0 | 0 | 0 | 0 | 0 | 0 | 0 | 0 | 0
F3_Residential_Multi-Family Regular Income_New_Space Heating_Natural Gas_Furnace_E2 | F3 | Residential | Multi-Family Regular Income | New | Space Heating | Natural Gas | Furnace | E2 | PACT BC Ratio | 2.6068 | 2.609 | 2.6165 | 2.6219 | 2.6132 | 0 | 0 | 0 | 0 | 0 | 0 | 0 | 0 | 0 | 0 | 0 | 0 | 0 | 0 | 0 | 0 | 0 | 0 | 0 | 0 | 0 | 0 | 0 | 0 | 0 | 0 | 0 | 0
F3_Residential_Multi-Family Regular Income_New_Space Heating_Natural Gas_Furnace_E3 | F3 | Residential | Multi-Family Regular Income | New | Space Heating | Natural Gas | Furnace | E3 | PACT BC Ratio | 2.454 | 2.4561 | 2.4632 | 2.4683 | 2.4601 | 0 | 0 | 0 | 0 | 0 | 0 | 0 | 0 | 0 | 0 | 0 | 0 | 0 | 0 | 0 | 0 | 0 | 0 | 0 | 0 | 0 | 0 | 0 | 0 | 0 | 0 | 0 | 0
F3_Residential_Multi-Family Regular Income_New_Space Heating_Natural Gas_Furnace_E4 | F3 | Residential | Multi-Family Regular Income | New | Space Heating | Natural Gas | Furnace | E4 | PACT BC Ratio | 0.31884 | 0.31912 | 0.31968 | 0.32019 | 0.32004 | 1 | 1 | 1 | 1 | 1 | 1 | 1 | 1 | 1 | 1 | 1 | 1 | 1 | 1 | 1 | 1 | 1 | 1 | 1 | 1 | 1 | 1 | 1 | 1 | 1 | 1 | 1 | 1
F3_Residential_Multi-Family Regular Income_New_Space Heating_Natural Gas_Furnace_E5 | F3 | Residential | Multi-Family Regular Income | New | Space Heating | Natural Gas | Furnace | E5 | PACT BC Ratio | 1.3298 | 1.331 | 1.3346 | 1.3372 | 1.3338 | 1 | 1 | 1 | 1 | 1 | 1 | 1 | 1 | 1 | 1 | 1 | 1 | 1 | 1 | 1 | 1 | 1 | 1 | 1 | 1 | 1 | 1 | 1 | 1 | 1 | 1 | 1 | 1
F3_Residential_Multi-Family Regular Income_New_Space Heating_Natural Gas_Furnace_E6 | F3 | Residential | Multi-Family Regular Income | New | Space Heating | Natural Gas | Furnace | E6 | PACT BC Ratio | 1.4187 | 1.4199 | 1.4238 | 1.4267 | 1.4228 | 1 | 1 | 1 | 1 | 1 | 1 | 1 | 1 | 1 | 1 | 1 | 1 | 1 | 1 | 1 | 1 | 1 | 1 | 1 | 1 | 1 | 1 | 1 | 1 | 1 | 1 | 1 | 1
F3_Residential_Multi-Family Regular Income_New_Space Heating_Natural Gas_Furnace_E7 | F3 | Residential | Multi-Family Regular Income | New | Space Heating | Natural Gas | Furnace | E7 | PACT BC Ratio | 0 | 0 | 0 | 0 | 0 | 0 | 0 | 0 | 0 | 0 | 0 | 0 | 0 | 0 | 0 | 0 | 0 | 0 | 0 | 0 | 0 | 0 | 0 | 0 | 0 | 0 | 0 | 0 | 0 | 0 | 0 | 0 | 0
F3_Residential_Multi-Family Regular Income_New_Space Heating_Natural Gas_Furnace_E8 | F3 | Residential | Multi-Family Regular Income | New | Space Heating | Natural Gas | Furnace | E8 | PACT BC Ratio | 0 | 0 | 0 | 0 | 0 | 0 | 0 | 0 | 0 | 0 | 0 | 0 | 0 | 0 | 0 | 0 | 0 | 0 | 0 | 0 | 0 | 0 | 0 | 0 | 0 | 0 | 0 | 0 | 0 | 0 | 0 | 0 | 0
F3_Residential_Multi-Family Regular Income_New_Space Heating_Natural Gas_Furnace_E9 | F3 | Residential | Multi-Family Regular Income | New | Space Heating | Natural Gas | Furnace | E9 | PACT BC Ratio | 0 | 0 | 0 | 0 | 0 | 0 | 0 | 0 | 0 | 0 | 0 | 0 | 0 | 0 | 0 | 0 | 0 | 0 | 0 | 0 | 0 | 0 | 0 | 0 | 0 | 0 | 0 | 0 | 0 | 0 | 0 | 0 | 0
F3_Residential_Multi-Family Regular Income_New_Space Heating_Natural Gas_Furnace_E10 | F3 | Residential | Multi-Family Regular Income | New | Space Heating | Natural Gas | Furnace | E10 | PACT BC Ratio | 0 | 0 | 0 | 0 | 0 | 0 | 0 | 0 | 0 | 0 | 0 | 0 | 0 | 0 | 0 | 0 | 0 | 0 | 0 | 0 | 0 | 0 | 0 | 0 | 0 | 0 | 0 | 0 | 0 | 0 | 0 | 0 | 0
F4_Residential_Multi-Family Regular Income_New_Space Heating_Natural Gas_Furnace_E1 | F4 | Residential | Multi-Family Regular Income | New | Space Heating | Natural Gas | Furnace | E1 | RVT BC Ratio | 1 | 1 | 1 | 1 | 1 | 0 | 0 | 0 | 0 | 0 | 0 | 0 | 0 | 0 | 0 | 0 | 0 | 0 | 0 | 0 | 0 | 0 | 0 | 0 | 0 | 0 | 0 | 0 | 0 | 0 | 0 | 0 | 0
F4_Residential_Multi-Family Regular Income_New_Space Heating_Natural Gas_Furnace_E2 | F4 | Residential | Multi-Family Regular Income | New | Space Heating | Natural Gas | Furnace | E2 | RVT BC Ratio | 4.0444 | 4.047 | 4.0559 | 4.0622 | 4.052 | 0 | 0 | 0 | 0 | 0 | 0 | 0 | 0 | 0 | 0 | 0 | 0 | 0 | 0 | 0 | 0 | 0 | 0 | 0 | 0 | 0 | 0 | 0 | 0 | 0 | 0 | 0 | 0
F4_Residential_Multi-Family Regular Income_New_Space Heating_Natural Gas_Furnace_E3 | F4 | Residential | Multi-Family Regular Income | New | Space Heating | Natural Gas | Furnace | E3 | RVT BC Ratio | 3.8647 | 3.8672 | 3.8755 | 3.8815 | 3.8719 | 0 | 0 | 0 | 0 | 0 | 0 | 0 | 0 | 0 | 0 | 0 | 0 | 0 | 0 | 0 | 0 | 0 | 0 | 0 | 0 | 0 | 0 | 0 | 0 | 0 | 0 | 0 | 0
F4_Residential_Multi-Family Regular Income_New_Space Heating_Natural Gas_Furnace_E4 | F4 | Residential | Multi-Family Regular Income | New | Space Heating | Natural Gas | Furnace | E4 | RVT BC Ratio | 1.3532 | 1.3535 | 1.3542 | 1.3548 | 1.3546 | 1 | 1 | 1 | 1 | 1 | 1 | 1 | 1 | 1 | 1 | 1 | 1 | 1 | 1 | 1 | 1 | 1 | 1 | 1 | 1 | 1 | 1 | 1 | 1 | 1 | 1 | 1 | 1
F4_Residential_Multi-Family Regular Income_New_Space Heating_Natural Gas_Furnace_E5 | F4 | Residential | Multi-Family Regular Income | New | Space Heating | Natural Gas | Furnace | E5 | RVT BC Ratio | 2.5424 | 2.5438 | 2.5479 | 2.5511 | 2.5471 | 1 | 1 | 1 | 1 | 1 | 1 | 1 | 1 | 1 | 1 | 1 | 1 | 1 | 1 | 1 | 1 | 1 | 1 | 1 | 1 | 1 | 1 | 1 | 1 | 1 | 1 | 1 | 1
F4_Residential_Multi-Family Regular Income_New_Space Heating_Natural Gas_Furnace_E6 | F4 | Residential | Multi-Family Regular Income | New | Space Heating | Natural Gas | Furnace | E6 | RVT BC Ratio | 2.6469 | 2.6484 | 2.6529 | 2.6563 | 2.6517 | 1 | 1 | 1 | 1 | 1 | 1 | 1 | 1 | 1 | 1 | 1 | 1 | 1 | 1 | 1 | 1 | 1 | 1 | 1 | 1 | 1 | 1 | 1 | 1 | 1 | 1 | 1 | 1
F4_Residential_Multi-Family Regular Income_New_Space Heating_Natural Gas_Furnace_E7 | F4 | Residential | Multi-Family Regular Income | New | Space Heating | Natural Gas | Furnace | E7 | RVT BC Ratio | 0 | 0 | 0 | 0 | 0 | 0 | 0 | 0 | 0 | 0 | 0 | 0 | 0 | 0 | 0 | 0 | 0 | 0 | 0 | 0 | 0 | 0 | 0 | 0 | 0 | 0 | 0 | 0 | 0 | 0 | 0 | 0 | 0
F4_Residential_Multi-Family Regular Income_New_Space Heating_Natural Gas_Furnace_E8 | F4 | Residential | Multi-Family Regular Income | New | Space Heating | Natural Gas | Furnace | E8 | RVT BC Ratio | 0 | 0 | 0 | 0 | 0 | 0 | 0 | 0 | 0 | 0 | 0 | 0 | 0 | 0 | 0 | 0 | 0 | 0 | 0 | 0 | 0 | 0 | 0 | 0 | 0 | 0 | 0 | 0 | 0 | 0 | 0 | 0 | 0
F4_Residential_Multi-Family Regular Income_New_Space Heating_Natural Gas_Furnace_E9 | F4 | Residential | Multi-Family Regular Income | New | Space Heating | Natural Gas | Furnace | E9 | RVT BC Ratio | 0 | 0 | 0 | 0 | 0 | 0 | 0 | 0 | 0 | 0 | 0 | 0 | 0 | 0 | 0 | 0 | 0 | 0 | 0 | 0 | 0 | 0 | 0 | 0 | 0 | 0 | 0 | 0 | 0 | 0 | 0 | 0 | 0
F4_Residential_Multi-Family Regular Income_New_Space Heating_Natural Gas_Furnace_E10 | F4 | Residential | Multi-Family Regular Income | New | Space Heating | Natural Gas | Furnace | E10 | RVT BC Ratio | 0 | 0 | 0 | 0 | 0 | 0 | 0 | 0 | 0 | 0 | 0 | 0 | 0 | 0 | 0 | 0 | 0 | 0 | 0 | 0 | 0 | 0 | 0 | 0 | 0 | 0 | 0 | 0 | 0 | 0 | 0 | 0 | 0
F5_Residential_Multi-Family Regular Income_New_Space Heating_Natural Gas_Furnace_E1 | F5 | Residential | Multi-Family Regular Income | New | Space Heating | Natural Gas | Furnace | E1 | RIM BC Ratio | 1 | 1 | 1 | 1 | 1 | 0 | 0 | 0 | 0 | 0 | 0 | 0 | 0 | 0 | 0 | 0 | 0 | 0 | 0 | 0 | 0 | 0 | 0 | 0 | 0 | 0 | 0 | 0 | 0 | 0 | 0 | 0 | 0
F5_Residential_Multi-Family Regular Income_New_Space Heating_Natural Gas_Furnace_E2 | F5 | Residential | Multi-Family Regular Income | New | Space Heating | Natural Gas | Furnace | E2 | RIM BC Ratio | 0.72359 | 0.72376 | 0.72434 | 0.72475 | 0.72408 | 0 | 0 | 0 | 0 | 0 | 0 | 0 | 0 | 0 | 0 | 0 | 0 | 0 | 0 | 0 | 0 | 0 | 0 | 0 | 0 | 0 | 0 | 0 | 0 | 0 | 0 | 0 | 0
F5_Residential_Multi-Family Regular Income_New_Space Heating_Natural Gas_Furnace_E3 | F5 | Residential | Multi-Family Regular Income | New | Space Heating | Natural Gas | Furnace | E3 | RIM BC Ratio | 0.7113 | 0.71147 | 0.71207 | 0.71249 | 0.71181 | 0 | 0 | 0 | 0 | 0 | 0 | 0 | 0 | 0 | 0 | 0 | 0 | 0 | 0 | 0 | 0 | 0 | 0 | 0 | 0 | 0 | 0 | 0 | 0 | 0 | 0 | 0 | 0
F5_Residential_Multi-Family Regular Income_New_Space Heating_Natural Gas_Furnace_E4 | F5 | Residential | Multi-Family Regular Income | New | Space Heating | Natural Gas | Furnace | E4 | RIM BC Ratio | 0.24185 | 0.24201 | 0.24234 | 0.24263 | 0.24254 | 1 | 1 | 1 | 1 | 1 | 1 | 1 | 1 | 1 | 1 | 1 | 1 | 1 | 1 | 1 | 1 | 1 | 1 | 1 | 1 | 1 | 1 | 1 | 1 | 1 | 1 | 1 | 1
F5_Residential_Multi-Family Regular Income_New_Space Heating_Natural Gas_Furnace_E5 | F5 | Residential | Multi-Family Regular Income | New | Space Heating | Natural Gas | Furnace | E5 | RIM BC Ratio | 0.57131 | 0.57153 | 0.57218 | 0.57267 | 0.57205 | 1 | 1 | 1 | 1 | 1 | 1 | 1 | 1 | 1 | 1 | 1 | 1 | 1 | 1 | 1 | 1 | 1 | 1 | 1 | 1 | 1 | 1 | 1 | 1 | 1 | 1 | 1 | 1
F5_Residential_Multi-Family Regular Income_New_Space Heating_Natural Gas_Furnace_E6 | F5 | Residential | Multi-Family Regular Income | New | Space Heating | Natural Gas | Furnace | E6 | RIM BC Ratio | 0.58711 | 0.58732 | 0.58799 | 0.58847 | 0.5878 | 1 | 1 | 1 | 1 | 1 | 1 | 1 | 1 | 1 | 1 | 1 | 1 | 1 | 1 | 1 | 1 | 1 | 1 | 1 | 1 | 1 | 1 | 1 | 1 | 1 | 1 | 1 | 1
F5_Residential_Multi-Family Regular Income_New_Space Heating_Natural Gas_Furnace_E7 | F5 | Residential | Multi-Family Regular Income | New | Space Heating | Natural Gas | Furnace | E7 | RIM BC Ratio | 0 | 0 | 0 | 0 | 0 | 0 | 0 | 0 | 0 | 0 | 0 | 0 | 0 | 0 | 0 | 0 | 0 | 0 | 0 | 0 | 0 | 0 | 0 | 0 | 0 | 0 | 0 | 0 | 0 | 0 | 0 | 0 | 0
F5_Residential_Multi-Family Regular Income_New_Space Heating_Natural Gas_Furnace_E8 | F5 | Residential | Multi-Family Regular Income | New | Space Heating | Natural Gas | Furnace | E8 | RIM BC Ratio | 0 | 0 | 0 | 0 | 0 | 0 | 0 | 0 | 0 | 0 | 0 | 0 | 0 | 0 | 0 | 0 | 0 | 0 | 0 | 0 | 0 | 0 | 0 | 0 | 0 | 0 | 0 | 0 | 0 | 0 | 0 | 0 | 0
F5_Residential_Multi-Family Regular Income_New_Space Heating_Natural Gas_Furnace_E9 | F5 | Residential | Multi-Family Regular Income | New | Space Heating | Natural Gas | Furnace | E9 | RIM BC Ratio | 0 | 0 | 0 | 0 | 0 | 0 | 0 | 0 | 0 | 0 | 0 | 0 | 0 | 0 | 0 | 0 | 0 | 0 | 0 | 0 | 0 | 0 | 0 | 0 | 0 | 0 | 0 | 0 | 0 | 0 | 0 | 0 | 0
F5_Residential_Multi-Family Regular Income_New_Space Heating_Natural Gas_Furnace_E10 | F5 | Residential | Multi-Family Regular Income | New | Space Heating | Natural Gas | Furnace | E10 | RIM BC Ratio | 0 | 0 | 0 | 0 | 0 | 0 | 0 | 0 | 0 | 0 | 0 | 0 | 0 | 0 | 0 | 0 | 0 | 0 | 0 | 0 | 0 | 0 | 0 | 0 | 0 | 0 | 0 | 0 | 0 | 0 | 0 | 0 | 0
F0_Residential_Multi-Family Regular Income_New_Space Heating_Natural Gas_Boiler_E0 | F0 | Residential | Multi-Family Regular Income | New | Space Heating | Natural Gas | Boiler | E0 | Economic Unit | AFUE 80% | AFUE 80% | AFUE 82% | AFUE 82% | AFUE 82% | ASHP with AFUE 95% backup | ASHP with AFUE 95% backup | ASHP with AFUE 95% backup | ASHP with AFUE 95% backup | ASHP with AFUE 95% backup | ASHP with AFUE 95% backup | ASHP with AFUE 95% backup | ASHP with AFUE 95% backup | ASHP with AFUE 95% backup | ASHP with AFUE 95% backup | ASHP with AFUE 95% backup | ASHP with AFUE 95% backup | ASHP with AFUE 95% backup | ASHP with AFUE 95% backup | ASHP with AFUE 95% backup | ASHP with AFUE 95% backup | ASHP with AFUE 95% backup | ASHP with AFUE 95% backup | ASHP with AFUE 95% backup | ASHP with AFUE 95% backup | ASHP with AFUE 95% backup | ASHP with AFUE 95% backup | ASHP with AFUE 95% backup | ASHP with AFUE 95% backup | ASHP with AFUE 95% backup | ASHP with AFUE 95% backup | ASHP with AFUE 95% backup | ASHP with AFUE 95% backup
F1_Residential_Multi-Family Regular Income_New_Space Heating_Natural Gas_Boiler_E1 | F1 | Residential | Multi-Family Regular Income | New | Space Heating | Natural Gas | Boiler | E1 | CCE | 0 | 0 | 0 | 0 | 0 | 0 | 0 | 0 | 0 | 0 | 0 | 0 | 0 | 0 | 0 | 0 | 0 | 0 | 0 | 0 | 0 | 0 | 0 | 0 | 0 | 0 | 0 | 0 | 0 | 0 | 0 | 0 | 0
F1_Residential_Multi-Family Regular Income_New_Space Heating_Natural Gas_Boiler_E2 | F1 | Residential | Multi-Family Regular Income | New | Space Heating | Natural Gas | Boiler | E2 | CCE | 9.1449 | 9.4262 | 0 | 0 | 0 | 0 | 0 | 0 | 0 | 0 | 0 | 0 | 0 | 0 | 0 | 0 | 0 | 0 | 0 | 0 | 0 | 0 | 0 | 0 | 0 | 0 | 0 | 0 | 0 | 0 | 0 | 0 | 0
F1_Residential_Multi-Family Regular Income_New_Space Heating_Natural Gas_Boiler_E3 | F1 | Residential | Multi-Family Regular Income | New | Space Heating | Natural Gas | Boiler | E3 | CCE | 9.9703 | 10.2771 | 11.5885 | 10.6805 | 10.7379 | 0 | 0 | 0 | 0 | 0 | 0 | 0 | 0 | 0 | 0 | 0 | 0 | 0 | 0 | 0 | 0 | 0 | 0 | 0 | 0 | 0 | 0 | 0 | 0 | 0 | 0 | 0 | 0
F1_Residential_Multi-Family Regular Income_New_Space Heating_Natural Gas_Boiler_E4 | F1 | Residential | Multi-Family Regular Income | New | Space Heating | Natural Gas | Boiler | E4 | CCE | 4.2892 | 4.4212 | 2.8319 | 2.61 | 2.624 | 0 | 0 | 0 | 0 | 0 | 0 | 0 | 0 | 0 | 0 | 0 | 0 | 0 | 0 | 0 | 0 | 0 | 0 | 0 | 0 | 0 | 0 | 0 | 0 | 0 | 0 | 0 | 0
F1_Residential_Multi-Family Regular Income_New_Space Heating_Natural Gas_Boiler_E5 | F1 | Residential | Multi-Family Regular Income | New | Space Heating | Natural Gas | Boiler | E5 | CCE | 3.5927 | 3.7032 | 2.7154 | 2.5026 | 2.5161 | 0 | 0 | 0 | 0 | 0 | 0 | 0 | 0 | 0 | 0 | 0 | 0 | 0 | 0 | 0 | 0 | 0 | 0 | 0 | 0 | 0 | 0 | 0 | 0 | 0 | 0 | 0 | 0
F1_Residential_Multi-Family Regular Income_New_Space Heating_Natural Gas_Boiler_E6 | F1 | Residential | Multi-Family Regular Income | New | Space Heating | Natural Gas | Boiler | E6 | CCE | 17.5455 | 18.0853 | 18.4322 | 16.9879 | 17.0793 | 0 | 0 | 0 | 0 | 0 | 0 | 0 | 0 | 0 | 0 | 0 | 0 | 0 | 0 | 0 | 0 | 0 | 0 | 0 | 0 | 0 | 0 | 0 | 0 | 0 | 0 | 0 | 0
F1_Residential_Multi-Family Regular Income_New_Space Heating_Natural Gas_Boiler_E7 | F1 | Residential | Multi-Family Regular Income | New | Space Heating | Natural Gas | Boiler | E7 | CCE | 4.9736 | 5.1266 | 4.8352 | 4.4563 | 4.4803 | -24.4572 | -24.5904 | -24.7248 | -24.8607 | -24.9979 | -25.137 | -25.2775 | -25.4195 | -25.563 | -25.7084 | -25.8553 | -26.004 | -26.1541 | -26.3063 | -26.4602 | -26.6159 | -26.773 | -26.9325 | -27.0937 | -27.2569 | -27.4217 | -27.5891 | -27.7582 | -27.9295 | -28.1027 | -28.2785 | -28.4563 | -28.4563
F1_Residential_Multi-Family Regular Income_New_Space Heating_Natural Gas_Boiler_E8 | F1 | Residential | Multi-Family Regular Income | New | Space Heating | Natural Gas | Boiler | E8 | CCE | 4.547 | 4.6869 | 4.4183 | 4.0721 | 4.094 | -14.179 | -14.2562 | -14.3341 | -14.4129 | -14.4925 | -14.5731 | -14.6546 | -14.7369 | -14.8201 | -14.9044 | -14.9896 | -15.0757 | -15.1628 | -15.2511 | -15.3403 | -15.4305 | -15.5216 | -15.6141 | -15.7075 | -15.8022 | -15.8977 | -15.9947 | -16.0928 | -16.1921 | -16.2925 | -16.3944 | -16.4975 | -16.4975
F1_Residential_Multi-Family Regular Income_New_Space Heating_Natural Gas_Boiler_E9 | F1 | Residential | Multi-Family Regular Income | New | Space Heating | Natural Gas | Boiler | E9 | CCE | 0 | 0 | 0 | 0 | 0 | 0 | 0 | 0 | 0 | 0 | 0 | 0 | 0 | 0 | 0 | 0 | 0 | 0 | 0 | 0 | 0 | 0 | 0 | 0 | 0 | 0 | 0 | 0 | 0 | 0 | 0 | 0 | 0
F1_Residential_Multi-Family Regular Income_New_Space Heating_Natural Gas_Boiler_E10 | F1 | Residential | Multi-Family Regular Income | New | Space Heating | Natural Gas | Boiler | E10 | CCE | 0 | 0 | 0 | 0 | 0 | 0 | 0 | 0 | 0 | 0 | 0 | 0 | 0 | 0 | 0 | 0 | 0 | 0 | 0 | 0 | 0 | 0 | 0 | 0 | 0 | 0 | 0 | 0 | 0 | 0 | 0 | 0 | 0
F2_Residential_Multi-Family Regular Income_New_Space Heating_Natural Gas_Boiler_E1 | F2 | Residential | Multi-Family Regular Income | New | Space Heating | Natural Gas | Boiler | E1 | TRC BC Ratio | 1 | 1 | 0 | 0 | 0 | 0 | 0 | 0 | 0 | 0 | 0 | 0 | 0 | 0 | 0 | 0 | 0 | 0 | 0 | 0 | 0 | 0 | 0 | 0 | 0 | 0 | 0 | 0 | 0 | 0 | 0 | 0 | 0
F2_Residential_Multi-Family Regular Income_New_Space Heating_Natural Gas_Boiler_E2 | F2 | Residential | Multi-Family Regular Income | New | Space Heating | Natural Gas | Boiler | E2 | TRC BC Ratio | 0.22301 | 0.22322 | 1 | 1 | 1 | 0 | 0 | 0 | 0 | 0 | 0 | 0 | 0 | 0 | 0 | 0 | 0 | 0 | 0 | 0 | 0 | 0 | 0 | 0 | 0 | 0 | 0 | 0 | 0 | 0 | 0 | 0 | 0
F2_Residential_Multi-Family Regular Income_New_Space Heating_Natural Gas_Boiler_E3 | F2 | Residential | Multi-Family Regular Income | New | Space Heating | Natural Gas | Boiler | E3 | TRC BC Ratio | 0.20455 | 0.20474 | 0.17933 | 0.17966 | 0.17907 | 0 | 0 | 0 | 0 | 0 | 0 | 0 | 0 | 0 | 0 | 0 | 0 | 0 | 0 | 0 | 0 | 0 | 0 | 0 | 0 | 0 | 0 | 0 | 0 | 0 | 0 | 0 | 0
F2_Residential_Multi-Family Regular Income_New_Space Heating_Natural Gas_Boiler_E4 | F2 | Residential | Multi-Family Regular Income | New | Space Heating | Natural Gas | Boiler | E4 | TRC BC Ratio | 0.47547 | 0.47591 | 0.73384 | 0.73518 | 0.73278 | 0 | 0 | 0 | 0 | 0 | 0 | 0 | 0 | 0 | 0 | 0 | 0 | 0 | 0 | 0 | 0 | 0 | 0 | 0 | 0 | 0 | 0 | 0 | 0 | 0 | 0 | 0 | 0
F2_Residential_Multi-Family Regular Income_New_Space Heating_Natural Gas_Boiler_E5 | F2 | Residential | Multi-Family Regular Income | New | Space Heating | Natural Gas | Boiler | E5 | TRC BC Ratio | 0.56765 | 0.56818 | 0.76533 | 0.76672 | 0.76422 | 0 | 0 | 0 | 0 | 0 | 0 | 0 | 0 | 0 | 0 | 0 | 0 | 0 | 0 | 0 | 0 | 0 | 0 | 0 | 0 | 0 | 0 | 0 | 0 | 0 | 0 | 0 | 0
F2_Residential_Multi-Family Regular Income_New_Space Heating_Natural Gas_Boiler_E6 | F2 | Residential | Multi-Family Regular Income | New | Space Heating | Natural Gas | Boiler | E6 | TRC BC Ratio | 0.11667 | 0.1168 | 0.11306 | 0.11315 | 0.11314 | 1 | 1 | 1 | 1 | 1 | 1 | 1 | 1 | 1 | 1 | 1 | 1 | 1 | 1 | 1 | 1 | 1 | 1 | 1 | 1 | 1 | 1 | 1 | 1 | 1 | 1 | 1 | 1
F2_Residential_Multi-Family Regular Income_New_Space Heating_Natural Gas_Boiler_E7 | F2 | Residential | Multi-Family Regular Income | New | Space Heating | Natural Gas | Boiler | E7 | TRC BC Ratio | 0.41109 | 0.41153 | 0.43086 | 0.43149 | 0.43047 | 1 | 1 | 1 | 1 | 1 | 1 | 1 | 1 | 1 | 1 | 1 | 1 | 1 | 1 | 1 | 1 | 1 | 1 | 1 | 1 | 1 | 1 | 1 | 1 | 1 | 1 | 1 | 1
F2_Residential_Multi-Family Regular Income_New_Space Heating_Natural Gas_Boiler_E8 | F2 | Residential | Multi-Family Regular Income | New | Space Heating | Natural Gas | Boiler | E8 | TRC BC Ratio | 0.44933 | 0.44979 | 0.47118 | 0.47192 | 0.47068 | 1 | 1 | 1 | 1 | 1 | 1 | 1 | 1 | 1 | 1 | 1 | 1 | 1 | 1 | 1 | 1 | 1 | 1 | 1 | 1 | 1 | 1 | 1 | 1 | 1 | 1 | 1 | 1
F2_Residential_Multi-Family Regular Income_New_Space Heating_Natural Gas_Boiler_E9 | F2 | Residential | Multi-Family Regular Income | New | Space Heating | Natural Gas | Boiler | E9 | TRC BC Ratio | 0 | 0 | 0 | 0 | 0 | 0 | 0 | 0 | 0 | 0 | 0 | 0 | 0 | 0 | 0 | 0 | 0 | 0 | 0 | 0 | 0 | 0 | 0 | 0 | 0 | 0 | 0 | 0 | 0 | 0 | 0 | 0 | 0
F2_Residential_Multi-Family Regular Income_New_Space Heating_Natural Gas_Boiler_E10 | F2 | Residential | Multi-Family Regular Income | New | Space Heating | Natural Gas | Boiler | E10 | TRC BC Ratio | 0 | 0 | 0 | 0 | 0 | 0 | 0 | 0 | 0 | 0 | 0 | 0 | 0 | 0 | 0 | 0 | 0 | 0 | 0 | 0 | 0 | 0 | 0 | 0 | 0 | 0 | 0 | 0 | 0 | 0 | 0 | 0 | 0
F3_Residential_Multi-Family Regular Income_New_Space Heating_Natural Gas_Boiler_E1 | F3 | Residential | Multi-Family Regular Income | New | Space Heating | Natural Gas | Boiler | E1 | PACT BC Ratio | 1 | 1 | 0 | 0 | 0 | 0 | 0 | 0 | 0 | 0 | 0 | 0 | 0 | 0 | 0 | 0 | 0 | 0 | 0 | 0 | 0 | 0 | 0 | 0 | 0 | 0 | 0 | 0 | 0 | 0 | 0 | 0 | 0
F3_Residential_Multi-Family Regular Income_New_Space Heating_Natural Gas_Boiler_E2 | F3 | Residential | Multi-Family Regular Income | New | Space Heating | Natural Gas | Boiler | E2 | PACT BC Ratio | 0.22301 | 0.22322 | 1 | 1 | 1 | 0 | 0 | 0 | 0 | 0 | 0 | 0 | 0 | 0 | 0 | 0 | 0 | 0 | 0 | 0 | 0 | 0 | 0 | 0 | 0 | 0 | 0 | 0 | 0 | 0 | 0 | 0 | 0
F3_Residential_Multi-Family Regular Income_New_Space Heating_Natural Gas_Boiler_E3 | F3 | Residential | Multi-Family Regular Income | New | Space Heating | Natural Gas | Boiler | E3 | PACT BC Ratio | 0.20455 | 0.20474 | 0.17933 | 0.17966 | 0.17907 | 0 | 0 | 0 | 0 | 0 | 0 | 0 | 0 | 0 | 0 | 0 | 0 | 0 | 0 | 0 | 0 | 0 | 0 | 0 | 0 | 0 | 0 | 0 | 0 | 0 | 0 | 0 | 0
F3_Residential_Multi-Family Regular Income_New_Space Heating_Natural Gas_Boiler_E4 | F3 | Residential | Multi-Family Regular Income | New | Space Heating | Natural Gas | Boiler | E4 | PACT BC Ratio | 0.47547 | 0.47591 | 0.73384 | 0.73518 | 0.73278 | 0 | 0 | 0 | 0 | 0 | 0 | 0 | 0 | 0 | 0 | 0 | 0 | 0 | 0 | 0 | 0 | 0 | 0 | 0 | 0 | 0 | 0 | 0 | 0 | 0 | 0 | 0 | 0
F3_Residential_Multi-Family Regular Income_New_Space Heating_Natural Gas_Boiler_E5 | F3 | Residential | Multi-Family Regular Income | New | Space Heating | Natural Gas | Boiler | E5 | PACT BC Ratio | 0.56765 | 0.56818 | 0.76533 | 0.76672 | 0.76422 | 0 | 0 | 0 | 0 | 0 | 0 | 0 | 0 | 0 | 0 | 0 | 0 | 0 | 0 | 0 | 0 | 0 | 0 | 0 | 0 | 0 | 0 | 0 | 0 | 0 | 0 | 0 | 0
F3_Residential_Multi-Family Regular Income_New_Space Heating_Natural Gas_Boiler_E6 | F3 | Residential | Multi-Family Regular Income | New | Space Heating | Natural Gas | Boiler | E6 | PACT BC Ratio | 0.11667 | 0.1168 | 0.11306 | 0.11315 | 0.11314 | 1 | 1 | 1 | 1 | 1 | 1 | 1 | 1 | 1 | 1 | 1 | 1 | 1 | 1 | 1 | 1 | 1 | 1 | 1 | 1 | 1 | 1 | 1 | 1 | 1 | 1 | 1 | 1
F3_Residential_Multi-Family Regular Income_New_Space Heating_Natural Gas_Boiler_E7 | F3 | Residential | Multi-Family Regular Income | New | Space Heating | Natural Gas | Boiler | E7 | PACT BC Ratio | 0.41109 | 0.41153 | 0.43086 | 0.43149 | 0.43047 | 1 | 1 | 1 | 1 | 1 | 1 | 1 | 1 | 1 | 1 | 1 | 1 | 1 | 1 | 1 | 1 | 1 | 1 | 1 | 1 | 1 | 1 | 1 | 1 | 1 | 1 | 1 | 1
F3_Residential_Multi-Family Regular Income_New_Space Heating_Natural Gas_Boiler_E8 | F3 | Residential | Multi-Family Regular Income | New | Space Heating | Natural Gas | Boiler | E8 | PACT BC Ratio | 0.44933 | 0.44979 | 0.47118 | 0.47192 | 0.47068 | 1 | 1 | 1 | 1 | 1 | 1 | 1 | 1 | 1 | 1 | 1 | 1 | 1 | 1 | 1 | 1 | 1 | 1 | 1 | 1 | 1 | 1 | 1 | 1 | 1 | 1 | 1 | 1
F3_Residential_Multi-Family Regular Income_New_Space Heating_Natural Gas_Boiler_E9 | F3 | Residential | Multi-Family Regular Income | New | Space Heating | Natural Gas | Boiler | E9 | PACT BC Ratio | 0 | 0 | 0 | 0 | 0 | 0 | 0 | 0 | 0 | 0 | 0 | 0 | 0 | 0 | 0 | 0 | 0 | 0 | 0 | 0 | 0 | 0 | 0 | 0 | 0 | 0 | 0 | 0 | 0 | 0 | 0 | 0 | 0
F3_Residential_Multi-Family Regular Income_New_Space Heating_Natural Gas_Boiler_E10 | F3 | Residential | Multi-Family Regular Income | New | Space Heating | Natural Gas | Boiler | E10 | PACT BC Ratio | 0 | 0 | 0 | 0 | 0 | 0 | 0 | 0 | 0 | 0 | 0 | 0 | 0 | 0 | 0 | 0 | 0 | 0 | 0 | 0 | 0 | 0 | 0 | 0 | 0 | 0 | 0 | 0 | 0 | 0 | 0 | 0 | 0
F4_Residential_Multi-Family Regular Income_New_Space Heating_Natural Gas_Boiler_E1 | F4 | Residential | Multi-Family Regular Income | New | Space Heating | Natural Gas | Boiler | E1 | RVT BC Ratio | 1 | 1 | 0 | 0 | 0 | 0 | 0 | 0 | 0 | 0 | 0 | 0 | 0 | 0 | 0 | 0 | 0 | 0 | 0 | 0 | 0 | 0 | 0 | 0 | 0 | 0 | 0 | 0 | 0 | 0 | 0 | 0 | 0
F4_Residential_Multi-Family Regular Income_New_Space Heating_Natural Gas_Boiler_E2 | F4 | Residential | Multi-Family Regular Income | New | Space Heating | Natural Gas | Boiler | E2 | RVT BC Ratio | 1.2672 | 1.2674 | 1 | 1 | 1 | 0 | 0 | 0 | 0 | 0 | 0 | 0 | 0 | 0 | 0 | 0 | 0 | 0 | 0 | 0 | 0 | 0 | 0 | 0 | 0 | 0 | 0 | 0 | 0 | 0 | 0 | 0 | 0
F4_Residential_Multi-Family Regular Income_New_Space Heating_Natural Gas_Boiler_E3 | F4 | Residential | Multi-Family Regular Income | New | Space Heating | Natural Gas | Boiler | E3 | RVT BC Ratio | 1.2451 | 1.2453 | 1.2148 | 1.2152 | 1.2145 | 0 | 0 | 0 | 0 | 0 | 0 | 0 | 0 | 0 | 0 | 0 | 0 | 0 | 0 | 0 | 0 | 0 | 0 | 0 | 0 | 0 | 0 | 0 | 0 | 0 | 0 | 0 | 0
F4_Residential_Multi-Family Regular Income_New_Space Heating_Natural Gas_Boiler_E4 | F4 | Residential | Multi-Family Regular Income | New | Space Heating | Natural Gas | Boiler | E4 | RVT BC Ratio | 1.5696 | 1.5702 | 1.8792 | 1.8808 | 1.8779 | 0 | 0 | 0 | 0 | 0 | 0 | 0 | 0 | 0 | 0 | 0 | 0 | 0 | 0 | 0 | 0 | 0 | 0 | 0 | 0 | 0 | 0 | 0 | 0 | 0 | 0 | 0 | 0
F4_Residential_Multi-Family Regular Income_New_Space Heating_Natural Gas_Boiler_E5 | F4 | Residential | Multi-Family Regular Income | New | Space Heating | Natural Gas | Boiler | E5 | RVT BC Ratio | 1.6801 | 1.6807 | 1.9169 | 1.9186 | 1.9156 | 0 | 0 | 0 | 0 | 0 | 0 | 0 | 0 | 0 | 0 | 0 | 0 | 0 | 0 | 0 | 0 | 0 | 0 | 0 | 0 | 0 | 0 | 0 | 0 | 0 | 0 | 0 | 0
F4_Residential_Multi-Family Regular Income_New_Space Heating_Natural Gas_Boiler_E6 | F4 | Residential | Multi-Family Regular Income | New | Space Heating | Natural Gas | Boiler | E6 | RVT BC Ratio | 1.1398 | 1.1399 | 1.1355 | 1.1356 | 1.1356 | 1 | 1 | 1 | 1 | 1 | 1 | 1 | 1 | 1 | 1 | 1 | 1 | 1 | 1 | 1 | 1 | 1 | 1 | 1 | 1 | 1 | 1 | 1 | 1 | 1 | 1 | 1 | 1
F4_Residential_Multi-Family Regular Income_New_Space Heating_Natural Gas_Boiler_E7 | F4 | Residential | Multi-Family Regular Income | New | Space Heating | Natural Gas | Boiler | E7 | RVT BC Ratio | 1.4925 | 1.493 | 1.5162 | 1.517 | 1.5157 | 1 | 1 | 1 | 1 | 1 | 1 | 1 | 1 | 1 | 1 | 1 | 1 | 1 | 1 | 1 | 1 | 1 | 1 | 1 | 1 | 1 | 1 | 1 | 1 | 1 | 1 | 1 | 1
F4_Residential_Multi-Family Regular Income_New_Space Heating_Natural Gas_Boiler_E8 | F4 | Residential | Multi-Family Regular Income | New | Space Heating | Natural Gas | Boiler | E8 | RVT BC Ratio | 1.5383 | 1.5389 | 1.5645 | 1.5654 | 1.5639 | 1 | 1 | 1 | 1 | 1 | 1 | 1 | 1 | 1 | 1 | 1 | 1 | 1 | 1 | 1 | 1 | 1 | 1 | 1 | 1 | 1 | 1 | 1 | 1 | 1 | 1 | 1 | 1
F4_Residential_Multi-Family Regular Income_New_Space Heating_Natural Gas_Boiler_E9 | F4 | Residential | Multi-Family Regular Income | New | Space Heating | Natural Gas | Boiler | E9 | RVT BC Ratio | 0 | 0 | 0 | 0 | 0 | 0 | 0 | 0 | 0 | 0 | 0 | 0 | 0 | 0 | 0 | 0 | 0 | 0 | 0 | 0 | 0 | 0 | 0 | 0 | 0 | 0 | 0 | 0 | 0 | 0 | 0 | 0 | 0
F4_Residential_Multi-Family Regular Income_New_Space Heating_Natural Gas_Boiler_E10 | F4 | Residential | Multi-Family Regular Income | New | Space Heating | Natural Gas | Boiler | E10 | RVT BC Ratio | 0 | 0 | 0 | 0 | 0 | 0 | 0 | 0 | 0 | 0 | 0 | 0 | 0 | 0 | 0 | 0 | 0 | 0 | 0 | 0 | 0 | 0 | 0 | 0 | 0 | 0 | 0 | 0 | 0 | 0 | 0 | 0 | 0
F5_Residential_Multi-Family Regular Income_New_Space Heating_Natural Gas_Boiler_E1 | F5 | Residential | Multi-Family Regular Income | New | Space Heating | Natural Gas | Boiler | E1 | RIM BC Ratio | 1 | 1 | 0 | 0 | 0 | 0 | 0 | 0 | 0 | 0 | 0 | 0 | 0 | 0 | 0 | 0 | 0 | 0 | 0 | 0 | 0 | 0 | 0 | 0 | 0 | 0 | 0 | 0 | 0 | 0 | 0 | 0 | 0
F5_Residential_Multi-Family Regular Income_New_Space Heating_Natural Gas_Boiler_E2 | F5 | Residential | Multi-Family Regular Income | New | Space Heating | Natural Gas | Boiler | E2 | RIM BC Ratio | 0.1824 | 0.18254 | 1 | 1 | 1 | 0 | 0 | 0 | 0 | 0 | 0 | 0 | 0 | 0 | 0 | 0 | 0 | 0 | 0 | 0 | 0 | 0 | 0 | 0 | 0 | 0 | 0 | 0 | 0 | 0 | 0 | 0 | 0
F5_Residential_Multi-Family Regular Income_New_Space Heating_Natural Gas_Boiler_E3 | F5 | Residential | Multi-Family Regular Income | New | Space Heating | Natural Gas | Boiler | E3 | RIM BC Ratio | 0.16986 | 0.16999 | 0.1521 | 0.15233 | 0.15191 | 0 | 0 | 0 | 0 | 0 | 0 | 0 | 0 | 0 | 0 | 0 | 0 | 0 | 0 | 0 | 0 | 0 | 0 | 0 | 0 | 0 | 0 | 0 | 0 | 0 | 0 | 0 | 0
F5_Residential_Multi-Family Regular Income_New_Space Heating_Natural Gas_Boiler_E4 | F5 | Residential | Multi-Family Regular Income | New | Space Heating | Natural Gas | Boiler | E4 | RIM BC Ratio | 0.32242 | 0.32262 | 0.42353 | 0.42398 | 0.42318 | 0 | 0 | 0 | 0 | 0 | 0 | 0 | 0 | 0 | 0 | 0 | 0 | 0 | 0 | 0 | 0 | 0 | 0 | 0 | 0 | 0 | 0 | 0 | 0 | 0 | 0 | 0 | 0
F5_Residential_Multi-Family Regular Income_New_Space Heating_Natural Gas_Boiler_E5 | F5 | Residential | Multi-Family Regular Income | New | Space Heating | Natural Gas | Boiler | E5 | RIM BC Ratio | 0.36231 | 0.36253 | 0.43384 | 0.43428 | 0.43348 | 0 | 0 | 0 | 0 | 0 | 0 | 0 | 0 | 0 | 0 | 0 | 0 | 0 | 0 | 0 | 0 | 0 | 0 | 0 | 0 | 0 | 0 | 0 | 0 | 0 | 0 | 0 | 0
F5_Residential_Multi-Family Regular Income_New_Space Heating_Natural Gas_Boiler_E6 | F5 | Residential | Multi-Family Regular Income | New | Space Heating | Natural Gas | Boiler | E6 | RIM BC Ratio | 0.1045 | 0.1046 | 0.10159 | 0.10166 | 0.10166 | 1 | 1 | 1 | 1 | 1 | 1 | 1 | 1 | 1 | 1 | 1 | 1 | 1 | 1 | 1 | 1 | 1 | 1 | 1 | 1 | 1 | 1 | 1 | 1 | 1 | 1 | 1 | 1
F5_Residential_Multi-Family Regular Income_New_Space Heating_Natural Gas_Boiler_E7 | F5 | Residential | Multi-Family Regular Income | New | Space Heating | Natural Gas | Boiler | E7 | RIM BC Ratio | 0.29146 | 0.29169 | 0.30127 | 0.30158 | 0.30107 | 1 | 1 | 1 | 1 | 1 | 1 | 1 | 1 | 1 | 1 | 1 | 1 | 1 | 1 | 1 | 1 | 1 | 1 | 1 | 1 | 1 | 1 | 1 | 1 | 1 | 1 | 1 | 1
F5_Residential_Multi-Family Regular Income_New_Space Heating_Natural Gas_Boiler_E8 | F5 | Residential | Multi-Family Regular Income | New | Space Heating | Natural Gas | Boiler | E8 | RIM BC Ratio | 0.31018 | 0.3104 | 0.32044 | 0.32078 | 0.32021 | 1 | 1 | 1 | 1 | 1 | 1 | 1 | 1 | 1 | 1 | 1 | 1 | 1 | 1 | 1 | 1 | 1 | 1 | 1 | 1 | 1 | 1 | 1 | 1 | 1 | 1 | 1 | 1
F5_Residential_Multi-Family Regular Income_New_Space Heating_Natural Gas_Boiler_E9 | F5 | Residential | Multi-Family Regular Income | New | Space Heating | Natural Gas | Boiler | E9 | RIM BC Ratio | 0 | 0 | 0 | 0 | 0 | 0 | 0 | 0 | 0 | 0 | 0 | 0 | 0 | 0 | 0 | 0 | 0 | 0 | 0 | 0 | 0 | 0 | 0 | 0 | 0 | 0 | 0 | 0 | 0 | 0 | 0 | 0 | 0
F5_Residential_Multi-Family Regular Income_New_Space Heating_Natural Gas_Boiler_E10 | F5 | Residential | Multi-Family Regular Income | New | Space Heating | Natural Gas | Boiler | E10 | RIM BC Ratio | 0 | 0 | 0 | 0 | 0 | 0 | 0 | 0 | 0 | 0 | 0 | 0 | 0 | 0 | 0 | 0 | 0 | 0 | 0 | 0 | 0 | 0 | 0 | 0 | 0 | 0 | 0 | 0 | 0 | 0 | 0 | 0 | 0
F0_Residential_Multi-Family Regular Income_New_Secondary Heating_Natural Gas_Fireplace_E0 | F0 | Residential | Multi-Family Regular Income | New | Secondary Heating | Natural Gas | Fireplace | E0 | Economic Unit | Baseline (>50% FE) | Baseline (>50% FE) | Tier 1 (70% FE) | Tier 2 (>75% FE) | Tier 2 (>75% FE) | Tier 2 (>75% FE) | Tier 2 (>75% FE) | Tier 2 (>75% FE) | Tier 2 (>75% FE) | Tier 2 (>75% FE) | Tier 2 (>75% FE) | Tier 2 (>75% FE) | Tier 2 (>75% FE) | Tier 2 (>75% FE) | Tier 2 (>75% FE) | Tier 2 (>75% FE) | Tier 2 (>75% FE) | Tier 2 (>75% FE) | Tier 2 (>75% FE) | Tier 2 (>75% FE) | Tier 2 (>75% FE) | Tier 2 (>75% FE) | Tier 2 (>75% FE) | Tier 2 (>75% FE) | Tier 2 (>75% FE) | Tier 2 (>75% FE) | Tier 2 (>75% FE) | Tier 2 (>75% FE) | Tier 2 (>75% FE) | Tier 2 (>75% FE) | Tier 2 (>75% FE) | Tier 2 (>75% FE) | Tier 2 (>75% FE)
F1_Residential_Multi-Family Regular Income_New_Secondary Heating_Natural Gas_Fireplace_E1 | F1 | Residential | Multi-Family Regular Income | New | Secondary Heating | Natural Gas | Fireplace | E1 | CCE | 0 | 0 | 0 | 0 | 0 | 0 | 0 | 0 | 0 | 0 | 0 | 0 | 0 | 0 | 0 | 0 | 0 | 0 | 0 | 0 | 0 | 0 | 0 | 0 | 0 | 0 | 0 | 0 | 0 | 0 | 0 | 0 | 0
F1_Residential_Multi-Family Regular Income_New_Secondary Heating_Natural Gas_Fireplace_E2 | F1 | Residential | Multi-Family Regular Income | New | Secondary Heating | Natural Gas | Fireplace | E2 | CCE | 2.9932 | 3.0853 | 3.0307 | 2.7858 | 2.7933 | 2.8008 | 2.8084 | 2.8161 | 2.8238 | 2.8316 | 2.8395 | 2.8474 | 2.8554 | 2.8634 | 2.8716 | 2.8797 | 2.888 | 2.8963 | 2.9048 | 2.9132 | 2.9218 | 2.9304 | 2.9391 | 2.9479 | 2.9568 | 2.9657 | 2.9747 | 2.9838 | 2.993 | 3.0023 | 3.0117 | 3.0211 | 3.0211
F1_Residential_Multi-Family Regular Income_New_Secondary Heating_Natural Gas_Fireplace_E3 | F1 | Residential | Multi-Family Regular Income | New | Secondary Heating | Natural Gas | Fireplace | E3 | CCE | 3.0095 | 3.1021 | 3.0473 | 2.801 | 2.8085 | 2.8161 | 2.8237 | 2.8314 | 2.8392 | 2.847 | 2.855 | 2.8629 | 2.871 | 2.879 | 2.8872 | 2.8955 | 2.9038 | 2.9121 | 2.9206 | 2.9291 | 2.9377 | 2.9464 | 2.9552 | 2.964 | 2.9729 | 2.9819 | 2.991 | 3.0001 | 3.0094 | 3.0187 | 3.0281 | 3.0376 | 3.0376
F1_Residential_Multi-Family Regular Income_New_Secondary Heating_Natural Gas_Fireplace_E4 | F1 | Residential | Multi-Family Regular Income | New | Secondary Heating | Natural Gas | Fireplace | E4 | CCE | 0 | 0 | 0 | 0 | 0 | 0 | 0 | 0 | 0 | 0 | 0 | 0 | 0 | 0 | 0 | 0 | 0 | 0 | 0 | 0 | 0 | 0 | 0 | 0 | 0 | 0 | 0 | 0 | 0 | 0 | 0 | 0 | 0
F1_Residential_Multi-Family Regular Income_New_Secondary Heating_Natural Gas_Fireplace_E5 | F1 | Residential | Multi-Family Regular Income | New | Secondary Heating | Natural Gas | Fireplace | E5 | CCE | 0 | 0 | 0 | 0 | 0 | 0 | 0 | 0 | 0 | 0 | 0 | 0 | 0 | 0 | 0 | 0 | 0 | 0 | 0 | 0 | 0 | 0 | 0 | 0 | 0 | 0 | 0 | 0 | 0 | 0 | 0 | 0 | 0
F1_Residential_Multi-Family Regular Income_New_Secondary Heating_Natural Gas_Fireplace_E6 | F1 | Residential | Multi-Family Regular Income | New | Secondary Heating | Natural Gas | Fireplace | E6 | CCE | 0 | 0 | 0 | 0 | 0 | 0 | 0 | 0 | 0 | 0 | 0 | 0 | 0 | 0 | 0 | 0 | 0 | 0 | 0 | 0 | 0 | 0 | 0 | 0 | 0 | 0 | 0 | 0 | 0 | 0 | 0 | 0 | 0
F1_Residential_Multi-Family Regular Income_New_Secondary Heating_Natural Gas_Fireplace_E7 | F1 | Residential | Multi-Family Regular Income | New | Secondary Heating | Natural Gas | Fireplace | E7 | CCE | 0 | 0 | 0 | 0 | 0 | 0 | 0 | 0 | 0 | 0 | 0 | 0 | 0 | 0 | 0 | 0 | 0 | 0 | 0 | 0 | 0 | 0 | 0 | 0 | 0 | 0 | 0 | 0 | 0 | 0 | 0 | 0 | 0
F1_Residential_Multi-Family Regular Income_New_Secondary Heating_Natural Gas_Fireplace_E8 | F1 | Residential | Multi-Family Regular Income | New | Secondary Heating | Natural Gas | Fireplace | E8 | CCE | 0 | 0 | 0 | 0 | 0 | 0 | 0 | 0 | 0 | 0 | 0 | 0 | 0 | 0 | 0 | 0 | 0 | 0 | 0 | 0 | 0 | 0 | 0 | 0 | 0 | 0 | 0 | 0 | 0 | 0 | 0 | 0 | 0
F1_Residential_Multi-Family Regular Income_New_Secondary Heating_Natural Gas_Fireplace_E9 | F1 | Residential | Multi-Family Regular Income | New | Secondary Heating | Natural Gas | Fireplace | E9 | CCE | 0 | 0 | 0 | 0 | 0 | 0 | 0 | 0 | 0 | 0 | 0 | 0 | 0 | 0 | 0 | 0 | 0 | 0 | 0 | 0 | 0 | 0 | 0 | 0 | 0 | 0 | 0 | 0 | 0 | 0 | 0 | 0 | 0
F1_Residential_Multi-Family Regular Income_New_Secondary Heating_Natural Gas_Fireplace_E10 | F1 | Residential | Multi-Family Regular Income | New | Secondary Heating | Natural Gas | Fireplace | E10 | CCE | 0 | 0 | 0 | 0 | 0 | 0 | 0 | 0 | 0 | 0 | 0 | 0 | 0 | 0 | 0 | 0 | 0 | 0 | 0 | 0 | 0 | 0 | 0 | 0 | 0 | 0 | 0 | 0 | 0 | 0 | 0 | 0 | 0
F2_Residential_Multi-Family Regular Income_New_Secondary Heating_Natural Gas_Fireplace_E1 | F2 | Residential | Multi-Family Regular Income | New | Secondary Heating | Natural Gas | Fireplace | E1 | TRC BC Ratio | bar: 2019 to 2051
F2_Residential_Multi-Family Regular Income_New_Secondary Heating_Natural Gas_Fireplace_E2 | F2 | Residential | Multi-Family Regular Income | New | Secondary Heating | Natural Gas | Fireplace | E2 | TRC BC Ratio | 0.5425 | 0.54435 | 0.54774 | 0.55061 | 0.54991 | 0.55134 | 0.55474 | 0.55767 | 0.56127 | 0.56468 | 0.56801 | 0.57117 | 0.57458 | 0.57781 | 0.58054 | 0.58297 | 0.58502 | 0.58686 | 0.58818 | 0.58922 | 0.58953 | 0.58926 | 0.58851 | 0.58764 | 0.58622 | 0.58441 | 0.58223 | 0.57976 | 0.57666 | 0.57324 | 0.5692 | 0.56484 | 0.55964
F2_Residential_Multi-Family Regular Income_New_Secondary Heating_Natural Gas_Fireplace_E3 | F2 | Residential | Multi-Family Regular Income | New | Secondary Heating | Natural Gas | Fireplace | E3 | TRC BC Ratio | 0.53956 | 0.5414 | 0.54477 | 0.54762 | 0.54693 | 0.54835 | 0.55173 | 0.55464 | 0.55822 | 0.56162 | 0.56493 | 0.56807 | 0.57146 | 0.57468 | 0.57739 | 0.5798 | 0.58184 | 0.58367 | 0.58499 | 0.58602 | 0.58633 | 0.58606 | 0.58532 | 0.58445 | 0.58303 | 0.58124 | 0.57907 | 0.57661 | 0.57353 | 0.57013 | 0.56611 | 0.56177 | 0.5566
F2_Residential_Multi-Family Regular Income_New_Secondary Heating_Natural Gas_Fireplace_E4 | F2 | Residential | Multi-Family Regular Income | New | Secondary Heating | Natural Gas | Fireplace | E4 | TRC BC Ratio | 0 | 0 | 0 | 0 | 0 | 0 | 0 | 0 | 0 | 0 | 0 | 0 | 0 | 0 | 0 | 0 | 0 | 0 | 0 | 0 | 0 | 0 | 0 | 0 | 0 | 0 | 0 | 0 | 0 | 0 | 0 | 0 | 0
F2_Residential_Multi-Family Regular Income_New_Secondary Heating_Natural Gas_Fireplace_E5 | F2 | Residential | Multi-Family Regular Income | New | Secondary Heating | Natural Gas | Fireplace | E5 | TRC BC Ratio | 0 | 0 | 0 | 0 | 0 | 0 | 0 | 0 | 0 | 0 | 0 | 0 | 0 | 0 | 0 | 0 | 0 | 0 | 0 | 0 | 0 | 0 | 0 | 0 | 0 | 0 | 0 | 0 | 0 | 0 | 0 | 0 | 0
F2_Residential_Multi-Family Regular Income_New_Secondary Heating_Natural Gas_Fireplace_E6 | F2 | Residential | Multi-Family Regular Income | New | Secondary Heating | Natural Gas | Fireplace | E6 | TRC BC Ratio | 0 | 0 | 0 | 0 | 0 | 0 | 0 | 0 | 0 | 0 | 0 | 0 | 0 | 0 | 0 | 0 | 0 | 0 | 0 | 0 | 0 | 0 | 0 | 0 | 0 | 0 | 0 | 0 | 0 | 0 | 0 | 0 | 0
F2_Residential_Multi-Family Regular Income_New_Secondary Heating_Natural Gas_Fireplace_E7 | F2 | Residential | Multi-Family Regular Income | New | Secondary Heating | Natural Gas | Fireplace | E7 | TRC BC Ratio | 0 | 0 | 0 | 0 | 0 | 0 | 0 | 0 | 0 | 0 | 0 | 0 | 0 | 0 | 0 | 0 | 0 | 0 | 0 | 0 | 0 | 0 | 0 | 0 | 0 | 0 | 0 | 0 | 0 | 0 | 0 | 0 | 0
F2_Residential_Multi-Family Regular Income_New_Secondary Heating_Natural Gas_Fireplace_E8 | F2 | Residential | Multi-Family Regular Income | New | Secondary Heating | Natural Gas | Fireplace | E8 | TRC BC Ratio | 0 | 0 | 0 | 0 | 0 | 0 | 0 | 0 | 0 | 0 | 0 | 0 | 0 | 0 | 0 | 0 | 0 | 0 | 0 | 0 | 0 | 0 | 0 | 0 | 0 | 0 | 0 | 0 | 0 | 0 | 0 | 0 | 0
F2_Residential_Multi-Family Regular Income_New_Secondary Heating_Natural Gas_Fireplace_E9 | F2 | Residential | Multi-Family Regular Income | New | Secondary Heating | Natural Gas | Fireplace | E9 | TRC BC Ratio | 0 | 0 | 0 | 0 | 0 | 0 | 0 | 0 | 0 | 0 | 0 | 0 | 0 | 0 | 0 | 0 | 0 | 0 | 0 | 0 | 0 | 0 | 0 | 0 | 0 | 0 | 0 | 0 | 0 | 0 | 0 | 0 | 0
F2_Residential_Multi-Family Regular Income_New_Secondary Heating_Natural Gas_Fireplace_E10 | F2 | Residential | Multi-Family Regular Income | New | Secondary Heating | Natural Gas | Fireplace | E10 | TRC BC Ratio | 0 | 0 | 0 | 0 | 0 | 0 | 0 | 0 | 0 | 0 | 0 | 0 | 0 | 0 | 0 | 0 | 0 | 0 | 0 | 0 | 0 | 0 | 0 | 0 | 0 | 0 | 0 | 0 | 0 | 0 | 0 | 0 | 0
F3_Residential_Multi-Family Regular Income_New_Secondary Heating_Natural Gas_Fireplace_E1 | F3 | Residential | Multi-Family Regular Income | New | Secondary Heating | Natural Gas | Fireplace | E1 | PACT BC Ratio | bar: 2019 to 2051
F3_Residential_Multi-Family Regular Income_New_Secondary Heating_Natural Gas_Fireplace_E2 | F3 | Residential | Multi-Family Regular Income | New | Secondary Heating | Natural Gas | Fireplace | E2 | PACT BC Ratio | 0.99324 | 0.99664 | 1.0028 | 1.0081 | 1.0068 | 1.0094 | 1.0157 | 1.021 | 1.0276 | 1.0339 | 1.04 | 1.0457 | 1.052 | 1.0579 | 1.0629 | 1.0673 | 1.0711 | 1.0745 | 1.0769 | 1.0788 | 1.0793 | 1.0788 | 1.0775 | 1.0759 | 1.0733 | 1.07 | 1.066 | 1.0615 | 1.0558 | 1.0495 | 1.0421 | 1.0341 | 1.0246
F3_Residential_Multi-Family Regular Income_New_Secondary Heating_Natural Gas_Fireplace_E3 | F3 | Residential | Multi-Family Regular Income | New | Secondary Heating | Natural Gas | Fireplace | E3 | PACT BC Ratio | 0.98785 | 0.99123 | 0.9974 | 1.0026 | 1.0013 | 1.0039 | 1.0101 | 1.0155 | 1.022 | 1.0282 | 1.0343 | 1.0401 | 1.0463 | 1.0522 | 1.0571 | 1.0615 | 1.0653 | 1.0686 | 1.071 | 1.0729 | 1.0735 | 1.073 | 1.0716 | 1.07 | 1.0675 | 1.0642 | 1.0602 | 1.0557 | 1.0501 | 1.0438 | 1.0365 | 1.0285 | 1.0191
F3_Residential_Multi-Family Regular Income_New_Secondary Heating_Natural Gas_Fireplace_E4 | F3 | Residential | Multi-Family Regular Income | New | Secondary Heating | Natural Gas | Fireplace | E4 | PACT BC Ratio | 0 | 0 | 0 | 0 | 0 | 0 | 0 | 0 | 0 | 0 | 0 | 0 | 0 | 0 | 0 | 0 | 0 | 0 | 0 | 0 | 0 | 0 | 0 | 0 | 0 | 0 | 0 | 0 | 0 | 0 | 0 | 0 | 0
F3_Residential_Multi-Family Regular Income_New_Secondary Heating_Natural Gas_Fireplace_E5 | F3 | Residential | Multi-Family Regular Income | New | Secondary Heating | Natural Gas | Fireplace | E5 | PACT BC Ratio | 0 | 0 | 0 | 0 | 0 | 0 | 0 | 0 | 0 | 0 | 0 | 0 | 0 | 0 | 0 | 0 | 0 | 0 | 0 | 0 | 0 | 0 | 0 | 0 | 0 | 0 | 0 | 0 | 0 | 0 | 0 | 0 | 0
F3_Residential_Multi-Family Regular Income_New_Secondary Heating_Natural Gas_Fireplace_E6 | F3 | Residential | Multi-Family Regular Income | New | Secondary Heating | Natural Gas | Fireplace | E6 | PACT BC Ratio | 0 | 0 | 0 | 0 | 0 | 0 | 0 | 0 | 0 | 0 | 0 | 0 | 0 | 0 | 0 | 0 | 0 | 0 | 0 | 0 | 0 | 0 | 0 | 0 | 0 | 0 | 0 | 0 | 0 | 0 | 0 | 0 | 0
F3_Residential_Multi-Family Regular Income_New_Secondary Heating_Natural Gas_Fireplace_E7 | F3 | Residential | Multi-Family Regular Income | New | Secondary Heating | Natural Gas | Fireplace | E7 | PACT BC Ratio | 0 | 0 | 0 | 0 | 0 | 0 | 0 | 0 | 0 | 0 | 0 | 0 | 0 | 0 | 0 | 0 | 0 | 0 | 0 | 0 | 0 | 0 | 0 | 0 | 0 | 0 | 0 | 0 | 0 | 0 | 0 | 0 | 0
F3_Residential_Multi-Family Regular Income_New_Secondary Heating_Natural Gas_Fireplace_E8 | F3 | Residential | Multi-Family Regular Income | New | Secondary Heating | Natural Gas | Fireplace | E8 | PACT BC Ratio | 0 | 0 | 0 | 0 | 0 | 0 | 0 | 0 | 0 | 0 | 0 | 0 | 0 | 0 | 0 | 0 | 0 | 0 | 0 | 0 | 0 | 0 | 0 | 0 | 0 | 0 | 0 | 0 | 0 | 0 | 0 | 0 | 0
F3_Residential_Multi-Family Regular Income_New_Secondary Heating_Natural Gas_Fireplace_E9 | F3 | Residential | Multi-Family Regular Income | New | Secondary Heating | Natural Gas | Fireplace | E9 | PACT BC Ratio | 0 | 0 | 0 | 0 | 0 | 0 | 0 | 0 | 0 | 0 | 0 | 0 | 0 | 0 | 0 | 0 | 0 | 0 | 0 | 0 | 0 | 0 | 0 | 0 | 0 | 0 | 0 | 0 | 0 | 0 | 0 | 0 | 0
F3_Residential_Multi-Family Regular Income_New_Secondary Heating_Natural Gas_Fireplace_E10 | F3 | Residential | Multi-Family Regular Income | New | Secondary Heating | Natural Gas | Fireplace | E10 | PACT BC Ratio | 0 | 0 | 0 | 0 | 0 | 0 | 0 | 0 | 0 | 0 | 0 | 0 | 0 | 0 | 0 | 0 | 0 | 0 | 0 | 0 | 0 | 0 | 0 | 0 | 0 | 0 | 0 | 0 | 0 | 0 | 0 | 0 | 0
F4_Residential_Multi-Family Regular Income_New_Secondary Heating_Natural Gas_Fireplace_E1 | F4 | Residential | Multi-Family Regular Income | New | Secondary Heating | Natural Gas | Fireplace | E1 | RVT BC Ratio | bar: 2019 to 2051
F4_Residential_Multi-Family Regular Income_New_Secondary Heating_Natural Gas_Fireplace_E2 | F4 | Residential | Multi-Family Regular Income | New | Secondary Heating | Natural Gas | Fireplace | E2 | RVT BC Ratio | 1.1054 | 1.1076 | 1.1117 | 1.1151 | 1.1143 | 1.116 | 1.12 | 1.1236 | 1.1279 | 1.132 | 1.1359 | 1.1397 | 1.1438 | 1.1477 | 1.151 | 1.1539 | 1.1563 | 1.1585 | 1.1601 | 1.1614 | 1.1617 | 1.1614 | 1.1605 | 1.1595 | 1.1578 | 1.1556 | 1.153 | 1.15 | 1.1463 | 1.1422 | 1.1374 | 1.1321 | 1.1259
F4_Residential_Multi-Family Regular Income_New_Secondary Heating_Natural Gas_Fireplace_E3 | F4 | Residential | Multi-Family Regular Income | New | Secondary Heating | Natural Gas | Fireplace | E3 | RVT BC Ratio | 1.1019 | 1.1041 | 1.1081 | 1.1115 | 1.1107 | 1.1124 | 1.1164 | 1.1199 | 1.1242 | 1.1283 | 1.1322 | 1.136 | 1.1401 | 1.1439 | 1.1472 | 1.1501 | 1.1525 | 1.1547 | 1.1563 | 1.1575 | 1.1579 | 1.1576 | 1.1567 | 1.1556 | 1.1539 | 1.1518 | 1.1492 | 1.1462 | 1.1426 | 1.1385 | 1.1337 | 1.1285 | 1.1223
F4_Residential_Multi-Family Regular Income_New_Secondary Heating_Natural Gas_Fireplace_E4 | F4 | Residential | Multi-Family Regular Income | New | Secondary Heating | Natural Gas | Fireplace | E4 | RVT BC Ratio | 0 | 0 | 0 | 0 | 0 | 0 | 0 | 0 | 0 | 0 | 0 | 0 | 0 | 0 | 0 | 0 | 0 | 0 | 0 | 0 | 0 | 0 | 0 | 0 | 0 | 0 | 0 | 0 | 0 | 0 | 0 | 0 | 0
F4_Residential_Multi-Family Regular Income_New_Secondary Heating_Natural Gas_Fireplace_E5 | F4 | Residential | Multi-Family Regular Income | New | Secondary Heating | Natural Gas | Fireplace | E5 | RVT BC Ratio | 0 | 0 | 0 | 0 | 0 | 0 | 0 | 0 | 0 | 0 | 0 | 0 | 0 | 0 | 0 | 0 | 0 | 0 | 0 | 0 | 0 | 0 | 0 | 0 | 0 | 0 | 0 | 0 | 0 | 0 | 0 | 0 | 0
F4_Residential_Multi-Family Regular Income_New_Secondary Heating_Natural Gas_Fireplace_E6 | F4 | Residential | Multi-Family Regular Income | New | Secondary Heating | Natural Gas | Fireplace | E6 | RVT BC Ratio | 0 | 0 | 0 | 0 | 0 | 0 | 0 | 0 | 0 | 0 | 0 | 0 | 0 | 0 | 0 | 0 | 0 | 0 | 0 | 0 | 0 | 0 | 0 | 0 | 0 | 0 | 0 | 0 | 0 | 0 | 0 | 0 | 0
F4_Residential_Multi-Family Regular Income_New_Secondary Heating_Natural Gas_Fireplace_E7 | F4 | Residential | Multi-Family Regular Income | New | Secondary Heating | Natural Gas | Fireplace | E7 | RVT BC Ratio | 0 | 0 | 0 | 0 | 0 | 0 | 0 | 0 | 0 | 0 | 0 | 0 | 0 | 0 | 0 | 0 | 0 | 0 | 0 | 0 | 0 | 0 | 0 | 0 | 0 | 0 | 0 | 0 | 0 | 0 | 0 | 0 | 0
F4_Residential_Multi-Family Regular Income_New_Secondary Heating_Natural Gas_Fireplace_E8 | F4 | Residential | Multi-Family Regular Income | New | Secondary Heating | Natural Gas | Fireplace | E8 | RVT BC Ratio | 0 | 0 | 0 | 0 | 0 | 0 | 0 | 0 | 0 | 0 | 0 | 0 | 0 | 0 | 0 | 0 | 0 | 0 | 0 | 0 | 0 | 0 | 0 | 0 | 0 | 0 | 0 | 0 | 0 | 0 | 0 | 0 | 0
F4_Residential_Multi-Family Regular Income_New_Secondary Heating_Natural Gas_Fireplace_E9 | F4 | Residential | Multi-Family Regular Income | New | Secondary Heating | Natural Gas | Fireplace | E9 | RVT BC Ratio | 0 | 0 | 0 | 0 | 0 | 0 | 0 | 0 | 0 | 0 | 0 | 0 | 0 | 0 | 0 | 0 | 0 | 0 | 0 | 0 | 0 | 0 | 0 | 0 | 0 | 0 | 0 | 0 | 0 | 0 | 0 | 0 | 0
F4_Residential_Multi-Family Regular Income_New_Secondary Heating_Natural Gas_Fireplace_E10 | F4 | Residential | Multi-Family Regular Income | New | Secondary Heating | Natural Gas | Fireplace | E10 | RVT BC Ratio | 0 | 0 | 0 | 0 | 0 | 0 | 0 | 0 | 0 | 0 | 0 | 0 | 0 | 0 | 0 | 0 | 0 | 0 | 0 | 0 | 0 | 0 | 0 | 0 | 0 | 0 | 0 | 0 | 0 | 0 | 0 | 0 | 0
F5_Residential_Multi-Family Regular Income_New_Secondary Heating_Natural Gas_Fireplace_E1 | F5 | Residential | Multi-Family Regular Income | New | Secondary Heating | Natural Gas | Fireplace | E1 | RIM BC Ratio | bar: 2019 to 2051
F5_Residential_Multi-Family Regular Income_New_Secondary Heating_Natural Gas_Fireplace_E2 | F5 | Residential | Multi-Family Regular Income | New | Secondary Heating | Natural Gas | Fireplace | E2 | RIM BC Ratio | 0.49871 | 0.49956 | 0.50111 | 0.50242 | 0.5021 | 0.50275 | 0.50429 | 0.50561 | 0.50722 | 0.50874 | 0.51021 | 0.5116 | 0.51309 | 0.51449 | 0.51567 | 0.51671 | 0.51759 | 0.51838 | 0.51894 | 0.51938 | 0.51951 | 0.5194 | 0.51908 | 0.51871 | 0.51811 | 0.51733 | 0.5164 | 0.51533 | 0.51399 | 0.51251 | 0.51073 | 0.50881 | 0.50649
F5_Residential_Multi-Family Regular Income_New_Secondary Heating_Natural Gas_Fireplace_E3 | F5 | Residential | Multi-Family Regular Income | New | Secondary Heating | Natural Gas | Fireplace | E3 | RIM BC Ratio | 0.49734 | 0.4982 | 0.49975 | 0.50106 | 0.50074 | 0.50139 | 0.50293 | 0.50425 | 0.50586 | 0.50738 | 0.50885 | 0.51024 | 0.51173 | 0.51313 | 0.51431 | 0.51535 | 0.51623 | 0.51702 | 0.51758 | 0.51802 | 0.51815 | 0.51804 | 0.51772 | 0.51735 | 0.51674 | 0.51597 | 0.51504 | 0.51397 | 0.51263 | 0.51114 | 0.50937 | 0.50745 | 0.50513
F5_Residential_Multi-Family Regular Income_New_Secondary Heating_Natural Gas_Fireplace_E4 | F5 | Residential | Multi-Family Regular Income | New | Secondary Heating | Natural Gas | Fireplace | E4 | RIM BC Ratio | 0 | 0 | 0 | 0 | 0 | 0 | 0 | 0 | 0 | 0 | 0 | 0 | 0 | 0 | 0 | 0 | 0 | 0 | 0 | 0 | 0 | 0 | 0 | 0 | 0 | 0 | 0 | 0 | 0 | 0 | 0 | 0 | 0
F5_Residential_Multi-Family Regular Income_New_Secondary Heating_Natural Gas_Fireplace_E5 | F5 | Residential | Multi-Family Regular Income | New | Secondary Heating | Natural Gas | Fireplace | E5 | RIM BC Ratio | 0 | 0 | 0 | 0 | 0 | 0 | 0 | 0 | 0 | 0 | 0 | 0 | 0 | 0 | 0 | 0 | 0 | 0 | 0 | 0 | 0 | 0 | 0 | 0 | 0 | 0 | 0 | 0 | 0 | 0 | 0 | 0 | 0
F5_Residential_Multi-Family Regular Income_New_Secondary Heating_Natural Gas_Fireplace_E6 | F5 | Residential | Multi-Family Regular Income | New | Secondary Heating | Natural Gas | Fireplace | E6 | RIM BC Ratio | 0 | 0 | 0 | 0 | 0 | 0 | 0 | 0 | 0 | 0 | 0 | 0 | 0 | 0 | 0 | 0 | 0 | 0 | 0 | 0 | 0 | 0 | 0 | 0 | 0 | 0 | 0 | 0 | 0 | 0 | 0 | 0 | 0
F5_Residential_Multi-Family Regular Income_New_Secondary Heating_Natural Gas_Fireplace_E7 | F5 | Residential | Multi-Family Regular Income | New | Secondary Heating | Natural Gas | Fireplace | E7 | RIM BC Ratio | 0 | 0 | 0 | 0 | 0 | 0 | 0 | 0 | 0 | 0 | 0 | 0 | 0 | 0 | 0 | 0 | 0 | 0 | 0 | 0 | 0 | 0 | 0 | 0 | 0 | 0 | 0 | 0 | 0 | 0 | 0 | 0 | 0
F5_Residential_Multi-Family Regular Income_New_Secondary Heating_Natural Gas_Fireplace_E8 | F5 | Residential | Multi-Family Regular Income | New | Secondary Heating | Natural Gas | Fireplace | E8 | RIM BC Ratio | 0 | 0 | 0 | 0 | 0 | 0 | 0 | 0 | 0 | 0 | 0 | 0 | 0 | 0 | 0 | 0 | 0 | 0 | 0 | 0 | 0 | 0 | 0 | 0 | 0 | 0 | 0 | 0 | 0 | 0 | 0 | 0 | 0
F5_Residential_Multi-Family Regular Income_New_Secondary Heating_Natural Gas_Fireplace_E9 | F5 | Residential | Multi-Family Regular Income | New | Secondary Heating | Natural Gas | Fireplace | E9 | RIM BC Ratio | 0 | 0 | 0 | 0 | 0 | 0 | 0 | 0 | 0 | 0 | 0 | 0 | 0 | 0 | 0 | 0 | 0 | 0 | 0 | 0 | 0 | 0 | 0 | 0 | 0 | 0 | 0 | 0 | 0 | 0 | 0 | 0 | 0
F5_Residential_Multi-Family Regular Income_New_Secondary Heating_Natural Gas_Fireplace_E10 | F5 | Residential | Multi-Family Regular Income | New | Secondary Heating | Natural Gas | Fireplace | E10 | RIM BC Ratio | 0 | 0 | 0 | 0 | 0 | 0 | 0 | 0 | 0 | 0 | 0 | 0 | 0 | 0 | 0 | 0 | 0 | 0 | 0 | 0 | 0 | 0 | 0 | 0 | 0 | 0 | 0 | 0 | 0 | 0 | 0 | 0 | 0
F0_Residential_Multi-Family Regular Income_New_Water Heating_Natural Gas_Water Heater (<= 55 gal)_E0 | F0 | Residential | Multi-Family Regular Income | New | Water Heating | Natural Gas | Water Heater (<= 55 gal) | E0 | Economic Unit | UEF 0.58 (Standard) | UEF 0.58 (Standard) | UEF 0.58 (Standard) | UEF 0.58 (Standard) | UEF 0.58 (Standard) | UEF 1.0+ (Gas-Fired HPWH) | UEF 1.0+ (Gas-Fired HPWH) | UEF 1.0+ (Gas-Fired HPWH) | UEF 1.0+ (Gas-Fired HPWH) | UEF 1.0+ (Gas-Fired HPWH) | UEF 1.0+ (Gas-Fired HPWH) | UEF 1.0+ (Gas-Fired HPWH) | UEF 1.0+ (Gas-Fired HPWH) | UEF 1.0+ (Gas-Fired HPWH) | UEF 1.0+ (Gas-Fired HPWH) | UEF 1.0+ (Gas-Fired HPWH) | UEF 1.0+ (Gas-Fired HPWH) | UEF 1.0+ (Gas-Fired HPWH) | UEF 1.0+ (Gas-Fired HPWH) | UEF 1.0+ (Gas-Fired HPWH) | UEF 1.0+ (Gas-Fired HPWH) | UEF 1.0+ (Gas-Fired HPWH) | UEF 1.0+ (Gas-Fired HPWH) | UEF 1.0+ (Gas-Fired HPWH) | UEF 1.0+ (Gas-Fired HPWH) | UEF 1.0+ (Gas-Fired HPWH) | UEF 1.0+ (Gas-Fired HPWH) | UEF 1.0+ (Gas-Fired HPWH) | UEF 1.0+ (Gas-Fired HPWH) | UEF 1.0+ (Gas-Fired HPWH) | UEF 1.0+ (Gas-Fired HPWH) | UEF 1.0+ (Gas-Fired HPWH) | UEF 1.0+ (Gas-Fired HPWH)
F1_Residential_Multi-Family Regular Income_New_Water Heating_Natural Gas_Water Heater (<= 55 gal)_E1 | F1 | Residential | Multi-Family Regular Income | New | Water Heating | Natural Gas | Water Heater (<= 55 gal) | E1 | CCE | 0 | 0 | 0 | 0 | 0 | 0 | 0 | 0 | 0 | 0 | 0 | 0 | 0 | 0 | 0 | 0 | 0 | 0 | 0 | 0 | 0 | 0 | 0 | 0 | 0 | 0 | 0 | 0 | 0 | 0 | 0 | 0 | 0
F1_Residential_Multi-Family Regular Income_New_Water Heating_Natural Gas_Water Heater (<= 55 gal)_E2 | F1 | Residential | Multi-Family Regular Income | New | Water Heating | Natural Gas | Water Heater (<= 55 gal) | E2 | CCE | 1.4395 | 1.4838 | 1.4537 | 1.3327 | 1.3327 | 0 | 0 | 0 | 0 | 0 | 0 | 0 | 0 | 0 | 0 | 0 | 0 | 0 | 0 | 0 | 0 | 0 | 0 | 0 | 0 | 0 | 0 | 0 | 0 | 0 | 0 | 0 | 0
F1_Residential_Multi-Family Regular Income_New_Water Heating_Natural Gas_Water Heater (<= 55 gal)_E3 | F1 | Residential | Multi-Family Regular Income | New | Water Heating | Natural Gas | Water Heater (<= 55 gal) | E3 | CCE | 8.0998 | 8.349 | 8.1795 | 7.4985 | 7.4985 | 0 | 0 | 0 | 0 | 0 | 0 | 0 | 0 | 0 | 0 | 0 | 0 | 0 | 0 | 0 | 0 | 0 | 0 | 0 | 0 | 0 | 0 | 0 | 0 | 0 | 0 | 0 | 0
F1_Residential_Multi-Family Regular Income_New_Water Heating_Natural Gas_Water Heater (<= 55 gal)_E4 | F1 | Residential | Multi-Family Regular Income | New | Water Heating | Natural Gas | Water Heater (<= 55 gal) | E4 | CCE | 1.5001 | 1.5463 | 1.5149 | 1.3888 | 1.3888 | 0 | 0 | 0 | 0 | 0 | 0 | 0 | 0 | 0 | 0 | 0 | 0 | 0 | 0 | 0 | 0 | 0 | 0 | 0 | 0 | 0 | 0 | 0 | 0 | 0 | 0 | 0 | 0
F1_Residential_Multi-Family Regular Income_New_Water Heating_Natural Gas_Water Heater (<= 55 gal)_E5 | F1 | Residential | Multi-Family Regular Income | New | Water Heating | Natural Gas | Water Heater (<= 55 gal) | E5 | CCE | 1.9532 | 2.0133 | 1.9725 | 1.8082 | 1.8082 | 0 | 0 | 0 | 0 | 0 | 0 | 0 | 0 | 0 | 0 | 0 | 0 | 0 | 0 | 0 | 0 | 0 | 0 | 0 | 0 | 0 | 0 | 0 | 0 | 0 | 0 | 0 | 0
F1_Residential_Multi-Family Regular Income_New_Water Heating_Natural Gas_Water Heater (<= 55 gal)_E6 | F1 | Residential | Multi-Family Regular Income | New | Water Heating | Natural Gas | Water Heater (<= 55 gal) | E6 | CCE | 8.3927 | 8.6509 | 8.4753 | 7.7696 | 7.7696 | 0 | 0 | 0 | 0 | 0 | 0 | 0 | 0 | 0 | 0 | 0 | 0 | 0 | 0 | 0 | 0 | 0 | 0 | 0 | 0 | 0 | 0 | 0 | 0 | 0 | 0 | 0 | 0
F1_Residential_Multi-Family Regular Income_New_Water Heating_Natural Gas_Water Heater (<= 55 gal)_E7 | F1 | Residential | Multi-Family Regular Income | New | Water Heating | Natural Gas | Water Heater (<= 55 gal) | E7 | CCE | 0 | 0 | 0 | 0 | 7.8501 | 8.2109 | 8.2109 | 8.2109 | 8.2109 | 8.2109 | 8.2109 | 8.2109 | 8.2109 | 8.2109 | 8.2109 | 8.2109 | 8.2109 | 8.2109 | 8.2109 | 8.2109 | 8.2109 | 8.2109 | 8.2109 | 8.2109 | 8.2109 | 8.2109 | 8.2109 | 8.2109 | 8.2109 | 8.2109 | 8.2109 | 8.2109 | 8.2109
F1_Residential_Multi-Family Regular Income_New_Water Heating_Natural Gas_Water Heater (<= 55 gal)_E8 | F1 | Residential | Multi-Family Regular Income | New | Water Heating | Natural Gas | Water Heater (<= 55 gal) | E8 | CCE | 0 | 0 | 0 | 0 | 0 | 0 | 0 | 0 | 0 | 0 | 0 | 0 | 0 | 0 | 0 | 0 | 0 | 0 | 0 | 0 | 0 | 0 | 0 | 0 | 0 | 0 | 0 | 0 | 0 | 0 | 0 | 0 | 0
F1_Residential_Multi-Family Regular Income_New_Water Heating_Natural Gas_Water Heater (<= 55 gal)_E9 | F1 | Residential | Multi-Family Regular Income | New | Water Heating | Natural Gas | Water Heater (<= 55 gal) | E9 | CCE | 0 | 0 | 0 | 0 | 0 | 0 | 0 | 0 | 0 | 0 | 0 | 0 | 0 | 0 | 0 | 0 | 0 | 0 | 0 | 0 | 0 | 0 | 0 | 0 | 0 | 0 | 0 | 0 | 0 | 0 | 0 | 0 | 0
F1_Residential_Multi-Family Regular Income_New_Water Heating_Natural Gas_Water Heater (<= 55 gal)_E10 | F1 | Residential | Multi-Family Regular Income | New | Water Heating | Natural Gas | Water Heater (<= 55 gal) | E10 | CCE | 0 | 0 | 0 | 0 | 0 | 0 | 0 | 0 | 0 | 0 | 0 | 0 | 0 | 0 | 0 | 0 | 0 | 0 | 0 | 0 | 0 | 0 | 0 | 0 | 0 | 0 | 0 | 0 | 0 | 0 | 0 | 0 | 0
F2_Residential_Multi-Family Regular Income_New_Water Heating_Natural Gas_Water Heater (<= 55 gal)_E1 | F2 | Residential | Multi-Family Regular Income | New | Water Heating | Natural Gas | Water Heater (<= 55 gal) | E1 | TRC BC Ratio | 1 | 1 | 1 | 1 | 1 | 0 | 0 | 0 | 0 | 0 | 0 | 0 | 0 | 0 | 0 | 0 | 0 | 0 | 0 | 0 | 0 | 0 | 0 | 0 | 0 | 0 | 0 | 0 | 0 | 0 | 0 | 0 | 0
F2_Residential_Multi-Family Regular Income_New_Water Heating_Natural Gas_Water Heater (<= 55 gal)_E2 | F2 | Residential | Multi-Family Regular Income | New | Water Heating | Natural Gas | Water Heater (<= 55 gal) | E2 | TRC BC Ratio | 0.90807 | 0.91073 | 0.91669 | 0.92171 | 0.91967 | 0 | 0 | 0 | 0 | 0 | 0 | 0 | 0 | 0 | 0 | 0 | 0 | 0 | 0 | 0 | 0 | 0 | 0 | 0 | 0 | 0 | 0 | 0 | 0 | 0 | 0 | 0 | 0
F2_Residential_Multi-Family Regular Income_New_Water Heating_Natural Gas_Water Heater (<= 55 gal)_E3 | F2 | Residential | Multi-Family Regular Income | New | Water Heating | Natural Gas | Water Heater (<= 55 gal) | E3 | TRC BC Ratio | 0.16138 | 0.16186 | 0.16292 | 0.16381 | 0.16345 | 0 | 0 | 0 | 0 | 0 | 0 | 0 | 0 | 0 | 0 | 0 | 0 | 0 | 0 | 0 | 0 | 0 | 0 | 0 | 0 | 0 | 0 | 0 | 0 | 0 | 0 | 0 | 0
F2_Residential_Multi-Family Regular Income_New_Water Heating_Natural Gas_Water Heater (<= 55 gal)_E4 | F2 | Residential | Multi-Family Regular Income | New | Water Heating | Natural Gas | Water Heater (<= 55 gal) | E4 | TRC BC Ratio | 0.83549 | 0.834 | 0.83732 | 0.83906 | 0.83017 | 0 | 0 | 0 | 0 | 0 | 0 | 0 | 0 | 0 | 0 | 0 | 0 | 0 | 0 | 0 | 0 | 0 | 0 | 0 | 0 | 0 | 0 | 0 | 0 | 0 | 0 | 0 | 0
F2_Residential_Multi-Family Regular Income_New_Water Heating_Natural Gas_Water Heater (<= 55 gal)_E5 | F2 | Residential | Multi-Family Regular Income | New | Water Heating | Natural Gas | Water Heater (<= 55 gal) | E5 | TRC BC Ratio | 0.64501 | 0.64424 | 0.64702 | 0.64864 | 0.64246 | 0 | 0 | 0 | 0 | 0 | 0 | 0 | 0 | 0 | 0 | 0 | 0 | 0 | 0 | 0 | 0 | 0 | 0 | 0 | 0 | 0 | 0 | 0 | 0 | 0 | 0 | 0 | 0
F2_Residential_Multi-Family Regular Income_New_Water Heating_Natural Gas_Water Heater (<= 55 gal)_E6 | F2 | Residential | Multi-Family Regular Income | New | Water Heating | Natural Gas | Water Heater (<= 55 gal) | E6 | TRC BC Ratio | 0.15575 | 0.15621 | 0.15723 | 0.15809 | 0.15774 | 1 | 1 | 1 | 1 | 1 | 1 | 1 | 1 | 1 | 1 | 1 | 1 | 1 | 1 | 1 | 1 | 1 | 1 | 1 | 1 | 1 | 1 | 1 | 1 | 1 | 1 | 1 | 1
F2_Residential_Multi-Family Regular Income_New_Water Heating_Natural Gas_Water Heater (<= 55 gal)_E7 | F2 | Residential | Multi-Family Regular Income | New | Water Heating | Natural Gas | Water Heater (<= 55 gal) | E7 | TRC BC Ratio | 0 | 0 | 0 | 0 | 0.15754 | 0.15752 | 0.15935 | 0.16079 | 0.1625 | 0.16421 | 0.16596 | 0.16765 | 0.16949 | 0.17157 | 0.17392 | 0.17661 | 0.17964 | 0.18264 | 0.18543 | 0.18796 | 0.19004 | 0.19165 | 0.19255 | 0.19285 | 0.19295 | 0.19296 | 0.19301 | 0.19312 | 0.19299 | 0.19268 | 0.19205 | 0.19128 | 0.19022
F2_Residential_Multi-Family Regular Income_New_Water Heating_Natural Gas_Water Heater (<= 55 gal)_E8 | F2 | Residential | Multi-Family Regular Income | New | Water Heating | Natural Gas | Water Heater (<= 55 gal) | E8 | TRC BC Ratio | 0 | 0 | 0 | 0 | 0 | 0 | 0 | 0 | 0 | 0 | 0 | 0 | 0 | 0 | 0 | 0 | 0 | 0 | 0 | 0 | 0 | 0 | 0 | 0 | 0 | 0 | 0 | 0 | 0 | 0 | 0 | 0 | 0
F2_Residential_Multi-Family Regular Income_New_Water Heating_Natural Gas_Water Heater (<= 55 gal)_E9 | F2 | Residential | Multi-Family Regular Income | New | Water Heating | Natural Gas | Water Heater (<= 55 gal) | E9 | TRC BC Ratio | 0 | 0 | 0 | 0 | 0 | 0 | 0 | 0 | 0 | 0 | 0 | 0 | 0 | 0 | 0 | 0 | 0 | 0 | 0 | 0 | 0 | 0 | 0 | 0 | 0 | 0 | 0 | 0 | 0 | 0 | 0 | 0 | 0
F2_Residential_Multi-Family Regular Income_New_Water Heating_Natural Gas_Water Heater (<= 55 gal)_E10 | F2 | Residential | Multi-Family Regular Income | New | Water Heating | Natural Gas | Water Heater (<= 55 gal) | E10 | TRC BC Ratio | 0 | 0 | 0 | 0 | 0 | 0 | 0 | 0 | 0 | 0 | 0 | 0 | 0 | 0 | 0 | 0 | 0 | 0 | 0 | 0 | 0 | 0 | 0 | 0 | 0 | 0 | 0 | 0 | 0 | 0 | 0 | 0 | 0
F3_Residential_Multi-Family Regular Income_New_Water Heating_Natural Gas_Water Heater (<= 55 gal)_E1 | F3 | Residential | Multi-Family Regular Income | New | Water Heating | Natural Gas | Water Heater (<= 55 gal) | E1 | PACT BC Ratio | 1 | 1 | 1 | 1 | 1 | 0 | 0 | 0 | 0 | 0 | 0 | 0 | 0 | 0 | 0 | 0 | 0 | 0 | 0 | 0 | 0 | 0 | 0 | 0 | 0 | 0 | 0 | 0 | 0 | 0 | 0 | 0 | 0
F3_Residential_Multi-Family Regular Income_New_Water Heating_Natural Gas_Water Heater (<= 55 gal)_E2 | F3 | Residential | Multi-Family Regular Income | New | Water Heating | Natural Gas | Water Heater (<= 55 gal) | E2 | PACT BC Ratio | 0.90807 | 0.91073 | 0.91669 | 0.92171 | 0.91967 | 0 | 0 | 0 | 0 | 0 | 0 | 0 | 0 | 0 | 0 | 0 | 0 | 0 | 0 | 0 | 0 | 0 | 0 | 0 | 0 | 0 | 0 | 0 | 0 | 0 | 0 | 0 | 0
F3_Residential_Multi-Family Regular Income_New_Water Heating_Natural Gas_Water Heater (<= 55 gal)_E3 | F3 | Residential | Multi-Family Regular Income | New | Water Heating | Natural Gas | Water Heater (<= 55 gal) | E3 | PACT BC Ratio | 0.16138 | 0.16186 | 0.16292 | 0.16381 | 0.16345 | 0 | 0 | 0 | 0 | 0 | 0 | 0 | 0 | 0 | 0 | 0 | 0 | 0 | 0 | 0 | 0 | 0 | 0 | 0 | 0 | 0 | 0 | 0 | 0 | 0 | 0 | 0 | 0
F3_Residential_Multi-Family Regular Income_New_Water Heating_Natural Gas_Water Heater (<= 55 gal)_E4 | F3 | Residential | Multi-Family Regular Income | New | Water Heating | Natural Gas | Water Heater (<= 55 gal) | E4 | PACT BC Ratio | 0.83549 | 0.834 | 0.83732 | 0.83906 | 0.83017 | 0 | 0 | 0 | 0 | 0 | 0 | 0 | 0 | 0 | 0 | 0 | 0 | 0 | 0 | 0 | 0 | 0 | 0 | 0 | 0 | 0 | 0 | 0 | 0 | 0 | 0 | 0 | 0
F3_Residential_Multi-Family Regular Income_New_Water Heating_Natural Gas_Water Heater (<= 55 gal)_E5 | F3 | Residential | Multi-Family Regular Income | New | Water Heating | Natural Gas | Water Heater (<= 55 gal) | E5 | PACT BC Ratio | 0.64501 | 0.64424 | 0.64702 | 0.64864 | 0.64246 | 0 | 0 | 0 | 0 | 0 | 0 | 0 | 0 | 0 | 0 | 0 | 0 | 0 | 0 | 0 | 0 | 0 | 0 | 0 | 0 | 0 | 0 | 0 | 0 | 0 | 0 | 0 | 0
F3_Residential_Multi-Family Regular Income_New_Water Heating_Natural Gas_Water Heater (<= 55 gal)_E6 | F3 | Residential | Multi-Family Regular Income | New | Water Heating | Natural Gas | Water Heater (<= 55 gal) | E6 | PACT BC Ratio | 0.15575 | 0.15621 | 0.15723 | 0.15809 | 0.15774 | 1 | 1 | 1 | 1 | 1 | 1 | 1 | 1 | 1 | 1 | 1 | 1 | 1 | 1 | 1 | 1 | 1 | 1 | 1 | 1 | 1 | 1 | 1 | 1 | 1 | 1 | 1 | 1
F3_Residential_Multi-Family Regular Income_New_Water Heating_Natural Gas_Water Heater (<= 55 gal)_E7 | F3 | Residential | Multi-Family Regular Income | New | Water Heating | Natural Gas | Water Heater (<= 55 gal) | E7 | PACT BC Ratio | 0 | 0 | 0 | 0 | 0.15754 | 0.15752 | 0.15935 | 0.16079 | 0.1625 | 0.16421 | 0.16596 | 0.16765 | 0.16949 | 0.17157 | 0.17392 | 0.17661 | 0.17964 | 0.18264 | 0.18543 | 0.18796 | 0.19004 | 0.19165 | 0.19255 | 0.19285 | 0.19295 | 0.19296 | 0.19301 | 0.19312 | 0.19299 | 0.19268 | 0.19205 | 0.19128 | 0.19022
F3_Residential_Multi-Family Regular Income_New_Water Heating_Natural Gas_Water Heater (<= 55 gal)_E8 | F3 | Residential | Multi-Family Regular Income | New | Water Heating | Natural Gas | Water Heater (<= 55 gal) | E8 | PACT BC Ratio | 0 | 0 | 0 | 0 | 0 | 0 | 0 | 0 | 0 | 0 | 0 | 0 | 0 | 0 | 0 | 0 | 0 | 0 | 0 | 0 | 0 | 0 | 0 | 0 | 0 | 0 | 0 | 0 | 0 | 0 | 0 | 0 | 0
F3_Residential_Multi-Family Regular Income_New_Water Heating_Natural Gas_Water Heater (<= 55 gal)_E9 | F3 | Residential | Multi-Family Regular Income | New | Water Heating | Natural Gas | Water Heater (<= 55 gal) | E9 | PACT BC Ratio | 0 | 0 | 0 | 0 | 0 | 0 | 0 | 0 | 0 | 0 | 0 | 0 | 0 | 0 | 0 | 0 | 0 | 0 | 0 | 0 | 0 | 0 | 0 | 0 | 0 | 0 | 0 | 0 | 0 | 0 | 0 | 0 | 0
F3_Residential_Multi-Family Regular Income_New_Water Heating_Natural Gas_Water Heater (<= 55 gal)_E10 | F3 | Residential | Multi-Family Regular Income | New | Water Heating | Natural Gas | Water Heater (<= 55 gal) | E10 | PACT BC Ratio | 0 | 0 | 0 | 0 | 0 | 0 | 0 | 0 | 0 | 0 | 0 | 0 | 0 | 0 | 0 | 0 | 0 | 0 | 0 | 0 | 0 | 0 | 0 | 0 | 0 | 0 | 0 | 0 | 0 | 0 | 0 | 0 | 0
F4_Residential_Multi-Family Regular Income_New_Water Heating_Natural Gas_Water Heater (<= 55 gal)_E1 | F4 | Residential | Multi-Family Regular Income | New | Water Heating | Natural Gas | Water Heater (<= 55 gal) | E1 | RVT BC Ratio | 1 | 1 | 1 | 1 | 1 | 0 | 0 | 0 | 0 | 0 | 0 | 0 | 0 | 0 | 0 | 0 | 0 | 0 | 0 | 0 | 0 | 0 | 0 | 0 | 0 | 0 | 0 | 0 | 0 | 0 | 0 | 0 | 0
F4_Residential_Multi-Family Regular Income_New_Water Heating_Natural Gas_Water Heater (<= 55 gal)_E2 | F4 | Residential | Multi-Family Regular Income | New | Water Heating | Natural Gas | Water Heater (<= 55 gal) | E2 | RVT BC Ratio | 2.0879 | 2.0911 | 2.0983 | 2.1043 | 2.1018 | 0 | 0 | 0 | 0 | 0 | 0 | 0 | 0 | 0 | 0 | 0 | 0 | 0 | 0 | 0 | 0 | 0 | 0 | 0 | 0 | 0 | 0 | 0 | 0 | 0 | 0 | 0 | 0
F4_Residential_Multi-Family Regular Income_New_Water Heating_Natural Gas_Water Heater (<= 55 gal)_E3 | F4 | Residential | Multi-Family Regular Income | New | Water Heating | Natural Gas | Water Heater (<= 55 gal) | E3 | RVT BC Ratio | 1.1933 | 1.1939 | 1.1952 | 1.1963 | 1.1958 | 0 | 0 | 0 | 0 | 0 | 0 | 0 | 0 | 0 | 0 | 0 | 0 | 0 | 0 | 0 | 0 | 0 | 0 | 0 | 0 | 0 | 0 | 0 | 0 | 0 | 0 | 0 | 0
F4_Residential_Multi-Family Regular Income_New_Water Heating_Natural Gas_Water Heater (<= 55 gal)_E4 | F4 | Residential | Multi-Family Regular Income | New | Water Heating | Natural Gas | Water Heater (<= 55 gal) | E4 | RVT BC Ratio | 2.001 | 1.9992 | 2.0032 | 2.0052 | 1.9946 | 0 | 0 | 0 | 0 | 0 | 0 | 0 | 0 | 0 | 0 | 0 | 0 | 0 | 0 | 0 | 0 | 0 | 0 | 0 | 0 | 0 | 0 | 0 | 0 | 0 | 0 | 0 | 0
F4_Residential_Multi-Family Regular Income_New_Water Heating_Natural Gas_Water Heater (<= 55 gal)_E5 | F4 | Residential | Multi-Family Regular Income | New | Water Heating | Natural Gas | Water Heater (<= 55 gal) | E5 | RVT BC Ratio | 1.7728 | 1.7718 | 1.7752 | 1.7771 | 1.7697 | 0 | 0 | 0 | 0 | 0 | 0 | 0 | 0 | 0 | 0 | 0 | 0 | 0 | 0 | 0 | 0 | 0 | 0 | 0 | 0 | 0 | 0 | 0 | 0 | 0 | 0 | 0 | 0
F4_Residential_Multi-Family Regular Income_New_Water Heating_Natural Gas_Water Heater (<= 55 gal)_E6 | F4 | Residential | Multi-Family Regular Income | New | Water Heating | Natural Gas | Water Heater (<= 55 gal) | E6 | RVT BC Ratio | 1.1866 | 1.1871 | 1.1884 | 1.1894 | 1.189 | 1 | 1 | 1 | 1 | 1 | 1 | 1 | 1 | 1 | 1 | 1 | 1 | 1 | 1 | 1 | 1 | 1 | 1 | 1 | 1 | 1 | 1 | 1 | 1 | 1 | 1 | 1 | 1
F4_Residential_Multi-Family Regular Income_New_Water Heating_Natural Gas_Water Heater (<= 55 gal)_E7 | F4 | Residential | Multi-Family Regular Income | New | Water Heating | Natural Gas | Water Heater (<= 55 gal) | E7 | RVT BC Ratio | 0 | 0 | 0 | 0 | 1.1887 | 1.1887 | 1.1909 | 1.1926 | 1.1947 | 1.1967 | 1.1988 | 1.2009 | 1.2031 | 1.2056 | 1.2084 | 1.2116 | 1.2152 | 1.2188 | 1.2222 | 1.2252 | 1.2277 | 1.2296 | 1.2307 | 1.231 | 1.2312 | 1.2312 | 1.2312 | 1.2314 | 1.2312 | 1.2308 | 1.2301 | 1.2292 | 1.2279
F4_Residential_Multi-Family Regular Income_New_Water Heating_Natural Gas_Water Heater (<= 55 gal)_E8 | F4 | Residential | Multi-Family Regular Income | New | Water Heating | Natural Gas | Water Heater (<= 55 gal) | E8 | RVT BC Ratio | 0 | 0 | 0 | 0 | 0 | 0 | 0 | 0 | 0 | 0 | 0 | 0 | 0 | 0 | 0 | 0 | 0 | 0 | 0 | 0 | 0 | 0 | 0 | 0 | 0 | 0 | 0 | 0 | 0 | 0 | 0 | 0 | 0
F4_Residential_Multi-Family Regular Income_New_Water Heating_Natural Gas_Water Heater (<= 55 gal)_E9 | F4 | Residential | Multi-Family Regular Income | New | Water Heating | Natural Gas | Water Heater (<= 55 gal) | E9 | RVT BC Ratio | 0 | 0 | 0 | 0 | 0 | 0 | 0 | 0 | 0 | 0 | 0 | 0 | 0 | 0 | 0 | 0 | 0 | 0 | 0 | 0 | 0 | 0 | 0 | 0 | 0 | 0 | 0 | 0 | 0 | 0 | 0 | 0 | 0
F4_Residential_Multi-Family Regular Income_New_Water Heating_Natural Gas_Water Heater (<= 55 gal)_E10 | F4 | Residential | Multi-Family Regular Income | New | Water Heating | Natural Gas | Water Heater (<= 55 gal) | E10 | RVT BC Ratio | 0 | 0 | 0 | 0 | 0 | 0 | 0 | 0 | 0 | 0 | 0 | 0 | 0 | 0 | 0 | 0 | 0 | 0 | 0 | 0 | 0 | 0 | 0 | 0 | 0 | 0 | 0 | 0 | 0 | 0 | 0 | 0 | 0
F5_Residential_Multi-Family Regular Income_New_Water Heating_Natural Gas_Water Heater (<= 55 gal)_E1 | F5 | Residential | Multi-Family Regular Income | New | Water Heating | Natural Gas | Water Heater (<= 55 gal) | E1 | RIM BC Ratio | 1 | 1 | 1 | 1 | 1 | 0 | 0 | 0 | 0 | 0 | 0 | 0 | 0 | 0 | 0 | 0 | 0 | 0 | 0 | 0 | 0 | 0 | 0 | 0 | 0 | 0 | 0 | 0 | 0 | 0 | 0 | 0 | 0
F5_Residential_Multi-Family Regular Income_New_Water Heating_Natural Gas_Water Heater (<= 55 gal)_E2 | F5 | Residential | Multi-Family Regular Income | New | Water Heating | Natural Gas | Water Heater (<= 55 gal) | E2 | RIM BC Ratio | 0.47628 | 0.47701 | 0.47864 | 0.48 | 0.47945 | 0 | 0 | 0 | 0 | 0 | 0 | 0 | 0 | 0 | 0 | 0 | 0 | 0 | 0 | 0 | 0 | 0 | 0 | 0 | 0 | 0 | 0 | 0 | 0 | 0 | 0 | 0 | 0
F5_Residential_Multi-Family Regular Income_New_Water Heating_Natural Gas_Water Heater (<= 55 gal)_E3 | F5 | Residential | Multi-Family Regular Income | New | Water Heating | Natural Gas | Water Heater (<= 55 gal) | E3 | RIM BC Ratio | 0.13899 | 0.13934 | 0.14013 | 0.14078 | 0.14052 | 0 | 0 | 0 | 0 | 0 | 0 | 0 | 0 | 0 | 0 | 0 | 0 | 0 | 0 | 0 | 0 | 0 | 0 | 0 | 0 | 0 | 0 | 0 | 0 | 0 | 0 | 0 | 0
F5_Residential_Multi-Family Regular Income_New_Water Heating_Natural Gas_Water Heater (<= 55 gal)_E4 | F5 | Residential | Multi-Family Regular Income | New | Water Heating | Natural Gas | Water Heater (<= 55 gal) | E4 | RIM BC Ratio | 0.45552 | 0.45508 | 0.45606 | 0.45658 | 0.45394 | 0 | 0 | 0 | 0 | 0 | 0 | 0 | 0 | 0 | 0 | 0 | 0 | 0 | 0 | 0 | 0 | 0 | 0 | 0 | 0 | 0 | 0 | 0 | 0 | 0 | 0 | 0 | 0
F5_Residential_Multi-Family Regular Income_New_Water Heating_Natural Gas_Water Heater (<= 55 gal)_E5 | F5 | Residential | Multi-Family Regular Income | New | Water Heating | Natural Gas | Water Heater (<= 55 gal) | E5 | RIM BC Ratio | 0.39235 | 0.39206 | 0.39309 | 0.39369 | 0.3914 | 0 | 0 | 0 | 0 | 0 | 0 | 0 | 0 | 0 | 0 | 0 | 0 | 0 | 0 | 0 | 0 | 0 | 0 | 0 | 0 | 0 | 0 | 0 | 0 | 0 | 0 | 0 | 0
F5_Residential_Multi-Family Regular Income_New_Water Heating_Natural Gas_Water Heater (<= 55 gal)_E6 | F5 | Residential | Multi-Family Regular Income | New | Water Heating | Natural Gas | Water Heater (<= 55 gal) | E6 | RIM BC Ratio | 0.13479 | 0.13513 | 0.1359 | 0.13654 | 0.13628 | 1 | 1 | 1 | 1 | 1 | 1 | 1 | 1 | 1 | 1 | 1 | 1 | 1 | 1 | 1 | 1 | 1 | 1 | 1 | 1 | 1 | 1 | 1 | 1 | 1 | 1 | 1 | 1
F5_Residential_Multi-Family Regular Income_New_Water Heating_Natural Gas_Water Heater (<= 55 gal)_E7 | F5 | Residential | Multi-Family Regular Income | New | Water Heating | Natural Gas | Water Heater (<= 55 gal) | E7 | RIM BC Ratio | 0 | 0 | 0 | 0 | 0.13613 | 0.13611 | 0.13748 | 0.13855 | 0.13982 | 0.14108 | 0.14237 | 0.14361 | 0.14496 | 0.14648 | 0.14819 | 0.15014 | 0.15232 | 0.15447 | 0.15646 | 0.15826 | 0.15973 | 0.16087 | 0.1615 | 0.16171 | 0.16178 | 0.16179 | 0.16182 | 0.1619 | 0.16181 | 0.16159 | 0.16115 | 0.1606 | 0.15986
F5_Residential_Multi-Family Regular Income_New_Water Heating_Natural Gas_Water Heater (<= 55 gal)_E8 | F5 | Residential | Multi-Family Regular Income | New | Water Heating | Natural Gas | Water Heater (<= 55 gal) | E8 | RIM BC Ratio | 0 | 0 | 0 | 0 | 0 | 0 | 0 | 0 | 0 | 0 | 0 | 0 | 0 | 0 | 0 | 0 | 0 | 0 | 0 | 0 | 0 | 0 | 0 | 0 | 0 | 0 | 0 | 0 | 0 | 0 | 0 | 0 | 0
F5_Residential_Multi-Family Regular Income_New_Water Heating_Natural Gas_Water Heater (<= 55 gal)_E9 | F5 | Residential | Multi-Family Regular Income | New | Water Heating | Natural Gas | Water Heater (<= 55 gal) | E9 | RIM BC Ratio | 0 | 0 | 0 | 0 | 0 | 0 | 0 | 0 | 0 | 0 | 0 | 0 | 0 | 0 | 0 | 0 | 0 | 0 | 0 | 0 | 0 | 0 | 0 | 0 | 0 | 0 | 0 | 0 | 0 | 0 | 0 | 0 | 0
F5_Residential_Multi-Family Regular Income_New_Water Heating_Natural Gas_Water Heater (<= 55 gal)_E10 | F5 | Residential | Multi-Family Regular Income | New | Water Heating | Natural Gas | Water Heater (<= 55 gal) | E10 | RIM BC Ratio | 0 | 0 | 0 | 0 | 0 | 0 | 0 | 0 | 0 | 0 | 0 | 0 | 0 | 0 | 0 | 0 | 0 | 0 | 0 | 0 | 0 | 0 | 0 | 0 | 0 | 0 | 0 | 0 | 0 | 0 | 0 | 0 | 0
F0_Residential_Multi-Family Regular Income_New_Water Heating_Natural Gas_Water Heater (> 55 gal)_E0 | F0 | Residential | Multi-Family Regular Income | New | Water Heating | Natural Gas | Water Heater (> 55 gal) | E0 | Economic Unit | UEF 0.76 (Standard) | UEF 0.76 (Standard) | UEF 0.76 (Standard) | UEF 0.76 (Standard) | UEF 0.76 (Standard) | UEF 1.0+ (Gas-Fired HPWH) | UEF 1.0+ (Gas-Fired HPWH) | UEF 1.0+ (Gas-Fired HPWH) | UEF 1.0+ (Gas-Fired HPWH) | UEF 1.0+ (Gas-Fired HPWH) | UEF 1.0+ (Gas-Fired HPWH) | UEF 1.0+ (Gas-Fired HPWH) | UEF 1.0+ (Gas-Fired HPWH) | UEF 1.0+ (Gas-Fired HPWH) | UEF 1.0+ (Gas-Fired HPWH) | UEF 1.0+ (Gas-Fired HPWH) | UEF 1.0+ (Gas-Fired HPWH) | UEF 1.0+ (Gas-Fired HPWH) | UEF 1.0+ (Gas-Fired HPWH) | UEF 1.0+ (Gas-Fired HPWH) | UEF 1.0+ (Gas-Fired HPWH) | UEF 1.0+ (Gas-Fired HPWH) | UEF 1.0+ (Gas-Fired HPWH) | UEF 1.0+ (Gas-Fired HPWH) | UEF 1.0+ (Gas-Fired HPWH) | UEF 1.0+ (Gas-Fired HPWH) | UEF 1.0+ (Gas-Fired HPWH) | UEF 1.0+ (Gas-Fired HPWH) | UEF 1.0+ (Gas-Fired HPWH) | UEF 1.0+ (Gas-Fired HPWH) | UEF 1.0+ (Gas-Fired HPWH) | UEF 1.0+ (Gas-Fired HPWH) | UEF 1.0+ (Gas-Fired HPWH)
F1_Residential_Multi-Family Regular Income_New_Water Heating_Natural Gas_Water Heater (> 55 gal)_E1 | F1 | Residential | Multi-Family Regular Income | New | Water Heating | Natural Gas | Water Heater (> 55 gal) | E1 | CCE | 0 | 0 | 0 | 0 | 0 | 0 | 0 | 0 | 0 | 0 | 0 | 0 | 0 | 0 | 0 | 0 | 0 | 0 | 0 | 0 | 0 | 0 | 0 | 0 | 0 | 0 | 0 | 0 | 0 | 0 | 0 | 0 | 0
F1_Residential_Multi-Family Regular Income_New_Water Heating_Natural Gas_Water Heater (> 55 gal)_E2 | F1 | Residential | Multi-Family Regular Income | New | Water Heating | Natural Gas | Water Heater (> 55 gal) | E2 | CCE | 6.0381 | 6.2239 | 6.0975 | 5.5898 | 5.5898 | 0 | 0 | 0 | 0 | 0 | 0 | 0 | 0 | 0 | 0 | 0 | 0 | 0 | 0 | 0 | 0 | 0 | 0 | 0 | 0 | 0 | 0 | 0 | 0 | 0 | 0 | 0 | 0
F1_Residential_Multi-Family Regular Income_New_Water Heating_Natural Gas_Water Heater (> 55 gal)_E3 | F1 | Residential | Multi-Family Regular Income | New | Water Heating | Natural Gas | Water Heater (> 55 gal) | E3 | CCE | 42.7443 | 44.0595 | 43.165 | 39.5709 | 39.5709 | 0 | 0 | 0 | 0 | 0 | 0 | 0 | 0 | 0 | 0 | 0 | 0 | 0 | 0 | 0 | 0 | 0 | 0 | 0 | 0 | 0 | 0 | 0 | 0 | 0 | 0 | 0 | 0
F1_Residential_Multi-Family Regular Income_New_Water Heating_Natural Gas_Water Heater (> 55 gal)_E4 | F1 | Residential | Multi-Family Regular Income | New | Water Heating | Natural Gas | Water Heater (> 55 gal) | E4 | CCE | 4.5371 | 4.6767 | 4.5817 | 4.2003 | 4.2003 | 0 | 0 | 0 | 0 | 0 | 0 | 0 | 0 | 0 | 0 | 0 | 0 | 0 | 0 | 0 | 0 | 0 | 0 | 0 | 0 | 0 | 0 | 0 | 0 | 0 | 0 | 0 | 0
F1_Residential_Multi-Family Regular Income_New_Water Heating_Natural Gas_Water Heater (> 55 gal)_E5 | F1 | Residential | Multi-Family Regular Income | New | Water Heating | Natural Gas | Water Heater (> 55 gal) | E5 | CCE | 4.9297 | 5.0814 | 4.9783 | 4.5638 | 4.5638 | 0 | 0 | 0 | 0 | 0 | 0 | 0 | 0 | 0 | 0 | 0 | 0 | 0 | 0 | 0 | 0 | 0 | 0 | 0 | 0 | 0 | 0 | 0 | 0 | 0 | 0 | 0 | 0
F1_Residential_Multi-Family Regular Income_New_Water Heating_Natural Gas_Water Heater (> 55 gal)_E6 | F1 | Residential | Multi-Family Regular Income | New | Water Heating | Natural Gas | Water Heater (> 55 gal) | E6 | CCE | 15.4052 | 15.8792 | 15.5568 | 14.2615 | 14.2615 | 0 | 0 | 0 | 0 | 0 | 0 | 0 | 0 | 0 | 0 | 0 | 0 | 0 | 0 | 0 | 0 | 0 | 0 | 0 | 0 | 0 | 0 | 0 | 0 | 0 | 0 | 0 | 0
F1_Residential_Multi-Family Regular Income_New_Water Heating_Natural Gas_Water Heater (> 55 gal)_E7 | F1 | Residential | Multi-Family Regular Income | New | Water Heating | Natural Gas | Water Heater (> 55 gal) | E7 | CCE | 0 | 0 | 0 | 0 | 0 | 7.1887 | 7.1887 | 7.1887 | 7.1887 | 7.1887 | 7.1887 | 7.1887 | 7.1887 | 7.1887 | 7.1887 | 7.1887 | 7.1887 | 7.1887 | 7.1887 | 7.1887 | 7.1887 | 7.1887 | 7.1887 | 7.1887 | 7.1887 | 7.1887 | 7.1887 | 7.1887 | 7.1887 | 7.1887 | 7.1887 | 7.1887 | 7.1887
F1_Residential_Multi-Family Regular Income_New_Water Heating_Natural Gas_Water Heater (> 55 gal)_E8 | F1 | Residential | Multi-Family Regular Income | New | Water Heating | Natural Gas | Water Heater (> 55 gal) | E8 | CCE | 0 | 0 | 0 | 0 | 0 | 0 | 0 | 0 | 0 | 0 | 0 | 0 | 0 | 0 | 0 | 0 | 0 | 0 | 0 | 0 | 0 | 0 | 0 | 0 | 0 | 0 | 0 | 0 | 0 | 0 | 0 | 0 | 0
F1_Residential_Multi-Family Regular Income_New_Water Heating_Natural Gas_Water Heater (> 55 gal)_E9 | F1 | Residential | Multi-Family Regular Income | New | Water Heating | Natural Gas | Water Heater (> 55 gal) | E9 | CCE | 0 | 0 | 0 | 0 | 0 | 0 | 0 | 0 | 0 | 0 | 0 | 0 | 0 | 0 | 0 | 0 | 0 | 0 | 0 | 0 | 0 | 0 | 0 | 0 | 0 | 0 | 0 | 0 | 0 | 0 | 0 | 0 | 0
F1_Residential_Multi-Family Regular Income_New_Water Heating_Natural Gas_Water Heater (> 55 gal)_E10 | F1 | Residential | Multi-Family Regular Income | New | Water Heating | Natural Gas | Water Heater (> 55 gal) | E10 | CCE | 0 | 0 | 0 | 0 | 0 | 0 | 0 | 0 | 0 | 0 | 0 | 0 | 0 | 0 | 0 | 0 | 0 | 0 | 0 | 0 | 0 | 0 | 0 | 0 | 0 | 0 | 0 | 0 | 0 | 0 | 0 | 0 | 0
F2_Residential_Multi-Family Regular Income_New_Water Heating_Natural Gas_Water Heater (> 55 gal)_E1 | F2 | Residential | Multi-Family Regular Income | New | Water Heating | Natural Gas | Water Heater (> 55 gal) | E1 | TRC BC Ratio | 1 | 1 | 1 | 1 | 1 | 0 | 0 | 0 | 0 | 0 | 0 | 0 | 0 | 0 | 0 | 0 | 0 | 0 | 0 | 0 | 0 | 0 | 0 | 0 | 0 | 0 | 0 | 0 | 0 | 0 | 0 | 0 | 0
F2_Residential_Multi-Family Regular Income_New_Water Heating_Natural Gas_Water Heater (> 55 gal)_E2 | F2 | Residential | Multi-Family Regular Income | New | Water Heating | Natural Gas | Water Heater (> 55 gal) | E2 | TRC BC Ratio | 0.21649 | 0.21712 | 0.21855 | 0.21974 | 0.21925 | 0 | 0 | 0 | 0 | 0 | 0 | 0 | 0 | 0 | 0 | 0 | 0 | 0 | 0 | 0 | 0 | 0 | 0 | 0 | 0 | 0 | 0 | 0 | 0 | 0 | 0 | 0 | 0
F2_Residential_Multi-Family Regular Income_New_Water Heating_Natural Gas_Water Heater (> 55 gal)_E3 | F2 | Residential | Multi-Family Regular Income | New | Water Heating | Natural Gas | Water Heater (> 55 gal) | E3 | TRC BC Ratio | 0.030582 | 0.030671 | 0.030872 | 0.031041 | 0.030972 | 0 | 0 | 0 | 0 | 0 | 0 | 0 | 0 | 0 | 0 | 0 | 0 | 0 | 0 | 0 | 0 | 0 | 0 | 0 | 0 | 0 | 0 | 0 | 0 | 0 | 0 | 0 | 0
F2_Residential_Multi-Family Regular Income_New_Water Heating_Natural Gas_Water Heater (> 55 gal)_E4 | F2 | Residential | Multi-Family Regular Income | New | Water Heating | Natural Gas | Water Heater (> 55 gal) | E4 | TRC BC Ratio | 0.24711 | 0.24334 | 0.24249 | 0.24057 | 0.232 | 0 | 0 | 0 | 0 | 0 | 0 | 0 | 0 | 0 | 0 | 0 | 0 | 0 | 0 | 0 | 0 | 0 | 0 | 0 | 0 | 0 | 0 | 0 | 0 | 0 | 0 | 0 | 0
F2_Residential_Multi-Family Regular Income_New_Water Heating_Natural Gas_Water Heater (> 55 gal)_E5 | F2 | Residential | Multi-Family Regular Income | New | Water Heating | Natural Gas | Water Heater (> 55 gal) | E5 | TRC BC Ratio | 0.23749 | 0.23515 | 0.23504 | 0.23414 | 0.2282 | 0 | 0 | 0 | 0 | 0 | 0 | 0 | 0 | 0 | 0 | 0 | 0 | 0 | 0 | 0 | 0 | 0 | 0 | 0 | 0 | 0 | 0 | 0 | 0 | 0 | 0 | 0 | 0
F2_Residential_Multi-Family Regular Income_New_Water Heating_Natural Gas_Water Heater (> 55 gal)_E6 | F2 | Residential | Multi-Family Regular Income | New | Water Heating | Natural Gas | Water Heater (> 55 gal) | E6 | TRC BC Ratio | 0.084854 | 0.085102 | 0.085659 | 0.086128 | 0.085937 | 1 | 1 | 1 | 1 | 1 | 1 | 1 | 1 | 1 | 1 | 1 | 1 | 1 | 1 | 1 | 1 | 1 | 1 | 1 | 1 | 1 | 1 | 1 | 1 | 1 | 1 | 1 | 1
F2_Residential_Multi-Family Regular Income_New_Water Heating_Natural Gas_Water Heater (> 55 gal)_E7 | F2 | Residential | Multi-Family Regular Income | New | Water Heating | Natural Gas | Water Heater (> 55 gal) | E7 | TRC BC Ratio | 0 | 0 | 0 | 0 | 0 | 0.17992 | 0.18201 | 0.18365 | 0.18561 | 0.18755 | 0.18956 | 0.19149 | 0.19359 | 0.19597 | 0.19865 | 0.20172 | 0.20518 | 0.20861 | 0.2118 | 0.21468 | 0.21706 | 0.2189 | 0.21993 | 0.22027 | 0.22038 | 0.2204 | 0.22045 | 0.22058 | 0.22043 | 0.22008 | 0.21936 | 0.21847 | 0.21727
F2_Residential_Multi-Family Regular Income_New_Water Heating_Natural Gas_Water Heater (> 55 gal)_E8 | F2 | Residential | Multi-Family Regular Income | New | Water Heating | Natural Gas | Water Heater (> 55 gal) | E8 | TRC BC Ratio | 0 | 0 | 0 | 0 | 0 | 0 | 0 | 0 | 0 | 0 | 0 | 0 | 0 | 0 | 0 | 0 | 0 | 0 | 0 | 0 | 0 | 0 | 0 | 0 | 0 | 0 | 0 | 0 | 0 | 0 | 0 | 0 | 0
F2_Residential_Multi-Family Regular Income_New_Water Heating_Natural Gas_Water Heater (> 55 gal)_E9 | F2 | Residential | Multi-Family Regular Income | New | Water Heating | Natural Gas | Water Heater (> 55 gal) | E9 | TRC BC Ratio | 0 | 0 | 0 | 0 | 0 | 0 | 0 | 0 | 0 | 0 | 0 | 0 | 0 | 0 | 0 | 0 | 0 | 0 | 0 | 0 | 0 | 0 | 0 | 0 | 0 | 0 | 0 | 0 | 0 | 0 | 0 | 0 | 0
F2_Residential_Multi-Family Regular Income_New_Water Heating_Natural Gas_Water Heater (> 55 gal)_E10 | F2 | Residential | Multi-Family Regular Income | New | Water Heating | Natural Gas | Water Heater (> 55 gal) | E10 | TRC BC Ratio | 0 | 0 | 0 | 0 | 0 | 0 | 0 | 0 | 0 | 0 | 0 | 0 | 0 | 0 | 0 | 0 | 0 | 0 | 0 | 0 | 0 | 0 | 0 | 0 | 0 | 0 | 0 | 0 | 0 | 0 | 0 | 0 | 0
F3_Residential_Multi-Family Regular Income_New_Water Heating_Natural Gas_Water Heater (> 55 gal)_E1 | F3 | Residential | Multi-Family Regular Income | New | Water Heating | Natural Gas | Water Heater (> 55 gal) | E1 | PACT BC Ratio | 1 | 1 | 1 | 1 | 1 | 0 | 0 | 0 | 0 | 0 | 0 | 0 | 0 | 0 | 0 | 0 | 0 | 0 | 0 | 0 | 0 | 0 | 0 | 0 | 0 | 0 | 0 | 0 | 0 | 0 | 0 | 0 | 0
F3_Residential_Multi-Family Regular Income_New_Water Heating_Natural Gas_Water Heater (> 55 gal)_E2 | F3 | Residential | Multi-Family Regular Income | New | Water Heating | Natural Gas | Water Heater (> 55 gal) | E2 | PACT BC Ratio | 0.2754 | 0.27621 | 0.27802 | 0.27954 | 0.27892 | 0 | 0 | 0 | 0 | 0 | 0 | 0 | 0 | 0 | 0 | 0 | 0 | 0 | 0 | 0 | 0 | 0 | 0 | 0 | 0 | 0 | 0 | 0 | 0 | 0 | 0 | 0 | 0
F3_Residential_Multi-Family Regular Income_New_Water Heating_Natural Gas_Water Heater (> 55 gal)_E3 | F3 | Residential | Multi-Family Regular Income | New | Water Heating | Natural Gas | Water Heater (> 55 gal) | E3 | PACT BC Ratio | 0.038904 | 0.039018 | 0.039273 | 0.039488 | 0.039401 | 0 | 0 | 0 | 0 | 0 | 0 | 0 | 0 | 0 | 0 | 0 | 0 | 0 | 0 | 0 | 0 | 0 | 0 | 0 | 0 | 0 | 0 | 0 | 0 | 0 | 0 | 0 | 0
F3_Residential_Multi-Family Regular Income_New_Water Heating_Natural Gas_Water Heater (> 55 gal)_E4 | F3 | Residential | Multi-Family Regular Income | New | Water Heating | Natural Gas | Water Heater (> 55 gal) | E4 | PACT BC Ratio | 0.31436 | 0.30956 | 0.30848 | 0.30603 | 0.29514 | 0 | 0 | 0 | 0 | 0 | 0 | 0 | 0 | 0 | 0 | 0 | 0 | 0 | 0 | 0 | 0 | 0 | 0 | 0 | 0 | 0 | 0 | 0 | 0 | 0 | 0 | 0 | 0
F3_Residential_Multi-Family Regular Income_New_Water Heating_Natural Gas_Water Heater (> 55 gal)_E5 | F3 | Residential | Multi-Family Regular Income | New | Water Heating | Natural Gas | Water Heater (> 55 gal) | E5 | PACT BC Ratio | 0.30212 | 0.29914 | 0.299 | 0.29785 | 0.2903 | 0 | 0 | 0 | 0 | 0 | 0 | 0 | 0 | 0 | 0 | 0 | 0 | 0 | 0 | 0 | 0 | 0 | 0 | 0 | 0 | 0 | 0 | 0 | 0 | 0 | 0 | 0 | 0
F3_Residential_Multi-Family Regular Income_New_Water Heating_Natural Gas_Water Heater (> 55 gal)_E6 | F3 | Residential | Multi-Family Regular Income | New | Water Heating | Natural Gas | Water Heater (> 55 gal) | E6 | PACT BC Ratio | 0.10795 | 0.10826 | 0.10897 | 0.10957 | 0.10932 | 1 | 1 | 1 | 1 | 1 | 1 | 1 | 1 | 1 | 1 | 1 | 1 | 1 | 1 | 1 | 1 | 1 | 1 | 1 | 1 | 1 | 1 | 1 | 1 | 1 | 1 | 1 | 1
F3_Residential_Multi-Family Regular Income_New_Water Heating_Natural Gas_Water Heater (> 55 gal)_E7 | F3 | Residential | Multi-Family Regular Income | New | Water Heating | Natural Gas | Water Heater (> 55 gal) | E7 | PACT BC Ratio | 0 | 0 | 0 | 0 | 0 | 0.22888 | 0.23154 | 0.23363 | 0.23612 | 0.2386 | 0.24115 | 0.2436 | 0.24627 | 0.2493 | 0.25271 | 0.25662 | 0.26102 | 0.26538 | 0.26944 | 0.27311 | 0.27613 | 0.27847 | 0.27978 | 0.28021 | 0.28036 | 0.28038 | 0.28044 | 0.28061 | 0.28041 | 0.27997 | 0.27906 | 0.27793 | 0.27639
F3_Residential_Multi-Family Regular Income_New_Water Heating_Natural Gas_Water Heater (> 55 gal)_E8 | F3 | Residential | Multi-Family Regular Income | New | Water Heating | Natural Gas | Water Heater (> 55 gal) | E8 | PACT BC Ratio | 0 | 0 | 0 | 0 | 0 | 0 | 0 | 0 | 0 | 0 | 0 | 0 | 0 | 0 | 0 | 0 | 0 | 0 | 0 | 0 | 0 | 0 | 0 | 0 | 0 | 0 | 0 | 0 | 0 | 0 | 0 | 0 | 0
F3_Residential_Multi-Family Regular Income_New_Water Heating_Natural Gas_Water Heater (> 55 gal)_E9 | F3 | Residential | Multi-Family Regular Income | New | Water Heating | Natural Gas | Water Heater (> 55 gal) | E9 | PACT BC Ratio | 0 | 0 | 0 | 0 | 0 | 0 | 0 | 0 | 0 | 0 | 0 | 0 | 0 | 0 | 0 | 0 | 0 | 0 | 0 | 0 | 0 | 0 | 0 | 0 | 0 | 0 | 0 | 0 | 0 | 0 | 0 | 0 | 0
F3_Residential_Multi-Family Regular Income_New_Water Heating_Natural Gas_Water Heater (> 55 gal)_E10 | F3 | Residential | Multi-Family Regular Income | New | Water Heating | Natural Gas | Water Heater (> 55 gal) | E10 | PACT BC Ratio | 0 | 0 | 0 | 0 | 0 | 0 | 0 | 0 | 0 | 0 | 0 | 0 | 0 | 0 | 0 | 0 | 0 | 0 | 0 | 0 | 0 | 0 | 0 | 0 | 0 | 0 | 0 | 0 | 0 | 0 | 0 | 0 | 0
F4_Residential_Multi-Family Regular Income_New_Water Heating_Natural Gas_Water Heater (> 55 gal)_E1 | F4 | Residential | Multi-Family Regular Income | New | Water Heating | Natural Gas | Water Heater (> 55 gal) | E1 | RVT BC Ratio | 1 | 1 | 1 | 1 | 1 | 0 | 0 | 0 | 0 | 0 | 0 | 0 | 0 | 0 | 0 | 0 | 0 | 0 | 0 | 0 | 0 | 0 | 0 | 0 | 0 | 0 | 0 | 0 | 0 | 0 | 0 | 0 | 0
F4_Residential_Multi-Family Regular Income_New_Water Heating_Natural Gas_Water Heater (> 55 gal)_E2 | F4 | Residential | Multi-Family Regular Income | New | Water Heating | Natural Gas | Water Heater (> 55 gal) | E2 | RVT BC Ratio | 1.0027 | 1.0034 | 1.0051 | 1.0066 | 1.006 | 0 | 0 | 0 | 0 | 0 | 0 | 0 | 0 | 0 | 0 | 0 | 0 | 0 | 0 | 0 | 0 | 0 | 0 | 0 | 0 | 0 | 0 | 0 | 0 | 0 | 0 | 0 | 0
F4_Residential_Multi-Family Regular Income_New_Water Heating_Natural Gas_Water Heater (> 55 gal)_E3 | F4 | Residential | Multi-Family Regular Income | New | Water Heating | Natural Gas | Water Heater (> 55 gal) | E3 | RVT BC Ratio | 0.77993 | 0.78004 | 0.78028 | 0.78048 | 0.7804 | 0 | 0 | 0 | 0 | 0 | 0 | 0 | 0 | 0 | 0 | 0 | 0 | 0 | 0 | 0 | 0 | 0 | 0 | 0 | 0 | 0 | 0 | 0 | 0 | 0 | 0 | 0 | 0
F4_Residential_Multi-Family Regular Income_New_Water Heating_Natural Gas_Water Heater (> 55 gal)_E4 | F4 | Residential | Multi-Family Regular Income | New | Water Heating | Natural Gas | Water Heater (> 55 gal) | E4 | RVT BC Ratio | 1.0393 | 1.0348 | 1.0338 | 1.0315 | 1.0213 | 0 | 0 | 0 | 0 | 0 | 0 | 0 | 0 | 0 | 0 | 0 | 0 | 0 | 0 | 0 | 0 | 0 | 0 | 0 | 0 | 0 | 0 | 0 | 0 | 0 | 0 | 0 | 0
F4_Residential_Multi-Family Regular Income_New_Water Heating_Natural Gas_Water Heater (> 55 gal)_E5 | F4 | Residential | Multi-Family Regular Income | New | Water Heating | Natural Gas | Water Heater (> 55 gal) | E5 | RVT BC Ratio | 1.0278 | 1.025 | 1.0249 | 1.0238 | 1.0167 | 0 | 0 | 0 | 0 | 0 | 0 | 0 | 0 | 0 | 0 | 0 | 0 | 0 | 0 | 0 | 0 | 0 | 0 | 0 | 0 | 0 | 0 | 0 | 0 | 0 | 0 | 0 | 0
F4_Residential_Multi-Family Regular Income_New_Water Heating_Natural Gas_Water Heater (> 55 gal)_E6 | F4 | Residential | Multi-Family Regular Income | New | Water Heating | Natural Gas | Water Heater (> 55 gal) | E6 | RVT BC Ratio | 0.84495 | 0.84525 | 0.84592 | 0.84648 | 0.84625 | 1 | 1 | 1 | 1 | 1 | 1 | 1 | 1 | 1 | 1 | 1 | 1 | 1 | 1 | 1 | 1 | 1 | 1 | 1 | 1 | 1 | 1 | 1 | 1 | 1 | 1 | 1 | 1
F4_Residential_Multi-Family Regular Income_New_Water Heating_Natural Gas_Water Heater (> 55 gal)_E7 | F4 | Residential | Multi-Family Regular Income | New | Water Heating | Natural Gas | Water Heater (> 55 gal) | E7 | RVT BC Ratio | 0 | 0 | 0 | 0 | 0 | 0.95885 | 0.96135 | 0.96332 | 0.96566 | 0.968 | 0.9704 | 0.97271 | 0.97523 | 0.97808 | 0.98129 | 0.98497 | 0.98912 | 0.99322 | 0.99704 | 1.0005 | 1.0033 | 1.0056 | 1.0068 | 1.0072 | 1.0073 | 1.0073 | 1.0074 | 1.0076 | 1.0074 | 1.007 | 1.0061 | 1.005 | 1.0036
F4_Residential_Multi-Family Regular Income_New_Water Heating_Natural Gas_Water Heater (> 55 gal)_E8 | F4 | Residential | Multi-Family Regular Income | New | Water Heating | Natural Gas | Water Heater (> 55 gal) | E8 | RVT BC Ratio | 0 | 0 | 0 | 0 | 0 | 0 | 0 | 0 | 0 | 0 | 0 | 0 | 0 | 0 | 0 | 0 | 0 | 0 | 0 | 0 | 0 | 0 | 0 | 0 | 0 | 0 | 0 | 0 | 0 | 0 | 0 | 0 | 0
F4_Residential_Multi-Family Regular Income_New_Water Heating_Natural Gas_Water Heater (> 55 gal)_E9 | F4 | Residential | Multi-Family Regular Income | New | Water Heating | Natural Gas | Water Heater (> 55 gal) | E9 | RVT BC Ratio | 0 | 0 | 0 | 0 | 0 | 0 | 0 | 0 | 0 | 0 | 0 | 0 | 0 | 0 | 0 | 0 | 0 | 0 | 0 | 0 | 0 | 0 | 0 | 0 | 0 | 0 | 0 | 0 | 0 | 0 | 0 | 0 | 0
F4_Residential_Multi-Family Regular Income_New_Water Heating_Natural Gas_Water Heater (> 55 gal)_E10 | F4 | Residential | Multi-Family Regular Income | New | Water Heating | Natural Gas | Water Heater (> 55 gal) | E10 | RVT BC Ratio | 0 | 0 | 0 | 0 | 0 | 0 | 0 | 0 | 0 | 0 | 0 | 0 | 0 | 0 | 0 | 0 | 0 | 0 | 0 | 0 | 0 | 0 | 0 | 0 | 0 | 0 | 0 | 0 | 0 | 0 | 0 | 0 | 0
F5_Residential_Multi-Family Regular Income_New_Water Heating_Natural Gas_Water Heater (> 55 gal)_E1 | F5 | Residential | Multi-Family Regular Income | New | Water Heating | Natural Gas | Water Heater (> 55 gal) | E1 | RIM BC Ratio | 1 | 1 | 1 | 1 | 1 | 0 | 0 | 0 | 0 | 0 | 0 | 0 | 0 | 0 | 0 | 0 | 0 | 0 | 0 | 0 | 0 | 0 | 0 | 0 | 0 | 0 | 0 | 0 | 0 | 0 | 0 | 0 | 0
F5_Residential_Multi-Family Regular Income_New_Water Heating_Natural Gas_Water Heater (> 55 gal)_E2 | F5 | Residential | Multi-Family Regular Income | New | Water Heating | Natural Gas | Water Heater (> 55 gal) | E2 | RIM BC Ratio | 0.21601 | 0.21651 | 0.21762 | 0.21855 | 0.21817 | 0 | 0 | 0 | 0 | 0 | 0 | 0 | 0 | 0 | 0 | 0 | 0 | 0 | 0 | 0 | 0 | 0 | 0 | 0 | 0 | 0 | 0 | 0 | 0 | 0 | 0 | 0 | 0
F5_Residential_Multi-Family Regular Income_New_Water Heating_Natural Gas_Water Heater (> 55 gal)_E3 | F5 | Residential | Multi-Family Regular Income | New | Water Heating | Natural Gas | Water Heater (> 55 gal) | E3 | RIM BC Ratio | 0.037449 | 0.037555 | 0.037792 | 0.03799 | 0.03791 | 0 | 0 | 0 | 0 | 0 | 0 | 0 | 0 | 0 | 0 | 0 | 0 | 0 | 0 | 0 | 0 | 0 | 0 | 0 | 0 | 0 | 0 | 0 | 0 | 0 | 0 | 0 | 0
F5_Residential_Multi-Family Regular Income_New_Water Heating_Natural Gas_Water Heater (> 55 gal)_E4 | F5 | Residential | Multi-Family Regular Income | New | Water Heating | Natural Gas | Water Heater (> 55 gal) | E4 | RIM BC Ratio | 0.23926 | 0.23647 | 0.23584 | 0.23441 | 0.22797 | 0 | 0 | 0 | 0 | 0 | 0 | 0 | 0 | 0 | 0 | 0 | 0 | 0 | 0 | 0 | 0 | 0 | 0 | 0 | 0 | 0 | 0 | 0 | 0 | 0 | 0 | 0 | 0
F5_Residential_Multi-Family Regular Income_New_Water Heating_Natural Gas_Water Heater (> 55 gal)_E5 | F5 | Residential | Multi-Family Regular Income | New | Water Heating | Natural Gas | Water Heater (> 55 gal) | E5 | RIM BC Ratio | 0.23211 | 0.23035 | 0.23027 | 0.22958 | 0.22507 | 0 | 0 | 0 | 0 | 0 | 0 | 0 | 0 | 0 | 0 | 0 | 0 | 0 | 0 | 0 | 0 | 0 | 0 | 0 | 0 | 0 | 0 | 0 | 0 | 0 | 0 | 0 | 0
F5_Residential_Multi-Family Regular Income_New_Water Heating_Natural Gas_Water Heater (> 55 gal)_E6 | F5 | Residential | Multi-Family Regular Income | New | Water Heating | Natural Gas | Water Heater (> 55 gal) | E6 | RIM BC Ratio | 0.097444 | 0.097701 | 0.098278 | 0.098763 | 0.098566 | 1 | 1 | 1 | 1 | 1 | 1 | 1 | 1 | 1 | 1 | 1 | 1 | 1 | 1 | 1 | 1 | 1 | 1 | 1 | 1 | 1 | 1 | 1 | 1 | 1 | 1 | 1 | 1
F5_Residential_Multi-Family Regular Income_New_Water Heating_Natural Gas_Water Heater (> 55 gal)_E7 | F5 | Residential | Multi-Family Regular Income | New | Water Heating | Natural Gas | Water Heater (> 55 gal) | E7 | RIM BC Ratio | 0 | 0 | 0 | 0 | 0 | 0.18631 | 0.18807 | 0.18944 | 0.19107 | 0.19269 | 0.19435 | 0.19594 | 0.19767 | 0.19962 | 0.2018 | 0.20428 | 0.20706 | 0.20979 | 0.21232 | 0.21459 | 0.21646 | 0.21789 | 0.21869 | 0.21896 | 0.21904 | 0.21906 | 0.2191 | 0.2192 | 0.21908 | 0.21881 | 0.21825 | 0.21756 | 0.21662
F5_Residential_Multi-Family Regular Income_New_Water Heating_Natural Gas_Water Heater (> 55 gal)_E8 | F5 | Residential | Multi-Family Regular Income | New | Water Heating | Natural Gas | Water Heater (> 55 gal) | E8 | RIM BC Ratio | 0 | 0 | 0 | 0 | 0 | 0 | 0 | 0 | 0 | 0 | 0 | 0 | 0 | 0 | 0 | 0 | 0 | 0 | 0 | 0 | 0 | 0 | 0 | 0 | 0 | 0 | 0 | 0 | 0 | 0 | 0 | 0 | 0
F5_Residential_Multi-Family Regular Income_New_Water Heating_Natural Gas_Water Heater (> 55 gal)_E9 | F5 | Residential | Multi-Family Regular Income | New | Water Heating | Natural Gas | Water Heater (> 55 gal) | E9 | RIM BC Ratio | 0 | 0 | 0 | 0 | 0 | 0 | 0 | 0 | 0 | 0 | 0 | 0 | 0 | 0 | 0 | 0 | 0 | 0 | 0 | 0 | 0 | 0 | 0 | 0 | 0 | 0 | 0 | 0 | 0 | 0 | 0 | 0 | 0
F5_Residential_Multi-Family Regular Income_New_Water Heating_Natural Gas_Water Heater (> 55 gal)_E10 | F5 | Residential | Multi-Family Regular Income | New | Water Heating | Natural Gas | Water Heater (> 55 gal) | E10 | RIM BC Ratio | 0 | 0 | 0 | 0 | 0 | 0 | 0 | 0 | 0 | 0 | 0 | 0 | 0 | 0 | 0 | 0 | 0 | 0 | 0 | 0 | 0 | 0 | 0 | 0 | 0 | 0 | 0 | 0 | 0 | 0 | 0 | 0 | 0
F0_Residential_Multi-Family Regular Income_New_Appliances_Natural Gas_Clothes Dryer_E0 | F0 | Residential | Multi-Family Regular Income | New | Appliances | Natural Gas | Clothes Dryer | E0 | Economic Unit | Standard | Standard | Standard | Standard | Standard | Standard | Standard | Standard | Standard | Standard | Standard | Standard | Standard | Standard | Standard | Standard | Standard | Standard | Standard | Standard | Standard | Standard | Standard | Standard | Standard | Standard | Standard | Standard | Standard | Standard | Standard | Standard | Standard
F1_Residential_Multi-Family Regular Income_New_Appliances_Natural Gas_Clothes Dryer_E1 | F1 | Residential | Multi-Family Regular Income | New | Appliances | Natural Gas | Clothes Dryer | E1 | CCE | 0 | 0 | 0 | 0 | 0 | 0 | 0 | 0 | 0 | 0 | 0 | 0 | 0 | 0 | 0 | 0 | 0 | 0 | 0 | 0 | 0 | 0 | 0 | 0 | 0 | 0 | 0 | 0 | 0 | 0 | 0 | 0 | 0
F1_Residential_Multi-Family Regular Income_New_Appliances_Natural Gas_Clothes Dryer_E2 | F1 | Residential | Multi-Family Regular Income | New | Appliances | Natural Gas | Clothes Dryer | E2 | CCE | 9.1482 | 9.4297 | 9.2383 | 8.469 | 8.469 | 8.469 | 8.469 | 8.469 | 8.469 | 8.469 | 8.469 | 8.469 | 8.469 | 8.469 | 8.469 | 8.469 | 8.469 | 8.469 | 8.469 | 8.469 | 8.469 | 8.469 | 8.469 | 8.469 | 8.469 | 8.469 | 8.469 | 8.469 | 8.469 | 8.469 | 8.469 | 8.469 | 8.469
F1_Residential_Multi-Family Regular Income_New_Appliances_Natural Gas_Clothes Dryer_E3 | F1 | Residential | Multi-Family Regular Income | New | Appliances | Natural Gas | Clothes Dryer | E3 | CCE | 0 | 0 | 0 | 0 | 0 | 0 | 0 | 0 | 0 | 0 | 0 | 0 | 0 | 0 | 0 | 0 | 0 | 0 | 0 | 0 | 0 | 0 | 0 | 0 | 0 | 0 | 0 | 0 | 0 | 0 | 0 | 0 | 0
F1_Residential_Multi-Family Regular Income_New_Appliances_Natural Gas_Clothes Dryer_E4 | F1 | Residential | Multi-Family Regular Income | New | Appliances | Natural Gas | Clothes Dryer | E4 | CCE | 0 | 0 | 0 | 0 | 0 | 0 | 0 | 0 | 0 | 0 | 0 | 0 | 0 | 0 | 0 | 0 | 0 | 0 | 0 | 0 | 0 | 0 | 0 | 0 | 0 | 0 | 0 | 0 | 0 | 0 | 0 | 0 | 0
F1_Residential_Multi-Family Regular Income_New_Appliances_Natural Gas_Clothes Dryer_E5 | F1 | Residential | Multi-Family Regular Income | New | Appliances | Natural Gas | Clothes Dryer | E5 | CCE | 0 | 0 | 0 | 0 | 0 | 0 | 0 | 0 | 0 | 0 | 0 | 0 | 0 | 0 | 0 | 0 | 0 | 0 | 0 | 0 | 0 | 0 | 0 | 0 | 0 | 0 | 0 | 0 | 0 | 0 | 0 | 0 | 0
F1_Residential_Multi-Family Regular Income_New_Appliances_Natural Gas_Clothes Dryer_E6 | F1 | Residential | Multi-Family Regular Income | New | Appliances | Natural Gas | Clothes Dryer | E6 | CCE | 0 | 0 | 0 | 0 | 0 | 0 | 0 | 0 | 0 | 0 | 0 | 0 | 0 | 0 | 0 | 0 | 0 | 0 | 0 | 0 | 0 | 0 | 0 | 0 | 0 | 0 | 0 | 0 | 0 | 0 | 0 | 0 | 0
F1_Residential_Multi-Family Regular Income_New_Appliances_Natural Gas_Clothes Dryer_E7 | F1 | Residential | Multi-Family Regular Income | New | Appliances | Natural Gas | Clothes Dryer | E7 | CCE | 0 | 0 | 0 | 0 | 0 | 0 | 0 | 0 | 0 | 0 | 0 | 0 | 0 | 0 | 0 | 0 | 0 | 0 | 0 | 0 | 0 | 0 | 0 | 0 | 0 | 0 | 0 | 0 | 0 | 0 | 0 | 0 | 0
F1_Residential_Multi-Family Regular Income_New_Appliances_Natural Gas_Clothes Dryer_E8 | F1 | Residential | Multi-Family Regular Income | New | Appliances | Natural Gas | Clothes Dryer | E8 | CCE | 0 | 0 | 0 | 0 | 0 | 0 | 0 | 0 | 0 | 0 | 0 | 0 | 0 | 0 | 0 | 0 | 0 | 0 | 0 | 0 | 0 | 0 | 0 | 0 | 0 | 0 | 0 | 0 | 0 | 0 | 0 | 0 | 0
F1_Residential_Multi-Family Regular Income_New_Appliances_Natural Gas_Clothes Dryer_E9 | F1 | Residential | Multi-Family Regular Income | New | Appliances | Natural Gas | Clothes Dryer | E9 | CCE | 0 | 0 | 0 | 0 | 0 | 0 | 0 | 0 | 0 | 0 | 0 | 0 | 0 | 0 | 0 | 0 | 0 | 0 | 0 | 0 | 0 | 0 | 0 | 0 | 0 | 0 | 0 | 0 | 0 | 0 | 0 | 0 | 0
F1_Residential_Multi-Family Regular Income_New_Appliances_Natural Gas_Clothes Dryer_E10 | F1 | Residential | Multi-Family Regular Income | New | Appliances | Natural Gas | Clothes Dryer | E10 | CCE | 0 | 0 | 0 | 0 | 0 | 0 | 0 | 0 | 0 | 0 | 0 | 0 | 0 | 0 | 0 | 0 | 0 | 0 | 0 | 0 | 0 | 0 | 0 | 0 | 0 | 0 | 0 | 0 | 0 | 0 | 0 | 0 | 0
F2_Residential_Multi-Family Regular Income_New_Appliances_Natural Gas_Clothes Dryer_E1 | F2 | Residential | Multi-Family Regular Income | New | Appliances | Natural Gas | Clothes Dryer | E1 | TRC BC Ratio | bar: 2019 to 2051
F2_Residential_Multi-Family Regular Income_New_Appliances_Natural Gas_Clothes Dryer_E2 | F2 | Residential | Multi-Family Regular Income | New | Appliances | Natural Gas | Clothes Dryer | E2 | TRC BC Ratio | 0.18116 | 0.18173 | 0.18298 | 0.18401 | 0.18351 | 0.18425 | 0.186 | 0.18745 | 0.18919 | 0.19088 | 0.19258 | 0.19419 | 0.19589 | 0.19767 | 0.19937 | 0.20113 | 0.20289 | 0.20479 | 0.20662 | 0.20839 | 0.20993 | 0.21137 | 0.21245 | 0.21341 | 0.21397 | 0.21429 | 0.21445 | 0.21442 | 0.21412 | 0.21365 | 0.21282 | 0.21184 | 0.21058
F2_Residential_Multi-Family Regular Income_New_Appliances_Natural Gas_Clothes Dryer_E3 | F2 | Residential | Multi-Family Regular Income | New | Appliances | Natural Gas | Clothes Dryer | E3 | TRC BC Ratio | 0 | 0 | 0 | 0 | 0 | 0 | 0 | 0 | 0 | 0 | 0 | 0 | 0 | 0 | 0 | 0 | 0 | 0 | 0 | 0 | 0 | 0 | 0 | 0 | 0 | 0 | 0 | 0 | 0 | 0 | 0 | 0 | 0
F2_Residential_Multi-Family Regular Income_New_Appliances_Natural Gas_Clothes Dryer_E4 | F2 | Residential | Multi-Family Regular Income | New | Appliances | Natural Gas | Clothes Dryer | E4 | TRC BC Ratio | 0 | 0 | 0 | 0 | 0 | 0 | 0 | 0 | 0 | 0 | 0 | 0 | 0 | 0 | 0 | 0 | 0 | 0 | 0 | 0 | 0 | 0 | 0 | 0 | 0 | 0 | 0 | 0 | 0 | 0 | 0 | 0 | 0
F2_Residential_Multi-Family Regular Income_New_Appliances_Natural Gas_Clothes Dryer_E5 | F2 | Residential | Multi-Family Regular Income | New | Appliances | Natural Gas | Clothes Dryer | E5 | TRC BC Ratio | 0 | 0 | 0 | 0 | 0 | 0 | 0 | 0 | 0 | 0 | 0 | 0 | 0 | 0 | 0 | 0 | 0 | 0 | 0 | 0 | 0 | 0 | 0 | 0 | 0 | 0 | 0 | 0 | 0 | 0 | 0 | 0 | 0
F2_Residential_Multi-Family Regular Income_New_Appliances_Natural Gas_Clothes Dryer_E6 | F2 | Residential | Multi-Family Regular Income | New | Appliances | Natural Gas | Clothes Dryer | E6 | TRC BC Ratio | 0 | 0 | 0 | 0 | 0 | 0 | 0 | 0 | 0 | 0 | 0 | 0 | 0 | 0 | 0 | 0 | 0 | 0 | 0 | 0 | 0 | 0 | 0 | 0 | 0 | 0 | 0 | 0 | 0 | 0 | 0 | 0 | 0
F2_Residential_Multi-Family Regular Income_New_Appliances_Natural Gas_Clothes Dryer_E7 | F2 | Residential | Multi-Family Regular Income | New | Appliances | Natural Gas | Clothes Dryer | E7 | TRC BC Ratio | 0 | 0 | 0 | 0 | 0 | 0 | 0 | 0 | 0 | 0 | 0 | 0 | 0 | 0 | 0 | 0 | 0 | 0 | 0 | 0 | 0 | 0 | 0 | 0 | 0 | 0 | 0 | 0 | 0 | 0 | 0 | 0 | 0
F2_Residential_Multi-Family Regular Income_New_Appliances_Natural Gas_Clothes Dryer_E8 | F2 | Residential | Multi-Family Regular Income | New | Appliances | Natural Gas | Clothes Dryer | E8 | TRC BC Ratio | 0 | 0 | 0 | 0 | 0 | 0 | 0 | 0 | 0 | 0 | 0 | 0 | 0 | 0 | 0 | 0 | 0 | 0 | 0 | 0 | 0 | 0 | 0 | 0 | 0 | 0 | 0 | 0 | 0 | 0 | 0 | 0 | 0
F2_Residential_Multi-Family Regular Income_New_Appliances_Natural Gas_Clothes Dryer_E9 | F2 | Residential | Multi-Family Regular Income | New | Appliances | Natural Gas | Clothes Dryer | E9 | TRC BC Ratio | 0 | 0 | 0 | 0 | 0 | 0 | 0 | 0 | 0 | 0 | 0 | 0 | 0 | 0 | 0 | 0 | 0 | 0 | 0 | 0 | 0 | 0 | 0 | 0 | 0 | 0 | 0 | 0 | 0 | 0 | 0 | 0 | 0
F2_Residential_Multi-Family Regular Income_New_Appliances_Natural Gas_Clothes Dryer_E10 | F2 | Residential | Multi-Family Regular Income | New | Appliances | Natural Gas | Clothes Dryer | E10 | TRC BC Ratio | 0 | 0 | 0 | 0 | 0 | 0 | 0 | 0 | 0 | 0 | 0 | 0 | 0 | 0 | 0 | 0 | 0 | 0 | 0 | 0 | 0 | 0 | 0 | 0 | 0 | 0 | 0 | 0 | 0 | 0 | 0 | 0 | 0
F3_Residential_Multi-Family Regular Income_New_Appliances_Natural Gas_Clothes Dryer_E1 | F3 | Residential | Multi-Family Regular Income | New | Appliances | Natural Gas | Clothes Dryer | E1 | PACT BC Ratio | bar: 2019 to 2051
F3_Residential_Multi-Family Regular Income_New_Appliances_Natural Gas_Clothes Dryer_E2 | F3 | Residential | Multi-Family Regular Income | New | Appliances | Natural Gas | Clothes Dryer | E2 | PACT BC Ratio | 0.24155 | 0.2423 | 0.24398 | 0.24535 | 0.24468 | 0.24566 | 0.248 | 0.24994 | 0.25226 | 0.25451 | 0.25678 | 0.25892 | 0.26119 | 0.26356 | 0.26583 | 0.26817 | 0.27052 | 0.27305 | 0.2755 | 0.27785 | 0.27991 | 0.28182 | 0.28327 | 0.28455 | 0.28529 | 0.28572 | 0.28594 | 0.28589 | 0.2855 | 0.28486 | 0.28377 | 0.28246 | 0.28077
F3_Residential_Multi-Family Regular Income_New_Appliances_Natural Gas_Clothes Dryer_E3 | F3 | Residential | Multi-Family Regular Income | New | Appliances | Natural Gas | Clothes Dryer | E3 | PACT BC Ratio | 0 | 0 | 0 | 0 | 0 | 0 | 0 | 0 | 0 | 0 | 0 | 0 | 0 | 0 | 0 | 0 | 0 | 0 | 0 | 0 | 0 | 0 | 0 | 0 | 0 | 0 | 0 | 0 | 0 | 0 | 0 | 0 | 0
F3_Residential_Multi-Family Regular Income_New_Appliances_Natural Gas_Clothes Dryer_E4 | F3 | Residential | Multi-Family Regular Income | New | Appliances | Natural Gas | Clothes Dryer | E4 | PACT BC Ratio | 0 | 0 | 0 | 0 | 0 | 0 | 0 | 0 | 0 | 0 | 0 | 0 | 0 | 0 | 0 | 0 | 0 | 0 | 0 | 0 | 0 | 0 | 0 | 0 | 0 | 0 | 0 | 0 | 0 | 0 | 0 | 0 | 0
F3_Residential_Multi-Family Regular Income_New_Appliances_Natural Gas_Clothes Dryer_E5 | F3 | Residential | Multi-Family Regular Income | New | Appliances | Natural Gas | Clothes Dryer | E5 | PACT BC Ratio | 0 | 0 | 0 | 0 | 0 | 0 | 0 | 0 | 0 | 0 | 0 | 0 | 0 | 0 | 0 | 0 | 0 | 0 | 0 | 0 | 0 | 0 | 0 | 0 | 0 | 0 | 0 | 0 | 0 | 0 | 0 | 0 | 0
F3_Residential_Multi-Family Regular Income_New_Appliances_Natural Gas_Clothes Dryer_E6 | F3 | Residential | Multi-Family Regular Income | New | Appliances | Natural Gas | Clothes Dryer | E6 | PACT BC Ratio | 0 | 0 | 0 | 0 | 0 | 0 | 0 | 0 | 0 | 0 | 0 | 0 | 0 | 0 | 0 | 0 | 0 | 0 | 0 | 0 | 0 | 0 | 0 | 0 | 0 | 0 | 0 | 0 | 0 | 0 | 0 | 0 | 0
F3_Residential_Multi-Family Regular Income_New_Appliances_Natural Gas_Clothes Dryer_E7 | F3 | Residential | Multi-Family Regular Income | New | Appliances | Natural Gas | Clothes Dryer | E7 | PACT BC Ratio | 0 | 0 | 0 | 0 | 0 | 0 | 0 | 0 | 0 | 0 | 0 | 0 | 0 | 0 | 0 | 0 | 0 | 0 | 0 | 0 | 0 | 0 | 0 | 0 | 0 | 0 | 0 | 0 | 0 | 0 | 0 | 0 | 0
F3_Residential_Multi-Family Regular Income_New_Appliances_Natural Gas_Clothes Dryer_E8 | F3 | Residential | Multi-Family Regular Income | New | Appliances | Natural Gas | Clothes Dryer | E8 | PACT BC Ratio | 0 | 0 | 0 | 0 | 0 | 0 | 0 | 0 | 0 | 0 | 0 | 0 | 0 | 0 | 0 | 0 | 0 | 0 | 0 | 0 | 0 | 0 | 0 | 0 | 0 | 0 | 0 | 0 | 0 | 0 | 0 | 0 | 0
F3_Residential_Multi-Family Regular Income_New_Appliances_Natural Gas_Clothes Dryer_E9 | F3 | Residential | Multi-Family Regular Income | New | Appliances | Natural Gas | Clothes Dryer | E9 | PACT BC Ratio | 0 | 0 | 0 | 0 | 0 | 0 | 0 | 0 | 0 | 0 | 0 | 0 | 0 | 0 | 0 | 0 | 0 | 0 | 0 | 0 | 0 | 0 | 0 | 0 | 0 | 0 | 0 | 0 | 0 | 0 | 0 | 0 | 0
F3_Residential_Multi-Family Regular Income_New_Appliances_Natural Gas_Clothes Dryer_E10 | F3 | Residential | Multi-Family Regular Income | New | Appliances | Natural Gas | Clothes Dryer | E10 | PACT BC Ratio | 0 | 0 | 0 | 0 | 0 | 0 | 0 | 0 | 0 | 0 | 0 | 0 | 0 | 0 | 0 | 0 | 0 | 0 | 0 | 0 | 0 | 0 | 0 | 0 | 0 | 0 | 0 | 0 | 0 | 0 | 0 | 0 | 0
F4_Residential_Multi-Family Regular Income_New_Appliances_Natural Gas_Clothes Dryer_E1 | F4 | Residential | Multi-Family Regular Income | New | Appliances | Natural Gas | Clothes Dryer | E1 | RVT BC Ratio | bar: 2019 to 2051
F4_Residential_Multi-Family Regular Income_New_Appliances_Natural Gas_Clothes Dryer_E2 | F4 | Residential | Multi-Family Regular Income | New | Appliances | Natural Gas | Clothes Dryer | E2 | RVT BC Ratio | 0.85523 | 0.85548 | 0.85635 | 0.85706 | 0.85646 | 0.85734 | 0.85944 | 0.86118 | 0.86327 | 0.86529 | 0.86733 | 0.86925 | 0.87129 | 0.87342 | 0.87546 | 0.87756 | 0.87968 | 0.88195 | 0.88417 | 0.88635 | 0.88828 | 0.89012 | 0.89157 | 0.89291 | 0.89381 | 0.89443 | 0.89487 | 0.89508 | 0.89499 | 0.89469 | 0.89398 | 0.8931 | 0.89188
F4_Residential_Multi-Family Regular Income_New_Appliances_Natural Gas_Clothes Dryer_E3 | F4 | Residential | Multi-Family Regular Income | New | Appliances | Natural Gas | Clothes Dryer | E3 | RVT BC Ratio | 0 | 0 | 0 | 0 | 0 | 0 | 0 | 0 | 0 | 0 | 0 | 0 | 0 | 0 | 0 | 0 | 0 | 0 | 0 | 0 | 0 | 0 | 0 | 0 | 0 | 0 | 0 | 0 | 0 | 0 | 0 | 0 | 0
F4_Residential_Multi-Family Regular Income_New_Appliances_Natural Gas_Clothes Dryer_E4 | F4 | Residential | Multi-Family Regular Income | New | Appliances | Natural Gas | Clothes Dryer | E4 | RVT BC Ratio | 0 | 0 | 0 | 0 | 0 | 0 | 0 | 0 | 0 | 0 | 0 | 0 | 0 | 0 | 0 | 0 | 0 | 0 | 0 | 0 | 0 | 0 | 0 | 0 | 0 | 0 | 0 | 0 | 0 | 0 | 0 | 0 | 0
F4_Residential_Multi-Family Regular Income_New_Appliances_Natural Gas_Clothes Dryer_E5 | F4 | Residential | Multi-Family Regular Income | New | Appliances | Natural Gas | Clothes Dryer | E5 | RVT BC Ratio | 0 | 0 | 0 | 0 | 0 | 0 | 0 | 0 | 0 | 0 | 0 | 0 | 0 | 0 | 0 | 0 | 0 | 0 | 0 | 0 | 0 | 0 | 0 | 0 | 0 | 0 | 0 | 0 | 0 | 0 | 0 | 0 | 0
F4_Residential_Multi-Family Regular Income_New_Appliances_Natural Gas_Clothes Dryer_E6 | F4 | Residential | Multi-Family Regular Income | New | Appliances | Natural Gas | Clothes Dryer | E6 | RVT BC Ratio | 0 | 0 | 0 | 0 | 0 | 0 | 0 | 0 | 0 | 0 | 0 | 0 | 0 | 0 | 0 | 0 | 0 | 0 | 0 | 0 | 0 | 0 | 0 | 0 | 0 | 0 | 0 | 0 | 0 | 0 | 0 | 0 | 0
F4_Residential_Multi-Family Regular Income_New_Appliances_Natural Gas_Clothes Dryer_E7 | F4 | Residential | Multi-Family Regular Income | New | Appliances | Natural Gas | Clothes Dryer | E7 | RVT BC Ratio | 0 | 0 | 0 | 0 | 0 | 0 | 0 | 0 | 0 | 0 | 0 | 0 | 0 | 0 | 0 | 0 | 0 | 0 | 0 | 0 | 0 | 0 | 0 | 0 | 0 | 0 | 0 | 0 | 0 | 0 | 0 | 0 | 0
F4_Residential_Multi-Family Regular Income_New_Appliances_Natural Gas_Clothes Dryer_E8 | F4 | Residential | Multi-Family Regular Income | New | Appliances | Natural Gas | Clothes Dryer | E8 | RVT BC Ratio | 0 | 0 | 0 | 0 | 0 | 0 | 0 | 0 | 0 | 0 | 0 | 0 | 0 | 0 | 0 | 0 | 0 | 0 | 0 | 0 | 0 | 0 | 0 | 0 | 0 | 0 | 0 | 0 | 0 | 0 | 0 | 0 | 0
F4_Residential_Multi-Family Regular Income_New_Appliances_Natural Gas_Clothes Dryer_E9 | F4 | Residential | Multi-Family Regular Income | New | Appliances | Natural Gas | Clothes Dryer | E9 | RVT BC Ratio | 0 | 0 | 0 | 0 | 0 | 0 | 0 | 0 | 0 | 0 | 0 | 0 | 0 | 0 | 0 | 0 | 0 | 0 | 0 | 0 | 0 | 0 | 0 | 0 | 0 | 0 | 0 | 0 | 0 | 0 | 0 | 0 | 0
F4_Residential_Multi-Family Regular Income_New_Appliances_Natural Gas_Clothes Dryer_E10 | F4 | Residential | Multi-Family Regular Income | New | Appliances | Natural Gas | Clothes Dryer | E10 | RVT BC Ratio | 0 | 0 | 0 | 0 | 0 | 0 | 0 | 0 | 0 | 0 | 0 | 0 | 0 | 0 | 0 | 0 | 0 | 0 | 0 | 0 | 0 | 0 | 0 | 0 | 0 | 0 | 0 | 0 | 0 | 0 | 0 | 0 | 0
F5_Residential_Multi-Family Regular Income_New_Appliances_Natural Gas_Clothes Dryer_E1 | F5 | Residential | Multi-Family Regular Income | New | Appliances | Natural Gas | Clothes Dryer | E1 | RIM BC Ratio | bar: 2019 to 2051
F5_Residential_Multi-Family Regular Income_New_Appliances_Natural Gas_Clothes Dryer_E2 | F5 | Residential | Multi-Family Regular Income | New | Appliances | Natural Gas | Clothes Dryer | E2 | RIM BC Ratio | 0.20602 | 0.20661 | 0.20787 | 0.2089 | 0.20845 | 0.20911 | 0.21068 | 0.21197 | 0.21352 | 0.21502 | 0.21652 | 0.21794 | 0.21943 | 0.22098 | 0.22246 | 0.22398 | 0.2255 | 0.22713 | 0.2287 | 0.23019 | 0.23148 | 0.23267 | 0.23356 | 0.23432 | 0.23474 | 0.23496 | 0.23505 | 0.23496 | 0.23466 | 0.2342 | 0.23345 | 0.23256 | 0.23143
F5_Residential_Multi-Family Regular Income_New_Appliances_Natural Gas_Clothes Dryer_E3 | F5 | Residential | Multi-Family Regular Income | New | Appliances | Natural Gas | Clothes Dryer | E3 | RIM BC Ratio | 0 | 0 | 0 | 0 | 0 | 0 | 0 | 0 | 0 | 0 | 0 | 0 | 0 | 0 | 0 | 0 | 0 | 0 | 0 | 0 | 0 | 0 | 0 | 0 | 0 | 0 | 0 | 0 | 0 | 0 | 0 | 0 | 0
F5_Residential_Multi-Family Regular Income_New_Appliances_Natural Gas_Clothes Dryer_E4 | F5 | Residential | Multi-Family Regular Income | New | Appliances | Natural Gas | Clothes Dryer | E4 | RIM BC Ratio | 0 | 0 | 0 | 0 | 0 | 0 | 0 | 0 | 0 | 0 | 0 | 0 | 0 | 0 | 0 | 0 | 0 | 0 | 0 | 0 | 0 | 0 | 0 | 0 | 0 | 0 | 0 | 0 | 0 | 0 | 0 | 0 | 0
F5_Residential_Multi-Family Regular Income_New_Appliances_Natural Gas_Clothes Dryer_E5 | F5 | Residential | Multi-Family Regular Income | New | Appliances | Natural Gas | Clothes Dryer | E5 | RIM BC Ratio | 0 | 0 | 0 | 0 | 0 | 0 | 0 | 0 | 0 | 0 | 0 | 0 | 0 | 0 | 0 | 0 | 0 | 0 | 0 | 0 | 0 | 0 | 0 | 0 | 0 | 0 | 0 | 0 | 0 | 0 | 0 | 0 | 0
F5_Residential_Multi-Family Regular Income_New_Appliances_Natural Gas_Clothes Dryer_E6 | F5 | Residential | Multi-Family Regular Income | New | Appliances | Natural Gas | Clothes Dryer | E6 | RIM BC Ratio | 0 | 0 | 0 | 0 | 0 | 0 | 0 | 0 | 0 | 0 | 0 | 0 | 0 | 0 | 0 | 0 | 0 | 0 | 0 | 0 | 0 | 0 | 0 | 0 | 0 | 0 | 0 | 0 | 0 | 0 | 0 | 0 | 0
F5_Residential_Multi-Family Regular Income_New_Appliances_Natural Gas_Clothes Dryer_E7 | F5 | Residential | Multi-Family Regular Income | New | Appliances | Natural Gas | Clothes Dryer | E7 | RIM BC Ratio | 0 | 0 | 0 | 0 | 0 | 0 | 0 | 0 | 0 | 0 | 0 | 0 | 0 | 0 | 0 | 0 | 0 | 0 | 0 | 0 | 0 | 0 | 0 | 0 | 0 | 0 | 0 | 0 | 0 | 0 | 0 | 0 | 0
F5_Residential_Multi-Family Regular Income_New_Appliances_Natural Gas_Clothes Dryer_E8 | F5 | Residential | Multi-Family Regular Income | New | Appliances | Natural Gas | Clothes Dryer | E8 | RIM BC Ratio | 0 | 0 | 0 | 0 | 0 | 0 | 0 | 0 | 0 | 0 | 0 | 0 | 0 | 0 | 0 | 0 | 0 | 0 | 0 | 0 | 0 | 0 | 0 | 0 | 0 | 0 | 0 | 0 | 0 | 0 | 0 | 0 | 0
F5_Residential_Multi-Family Regular Income_New_Appliances_Natural Gas_Clothes Dryer_E9 | F5 | Residential | Multi-Family Regular Income | New | Appliances | Natural Gas | Clothes Dryer | E9 | RIM BC Ratio | 0 | 0 | 0 | 0 | 0 | 0 | 0 | 0 | 0 | 0 | 0 | 0 | 0 | 0 | 0 | 0 | 0 | 0 | 0 | 0 | 0 | 0 | 0 | 0 | 0 | 0 | 0 | 0 | 0 | 0 | 0 | 0 | 0
F5_Residential_Multi-Family Regular Income_New_Appliances_Natural Gas_Clothes Dryer_E10 | F5 | Residential | Multi-Family Regular Income | New | Appliances | Natural Gas | Clothes Dryer | E10 | RIM BC Ratio | 0 | 0 | 0 | 0 | 0 | 0 | 0 | 0 | 0 | 0 | 0 | 0 | 0 | 0 | 0 | 0 | 0 | 0 | 0 | 0 | 0 | 0 | 0 | 0 | 0 | 0 | 0 | 0 | 0 | 0 | 0 | 0 | 0
F0_Residential_Multi-Family Regular Income_New_Appliances_Natural Gas_Stove/Oven_E0 | F0 | Residential | Multi-Family Regular Income | New | Appliances | Natural Gas | Stove/Oven | E0 | Economic Unit | High Efficiency (730 + 1660 IAEC) | High Efficiency (730 + 1660 IAEC) | High Efficiency (730 + 1660 IAEC) | High Efficiency (730 + 1660 IAEC) | High Efficiency (730 + 1660 IAEC) | High Efficiency (730 + 1660 IAEC) | High Efficiency (730 + 1660 IAEC) | High Efficiency (730 + 1660 IAEC) | High Efficiency (730 + 1660 IAEC) | High Efficiency (730 + 1660 IAEC) | High Efficiency (730 + 1660 IAEC) | High Efficiency (730 + 1660 IAEC) | High Efficiency (730 + 1660 IAEC) | High Efficiency (730 + 1660 IAEC) | High Efficiency (730 + 1660 IAEC) | High Efficiency (730 + 1660 IAEC) | High Efficiency (730 + 1660 IAEC) | High Efficiency (730 + 1660 IAEC) | High Efficiency (730 + 1660 IAEC) | High Efficiency (730 + 1660 IAEC) | High Efficiency (730 + 1660 IAEC) | High Efficiency (730 + 1660 IAEC) | High Efficiency (730 + 1660 IAEC) | High Efficiency (730 + 1660 IAEC) | High Efficiency (730 + 1660 IAEC) | High Efficiency (730 + 1660 IAEC) | High Efficiency (730 + 1660 IAEC) | High Efficiency (730 + 1660 IAEC) | High Efficiency (730 + 1660 IAEC) | High Efficiency (730 + 1660 IAEC) | High Efficiency (730 + 1660 IAEC) | High Efficiency (730 + 1660 IAEC) | High Efficiency (730 + 1660 IAEC)
F1_Residential_Multi-Family Regular Income_New_Appliances_Natural Gas_Stove/Oven_E1 | F1 | Residential | Multi-Family Regular Income | New | Appliances | Natural Gas | Stove/Oven | E1 | CCE | 0 | 0 | 0 | 0 | 0 | 0 | 0 | 0 | 0 | 0 | 0 | 0 | 0 | 0 | 0 | 0 | 0 | 0 | 0 | 0 | 0 | 0 | 0 | 0 | 0 | 0 | 0 | 0 | 0 | 0 | 0 | 0 | 0
F1_Residential_Multi-Family Regular Income_New_Appliances_Natural Gas_Stove/Oven_E2 | F1 | Residential | Multi-Family Regular Income | New | Appliances | Natural Gas | Stove/Oven | E2 | CCE | 1.6667 | 1.718 | 1.6831 | 1.543 | 1.543 | 1.543 | 1.543 | 1.543 | 1.543 | 1.543 | 1.543 | 1.543 | 1.543 | 1.543 | 1.543 | 1.543 | 1.543 | 1.543 | 1.543 | 1.543 | 1.543 | 1.543 | 1.543 | 1.543 | 1.543 | 1.543 | 1.543 | 1.543 | 1.543 | 1.543 | 1.543 | 1.543 | 1.543
F1_Residential_Multi-Family Regular Income_New_Appliances_Natural Gas_Stove/Oven_E3 | F1 | Residential | Multi-Family Regular Income | New | Appliances | Natural Gas | Stove/Oven | E3 | CCE | 0 | 0 | 0 | 0 | 0 | 0 | 0 | 0 | 0 | 0 | 0 | 0 | 0 | 0 | 0 | 0 | 0 | 0 | 0 | 0 | 0 | 0 | 0 | 0 | 0 | 0 | 0 | 0 | 0 | 0 | 0 | 0 | 0
F1_Residential_Multi-Family Regular Income_New_Appliances_Natural Gas_Stove/Oven_E4 | F1 | Residential | Multi-Family Regular Income | New | Appliances | Natural Gas | Stove/Oven | E4 | CCE | 0 | 0 | 0 | 0 | 0 | 0 | 0 | 0 | 0 | 0 | 0 | 0 | 0 | 0 | 0 | 0 | 0 | 0 | 0 | 0 | 0 | 0 | 0 | 0 | 0 | 0 | 0 | 0 | 0 | 0 | 0 | 0 | 0
F1_Residential_Multi-Family Regular Income_New_Appliances_Natural Gas_Stove/Oven_E5 | F1 | Residential | Multi-Family Regular Income | New | Appliances | Natural Gas | Stove/Oven | E5 | CCE | 0 | 0 | 0 | 0 | 0 | 0 | 0 | 0 | 0 | 0 | 0 | 0 | 0 | 0 | 0 | 0 | 0 | 0 | 0 | 0 | 0 | 0 | 0 | 0 | 0 | 0 | 0 | 0 | 0 | 0 | 0 | 0 | 0
F1_Residential_Multi-Family Regular Income_New_Appliances_Natural Gas_Stove/Oven_E6 | F1 | Residential | Multi-Family Regular Income | New | Appliances | Natural Gas | Stove/Oven | E6 | CCE | 0 | 0 | 0 | 0 | 0 | 0 | 0 | 0 | 0 | 0 | 0 | 0 | 0 | 0 | 0 | 0 | 0 | 0 | 0 | 0 | 0 | 0 | 0 | 0 | 0 | 0 | 0 | 0 | 0 | 0 | 0 | 0 | 0
F1_Residential_Multi-Family Regular Income_New_Appliances_Natural Gas_Stove/Oven_E7 | F1 | Residential | Multi-Family Regular Income | New | Appliances | Natural Gas | Stove/Oven | E7 | CCE | 0 | 0 | 0 | 0 | 0 | 0 | 0 | 0 | 0 | 0 | 0 | 0 | 0 | 0 | 0 | 0 | 0 | 0 | 0 | 0 | 0 | 0 | 0 | 0 | 0 | 0 | 0 | 0 | 0 | 0 | 0 | 0 | 0
F1_Residential_Multi-Family Regular Income_New_Appliances_Natural Gas_Stove/Oven_E8 | F1 | Residential | Multi-Family Regular Income | New | Appliances | Natural Gas | Stove/Oven | E8 | CCE | 0 | 0 | 0 | 0 | 0 | 0 | 0 | 0 | 0 | 0 | 0 | 0 | 0 | 0 | 0 | 0 | 0 | 0 | 0 | 0 | 0 | 0 | 0 | 0 | 0 | 0 | 0 | 0 | 0 | 0 | 0 | 0 | 0
F1_Residential_Multi-Family Regular Income_New_Appliances_Natural Gas_Stove/Oven_E9 | F1 | Residential | Multi-Family Regular Income | New | Appliances | Natural Gas | Stove/Oven | E9 | CCE | 0 | 0 | 0 | 0 | 0 | 0 | 0 | 0 | 0 | 0 | 0 | 0 | 0 | 0 | 0 | 0 | 0 | 0 | 0 | 0 | 0 | 0 | 0 | 0 | 0 | 0 | 0 | 0 | 0 | 0 | 0 | 0 | 0
F1_Residential_Multi-Family Regular Income_New_Appliances_Natural Gas_Stove/Oven_E10 | F1 | Residential | Multi-Family Regular Income | New | Appliances | Natural Gas | Stove/Oven | E10 | CCE | 0 | 0 | 0 | 0 | 0 | 0 | 0 | 0 | 0 | 0 | 0 | 0 | 0 | 0 | 0 | 0 | 0 | 0 | 0 | 0 | 0 | 0 | 0 | 0 | 0 | 0 | 0 | 0 | 0 | 0 | 0 | 0 | 0
F2_Residential_Multi-Family Regular Income_New_Appliances_Natural Gas_Stove/Oven_E1 | F2 | Residential | Multi-Family Regular Income | New | Appliances | Natural Gas | Stove/Oven | E1 | TRC BC Ratio | bar: 2019 to 2051
F2_Residential_Multi-Family Regular Income_New_Appliances_Natural Gas_Stove/Oven_E2 | F2 | Residential | Multi-Family Regular Income | New | Appliances | Natural Gas | Stove/Oven | E2 | TRC BC Ratio | 0.99435 | 0.99745 | 1.0043 | 1.01 | 1.0073 | 1.0113 | 1.0209 | 1.0289 | 1.0384 | 1.0477 | 1.057 | 1.0659 | 1.0752 | 1.0849 | 1.0943 | 1.1039 | 1.1136 | 1.124 | 1.1341 | 1.1438 | 1.1523 | 1.1601 | 1.1661 | 1.1714 | 1.1744 | 1.1762 | 1.1771 | 1.1769 | 1.1753 | 1.1726 | 1.1681 | 1.1627 | 1.1558
F2_Residential_Multi-Family Regular Income_New_Appliances_Natural Gas_Stove/Oven_E3 | F2 | Residential | Multi-Family Regular Income | New | Appliances | Natural Gas | Stove/Oven | E3 | TRC BC Ratio | 0 | 0 | 0 | 0 | 0 | 0 | 0 | 0 | 0 | 0 | 0 | 0 | 0 | 0 | 0 | 0 | 0 | 0 | 0 | 0 | 0 | 0 | 0 | 0 | 0 | 0 | 0 | 0 | 0 | 0 | 0 | 0 | 0
F2_Residential_Multi-Family Regular Income_New_Appliances_Natural Gas_Stove/Oven_E4 | F2 | Residential | Multi-Family Regular Income | New | Appliances | Natural Gas | Stove/Oven | E4 | TRC BC Ratio | 0 | 0 | 0 | 0 | 0 | 0 | 0 | 0 | 0 | 0 | 0 | 0 | 0 | 0 | 0 | 0 | 0 | 0 | 0 | 0 | 0 | 0 | 0 | 0 | 0 | 0 | 0 | 0 | 0 | 0 | 0 | 0 | 0
F2_Residential_Multi-Family Regular Income_New_Appliances_Natural Gas_Stove/Oven_E5 | F2 | Residential | Multi-Family Regular Income | New | Appliances | Natural Gas | Stove/Oven | E5 | TRC BC Ratio | 0 | 0 | 0 | 0 | 0 | 0 | 0 | 0 | 0 | 0 | 0 | 0 | 0 | 0 | 0 | 0 | 0 | 0 | 0 | 0 | 0 | 0 | 0 | 0 | 0 | 0 | 0 | 0 | 0 | 0 | 0 | 0 | 0
F2_Residential_Multi-Family Regular Income_New_Appliances_Natural Gas_Stove/Oven_E6 | F2 | Residential | Multi-Family Regular Income | New | Appliances | Natural Gas | Stove/Oven | E6 | TRC BC Ratio | 0 | 0 | 0 | 0 | 0 | 0 | 0 | 0 | 0 | 0 | 0 | 0 | 0 | 0 | 0 | 0 | 0 | 0 | 0 | 0 | 0 | 0 | 0 | 0 | 0 | 0 | 0 | 0 | 0 | 0 | 0 | 0 | 0
F2_Residential_Multi-Family Regular Income_New_Appliances_Natural Gas_Stove/Oven_E7 | F2 | Residential | Multi-Family Regular Income | New | Appliances | Natural Gas | Stove/Oven | E7 | TRC BC Ratio | 0 | 0 | 0 | 0 | 0 | 0 | 0 | 0 | 0 | 0 | 0 | 0 | 0 | 0 | 0 | 0 | 0 | 0 | 0 | 0 | 0 | 0 | 0 | 0 | 0 | 0 | 0 | 0 | 0 | 0 | 0 | 0 | 0
F2_Residential_Multi-Family Regular Income_New_Appliances_Natural Gas_Stove/Oven_E8 | F2 | Residential | Multi-Family Regular Income | New | Appliances | Natural Gas | Stove/Oven | E8 | TRC BC Ratio | 0 | 0 | 0 | 0 | 0 | 0 | 0 | 0 | 0 | 0 | 0 | 0 | 0 | 0 | 0 | 0 | 0 | 0 | 0 | 0 | 0 | 0 | 0 | 0 | 0 | 0 | 0 | 0 | 0 | 0 | 0 | 0 | 0
F2_Residential_Multi-Family Regular Income_New_Appliances_Natural Gas_Stove/Oven_E9 | F2 | Residential | Multi-Family Regular Income | New | Appliances | Natural Gas | Stove/Oven | E9 | TRC BC Ratio | 0 | 0 | 0 | 0 | 0 | 0 | 0 | 0 | 0 | 0 | 0 | 0 | 0 | 0 | 0 | 0 | 0 | 0 | 0 | 0 | 0 | 0 | 0 | 0 | 0 | 0 | 0 | 0 | 0 | 0 | 0 | 0 | 0
F2_Residential_Multi-Family Regular Income_New_Appliances_Natural Gas_Stove/Oven_E10 | F2 | Residential | Multi-Family Regular Income | New | Appliances | Natural Gas | Stove/Oven | E10 | TRC BC Ratio | 0 | 0 | 0 | 0 | 0 | 0 | 0 | 0 | 0 | 0 | 0 | 0 | 0 | 0 | 0 | 0 | 0 | 0 | 0 | 0 | 0 | 0 | 0 | 0 | 0 | 0 | 0 | 0 | 0 | 0 | 0 | 0 | 0
F3_Residential_Multi-Family Regular Income_New_Appliances_Natural Gas_Stove/Oven_E1 | F3 | Residential | Multi-Family Regular Income | New | Appliances | Natural Gas | Stove/Oven | E1 | PACT BC Ratio | bar: 2019 to 2051
F3_Residential_Multi-Family Regular Income_New_Appliances_Natural Gas_Stove/Oven_E2 | F3 | Residential | Multi-Family Regular Income | New | Appliances | Natural Gas | Stove/Oven | E2 | PACT BC Ratio | 1.3258 | 1.3299 | 1.3391 | 1.3467 | 1.343 | 1.3484 | 1.3612 | 1.3718 | 1.3846 | 1.3969 | 1.4094 | 1.4211 | 1.4336 | 1.4466 | 1.459 | 1.4719 | 1.4848 | 1.4987 | 1.5121 | 1.525 | 1.5363 | 1.5468 | 1.5548 | 1.5618 | 1.5659 | 1.5682 | 1.5694 | 1.5692 | 1.567 | 1.5635 | 1.5575 | 1.5503 | 1.5411
F3_Residential_Multi-Family Regular Income_New_Appliances_Natural Gas_Stove/Oven_E3 | F3 | Residential | Multi-Family Regular Income | New | Appliances | Natural Gas | Stove/Oven | E3 | PACT BC Ratio | 0 | 0 | 0 | 0 | 0 | 0 | 0 | 0 | 0 | 0 | 0 | 0 | 0 | 0 | 0 | 0 | 0 | 0 | 0 | 0 | 0 | 0 | 0 | 0 | 0 | 0 | 0 | 0 | 0 | 0 | 0 | 0 | 0
F3_Residential_Multi-Family Regular Income_New_Appliances_Natural Gas_Stove/Oven_E4 | F3 | Residential | Multi-Family Regular Income | New | Appliances | Natural Gas | Stove/Oven | E4 | PACT BC Ratio | 0 | 0 | 0 | 0 | 0 | 0 | 0 | 0 | 0 | 0 | 0 | 0 | 0 | 0 | 0 | 0 | 0 | 0 | 0 | 0 | 0 | 0 | 0 | 0 | 0 | 0 | 0 | 0 | 0 | 0 | 0 | 0 | 0
F3_Residential_Multi-Family Regular Income_New_Appliances_Natural Gas_Stove/Oven_E5 | F3 | Residential | Multi-Family Regular Income | New | Appliances | Natural Gas | Stove/Oven | E5 | PACT BC Ratio | 0 | 0 | 0 | 0 | 0 | 0 | 0 | 0 | 0 | 0 | 0 | 0 | 0 | 0 | 0 | 0 | 0 | 0 | 0 | 0 | 0 | 0 | 0 | 0 | 0 | 0 | 0 | 0 | 0 | 0 | 0 | 0 | 0
F3_Residential_Multi-Family Regular Income_New_Appliances_Natural Gas_Stove/Oven_E6 | F3 | Residential | Multi-Family Regular Income | New | Appliances | Natural Gas | Stove/Oven | E6 | PACT BC Ratio | 0 | 0 | 0 | 0 | 0 | 0 | 0 | 0 | 0 | 0 | 0 | 0 | 0 | 0 | 0 | 0 | 0 | 0 | 0 | 0 | 0 | 0 | 0 | 0 | 0 | 0 | 0 | 0 | 0 | 0 | 0 | 0 | 0
F3_Residential_Multi-Family Regular Income_New_Appliances_Natural Gas_Stove/Oven_E7 | F3 | Residential | Multi-Family Regular Income | New | Appliances | Natural Gas | Stove/Oven | E7 | PACT BC Ratio | 0 | 0 | 0 | 0 | 0 | 0 | 0 | 0 | 0 | 0 | 0 | 0 | 0 | 0 | 0 | 0 | 0 | 0 | 0 | 0 | 0 | 0 | 0 | 0 | 0 | 0 | 0 | 0 | 0 | 0 | 0 | 0 | 0
F3_Residential_Multi-Family Regular Income_New_Appliances_Natural Gas_Stove/Oven_E8 | F3 | Residential | Multi-Family Regular Income | New | Appliances | Natural Gas | Stove/Oven | E8 | PACT BC Ratio | 0 | 0 | 0 | 0 | 0 | 0 | 0 | 0 | 0 | 0 | 0 | 0 | 0 | 0 | 0 | 0 | 0 | 0 | 0 | 0 | 0 | 0 | 0 | 0 | 0 | 0 | 0 | 0 | 0 | 0 | 0 | 0 | 0
F3_Residential_Multi-Family Regular Income_New_Appliances_Natural Gas_Stove/Oven_E9 | F3 | Residential | Multi-Family Regular Income | New | Appliances | Natural Gas | Stove/Oven | E9 | PACT BC Ratio | 0 | 0 | 0 | 0 | 0 | 0 | 0 | 0 | 0 | 0 | 0 | 0 | 0 | 0 | 0 | 0 | 0 | 0 | 0 | 0 | 0 | 0 | 0 | 0 | 0 | 0 | 0 | 0 | 0 | 0 | 0 | 0 | 0
F3_Residential_Multi-Family Regular Income_New_Appliances_Natural Gas_Stove/Oven_E10 | F3 | Residential | Multi-Family Regular Income | New | Appliances | Natural Gas | Stove/Oven | E10 | PACT BC Ratio | 0 | 0 | 0 | 0 | 0 | 0 | 0 | 0 | 0 | 0 | 0 | 0 | 0 | 0 | 0 | 0 | 0 | 0 | 0 | 0 | 0 | 0 | 0 | 0 | 0 | 0 | 0 | 0 | 0 | 0 | 0 | 0 | 0
F4_Residential_Multi-Family Regular Income_New_Appliances_Natural Gas_Stove/Oven_E1 | F4 | Residential | Multi-Family Regular Income | New | Appliances | Natural Gas | Stove/Oven | E1 | RVT BC Ratio | bar: 2019 to 2051
F4_Residential_Multi-Family Regular Income_New_Appliances_Natural Gas_Stove/Oven_E2 | F4 | Residential | Multi-Family Regular Income | New | Appliances | Natural Gas | Stove/Oven | E2 | RVT BC Ratio | 1.552 | 1.5534 | 1.5582 | 1.562 | 1.5588 | 1.5636 | 1.5751 | 1.5847 | 1.5961 | 1.6072 | 1.6184 | 1.629 | 1.6402 | 1.6519 | 1.663 | 1.6746 | 1.6862 | 1.6987 | 1.7109 | 1.7228 | 1.7334 | 1.7435 | 1.7515 | 1.7588 | 1.7638 | 1.7671 | 1.7696 | 1.7707 | 1.7702 | 1.7686 | 1.7647 | 1.7599 | 1.7532
F4_Residential_Multi-Family Regular Income_New_Appliances_Natural Gas_Stove/Oven_E3 | F4 | Residential | Multi-Family Regular Income | New | Appliances | Natural Gas | Stove/Oven | E3 | RVT BC Ratio | 0 | 0 | 0 | 0 | 0 | 0 | 0 | 0 | 0 | 0 | 0 | 0 | 0 | 0 | 0 | 0 | 0 | 0 | 0 | 0 | 0 | 0 | 0 | 0 | 0 | 0 | 0 | 0 | 0 | 0 | 0 | 0 | 0
F4_Residential_Multi-Family Regular Income_New_Appliances_Natural Gas_Stove/Oven_E4 | F4 | Residential | Multi-Family Regular Income | New | Appliances | Natural Gas | Stove/Oven | E4 | RVT BC Ratio | 0 | 0 | 0 | 0 | 0 | 0 | 0 | 0 | 0 | 0 | 0 | 0 | 0 | 0 | 0 | 0 | 0 | 0 | 0 | 0 | 0 | 0 | 0 | 0 | 0 | 0 | 0 | 0 | 0 | 0 | 0 | 0 | 0
F4_Residential_Multi-Family Regular Income_New_Appliances_Natural Gas_Stove/Oven_E5 | F4 | Residential | Multi-Family Regular Income | New | Appliances | Natural Gas | Stove/Oven | E5 | RVT BC Ratio | 0 | 0 | 0 | 0 | 0 | 0 | 0 | 0 | 0 | 0 | 0 | 0 | 0 | 0 | 0 | 0 | 0 | 0 | 0 | 0 | 0 | 0 | 0 | 0 | 0 | 0 | 0 | 0 | 0 | 0 | 0 | 0 | 0
F4_Residential_Multi-Family Regular Income_New_Appliances_Natural Gas_Stove/Oven_E6 | F4 | Residential | Multi-Family Regular Income | New | Appliances | Natural Gas | Stove/Oven | E6 | RVT BC Ratio | 0 | 0 | 0 | 0 | 0 | 0 | 0 | 0 | 0 | 0 | 0 | 0 | 0 | 0 | 0 | 0 | 0 | 0 | 0 | 0 | 0 | 0 | 0 | 0 | 0 | 0 | 0 | 0 | 0 | 0 | 0 | 0 | 0
F4_Residential_Multi-Family Regular Income_New_Appliances_Natural Gas_Stove/Oven_E7 | F4 | Residential | Multi-Family Regular Income | New | Appliances | Natural Gas | Stove/Oven | E7 | RVT BC Ratio | 0 | 0 | 0 | 0 | 0 | 0 | 0 | 0 | 0 | 0 | 0 | 0 | 0 | 0 | 0 | 0 | 0 | 0 | 0 | 0 | 0 | 0 | 0 | 0 | 0 | 0 | 0 | 0 | 0 | 0 | 0 | 0 | 0
F4_Residential_Multi-Family Regular Income_New_Appliances_Natural Gas_Stove/Oven_E8 | F4 | Residential | Multi-Family Regular Income | New | Appliances | Natural Gas | Stove/Oven | E8 | RVT BC Ratio | 0 | 0 | 0 | 0 | 0 | 0 | 0 | 0 | 0 | 0 | 0 | 0 | 0 | 0 | 0 | 0 | 0 | 0 | 0 | 0 | 0 | 0 | 0 | 0 | 0 | 0 | 0 | 0 | 0 | 0 | 0 | 0 | 0
F4_Residential_Multi-Family Regular Income_New_Appliances_Natural Gas_Stove/Oven_E9 | F4 | Residential | Multi-Family Regular Income | New | Appliances | Natural Gas | Stove/Oven | E9 | RVT BC Ratio | 0 | 0 | 0 | 0 | 0 | 0 | 0 | 0 | 0 | 0 | 0 | 0 | 0 | 0 | 0 | 0 | 0 | 0 | 0 | 0 | 0 | 0 | 0 | 0 | 0 | 0 | 0 | 0 | 0 | 0 | 0 | 0 | 0
F4_Residential_Multi-Family Regular Income_New_Appliances_Natural Gas_Stove/Oven_E10 | F4 | Residential | Multi-Family Regular Income | New | Appliances | Natural Gas | Stove/Oven | E10 | RVT BC Ratio | 0 | 0 | 0 | 0 | 0 | 0 | 0 | 0 | 0 | 0 | 0 | 0 | 0 | 0 | 0 | 0 | 0 | 0 | 0 | 0 | 0 | 0 | 0 | 0 | 0 | 0 | 0 | 0 | 0 | 0 | 0 | 0 | 0
F5_Residential_Multi-Family Regular Income_New_Appliances_Natural Gas_Stove/Oven_E1 | F5 | Residential | Multi-Family Regular Income | New | Appliances | Natural Gas | Stove/Oven | E1 | RIM BC Ratio | bar: 2019 to 2051
F5_Residential_Multi-Family Regular Income_New_Appliances_Natural Gas_Stove/Oven_E2 | F5 | Residential | Multi-Family Regular Income | New | Appliances | Natural Gas | Stove/Oven | E2 | RIM BC Ratio | 0.68105 | 0.68265 | 0.68549 | 0.68783 | 0.68724 | 0.6881 | 0.69014 | 0.69181 | 0.69378 | 0.69567 | 0.69755 | 0.69931 | 0.70115 | 0.70305 | 0.70484 | 0.70667 | 0.70848 | 0.71041 | 0.71219 | 0.71383 | 0.71516 | 0.71631 | 0.71705 | 0.71758 | 0.71766 | 0.71748 | 0.71715 | 0.71661 | 0.71581 | 0.71481 | 0.71347 | 0.71194 | 0.71011
F5_Residential_Multi-Family Regular Income_New_Appliances_Natural Gas_Stove/Oven_E3 | F5 | Residential | Multi-Family Regular Income | New | Appliances | Natural Gas | Stove/Oven | E3 | RIM BC Ratio | 0 | 0 | 0 | 0 | 0 | 0 | 0 | 0 | 0 | 0 | 0 | 0 | 0 | 0 | 0 | 0 | 0 | 0 | 0 | 0 | 0 | 0 | 0 | 0 | 0 | 0 | 0 | 0 | 0 | 0 | 0 | 0 | 0
F5_Residential_Multi-Family Regular Income_New_Appliances_Natural Gas_Stove/Oven_E4 | F5 | Residential | Multi-Family Regular Income | New | Appliances | Natural Gas | Stove/Oven | E4 | RIM BC Ratio | 0 | 0 | 0 | 0 | 0 | 0 | 0 | 0 | 0 | 0 | 0 | 0 | 0 | 0 | 0 | 0 | 0 | 0 | 0 | 0 | 0 | 0 | 0 | 0 | 0 | 0 | 0 | 0 | 0 | 0 | 0 | 0 | 0
F5_Residential_Multi-Family Regular Income_New_Appliances_Natural Gas_Stove/Oven_E5 | F5 | Residential | Multi-Family Regular Income | New | Appliances | Natural Gas | Stove/Oven | E5 | RIM BC Ratio | 0 | 0 | 0 | 0 | 0 | 0 | 0 | 0 | 0 | 0 | 0 | 0 | 0 | 0 | 0 | 0 | 0 | 0 | 0 | 0 | 0 | 0 | 0 | 0 | 0 | 0 | 0 | 0 | 0 | 0 | 0 | 0 | 0
F5_Residential_Multi-Family Regular Income_New_Appliances_Natural Gas_Stove/Oven_E6 | F5 | Residential | Multi-Family Regular Income | New | Appliances | Natural Gas | Stove/Oven | E6 | RIM BC Ratio | 0 | 0 | 0 | 0 | 0 | 0 | 0 | 0 | 0 | 0 | 0 | 0 | 0 | 0 | 0 | 0 | 0 | 0 | 0 | 0 | 0 | 0 | 0 | 0 | 0 | 0 | 0 | 0 | 0 | 0 | 0 | 0 | 0
F5_Residential_Multi-Family Regular Income_New_Appliances_Natural Gas_Stove/Oven_E7 | F5 | Residential | Multi-Family Regular Income | New | Appliances | Natural Gas | Stove/Oven | E7 | RIM BC Ratio | 0 | 0 | 0 | 0 | 0 | 0 | 0 | 0 | 0 | 0 | 0 | 0 | 0 | 0 | 0 | 0 | 0 | 0 | 0 | 0 | 0 | 0 | 0 | 0 | 0 | 0 | 0 | 0 | 0 | 0 | 0 | 0 | 0
F5_Residential_Multi-Family Regular Income_New_Appliances_Natural Gas_Stove/Oven_E8 | F5 | Residential | Multi-Family Regular Income | New | Appliances | Natural Gas | Stove/Oven | E8 | RIM BC Ratio | 0 | 0 | 0 | 0 | 0 | 0 | 0 | 0 | 0 | 0 | 0 | 0 | 0 | 0 | 0 | 0 | 0 | 0 | 0 | 0 | 0 | 0 | 0 | 0 | 0 | 0 | 0 | 0 | 0 | 0 | 0 | 0 | 0
F5_Residential_Multi-Family Regular Income_New_Appliances_Natural Gas_Stove/Oven_E9 | F5 | Residential | Multi-Family Regular Income | New | Appliances | Natural Gas | Stove/Oven | E9 | RIM BC Ratio | 0 | 0 | 0 | 0 | 0 | 0 | 0 | 0 | 0 | 0 | 0 | 0 | 0 | 0 | 0 | 0 | 0 | 0 | 0 | 0 | 0 | 0 | 0 | 0 | 0 | 0 | 0 | 0 | 0 | 0 | 0 | 0 | 0
F5_Residential_Multi-Family Regular Income_New_Appliances_Natural Gas_Stove/Oven_E10 | F5 | Residential | Multi-Family Regular Income | New | Appliances | Natural Gas | Stove/Oven | E10 | RIM BC Ratio | 0 | 0 | 0 | 0 | 0 | 0 | 0 | 0 | 0 | 0 | 0 | 0 | 0 | 0 | 0 | 0 | 0 | 0 | 0 | 0 | 0 | 0 | 0 | 0 | 0 | 0 | 0 | 0 | 0 | 0 | 0 | 0 | 0
F0_Residential_Multi-Family Regular Income_New_Miscellaneous_Natural Gas_Pool Heater_E0 | F0 | Residential | Multi-Family Regular Income | New | Miscellaneous | Natural Gas | Pool Heater | E0 | Economic Unit | Standard (EF 0.82) | Standard (EF 0.82) | Standard (EF 0.82) | Standard (EF 0.82) | Standard (EF 0.82) | Standard (EF 0.82) | Standard (EF 0.82) | Standard (EF 0.82) | Standard (EF 0.82) | Standard (EF 0.82) | Standard (EF 0.82) | Standard (EF 0.82) | Standard (EF 0.82) | Standard (EF 0.82) | Standard (EF 0.82) | Standard (EF 0.82) | Standard (EF 0.82) | Standard (EF 0.82) | Standard (EF 0.82) | Standard (EF 0.82) | Standard (EF 0.82) | Standard (EF 0.82) | Standard (EF 0.82) | Standard (EF 0.82) | Standard (EF 0.82) | Standard (EF 0.82) | Standard (EF 0.82) | Standard (EF 0.82) | Standard (EF 0.82) | Standard (EF 0.82) | Standard (EF 0.82) | Standard (EF 0.82) | Standard (EF 0.82)
F1_Residential_Multi-Family Regular Income_New_Miscellaneous_Natural Gas_Pool Heater_E1 | F1 | Residential | Multi-Family Regular Income | New | Miscellaneous | Natural Gas | Pool Heater | E1 | CCE | 0 | 0 | 0 | 0 | 0 | 0 | 0 | 0 | 0 | 0 | 0 | 0 | 0 | 0 | 0 | 0 | 0 | 0 | 0 | 0 | 0 | 0 | 0 | 0 | 0 | 0 | 0 | 0 | 0 | 0 | 0 | 0 | 0
F1_Residential_Multi-Family Regular Income_New_Miscellaneous_Natural Gas_Pool Heater_E2 | F1 | Residential | Multi-Family Regular Income | New | Miscellaneous | Natural Gas | Pool Heater | E2 | CCE | 42.1912 | 43.4894 | 42.6065 | 39.0589 | 39.0589 | 39.0589 | 39.0589 | 39.0589 | 39.0589 | 39.0589 | 39.0589 | 39.0589 | 39.0589 | 39.0589 | 39.0589 | 39.0589 | 39.0589 | 39.0589 | 39.0589 | 39.0589 | 39.0589 | 39.0589 | 39.0589 | 39.0589 | 39.0589 | 39.0589 | 39.0589 | 39.0589 | 39.0589 | 39.0589 | 39.0589 | 39.0589 | 39.0589
F1_Residential_Multi-Family Regular Income_New_Miscellaneous_Natural Gas_Pool Heater_E3 | F1 | Residential | Multi-Family Regular Income | New | Miscellaneous | Natural Gas | Pool Heater | E3 | CCE | 49.4829 | 51.0054 | 49.9699 | 45.8092 | 45.8092 | 45.8092 | 45.8092 | 45.8092 | 45.8092 | 45.8092 | 45.8092 | 45.8092 | 45.8092 | 45.8092 | 45.8092 | 45.8092 | 45.8092 | 45.8092 | 45.8092 | 45.8092 | 45.8092 | 45.8092 | 45.8092 | 45.8092 | 45.8092 | 45.8092 | 45.8092 | 45.8092 | 45.8092 | 45.8092 | 45.8092 | 45.8092 | 45.8092
F1_Residential_Multi-Family Regular Income_New_Miscellaneous_Natural Gas_Pool Heater_E4 | F1 | Residential | Multi-Family Regular Income | New | Miscellaneous | Natural Gas | Pool Heater | E4 | CCE | 47.5688 | 49.0325 | 48.0371 | 44.0373 | 44.0373 | 44.0373 | 44.0373 | 44.0373 | 44.0373 | 44.0373 | 44.0373 | 44.0373 | 44.0373 | 44.0373 | 44.0373 | 44.0373 | 44.0373 | 44.0373 | 44.0373 | 44.0373 | 44.0373 | 44.0373 | 44.0373 | 44.0373 | 44.0373 | 44.0373 | 44.0373 | 44.0373 | 44.0373 | 44.0373 | 44.0373 | 44.0373 | 44.0373
F1_Residential_Multi-Family Regular Income_New_Miscellaneous_Natural Gas_Pool Heater_E5 | F1 | Residential | Multi-Family Regular Income | New | Miscellaneous | Natural Gas | Pool Heater | E5 | CCE | 0 | 0 | 0 | 0 | 0 | 0 | 0 | 0 | 0 | 0 | 0 | 0 | 0 | 0 | 0 | 0 | 0 | 0 | 0 | 0 | 0 | 0 | 0 | 0 | 0 | 0 | 0 | 0 | 0 | 0 | 0 | 0 | 0
F1_Residential_Multi-Family Regular Income_New_Miscellaneous_Natural Gas_Pool Heater_E6 | F1 | Residential | Multi-Family Regular Income | New | Miscellaneous | Natural Gas | Pool Heater | E6 | CCE | 0 | 0 | 0 | 0 | 0 | 0 | 0 | 0 | 0 | 0 | 0 | 0 | 0 | 0 | 0 | 0 | 0 | 0 | 0 | 0 | 0 | 0 | 0 | 0 | 0 | 0 | 0 | 0 | 0 | 0 | 0 | 0 | 0
F1_Residential_Multi-Family Regular Income_New_Miscellaneous_Natural Gas_Pool Heater_E7 | F1 | Residential | Multi-Family Regular Income | New | Miscellaneous | Natural Gas | Pool Heater | E7 | CCE | 0 | 0 | 0 | 0 | 0 | 0 | 0 | 0 | 0 | 0 | 0 | 0 | 0 | 0 | 0 | 0 | 0 | 0 | 0 | 0 | 0 | 0 | 0 | 0 | 0 | 0 | 0 | 0 | 0 | 0 | 0 | 0 | 0
F1_Residential_Multi-Family Regular Income_New_Miscellaneous_Natural Gas_Pool Heater_E8 | F1 | Residential | Multi-Family Regular Income | New | Miscellaneous | Natural Gas | Pool Heater | E8 | CCE | 0 | 0 | 0 | 0 | 0 | 0 | 0 | 0 | 0 | 0 | 0 | 0 | 0 | 0 | 0 | 0 | 0 | 0 | 0 | 0 | 0 | 0 | 0 | 0 | 0 | 0 | 0 | 0 | 0 | 0 | 0 | 0 | 0
F1_Residential_Multi-Family Regular Income_New_Miscellaneous_Natural Gas_Pool Heater_E9 | F1 | Residential | Multi-Family Regular Income | New | Miscellaneous | Natural Gas | Pool Heater | E9 | CCE | 0 | 0 | 0 | 0 | 0 | 0 | 0 | 0 | 0 | 0 | 0 | 0 | 0 | 0 | 0 | 0 | 0 | 0 | 0 | 0 | 0 | 0 | 0 | 0 | 0 | 0 | 0 | 0 | 0 | 0 | 0 | 0 | 0
F1_Residential_Multi-Family Regular Income_New_Miscellaneous_Natural Gas_Pool Heater_E10 | F1 | Residential | Multi-Family Regular Income | New | Miscellaneous | Natural Gas | Pool Heater | E10 | CCE | 0 | 0 | 0 | 0 | 0 | 0 | 0 | 0 | 0 | 0 | 0 | 0 | 0 | 0 | 0 | 0 | 0 | 0 | 0 | 0 | 0 | 0 | 0 | 0 | 0 | 0 | 0 | 0 | 0 | 0 | 0 | 0 | 0
F2_Residential_Multi-Family Regular Income_New_Miscellaneous_Natural Gas_Pool Heater_E1 | F2 | Residential | Multi-Family Regular Income | New | Miscellaneous | Natural Gas | Pool Heater | E1 | TRC BC Ratio | bar: 2019 to 2051
F2_Residential_Multi-Family Regular Income_New_Miscellaneous_Natural Gas_Pool Heater_E2 | F2 | Residential | Multi-Family Regular Income | New | Miscellaneous | Natural Gas | Pool Heater | E2 | TRC BC Ratio | 0 | 0 | 0 | 0 | 0 | 0 | 0 | 0 | 0 | 0 | 0 | 0 | 0 | 0 | 0 | 0 | 0 | 0 | 0 | 0 | 0 | 0 | 0 | 0 | 0 | 0 | 0 | 0 | 0 | 0 | 0 | 0 | 0
F2_Residential_Multi-Family Regular Income_New_Miscellaneous_Natural Gas_Pool Heater_E3 | F2 | Residential | Multi-Family Regular Income | New | Miscellaneous | Natural Gas | Pool Heater | E3 | TRC BC Ratio | 0 | 0 | 0 | 0 | 0 | 0 | 0 | 0 | 0 | 0 | 0 | 0 | 0 | 0 | 0 | 0 | 0 | 0 | 0 | 0 | 0 | 0 | 0 | 0 | 0 | 0 | 0 | 0 | 0 | 0 | 0 | 0 | 0
F2_Residential_Multi-Family Regular Income_New_Miscellaneous_Natural Gas_Pool Heater_E4 | F2 | Residential | Multi-Family Regular Income | New | Miscellaneous | Natural Gas | Pool Heater | E4 | TRC BC Ratio | 0 | 0 | 0 | 0 | 0 | 0 | 0 | 0 | 0 | 0 | 0 | 0 | 0 | 0 | 0 | 0 | 0 | 0 | 0 | 0 | 0 | 0 | 0 | 0 | 0 | 0 | 0 | 0 | 0 | 0 | 0 | 0 | 0
F2_Residential_Multi-Family Regular Income_New_Miscellaneous_Natural Gas_Pool Heater_E5 | F2 | Residential | Multi-Family Regular Income | New | Miscellaneous | Natural Gas | Pool Heater | E5 | TRC BC Ratio | 0 | 0 | 0 | 0 | 0 | 0 | 0 | 0 | 0 | 0 | 0 | 0 | 0 | 0 | 0 | 0 | 0 | 0 | 0 | 0 | 0 | 0 | 0 | 0 | 0 | 0 | 0 | 0 | 0 | 0 | 0 | 0 | 0
F2_Residential_Multi-Family Regular Income_New_Miscellaneous_Natural Gas_Pool Heater_E6 | F2 | Residential | Multi-Family Regular Income | New | Miscellaneous | Natural Gas | Pool Heater | E6 | TRC BC Ratio | 0 | 0 | 0 | 0 | 0 | 0 | 0 | 0 | 0 | 0 | 0 | 0 | 0 | 0 | 0 | 0 | 0 | 0 | 0 | 0 | 0 | 0 | 0 | 0 | 0 | 0 | 0 | 0 | 0 | 0 | 0 | 0 | 0
F2_Residential_Multi-Family Regular Income_New_Miscellaneous_Natural Gas_Pool Heater_E7 | F2 | Residential | Multi-Family Regular Income | New | Miscellaneous | Natural Gas | Pool Heater | E7 | TRC BC Ratio | 0 | 0 | 0 | 0 | 0 | 0 | 0 | 0 | 0 | 0 | 0 | 0 | 0 | 0 | 0 | 0 | 0 | 0 | 0 | 0 | 0 | 0 | 0 | 0 | 0 | 0 | 0 | 0 | 0 | 0 | 0 | 0 | 0
F2_Residential_Multi-Family Regular Income_New_Miscellaneous_Natural Gas_Pool Heater_E8 | F2 | Residential | Multi-Family Regular Income | New | Miscellaneous | Natural Gas | Pool Heater | E8 | TRC BC Ratio | 0 | 0 | 0 | 0 | 0 | 0 | 0 | 0 | 0 | 0 | 0 | 0 | 0 | 0 | 0 | 0 | 0 | 0 | 0 | 0 | 0 | 0 | 0 | 0 | 0 | 0 | 0 | 0 | 0 | 0 | 0 | 0 | 0
F2_Residential_Multi-Family Regular Income_New_Miscellaneous_Natural Gas_Pool Heater_E9 | F2 | Residential | Multi-Family Regular Income | New | Miscellaneous | Natural Gas | Pool Heater | E9 | TRC BC Ratio | 0 | 0 | 0 | 0 | 0 | 0 | 0 | 0 | 0 | 0 | 0 | 0 | 0 | 0 | 0 | 0 | 0 | 0 | 0 | 0 | 0 | 0 | 0 | 0 | 0 | 0 | 0 | 0 | 0 | 0 | 0 | 0 | 0
F2_Residential_Multi-Family Regular Income_New_Miscellaneous_Natural Gas_Pool Heater_E10 | F2 | Residential | Multi-Family Regular Income | New | Miscellaneous | Natural Gas | Pool Heater | E10 | TRC BC Ratio | 0 | 0 | 0 | 0 | 0 | 0 | 0 | 0 | 0 | 0 | 0 | 0 | 0 | 0 | 0 | 0 | 0 | 0 | 0 | 0 | 0 | 0 | 0 | 0 | 0 | 0 | 0 | 0 | 0 | 0 | 0 | 0 | 0
F3_Residential_Multi-Family Regular Income_New_Miscellaneous_Natural Gas_Pool Heater_E1 | F3 | Residential | Multi-Family Regular Income | New | Miscellaneous | Natural Gas | Pool Heater | E1 | PACT BC Ratio | bar: 2019 to 2051
F3_Residential_Multi-Family Regular Income_New_Miscellaneous_Natural Gas_Pool Heater_E2 | F3 | Residential | Multi-Family Regular Income | New | Miscellaneous | Natural Gas | Pool Heater | E2 | PACT BC Ratio | 0 | 0 | 0 | 0 | 0 | 0 | 0 | 0 | 0 | 0 | 0 | 0 | 0 | 0 | 0 | 0 | 0 | 0 | 0 | 0 | 0 | 0 | 0 | 0 | 0 | 0 | 0 | 0 | 0 | 0 | 0 | 0 | 0
F3_Residential_Multi-Family Regular Income_New_Miscellaneous_Natural Gas_Pool Heater_E3 | F3 | Residential | Multi-Family Regular Income | New | Miscellaneous | Natural Gas | Pool Heater | E3 | PACT BC Ratio | 0 | 0 | 0 | 0 | 0 | 0 | 0 | 0 | 0 | 0 | 0 | 0 | 0 | 0 | 0 | 0 | 0 | 0 | 0 | 0 | 0 | 0 | 0 | 0 | 0 | 0 | 0 | 0 | 0 | 0 | 0 | 0 | 0
F3_Residential_Multi-Family Regular Income_New_Miscellaneous_Natural Gas_Pool Heater_E4 | F3 | Residential | Multi-Family Regular Income | New | Miscellaneous | Natural Gas | Pool Heater | E4 | PACT BC Ratio | 0 | 0 | 0 | 0 | 0 | 0 | 0 | 0 | 0 | 0 | 0 | 0 | 0 | 0 | 0 | 0 | 0 | 0 | 0 | 0 | 0 | 0 | 0 | 0 | 0 | 0 | 0 | 0 | 0 | 0 | 0 | 0 | 0
F3_Residential_Multi-Family Regular Income_New_Miscellaneous_Natural Gas_Pool Heater_E5 | F3 | Residential | Multi-Family Regular Income | New | Miscellaneous | Natural Gas | Pool Heater | E5 | PACT BC Ratio | 0 | 0 | 0 | 0 | 0 | 0 | 0 | 0 | 0 | 0 | 0 | 0 | 0 | 0 | 0 | 0 | 0 | 0 | 0 | 0 | 0 | 0 | 0 | 0 | 0 | 0 | 0 | 0 | 0 | 0 | 0 | 0 | 0
F3_Residential_Multi-Family Regular Income_New_Miscellaneous_Natural Gas_Pool Heater_E6 | F3 | Residential | Multi-Family Regular Income | New | Miscellaneous | Natural Gas | Pool Heater | E6 | PACT BC Ratio | 0 | 0 | 0 | 0 | 0 | 0 | 0 | 0 | 0 | 0 | 0 | 0 | 0 | 0 | 0 | 0 | 0 | 0 | 0 | 0 | 0 | 0 | 0 | 0 | 0 | 0 | 0 | 0 | 0 | 0 | 0 | 0 | 0
F3_Residential_Multi-Family Regular Income_New_Miscellaneous_Natural Gas_Pool Heater_E7 | F3 | Residential | Multi-Family Regular Income | New | Miscellaneous | Natural Gas | Pool Heater | E7 | PACT BC Ratio | 0 | 0 | 0 | 0 | 0 | 0 | 0 | 0 | 0 | 0 | 0 | 0 | 0 | 0 | 0 | 0 | 0 | 0 | 0 | 0 | 0 | 0 | 0 | 0 | 0 | 0 | 0 | 0 | 0 | 0 | 0 | 0 | 0
F3_Residential_Multi-Family Regular Income_New_Miscellaneous_Natural Gas_Pool Heater_E8 | F3 | Residential | Multi-Family Regular Income | New | Miscellaneous | Natural Gas | Pool Heater | E8 | PACT BC Ratio | 0 | 0 | 0 | 0 | 0 | 0 | 0 | 0 | 0 | 0 | 0 | 0 | 0 | 0 | 0 | 0 | 0 | 0 | 0 | 0 | 0 | 0 | 0 | 0 | 0 | 0 | 0 | 0 | 0 | 0 | 0 | 0 | 0
F3_Residential_Multi-Family Regular Income_New_Miscellaneous_Natural Gas_Pool Heater_E9 | F3 | Residential | Multi-Family Regular Income | New | Miscellaneous | Natural Gas | Pool Heater | E9 | PACT BC Ratio | 0 | 0 | 0 | 0 | 0 | 0 | 0 | 0 | 0 | 0 | 0 | 0 | 0 | 0 | 0 | 0 | 0 | 0 | 0 | 0 | 0 | 0 | 0 | 0 | 0 | 0 | 0 | 0 | 0 | 0 | 0 | 0 | 0
F3_Residential_Multi-Family Regular Income_New_Miscellaneous_Natural Gas_Pool Heater_E10 | F3 | Residential | Multi-Family Regular Income | New | Miscellaneous | Natural Gas | Pool Heater | E10 | PACT BC Ratio | 0 | 0 | 0 | 0 | 0 | 0 | 0 | 0 | 0 | 0 | 0 | 0 | 0 | 0 | 0 | 0 | 0 | 0 | 0 | 0 | 0 | 0 | 0 | 0 | 0 | 0 | 0 | 0 | 0 | 0 | 0 | 0 | 0
F4_Residential_Multi-Family Regular Income_New_Miscellaneous_Natural Gas_Pool Heater_E1 | F4 | Residential | Multi-Family Regular Income | New | Miscellaneous | Natural Gas | Pool Heater | E1 | RVT BC Ratio | bar: 2019 to 2051
F4_Residential_Multi-Family Regular Income_New_Miscellaneous_Natural Gas_Pool Heater_E2 | F4 | Residential | Multi-Family Regular Income | New | Miscellaneous | Natural Gas | Pool Heater | E2 | RVT BC Ratio | 0.7 | 0.7 | 0.7 | 0.7 | 0.7 | 0.7 | 0.7 | 0.7 | 0.7 | 0.7 | 0.7 | 0.7 | 0.7 | 0.7 | 0.7 | 0.7 | 0.7 | 0.7 | 0.7 | 0.7 | 0.7 | 0.7 | 0.7 | 0.7 | 0.7 | 0.7 | 0.7 | 0.7 | 0.7 | 0.7 | 0.7 | 0.7 | 0.7
F4_Residential_Multi-Family Regular Income_New_Miscellaneous_Natural Gas_Pool Heater_E3 | F4 | Residential | Multi-Family Regular Income | New | Miscellaneous | Natural Gas | Pool Heater | E3 | RVT BC Ratio | 0.7 | 0.7 | 0.7 | 0.7 | 0.7 | 0.7 | 0.7 | 0.7 | 0.7 | 0.7 | 0.7 | 0.7 | 0.7 | 0.7 | 0.7 | 0.7 | 0.7 | 0.7 | 0.7 | 0.7 | 0.7 | 0.7 | 0.7 | 0.7 | 0.7 | 0.7 | 0.7 | 0.7 | 0.7 | 0.7 | 0.7 | 0.7 | 0.7
F4_Residential_Multi-Family Regular Income_New_Miscellaneous_Natural Gas_Pool Heater_E4 | F4 | Residential | Multi-Family Regular Income | New | Miscellaneous | Natural Gas | Pool Heater | E4 | RVT BC Ratio | 0.7 | 0.7 | 0.7 | 0.7 | 0.7 | 0.7 | 0.7 | 0.7 | 0.7 | 0.7 | 0.7 | 0.7 | 0.7 | 0.7 | 0.7 | 0.7 | 0.7 | 0.7 | 0.7 | 0.7 | 0.7 | 0.7 | 0.7 | 0.7 | 0.7 | 0.7 | 0.7 | 0.7 | 0.7 | 0.7 | 0.7 | 0.7 | 0.7
F4_Residential_Multi-Family Regular Income_New_Miscellaneous_Natural Gas_Pool Heater_E5 | F4 | Residential | Multi-Family Regular Income | New | Miscellaneous | Natural Gas | Pool Heater | E5 | RVT BC Ratio | 0 | 0 | 0 | 0 | 0 | 0 | 0 | 0 | 0 | 0 | 0 | 0 | 0 | 0 | 0 | 0 | 0 | 0 | 0 | 0 | 0 | 0 | 0 | 0 | 0 | 0 | 0 | 0 | 0 | 0 | 0 | 0 | 0
F4_Residential_Multi-Family Regular Income_New_Miscellaneous_Natural Gas_Pool Heater_E6 | F4 | Residential | Multi-Family Regular Income | New | Miscellaneous | Natural Gas | Pool Heater | E6 | RVT BC Ratio | 0 | 0 | 0 | 0 | 0 | 0 | 0 | 0 | 0 | 0 | 0 | 0 | 0 | 0 | 0 | 0 | 0 | 0 | 0 | 0 | 0 | 0 | 0 | 0 | 0 | 0 | 0 | 0 | 0 | 0 | 0 | 0 | 0
F4_Residential_Multi-Family Regular Income_New_Miscellaneous_Natural Gas_Pool Heater_E7 | F4 | Residential | Multi-Family Regular Income | New | Miscellaneous | Natural Gas | Pool Heater | E7 | RVT BC Ratio | 0 | 0 | 0 | 0 | 0 | 0 | 0 | 0 | 0 | 0 | 0 | 0 | 0 | 0 | 0 | 0 | 0 | 0 | 0 | 0 | 0 | 0 | 0 | 0 | 0 | 0 | 0 | 0 | 0 | 0 | 0 | 0 | 0
F4_Residential_Multi-Family Regular Income_New_Miscellaneous_Natural Gas_Pool Heater_E8 | F4 | Residential | Multi-Family Regular Income | New | Miscellaneous | Natural Gas | Pool Heater | E8 | RVT BC Ratio | 0 | 0 | 0 | 0 | 0 | 0 | 0 | 0 | 0 | 0 | 0 | 0 | 0 | 0 | 0 | 0 | 0 | 0 | 0 | 0 | 0 | 0 | 0 | 0 | 0 | 0 | 0 | 0 | 0 | 0 | 0 | 0 | 0
F4_Residential_Multi-Family Regular Income_New_Miscellaneous_Natural Gas_Pool Heater_E9 | F4 | Residential | Multi-Family Regular Income | New | Miscellaneous | Natural Gas | Pool Heater | E9 | RVT BC Ratio | 0 | 0 | 0 | 0 | 0 | 0 | 0 | 0 | 0 | 0 | 0 | 0 | 0 | 0 | 0 | 0 | 0 | 0 | 0 | 0 | 0 | 0 | 0 | 0 | 0 | 0 | 0 | 0 | 0 | 0 | 0 | 0 | 0
F4_Residential_Multi-Family Regular Income_New_Miscellaneous_Natural Gas_Pool Heater_E10 | F4 | Residential | Multi-Family Regular Income | New | Miscellaneous | Natural Gas | Pool Heater | E10 | RVT BC Ratio | 0 | 0 | 0 | 0 | 0 | 0 | 0 | 0 | 0 | 0 | 0 | 0 | 0 | 0 | 0 | 0 | 0 | 0 | 0 | 0 | 0 | 0 | 0 | 0 | 0 | 0 | 0 | 0 | 0 | 0 | 0 | 0 | 0
F5_Residential_Multi-Family Regular Income_New_Miscellaneous_Natural Gas_Pool Heater_E1 | F5 | Residential | Multi-Family Regular Income | New | Miscellaneous | Natural Gas | Pool Heater | E1 | RIM BC Ratio | bar: 2019 to 2051
F5_Residential_Multi-Family Regular Income_New_Miscellaneous_Natural Gas_Pool Heater_E2 | F5 | Residential | Multi-Family Regular Income | New | Miscellaneous | Natural Gas | Pool Heater | E2 | RIM BC Ratio | 0 | 0 | 0 | 0 | 0 | 0 | 0 | 0 | 0 | 0 | 0 | 0 | 0 | 0 | 0 | 0 | 0 | 0 | 0 | 0 | 0 | 0 | 0 | 0 | 0 | 0 | 0 | 0 | 0 | 0 | 0 | 0 | 0
F5_Residential_Multi-Family Regular Income_New_Miscellaneous_Natural Gas_Pool Heater_E3 | F5 | Residential | Multi-Family Regular Income | New | Miscellaneous | Natural Gas | Pool Heater | E3 | RIM BC Ratio | 0 | 0 | 0 | 0 | 0 | 0 | 0 | 0 | 0 | 0 | 0 | 0 | 0 | 0 | 0 | 0 | 0 | 0 | 0 | 0 | 0 | 0 | 0 | 0 | 0 | 0 | 0 | 0 | 0 | 0 | 0 | 0 | 0
F5_Residential_Multi-Family Regular Income_New_Miscellaneous_Natural Gas_Pool Heater_E4 | F5 | Residential | Multi-Family Regular Income | New | Miscellaneous | Natural Gas | Pool Heater | E4 | RIM BC Ratio | 0 | 0 | 0 | 0 | 0 | 0 | 0 | 0 | 0 | 0 | 0 | 0 | 0 | 0 | 0 | 0 | 0 | 0 | 0 | 0 | 0 | 0 | 0 | 0 | 0 | 0 | 0 | 0 | 0 | 0 | 0 | 0 | 0
F5_Residential_Multi-Family Regular Income_New_Miscellaneous_Natural Gas_Pool Heater_E5 | F5 | Residential | Multi-Family Regular Income | New | Miscellaneous | Natural Gas | Pool Heater | E5 | RIM BC Ratio | 0 | 0 | 0 | 0 | 0 | 0 | 0 | 0 | 0 | 0 | 0 | 0 | 0 | 0 | 0 | 0 | 0 | 0 | 0 | 0 | 0 | 0 | 0 | 0 | 0 | 0 | 0 | 0 | 0 | 0 | 0 | 0 | 0
F5_Residential_Multi-Family Regular Income_New_Miscellaneous_Natural Gas_Pool Heater_E6 | F5 | Residential | Multi-Family Regular Income | New | Miscellaneous | Natural Gas | Pool Heater | E6 | RIM BC Ratio | 0 | 0 | 0 | 0 | 0 | 0 | 0 | 0 | 0 | 0 | 0 | 0 | 0 | 0 | 0 | 0 | 0 | 0 | 0 | 0 | 0 | 0 | 0 | 0 | 0 | 0 | 0 | 0 | 0 | 0 | 0 | 0 | 0
F5_Residential_Multi-Family Regular Income_New_Miscellaneous_Natural Gas_Pool Heater_E7 | F5 | Residential | Multi-Family Regular Income | New | Miscellaneous | Natural Gas | Pool Heater | E7 | RIM BC Ratio | 0 | 0 | 0 | 0 | 0 | 0 | 0 | 0 | 0 | 0 | 0 | 0 | 0 | 0 | 0 | 0 | 0 | 0 | 0 | 0 | 0 | 0 | 0 | 0 | 0 | 0 | 0 | 0 | 0 | 0 | 0 | 0 | 0
F5_Residential_Multi-Family Regular Income_New_Miscellaneous_Natural Gas_Pool Heater_E8 | F5 | Residential | Multi-Family Regular Income | New | Miscellaneous | Natural Gas | Pool Heater | E8 | RIM BC Ratio | 0 | 0 | 0 | 0 | 0 | 0 | 0 | 0 | 0 | 0 | 0 | 0 | 0 | 0 | 0 | 0 | 0 | 0 | 0 | 0 | 0 | 0 | 0 | 0 | 0 | 0 | 0 | 0 | 0 | 0 | 0 | 0 | 0
F5_Residential_Multi-Family Regular Income_New_Miscellaneous_Natural Gas_Pool Heater_E9 | F5 | Residential | Multi-Family Regular Income | New | Miscellaneous | Natural Gas | Pool Heater | E9 | RIM BC Ratio | 0 | 0 | 0 | 0 | 0 | 0 | 0 | 0 | 0 | 0 | 0 | 0 | 0 | 0 | 0 | 0 | 0 | 0 | 0 | 0 | 0 | 0 | 0 | 0 | 0 | 0 | 0 | 0 | 0 | 0 | 0 | 0 | 0
F5_Residential_Multi-Family Regular Income_New_Miscellaneous_Natural Gas_Pool Heater_E10 | F5 | Residential | Multi-Family Regular Income | New | Miscellaneous | Natural Gas | Pool Heater | E10 | RIM BC Ratio | 0 | 0 | 0 | 0 | 0 | 0 | 0 | 0 | 0 | 0 | 0 | 0 | 0 | 0 | 0 | 0 | 0 | 0 | 0 | 0 | 0 | 0 | 0 | 0 | 0 | 0 | 0 | 0 | 0 | 0 | 0 | 0 | 0
F0_Residential_Multi-Family Regular Income_New_Miscellaneous_Natural Gas_Miscellaneous_E0 | F0 | Residential | Multi-Family Regular Income | New | Miscellaneous | Natural Gas | Miscellaneous | E0 | Economic Unit | Default | Default | Default | Default | Default | Default | Default | Default | Default | Default | Default | Default | Default | Default | Default | Default | Default | Default | Default | Default | Default | Default | Default | Default | Default | Default | Default | Default | Default | Default | Default | Default | Default
F1_Residential_Multi-Family Regular Income_New_Miscellaneous_Natural Gas_Miscellaneous_E1 | F1 | Residential | Multi-Family Regular Income | New | Miscellaneous | Natural Gas | Miscellaneous | E1 | CCE | 0 | 0 | 0 | 0 | 0 | 0 | 0 | 0 | 0 | 0 | 0 | 0 | 0 | 0 | 0 | 0 | 0 | 0 | 0 | 0 | 0 | 0 | 0 | 0 | 0 | 0 | 0 | 0 | 0 | 0 | 0 | 0 | 0
F1_Residential_Multi-Family Regular Income_New_Miscellaneous_Natural Gas_Miscellaneous_E2 | F1 | Residential | Multi-Family Regular Income | New | Miscellaneous | Natural Gas | Miscellaneous | E2 | CCE | 0 | 0 | 0 | 0 | 0 | 0 | 0 | 0 | 0 | 0 | 0 | 0 | 0 | 0 | 0 | 0 | 0 | 0 | 0 | 0 | 0 | 0 | 0 | 0 | 0 | 0 | 0 | 0 | 0 | 0 | 0 | 0 | 0
F1_Residential_Multi-Family Regular Income_New_Miscellaneous_Natural Gas_Miscellaneous_E3 | F1 | Residential | Multi-Family Regular Income | New | Miscellaneous | Natural Gas | Miscellaneous | E3 | CCE | 0 | 0 | 0 | 0 | 0 | 0 | 0 | 0 | 0 | 0 | 0 | 0 | 0 | 0 | 0 | 0 | 0 | 0 | 0 | 0 | 0 | 0 | 0 | 0 | 0 | 0 | 0 | 0 | 0 | 0 | 0 | 0 | 0
F1_Residential_Multi-Family Regular Income_New_Miscellaneous_Natural Gas_Miscellaneous_E4 | F1 | Residential | Multi-Family Regular Income | New | Miscellaneous | Natural Gas | Miscellaneous | E4 | CCE | 0 | 0 | 0 | 0 | 0 | 0 | 0 | 0 | 0 | 0 | 0 | 0 | 0 | 0 | 0 | 0 | 0 | 0 | 0 | 0 | 0 | 0 | 0 | 0 | 0 | 0 | 0 | 0 | 0 | 0 | 0 | 0 | 0
F1_Residential_Multi-Family Regular Income_New_Miscellaneous_Natural Gas_Miscellaneous_E5 | F1 | Residential | Multi-Family Regular Income | New | Miscellaneous | Natural Gas | Miscellaneous | E5 | CCE | 0 | 0 | 0 | 0 | 0 | 0 | 0 | 0 | 0 | 0 | 0 | 0 | 0 | 0 | 0 | 0 | 0 | 0 | 0 | 0 | 0 | 0 | 0 | 0 | 0 | 0 | 0 | 0 | 0 | 0 | 0 | 0 | 0
F1_Residential_Multi-Family Regular Income_New_Miscellaneous_Natural Gas_Miscellaneous_E6 | F1 | Residential | Multi-Family Regular Income | New | Miscellaneous | Natural Gas | Miscellaneous | E6 | CCE | 0 | 0 | 0 | 0 | 0 | 0 | 0 | 0 | 0 | 0 | 0 | 0 | 0 | 0 | 0 | 0 | 0 | 0 | 0 | 0 | 0 | 0 | 0 | 0 | 0 | 0 | 0 | 0 | 0 | 0 | 0 | 0 | 0
F1_Residential_Multi-Family Regular Income_New_Miscellaneous_Natural Gas_Miscellaneous_E7 | F1 | Residential | Multi-Family Regular Income | New | Miscellaneous | Natural Gas | Miscellaneous | E7 | CCE | 0 | 0 | 0 | 0 | 0 | 0 | 0 | 0 | 0 | 0 | 0 | 0 | 0 | 0 | 0 | 0 | 0 | 0 | 0 | 0 | 0 | 0 | 0 | 0 | 0 | 0 | 0 | 0 | 0 | 0 | 0 | 0 | 0
F1_Residential_Multi-Family Regular Income_New_Miscellaneous_Natural Gas_Miscellaneous_E8 | F1 | Residential | Multi-Family Regular Income | New | Miscellaneous | Natural Gas | Miscellaneous | E8 | CCE | 0 | 0 | 0 | 0 | 0 | 0 | 0 | 0 | 0 | 0 | 0 | 0 | 0 | 0 | 0 | 0 | 0 | 0 | 0 | 0 | 0 | 0 | 0 | 0 | 0 | 0 | 0 | 0 | 0 | 0 | 0 | 0 | 0
F1_Residential_Multi-Family Regular Income_New_Miscellaneous_Natural Gas_Miscellaneous_E9 | F1 | Residential | Multi-Family Regular Income | New | Miscellaneous | Natural Gas | Miscellaneous | E9 | CCE | 0 | 0 | 0 | 0 | 0 | 0 | 0 | 0 | 0 | 0 | 0 | 0 | 0 | 0 | 0 | 0 | 0 | 0 | 0 | 0 | 0 | 0 | 0 | 0 | 0 | 0 | 0 | 0 | 0 | 0 | 0 | 0 | 0
F1_Residential_Multi-Family Regular Income_New_Miscellaneous_Natural Gas_Miscellaneous_E10 | F1 | Residential | Multi-Family Regular Income | New | Miscellaneous | Natural Gas | Miscellaneous | E10 | CCE | 0 | 0 | 0 | 0 | 0 | 0 | 0 | 0 | 0 | 0 | 0 | 0 | 0 | 0 | 0 | 0 | 0 | 0 | 0 | 0 | 0 | 0 | 0 | 0 | 0 | 0 | 0 | 0 | 0 | 0 | 0 | 0 | 0
F2_Residential_Multi-Family Regular Income_New_Miscellaneous_Natural Gas_Miscellaneous_E1 | F2 | Residential | Multi-Family Regular Income | New | Miscellaneous | Natural Gas | Miscellaneous | E1 | TRC BC Ratio | bar: 2019 to 2051
F2_Residential_Multi-Family Regular Income_New_Miscellaneous_Natural Gas_Miscellaneous_E2 | F2 | Residential | Multi-Family Regular Income | New | Miscellaneous | Natural Gas | Miscellaneous | E2 | TRC BC Ratio | 0 | 0 | 0 | 0 | 0 | 0 | 0 | 0 | 0 | 0 | 0 | 0 | 0 | 0 | 0 | 0 | 0 | 0 | 0 | 0 | 0 | 0 | 0 | 0 | 0 | 0 | 0 | 0 | 0 | 0 | 0 | 0 | 0
F2_Residential_Multi-Family Regular Income_New_Miscellaneous_Natural Gas_Miscellaneous_E3 | F2 | Residential | Multi-Family Regular Income | New | Miscellaneous | Natural Gas | Miscellaneous | E3 | TRC BC Ratio | 0 | 0 | 0 | 0 | 0 | 0 | 0 | 0 | 0 | 0 | 0 | 0 | 0 | 0 | 0 | 0 | 0 | 0 | 0 | 0 | 0 | 0 | 0 | 0 | 0 | 0 | 0 | 0 | 0 | 0 | 0 | 0 | 0
F2_Residential_Multi-Family Regular Income_New_Miscellaneous_Natural Gas_Miscellaneous_E4 | F2 | Residential | Multi-Family Regular Income | New | Miscellaneous | Natural Gas | Miscellaneous | E4 | TRC BC Ratio | 0 | 0 | 0 | 0 | 0 | 0 | 0 | 0 | 0 | 0 | 0 | 0 | 0 | 0 | 0 | 0 | 0 | 0 | 0 | 0 | 0 | 0 | 0 | 0 | 0 | 0 | 0 | 0 | 0 | 0 | 0 | 0 | 0
F2_Residential_Multi-Family Regular Income_New_Miscellaneous_Natural Gas_Miscellaneous_E5 | F2 | Residential | Multi-Family Regular Income | New | Miscellaneous | Natural Gas | Miscellaneous | E5 | TRC BC Ratio | 0 | 0 | 0 | 0 | 0 | 0 | 0 | 0 | 0 | 0 | 0 | 0 | 0 | 0 | 0 | 0 | 0 | 0 | 0 | 0 | 0 | 0 | 0 | 0 | 0 | 0 | 0 | 0 | 0 | 0 | 0 | 0 | 0
F2_Residential_Multi-Family Regular Income_New_Miscellaneous_Natural Gas_Miscellaneous_E6 | F2 | Residential | Multi-Family Regular Income | New | Miscellaneous | Natural Gas | Miscellaneous | E6 | TRC BC Ratio | 0 | 0 | 0 | 0 | 0 | 0 | 0 | 0 | 0 | 0 | 0 | 0 | 0 | 0 | 0 | 0 | 0 | 0 | 0 | 0 | 0 | 0 | 0 | 0 | 0 | 0 | 0 | 0 | 0 | 0 | 0 | 0 | 0
F2_Residential_Multi-Family Regular Income_New_Miscellaneous_Natural Gas_Miscellaneous_E7 | F2 | Residential | Multi-Family Regular Income | New | Miscellaneous | Natural Gas | Miscellaneous | E7 | TRC BC Ratio | 0 | 0 | 0 | 0 | 0 | 0 | 0 | 0 | 0 | 0 | 0 | 0 | 0 | 0 | 0 | 0 | 0 | 0 | 0 | 0 | 0 | 0 | 0 | 0 | 0 | 0 | 0 | 0 | 0 | 0 | 0 | 0 | 0
F2_Residential_Multi-Family Regular Income_New_Miscellaneous_Natural Gas_Miscellaneous_E8 | F2 | Residential | Multi-Family Regular Income | New | Miscellaneous | Natural Gas | Miscellaneous | E8 | TRC BC Ratio | 0 | 0 | 0 | 0 | 0 | 0 | 0 | 0 | 0 | 0 | 0 | 0 | 0 | 0 | 0 | 0 | 0 | 0 | 0 | 0 | 0 | 0 | 0 | 0 | 0 | 0 | 0 | 0 | 0 | 0 | 0 | 0 | 0
F2_Residential_Multi-Family Regular Income_New_Miscellaneous_Natural Gas_Miscellaneous_E9 | F2 | Residential | Multi-Family Regular Income | New | Miscellaneous | Natural Gas | Miscellaneous | E9 | TRC BC Ratio | 0 | 0 | 0 | 0 | 0 | 0 | 0 | 0 | 0 | 0 | 0 | 0 | 0 | 0 | 0 | 0 | 0 | 0 | 0 | 0 | 0 | 0 | 0 | 0 | 0 | 0 | 0 | 0 | 0 | 0 | 0 | 0 | 0
F2_Residential_Multi-Family Regular Income_New_Miscellaneous_Natural Gas_Miscellaneous_E10 | F2 | Residential | Multi-Family Regular Income | New | Miscellaneous | Natural Gas | Miscellaneous | E10 | TRC BC Ratio | 0 | 0 | 0 | 0 | 0 | 0 | 0 | 0 | 0 | 0 | 0 | 0 | 0 | 0 | 0 | 0 | 0 | 0 | 0 | 0 | 0 | 0 | 0 | 0 | 0 | 0 | 0 | 0 | 0 | 0 | 0 | 0 | 0
F3_Residential_Multi-Family Regular Income_New_Miscellaneous_Natural Gas_Miscellaneous_E1 | F3 | Residential | Multi-Family Regular Income | New | Miscellaneous | Natural Gas | Miscellaneous | E1 | PACT BC Ratio | bar: 2019 to 2051
F3_Residential_Multi-Family Regular Income_New_Miscellaneous_Natural Gas_Miscellaneous_E2 | F3 | Residential | Multi-Family Regular Income | New | Miscellaneous | Natural Gas | Miscellaneous | E2 | PACT BC Ratio | 0 | 0 | 0 | 0 | 0 | 0 | 0 | 0 | 0 | 0 | 0 | 0 | 0 | 0 | 0 | 0 | 0 | 0 | 0 | 0 | 0 | 0 | 0 | 0 | 0 | 0 | 0 | 0 | 0 | 0 | 0 | 0 | 0
F3_Residential_Multi-Family Regular Income_New_Miscellaneous_Natural Gas_Miscellaneous_E3 | F3 | Residential | Multi-Family Regular Income | New | Miscellaneous | Natural Gas | Miscellaneous | E3 | PACT BC Ratio | 0 | 0 | 0 | 0 | 0 | 0 | 0 | 0 | 0 | 0 | 0 | 0 | 0 | 0 | 0 | 0 | 0 | 0 | 0 | 0 | 0 | 0 | 0 | 0 | 0 | 0 | 0 | 0 | 0 | 0 | 0 | 0 | 0
F3_Residential_Multi-Family Regular Income_New_Miscellaneous_Natural Gas_Miscellaneous_E4 | F3 | Residential | Multi-Family Regular Income | New | Miscellaneous | Natural Gas | Miscellaneous | E4 | PACT BC Ratio | 0 | 0 | 0 | 0 | 0 | 0 | 0 | 0 | 0 | 0 | 0 | 0 | 0 | 0 | 0 | 0 | 0 | 0 | 0 | 0 | 0 | 0 | 0 | 0 | 0 | 0 | 0 | 0 | 0 | 0 | 0 | 0 | 0
F3_Residential_Multi-Family Regular Income_New_Miscellaneous_Natural Gas_Miscellaneous_E5 | F3 | Residential | Multi-Family Regular Income | New | Miscellaneous | Natural Gas | Miscellaneous | E5 | PACT BC Ratio | 0 | 0 | 0 | 0 | 0 | 0 | 0 | 0 | 0 | 0 | 0 | 0 | 0 | 0 | 0 | 0 | 0 | 0 | 0 | 0 | 0 | 0 | 0 | 0 | 0 | 0 | 0 | 0 | 0 | 0 | 0 | 0 | 0
F3_Residential_Multi-Family Regular Income_New_Miscellaneous_Natural Gas_Miscellaneous_E6 | F3 | Residential | Multi-Family Regular Income | New | Miscellaneous | Natural Gas | Miscellaneous | E6 | PACT BC Ratio | 0 | 0 | 0 | 0 | 0 | 0 | 0 | 0 | 0 | 0 | 0 | 0 | 0 | 0 | 0 | 0 | 0 | 0 | 0 | 0 | 0 | 0 | 0 | 0 | 0 | 0 | 0 | 0 | 0 | 0 | 0 | 0 | 0
F3_Residential_Multi-Family Regular Income_New_Miscellaneous_Natural Gas_Miscellaneous_E7 | F3 | Residential | Multi-Family Regular Income | New | Miscellaneous | Natural Gas | Miscellaneous | E7 | PACT BC Ratio | 0 | 0 | 0 | 0 | 0 | 0 | 0 | 0 | 0 | 0 | 0 | 0 | 0 | 0 | 0 | 0 | 0 | 0 | 0 | 0 | 0 | 0 | 0 | 0 | 0 | 0 | 0 | 0 | 0 | 0 | 0 | 0 | 0
F3_Residential_Multi-Family Regular Income_New_Miscellaneous_Natural Gas_Miscellaneous_E8 | F3 | Residential | Multi-Family Regular Income | New | Miscellaneous | Natural Gas | Miscellaneous | E8 | PACT BC Ratio | 0 | 0 | 0 | 0 | 0 | 0 | 0 | 0 | 0 | 0 | 0 | 0 | 0 | 0 | 0 | 0 | 0 | 0 | 0 | 0 | 0 | 0 | 0 | 0 | 0 | 0 | 0 | 0 | 0 | 0 | 0 | 0 | 0
F3_Residential_Multi-Family Regular Income_New_Miscellaneous_Natural Gas_Miscellaneous_E9 | F3 | Residential | Multi-Family Regular Income | New | Miscellaneous | Natural Gas | Miscellaneous | E9 | PACT BC Ratio | 0 | 0 | 0 | 0 | 0 | 0 | 0 | 0 | 0 | 0 | 0 | 0 | 0 | 0 | 0 | 0 | 0 | 0 | 0 | 0 | 0 | 0 | 0 | 0 | 0 | 0 | 0 | 0 | 0 | 0 | 0 | 0 | 0
F3_Residential_Multi-Family Regular Income_New_Miscellaneous_Natural Gas_Miscellaneous_E10 | F3 | Residential | Multi-Family Regular Income | New | Miscellaneous | Natural Gas | Miscellaneous | E10 | PACT BC Ratio | 0 | 0 | 0 | 0 | 0 | 0 | 0 | 0 | 0 | 0 | 0 | 0 | 0 | 0 | 0 | 0 | 0 | 0 | 0 | 0 | 0 | 0 | 0 | 0 | 0 | 0 | 0 | 0 | 0 | 0 | 0 | 0 | 0
F4_Residential_Multi-Family Regular Income_New_Miscellaneous_Natural Gas_Miscellaneous_E1 | F4 | Residential | Multi-Family Regular Income | New | Miscellaneous | Natural Gas | Miscellaneous | E1 | RVT BC Ratio | bar: 2019 to 2051
F4_Residential_Multi-Family Regular Income_New_Miscellaneous_Natural Gas_Miscellaneous_E2 | F4 | Residential | Multi-Family Regular Income | New | Miscellaneous | Natural Gas | Miscellaneous | E2 | RVT BC Ratio | 0 | 0 | 0 | 0 | 0 | 0 | 0 | 0 | 0 | 0 | 0 | 0 | 0 | 0 | 0 | 0 | 0 | 0 | 0 | 0 | 0 | 0 | 0 | 0 | 0 | 0 | 0 | 0 | 0 | 0 | 0 | 0 | 0
F4_Residential_Multi-Family Regular Income_New_Miscellaneous_Natural Gas_Miscellaneous_E3 | F4 | Residential | Multi-Family Regular Income | New | Miscellaneous | Natural Gas | Miscellaneous | E3 | RVT BC Ratio | 0 | 0 | 0 | 0 | 0 | 0 | 0 | 0 | 0 | 0 | 0 | 0 | 0 | 0 | 0 | 0 | 0 | 0 | 0 | 0 | 0 | 0 | 0 | 0 | 0 | 0 | 0 | 0 | 0 | 0 | 0 | 0 | 0
F4_Residential_Multi-Family Regular Income_New_Miscellaneous_Natural Gas_Miscellaneous_E4 | F4 | Residential | Multi-Family Regular Income | New | Miscellaneous | Natural Gas | Miscellaneous | E4 | RVT BC Ratio | 0 | 0 | 0 | 0 | 0 | 0 | 0 | 0 | 0 | 0 | 0 | 0 | 0 | 0 | 0 | 0 | 0 | 0 | 0 | 0 | 0 | 0 | 0 | 0 | 0 | 0 | 0 | 0 | 0 | 0 | 0 | 0 | 0
F4_Residential_Multi-Family Regular Income_New_Miscellaneous_Natural Gas_Miscellaneous_E5 | F4 | Residential | Multi-Family Regular Income | New | Miscellaneous | Natural Gas | Miscellaneous | E5 | RVT BC Ratio | 0 | 0 | 0 | 0 | 0 | 0 | 0 | 0 | 0 | 0 | 0 | 0 | 0 | 0 | 0 | 0 | 0 | 0 | 0 | 0 | 0 | 0 | 0 | 0 | 0 | 0 | 0 | 0 | 0 | 0 | 0 | 0 | 0
F4_Residential_Multi-Family Regular Income_New_Miscellaneous_Natural Gas_Miscellaneous_E6 | F4 | Residential | Multi-Family Regular Income | New | Miscellaneous | Natural Gas | Miscellaneous | E6 | RVT BC Ratio | 0 | 0 | 0 | 0 | 0 | 0 | 0 | 0 | 0 | 0 | 0 | 0 | 0 | 0 | 0 | 0 | 0 | 0 | 0 | 0 | 0 | 0 | 0 | 0 | 0 | 0 | 0 | 0 | 0 | 0 | 0 | 0 | 0
F4_Residential_Multi-Family Regular Income_New_Miscellaneous_Natural Gas_Miscellaneous_E7 | F4 | Residential | Multi-Family Regular Income | New | Miscellaneous | Natural Gas | Miscellaneous | E7 | RVT BC Ratio | 0 | 0 | 0 | 0 | 0 | 0 | 0 | 0 | 0 | 0 | 0 | 0 | 0 | 0 | 0 | 0 | 0 | 0 | 0 | 0 | 0 | 0 | 0 | 0 | 0 | 0 | 0 | 0 | 0 | 0 | 0 | 0 | 0
F4_Residential_Multi-Family Regular Income_New_Miscellaneous_Natural Gas_Miscellaneous_E8 | F4 | Residential | Multi-Family Regular Income | New | Miscellaneous | Natural Gas | Miscellaneous | E8 | RVT BC Ratio | 0 | 0 | 0 | 0 | 0 | 0 | 0 | 0 | 0 | 0 | 0 | 0 | 0 | 0 | 0 | 0 | 0 | 0 | 0 | 0 | 0 | 0 | 0 | 0 | 0 | 0 | 0 | 0 | 0 | 0 | 0 | 0 | 0
F4_Residential_Multi-Family Regular Income_New_Miscellaneous_Natural Gas_Miscellaneous_E9 | F4 | Residential | Multi-Family Regular Income | New | Miscellaneous | Natural Gas | Miscellaneous | E9 | RVT BC Ratio | 0 | 0 | 0 | 0 | 0 | 0 | 0 | 0 | 0 | 0 | 0 | 0 | 0 | 0 | 0 | 0 | 0 | 0 | 0 | 0 | 0 | 0 | 0 | 0 | 0 | 0 | 0 | 0 | 0 | 0 | 0 | 0 | 0
F4_Residential_Multi-Family Regular Income_New_Miscellaneous_Natural Gas_Miscellaneous_E10 | F4 | Residential | Multi-Family Regular Income | New | Miscellaneous | Natural Gas | Miscellaneous | E10 | RVT BC Ratio | 0 | 0 | 0 | 0 | 0 | 0 | 0 | 0 | 0 | 0 | 0 | 0 | 0 | 0 | 0 | 0 | 0 | 0 | 0 | 0 | 0 | 0 | 0 | 0 | 0 | 0 | 0 | 0 | 0 | 0 | 0 | 0 | 0
F5_Residential_Multi-Family Regular Income_New_Miscellaneous_Natural Gas_Miscellaneous_E1 | F5 | Residential | Multi-Family Regular Income | New | Miscellaneous | Natural Gas | Miscellaneous | E1 | RIM BC Ratio | bar: 2019 to 2051
F5_Residential_Multi-Family Regular Income_New_Miscellaneous_Natural Gas_Miscellaneous_E2 | F5 | Residential | Multi-Family Regular Income | New | Miscellaneous | Natural Gas | Miscellaneous | E2 | RIM BC Ratio | 0 | 0 | 0 | 0 | 0 | 0 | 0 | 0 | 0 | 0 | 0 | 0 | 0 | 0 | 0 | 0 | 0 | 0 | 0 | 0 | 0 | 0 | 0 | 0 | 0 | 0 | 0 | 0 | 0 | 0 | 0 | 0 | 0
F5_Residential_Multi-Family Regular Income_New_Miscellaneous_Natural Gas_Miscellaneous_E3 | F5 | Residential | Multi-Family Regular Income | New | Miscellaneous | Natural Gas | Miscellaneous | E3 | RIM BC Ratio | 0 | 0 | 0 | 0 | 0 | 0 | 0 | 0 | 0 | 0 | 0 | 0 | 0 | 0 | 0 | 0 | 0 | 0 | 0 | 0 | 0 | 0 | 0 | 0 | 0 | 0 | 0 | 0 | 0 | 0 | 0 | 0 | 0
F5_Residential_Multi-Family Regular Income_New_Miscellaneous_Natural Gas_Miscellaneous_E4 | F5 | Residential | Multi-Family Regular Income | New | Miscellaneous | Natural Gas | Miscellaneous | E4 | RIM BC Ratio | 0 | 0 | 0 | 0 | 0 | 0 | 0 | 0 | 0 | 0 | 0 | 0 | 0 | 0 | 0 | 0 | 0 | 0 | 0 | 0 | 0 | 0 | 0 | 0 | 0 | 0 | 0 | 0 | 0 | 0 | 0 | 0 | 0
F5_Residential_Multi-Family Regular Income_New_Miscellaneous_Natural Gas_Miscellaneous_E5 | F5 | Residential | Multi-Family Regular Income | New | Miscellaneous | Natural Gas | Miscellaneous | E5 | RIM BC Ratio | 0 | 0 | 0 | 0 | 0 | 0 | 0 | 0 | 0 | 0 | 0 | 0 | 0 | 0 | 0 | 0 | 0 | 0 | 0 | 0 | 0 | 0 | 0 | 0 | 0 | 0 | 0 | 0 | 0 | 0 | 0 | 0 | 0
F5_Residential_Multi-Family Regular Income_New_Miscellaneous_Natural Gas_Miscellaneous_E6 | F5 | Residential | Multi-Family Regular Income | New | Miscellaneous | Natural Gas | Miscellaneous | E6 | RIM BC Ratio | 0 | 0 | 0 | 0 | 0 | 0 | 0 | 0 | 0 | 0 | 0 | 0 | 0 | 0 | 0 | 0 | 0 | 0 | 0 | 0 | 0 | 0 | 0 | 0 | 0 | 0 | 0 | 0 | 0 | 0 | 0 | 0 | 0
F5_Residential_Multi-Family Regular Income_New_Miscellaneous_Natural Gas_Miscellaneous_E7 | F5 | Residential | Multi-Family Regular Income | New | Miscellaneous | Natural Gas | Miscellaneous | E7 | RIM BC Ratio | 0 | 0 | 0 | 0 | 0 | 0 | 0 | 0 | 0 | 0 | 0 | 0 | 0 | 0 | 0 | 0 | 0 | 0 | 0 | 0 | 0 | 0 | 0 | 0 | 0 | 0 | 0 | 0 | 0 | 0 | 0 | 0 | 0
F5_Residential_Multi-Family Regular Income_New_Miscellaneous_Natural Gas_Miscellaneous_E8 | F5 | Residential | Multi-Family Regular Income | New | Miscellaneous | Natural Gas | Miscellaneous | E8 | RIM BC Ratio | 0 | 0 | 0 | 0 | 0 | 0 | 0 | 0 | 0 | 0 | 0 | 0 | 0 | 0 | 0 | 0 | 0 | 0 | 0 | 0 | 0 | 0 | 0 | 0 | 0 | 0 | 0 | 0 | 0 | 0 | 0 | 0 | 0
F5_Residential_Multi-Family Regular Income_New_Miscellaneous_Natural Gas_Miscellaneous_E9 | F5 | Residential | Multi-Family Regular Income | New | Miscellaneous | Natural Gas | Miscellaneous | E9 | RIM BC Ratio | 0 | 0 | 0 | 0 | 0 | 0 | 0 | 0 | 0 | 0 | 0 | 0 | 0 | 0 | 0 | 0 | 0 | 0 | 0 | 0 | 0 | 0 | 0 | 0 | 0 | 0 | 0 | 0 | 0 | 0 | 0 | 0 | 0
F5_Residential_Multi-Family Regular Income_New_Miscellaneous_Natural Gas_Miscellaneous_E10 | F5 | Residential | Multi-Family Regular Income | New | Miscellaneous | Natural Gas | Miscellaneous | E10 | RIM BC Ratio | 0 | 0 | 0 | 0 | 0 | 0 | 0 | 0 | 0 | 0 | 0 | 0 | 0 | 0 | 0 | 0 | 0 | 0 | 0 | 0 | 0 | 0 | 0 | 0 | 0 | 0 | 0 | 0 | 0 | 0 | 0 | 0 | 0
F0_Residential_Multi-Family Moderate Income_Existing_Space Heating_Natural Gas_Furnace_E0 | F0 | Residential | Multi-Family Moderate Income | Existing | Space Heating | Natural Gas | Furnace | E0 | Economic Unit | AFUE 97% (CEE Tier 3) | AFUE 97% (CEE Tier 3) | AFUE 97% (CEE Tier 3) | AFUE 97% (CEE Tier 3) | AFUE 97% (CEE Tier 3) | AFUE 97% (CEE Tier 3) | AFUE 97% (CEE Tier 3) | AFUE 97% (CEE Tier 3) | AFUE 97% (CEE Tier 3) | AFUE 97% (CEE Tier 3) | AFUE 97% (CEE Tier 3) | AFUE 97% (CEE Tier 3) | AFUE 97% (CEE Tier 3) | AFUE 97% (CEE Tier 3) | AFUE 97% (CEE Tier 3) | AFUE 97% (CEE Tier 3) | AFUE 97% (CEE Tier 3) | AFUE 97% (CEE Tier 3) | AFUE 97% (CEE Tier 3) | AFUE 97% (CEE Tier 3) | AFUE 97% (CEE Tier 3) | AFUE 97% (CEE Tier 3) | AFUE 97% (CEE Tier 3) | AFUE 97% (CEE Tier 3) | AFUE 97% (CEE Tier 3) | AFUE 97% (CEE Tier 3) | AFUE 97% (CEE Tier 3) | AFUE 97% (CEE Tier 3) | AFUE 97% (CEE Tier 3) | AFUE 97% (CEE Tier 3) | AFUE 97% (CEE Tier 3) | AFUE 97% (CEE Tier 3) | AFUE 97% (CEE Tier 3)
F1_Residential_Multi-Family Moderate Income_Existing_Space Heating_Natural Gas_Furnace_E1 | F1 | Residential | Multi-Family Moderate Income | Existing | Space Heating | Natural Gas | Furnace | E1 | CCE | 0 | 0 | 0 | 0 | 0 | 0 | 0 | 0 | 0 | 0 | 0 | 0 | 0 | 0 | 0 | 0 | 0 | 0 | 0 | 0 | 0 | 0 | 0 | 0 | 0 | 0 | 0 | 0 | 0 | 0 | 0 | 0 | 0
F1_Residential_Multi-Family Moderate Income_Existing_Space Heating_Natural Gas_Furnace_E2 | F1 | Residential | Multi-Family Moderate Income | Existing | Space Heating | Natural Gas | Furnace | E2 | CCE | 1.4768 | 1.5222 | 1.4992 | 1.3818 | 1.3892 | 1.3967 | 1.4043 | 1.412 | 1.4197 | 1.4276 | 1.4355 | 1.4435 | 1.4516 | 1.4598 | 1.4681 | 1.4765 | 1.485 | 1.4936 | 1.5023 | 1.5111 | 1.52 | 1.5289 | 1.538 | 1.5473 | 1.5566 | 1.566 | 1.5755 | 1.5852 | 1.595 | 1.6049 | 1.6149 | 1.6251 | 1.6251
F1_Residential_Multi-Family Moderate Income_Existing_Space Heating_Natural Gas_Furnace_E3 | F1 | Residential | Multi-Family Moderate Income | Existing | Space Heating | Natural Gas | Furnace | E3 | CCE | 1.5688 | 1.617 | 1.5927 | 1.4679 | 1.4757 | 1.4837 | 1.4918 | 1.4999 | 1.5082 | 1.5165 | 1.525 | 1.5335 | 1.5421 | 1.5508 | 1.5596 | 1.5685 | 1.5776 | 1.5867 | 1.5959 | 1.6052 | 1.6147 | 1.6242 | 1.6339 | 1.6437 | 1.6536 | 1.6636 | 1.6737 | 1.684 | 1.6944 | 1.7049 | 1.7155 | 1.7263 | 1.7263
F1_Residential_Multi-Family Moderate Income_Existing_Space Heating_Natural Gas_Furnace_E4 | F1 | Residential | Multi-Family Moderate Income | Existing | Space Heating | Natural Gas | Furnace | E4 | CCE | 12.039 | 12.4094 | 12.2222 | 11.2645 | 11.3251 | 11.3863 | 11.4482 | 11.5108 | 11.5741 | 11.638 | 11.7027 | 11.7681 | 11.8343 | 11.9011 | 11.9688 | 12.0372 | 12.1064 | 12.1763 | 12.2471 | 12.3188 | 12.3912 | 12.4644 | 12.5387 | 12.6137 | 12.6897 | 12.7664 | 12.8443 | 12.9231 | 13.0028 | 13.0834 | 13.1653 | 13.2481 | 13.2481
F1_Residential_Multi-Family Moderate Income_Existing_Space Heating_Natural Gas_Furnace_E5 | F1 | Residential | Multi-Family Moderate Income | Existing | Space Heating | Natural Gas | Furnace | E5 | CCE | 2.8908 | 2.9798 | 2.9348 | 2.7049 | 2.7194 | 2.7341 | 2.749 | 2.764 | 2.7792 | 2.7945 | 2.8101 | 2.8258 | 2.8417 | 2.8577 | 2.874 | 2.8904 | 2.907 | 2.9238 | 2.9408 | 2.958 | 2.9754 | 2.993 | 3.0108 | 3.0288 | 3.0471 | 3.0655 | 3.0842 | 3.1031 | 3.1223 | 3.1416 | 3.1613 | 3.1812 | 3.1812
F1_Residential_Multi-Family Moderate Income_Existing_Space Heating_Natural Gas_Furnace_E6 | F1 | Residential | Multi-Family Moderate Income | Existing | Space Heating | Natural Gas | Furnace | E6 | CCE | 2.7105 | 2.7939 | 2.7518 | 2.5362 | 2.5498 | 2.5636 | 2.5775 | 2.5916 | 2.6058 | 2.6202 | 2.6348 | 2.6495 | 2.6644 | 2.6795 | 2.6947 | 2.7101 | 2.7257 | 2.7414 | 2.7574 | 2.7735 | 2.7898 | 2.8063 | 2.823 | 2.8399 | 2.857 | 2.8743 | 2.8918 | 2.9096 | 2.9275 | 2.9457 | 2.9641 | 2.9827 | 2.9827
F1_Residential_Multi-Family Moderate Income_Existing_Space Heating_Natural Gas_Furnace_E7 | F1 | Residential | Multi-Family Moderate Income | Existing | Space Heating | Natural Gas | Furnace | E7 | CCE | 0 | 0 | 0 | 0 | 0 | 0 | 0 | 0 | 0 | 0 | 0 | 0 | 0 | 0 | 0 | 0 | 0 | 0 | 0 | 0 | 0 | 0 | 0 | 0 | 0 | 0 | 0 | 0 | 0 | 0 | 0 | 0 | 0
F1_Residential_Multi-Family Moderate Income_Existing_Space Heating_Natural Gas_Furnace_E8 | F1 | Residential | Multi-Family Moderate Income | Existing | Space Heating | Natural Gas | Furnace | E8 | CCE | 0 | 0 | 0 | 0 | 0 | 0 | 0 | 0 | 0 | 0 | 0 | 0 | 0 | 0 | 0 | 0 | 0 | 0 | 0 | 0 | 0 | 0 | 0 | 0 | 0 | 0 | 0 | 0 | 0 | 0 | 0 | 0 | 0
F1_Residential_Multi-Family Moderate Income_Existing_Space Heating_Natural Gas_Furnace_E9 | F1 | Residential | Multi-Family Moderate Income | Existing | Space Heating | Natural Gas | Furnace | E9 | CCE | 0 | 0 | 0 | 0 | 0 | 0 | 0 | 0 | 0 | 0 | 0 | 0 | 0 | 0 | 0 | 0 | 0 | 0 | 0 | 0 | 0 | 0 | 0 | 0 | 0 | 0 | 0 | 0 | 0 | 0 | 0 | 0 | 0
F1_Residential_Multi-Family Moderate Income_Existing_Space Heating_Natural Gas_Furnace_E10 | F1 | Residential | Multi-Family Moderate Income | Existing | Space Heating | Natural Gas | Furnace | E10 | CCE | 0 | 0 | 0 | 0 | 0 | 0 | 0 | 0 | 0 | 0 | 0 | 0 | 0 | 0 | 0 | 0 | 0 | 0 | 0 | 0 | 0 | 0 | 0 | 0 | 0 | 0 | 0 | 0 | 0 | 0 | 0 | 0 | 0
F2_Residential_Multi-Family Moderate Income_Existing_Space Heating_Natural Gas_Furnace_E1 | F2 | Residential | Multi-Family Moderate Income | Existing | Space Heating | Natural Gas | Furnace | E1 | TRC BC Ratio | bar: 2019 to 2051
F2_Residential_Multi-Family Moderate Income_Existing_Space Heating_Natural Gas_Furnace_E2 | F2 | Residential | Multi-Family Moderate Income | Existing | Space Heating | Natural Gas | Furnace | E2 | TRC BC Ratio | 1.3767 | 1.3779 | 1.3819 | 1.3847 | 1.3802 | 1.3791 | 1.3808 | 1.3814 | 1.3826 | 1.3831 | 1.3829 | 1.3818 | 1.3805 | 1.3788 | 1.3762 | 1.3729 | 1.369 | 1.3647 | 1.36 | 1.3555 | 1.3505 | 1.3453 | 1.3396 | 1.3338 | 1.3274 | 1.3206 | 1.3134 | 1.306 | 1.2978 | 1.2894 | 1.2802 | 1.2709 | 1.2605
F2_Residential_Multi-Family Moderate Income_Existing_Space Heating_Natural Gas_Furnace_E3 | F2 | Residential | Multi-Family Moderate Income | Existing | Space Heating | Natural Gas | Furnace | E3 | TRC BC Ratio | 1.296 | 1.2971 | 1.3008 | 1.3035 | 1.2992 | 1.2982 | 1.2998 | 1.3004 | 1.3015 | 1.302 | 1.3018 | 1.3008 | 1.2996 | 1.2979 | 1.2955 | 1.2924 | 1.2887 | 1.2846 | 1.2802 | 1.276 | 1.2713 | 1.2664 | 1.261 | 1.2556 | 1.2495 | 1.2431 | 1.2364 | 1.2294 | 1.2217 | 1.2137 | 1.2051 | 1.1963 | 1.1865
F2_Residential_Multi-Family Moderate Income_Existing_Space Heating_Natural Gas_Furnace_E4 | F2 | Residential | Multi-Family Moderate Income | Existing | Space Heating | Natural Gas | Furnace | E4 | TRC BC Ratio | 0.16845 | 0.1686 | 0.1689 | 0.16917 | 0.16909 | 0.16921 | 0.16938 | 0.16938 | 0.16927 | 0.16899 | 0.16852 | 0.16785 | 0.16697 | 0.16588 | 0.16454 | 0.1632 | 0.16187 | 0.16058 | 0.1595 | 0.15868 | 0.15812 | 0.15787 | 0.15759 | 0.15731 | 0.15699 | 0.15666 | 0.15631 | 0.15594 | 0.15554 | 0.15513 | 0.15468 | 0.15422 | 0.15371
F2_Residential_Multi-Family Moderate Income_Existing_Space Heating_Natural Gas_Furnace_E5 | F2 | Residential | Multi-Family Moderate Income | Existing | Space Heating | Natural Gas | Furnace | E5 | TRC BC Ratio | 0.70258 | 0.70321 | 0.70509 | 0.7065 | 0.7047 | 0.70445 | 0.7052 | 0.70519 | 0.70518 | 0.70454 | 0.70326 | 0.70165 | 0.69997 | 0.69814 | 0.69594 | 0.69353 | 0.69088 | 0.68811 | 0.68561 | 0.68366 | 0.68149 | 0.67925 | 0.67678 | 0.67429 | 0.67151 | 0.66856 | 0.66545 | 0.66224 | 0.6587 | 0.65506 | 0.6511 | 0.64705 | 0.64255
F2_Residential_Multi-Family Moderate Income_Existing_Space Heating_Natural Gas_Furnace_E6 | F2 | Residential | Multi-Family Moderate Income | Existing | Space Heating | Natural Gas | Furnace | E6 | TRC BC Ratio | 0.74954 | 0.7502 | 0.75225 | 0.75377 | 0.75169 | 0.75133 | 0.75217 | 0.75226 | 0.75244 | 0.75202 | 0.75102 | 0.74962 | 0.74815 | 0.74648 | 0.7444 | 0.74206 | 0.73943 | 0.73664 | 0.73402 | 0.73182 | 0.72939 | 0.72688 | 0.7241 | 0.72131 | 0.71819 | 0.71489 | 0.71139 | 0.70779 | 0.70383 | 0.69974 | 0.6953 | 0.69075 | 0.68571
F2_Residential_Multi-Family Moderate Income_Existing_Space Heating_Natural Gas_Furnace_E7 | F2 | Residential | Multi-Family Moderate Income | Existing | Space Heating | Natural Gas | Furnace | E7 | TRC BC Ratio | 0 | 0 | 0 | 0 | 0 | 0 | 0 | 0 | 0 | 0 | 0 | 0 | 0 | 0 | 0 | 0 | 0 | 0 | 0 | 0 | 0 | 0 | 0 | 0 | 0 | 0 | 0 | 0 | 0 | 0 | 0 | 0 | 0
F2_Residential_Multi-Family Moderate Income_Existing_Space Heating_Natural Gas_Furnace_E8 | F2 | Residential | Multi-Family Moderate Income | Existing | Space Heating | Natural Gas | Furnace | E8 | TRC BC Ratio | 0 | 0 | 0 | 0 | 0 | 0 | 0 | 0 | 0 | 0 | 0 | 0 | 0 | 0 | 0 | 0 | 0 | 0 | 0 | 0 | 0 | 0 | 0 | 0 | 0 | 0 | 0 | 0 | 0 | 0 | 0 | 0 | 0
F2_Residential_Multi-Family Moderate Income_Existing_Space Heating_Natural Gas_Furnace_E9 | F2 | Residential | Multi-Family Moderate Income | Existing | Space Heating | Natural Gas | Furnace | E9 | TRC BC Ratio | 0 | 0 | 0 | 0 | 0 | 0 | 0 | 0 | 0 | 0 | 0 | 0 | 0 | 0 | 0 | 0 | 0 | 0 | 0 | 0 | 0 | 0 | 0 | 0 | 0 | 0 | 0 | 0 | 0 | 0 | 0 | 0 | 0
F2_Residential_Multi-Family Moderate Income_Existing_Space Heating_Natural Gas_Furnace_E10 | F2 | Residential | Multi-Family Moderate Income | Existing | Space Heating | Natural Gas | Furnace | E10 | TRC BC Ratio | 0 | 0 | 0 | 0 | 0 | 0 | 0 | 0 | 0 | 0 | 0 | 0 | 0 | 0 | 0 | 0 | 0 | 0 | 0 | 0 | 0 | 0 | 0 | 0 | 0 | 0 | 0 | 0 | 0 | 0 | 0 | 0 | 0
F3_Residential_Multi-Family Moderate Income_Existing_Space Heating_Natural Gas_Furnace_E1 | F3 | Residential | Multi-Family Moderate Income | Existing | Space Heating | Natural Gas | Furnace | E1 | PACT BC Ratio | bar: 2019 to 2051
F3_Residential_Multi-Family Moderate Income_Existing_Space Heating_Natural Gas_Furnace_E2 | F3 | Residential | Multi-Family Moderate Income | Existing | Space Heating | Natural Gas | Furnace | E2 | PACT BC Ratio | 1.4023 | 1.4034 | 1.4075 | 1.4104 | 1.4057 | 1.4046 | 1.4064 | 1.407 | 1.4083 | 1.4087 | 1.4085 | 1.4074 | 1.4061 | 1.4044 | 1.4017 | 1.3984 | 1.3944 | 1.39 | 1.3852 | 1.3806 | 1.3755 | 1.3702 | 1.3644 | 1.3586 | 1.352 | 1.3451 | 1.3377 | 1.3302 | 1.3219 | 1.3133 | 1.304 | 1.2944 | 1.2838
F3_Residential_Multi-Family Moderate Income_Existing_Space Heating_Natural Gas_Furnace_E3 | F3 | Residential | Multi-Family Moderate Income | Existing | Space Heating | Natural Gas | Furnace | E3 | PACT BC Ratio | 1.32 | 1.3211 | 1.325 | 1.3277 | 1.3233 | 1.3222 | 1.3239 | 1.3245 | 1.3257 | 1.3261 | 1.3259 | 1.3249 | 1.3237 | 1.322 | 1.3195 | 1.3164 | 1.3126 | 1.3084 | 1.304 | 1.2996 | 1.2948 | 1.2899 | 1.2844 | 1.2789 | 1.2727 | 1.2662 | 1.2593 | 1.2522 | 1.2443 | 1.2363 | 1.2275 | 1.2185 | 1.2085
F3_Residential_Multi-Family Moderate Income_Existing_Space Heating_Natural Gas_Furnace_E4 | F3 | Residential | Multi-Family Moderate Income | Existing | Space Heating | Natural Gas | Furnace | E4 | PACT BC Ratio | 0.17158 | 0.17173 | 0.17203 | 0.1723 | 0.17222 | 0.17235 | 0.17252 | 0.17252 | 0.17241 | 0.17213 | 0.17164 | 0.17096 | 0.17007 | 0.16896 | 0.16759 | 0.16623 | 0.16488 | 0.16356 | 0.16246 | 0.16163 | 0.16105 | 0.1608 | 0.16051 | 0.16022 | 0.1599 | 0.15956 | 0.1592 | 0.15883 | 0.15843 | 0.158 | 0.15755 | 0.15708 | 0.15656
F3_Residential_Multi-Family Moderate Income_Existing_Space Heating_Natural Gas_Furnace_E5 | F3 | Residential | Multi-Family Moderate Income | Existing | Space Heating | Natural Gas | Furnace | E5 | PACT BC Ratio | 0.71561 | 0.71625 | 0.71816 | 0.71959 | 0.71777 | 0.71751 | 0.71827 | 0.71827 | 0.71826 | 0.7176 | 0.7163 | 0.71466 | 0.71295 | 0.71108 | 0.70884 | 0.70639 | 0.70369 | 0.70086 | 0.69832 | 0.69633 | 0.69412 | 0.69185 | 0.68932 | 0.68679 | 0.68396 | 0.68096 | 0.67778 | 0.67451 | 0.67092 | 0.6672 | 0.66317 | 0.65904 | 0.65446
F3_Residential_Multi-Family Moderate Income_Existing_Space Heating_Natural Gas_Furnace_E6 | F3 | Residential | Multi-Family Moderate Income | Existing | Space Heating | Natural Gas | Furnace | E6 | PACT BC Ratio | 0.76343 | 0.76411 | 0.7662 | 0.76774 | 0.76562 | 0.76525 | 0.76611 | 0.7662 | 0.76639 | 0.76597 | 0.76494 | 0.76352 | 0.76202 | 0.76032 | 0.7582 | 0.75581 | 0.75313 | 0.7503 | 0.74762 | 0.74539 | 0.74291 | 0.74036 | 0.73753 | 0.73468 | 0.73151 | 0.72814 | 0.72458 | 0.72091 | 0.71688 | 0.71271 | 0.70819 | 0.70356 | 0.69842
F3_Residential_Multi-Family Moderate Income_Existing_Space Heating_Natural Gas_Furnace_E7 | F3 | Residential | Multi-Family Moderate Income | Existing | Space Heating | Natural Gas | Furnace | E7 | PACT BC Ratio | 0 | 0 | 0 | 0 | 0 | 0 | 0 | 0 | 0 | 0 | 0 | 0 | 0 | 0 | 0 | 0 | 0 | 0 | 0 | 0 | 0 | 0 | 0 | 0 | 0 | 0 | 0 | 0 | 0 | 0 | 0 | 0 | 0
F3_Residential_Multi-Family Moderate Income_Existing_Space Heating_Natural Gas_Furnace_E8 | F3 | Residential | Multi-Family Moderate Income | Existing | Space Heating | Natural Gas | Furnace | E8 | PACT BC Ratio | 0 | 0 | 0 | 0 | 0 | 0 | 0 | 0 | 0 | 0 | 0 | 0 | 0 | 0 | 0 | 0 | 0 | 0 | 0 | 0 | 0 | 0 | 0 | 0 | 0 | 0 | 0 | 0 | 0 | 0 | 0 | 0 | 0
F3_Residential_Multi-Family Moderate Income_Existing_Space Heating_Natural Gas_Furnace_E9 | F3 | Residential | Multi-Family Moderate Income | Existing | Space Heating | Natural Gas | Furnace | E9 | PACT BC Ratio | 0 | 0 | 0 | 0 | 0 | 0 | 0 | 0 | 0 | 0 | 0 | 0 | 0 | 0 | 0 | 0 | 0 | 0 | 0 | 0 | 0 | 0 | 0 | 0 | 0 | 0 | 0 | 0 | 0 | 0 | 0 | 0 | 0
F3_Residential_Multi-Family Moderate Income_Existing_Space Heating_Natural Gas_Furnace_E10 | F3 | Residential | Multi-Family Moderate Income | Existing | Space Heating | Natural Gas | Furnace | E10 | PACT BC Ratio | 0 | 0 | 0 | 0 | 0 | 0 | 0 | 0 | 0 | 0 | 0 | 0 | 0 | 0 | 0 | 0 | 0 | 0 | 0 | 0 | 0 | 0 | 0 | 0 | 0 | 0 | 0 | 0 | 0 | 0 | 0 | 0 | 0
F4_Residential_Multi-Family Moderate Income_Existing_Space Heating_Natural Gas_Furnace_E1 | F4 | Residential | Multi-Family Moderate Income | Existing | Space Heating | Natural Gas | Furnace | E1 | RVT BC Ratio | bar: 2019 to 2051
F4_Residential_Multi-Family Moderate Income_Existing_Space Heating_Natural Gas_Furnace_E2 | F4 | Residential | Multi-Family Moderate Income | Existing | Space Heating | Natural Gas | Furnace | E2 | RVT BC Ratio | 2.6276 | 2.629 | 2.6338 | 2.6372 | 2.6317 | 2.6304 | 2.6325 | 2.6332 | 2.6347 | 2.6352 | 2.6349 | 2.6337 | 2.6321 | 2.6301 | 2.6269 | 2.623 | 2.6183 | 2.6131 | 2.6075 | 2.6021 | 2.5961 | 2.5899 | 2.5831 | 2.5762 | 2.5685 | 2.5603 | 2.5517 | 2.5428 | 2.533 | 2.5229 | 2.512 | 2.5007 | 2.4849
F4_Residential_Multi-Family Moderate Income_Existing_Space Heating_Natural Gas_Furnace_E3 | F4 | Residential | Multi-Family Moderate Income | Existing | Space Heating | Natural Gas | Furnace | E3 | RVT BC Ratio | 2.5308 | 2.5321 | 2.5366 | 2.5399 | 2.5347 | 2.5335 | 2.5354 | 2.5361 | 2.5375 | 2.538 | 2.5378 | 2.5366 | 2.5351 | 2.5332 | 2.5302 | 2.5265 | 2.5221 | 2.5172 | 2.512 | 2.5069 | 2.5012 | 2.4954 | 2.4889 | 2.4824 | 2.4752 | 2.4675 | 2.4594 | 2.451 | 2.4418 | 2.4323 | 2.422 | 2.4114 | 2.3965
F4_Residential_Multi-Family Moderate Income_Existing_Space Heating_Natural Gas_Furnace_E4 | F4 | Residential | Multi-Family Moderate Income | Existing | Space Heating | Natural Gas | Furnace | E4 | RVT BC Ratio | 1.18 | 1.1802 | 1.1805 | 1.1808 | 1.1807 | 1.1809 | 1.1811 | 1.1811 | 1.181 | 1.1806 | 1.1801 | 1.1792 | 1.1782 | 1.1769 | 1.1753 | 1.1737 | 1.1721 | 1.1705 | 1.1692 | 1.1683 | 1.1676 | 1.1673 | 1.167 | 1.1666 | 1.1662 | 1.1658 | 1.1654 | 1.165 | 1.1645 | 1.164 | 1.1635 | 1.1629 | 1.1611
F4_Residential_Multi-Family Moderate Income_Existing_Space Heating_Natural Gas_Furnace_E5 | F4 | Residential | Multi-Family Moderate Income | Existing | Space Heating | Natural Gas | Furnace | E5 | RVT BC Ratio | 1.8199 | 1.8207 | 1.8229 | 1.8246 | 1.8224 | 1.8221 | 1.823 | 1.823 | 1.823 | 1.8222 | 1.8207 | 1.8188 | 1.8168 | 1.8146 | 1.8119 | 1.8091 | 1.8059 | 1.8026 | 1.7996 | 1.7972 | 1.7946 | 1.7919 | 1.789 | 1.786 | 1.7827 | 1.7791 | 1.7754 | 1.7716 | 1.7673 | 1.763 | 1.7582 | 1.7534 | 1.7443
F4_Residential_Multi-Family Moderate Income_Existing_Space Heating_Natural Gas_Furnace_E6 | F4 | Residential | Multi-Family Moderate Income | Existing | Space Heating | Natural Gas | Furnace | E6 | RVT BC Ratio | 1.8762 | 1.877 | 1.8794 | 1.8812 | 1.8787 | 1.8783 | 1.8793 | 1.8794 | 1.8796 | 1.8791 | 1.8779 | 1.8763 | 1.8745 | 1.8725 | 1.87 | 1.8672 | 1.864 | 1.8607 | 1.8576 | 1.8549 | 1.852 | 1.849 | 1.8457 | 1.8423 | 1.8386 | 1.8346 | 1.8305 | 1.8261 | 1.8214 | 1.8165 | 1.8112 | 1.8057 | 1.7963
F4_Residential_Multi-Family Moderate Income_Existing_Space Heating_Natural Gas_Furnace_E7 | F4 | Residential | Multi-Family Moderate Income | Existing | Space Heating | Natural Gas | Furnace | E7 | RVT BC Ratio | 0 | 0 | 0 | 0 | 0 | 0 | 0 | 0 | 0 | 0 | 0 | 0 | 0 | 0 | 0 | 0 | 0 | 0 | 0 | 0 | 0 | 0 | 0 | 0 | 0 | 0 | 0 | 0 | 0 | 0 | 0 | 0 | 0
F4_Residential_Multi-Family Moderate Income_Existing_Space Heating_Natural Gas_Furnace_E8 | F4 | Residential | Multi-Family Moderate Income | Existing | Space Heating | Natural Gas | Furnace | E8 | RVT BC Ratio | 0 | 0 | 0 | 0 | 0 | 0 | 0 | 0 | 0 | 0 | 0 | 0 | 0 | 0 | 0 | 0 | 0 | 0 | 0 | 0 | 0 | 0 | 0 | 0 | 0 | 0 | 0 | 0 | 0 | 0 | 0 | 0 | 0
F4_Residential_Multi-Family Moderate Income_Existing_Space Heating_Natural Gas_Furnace_E9 | F4 | Residential | Multi-Family Moderate Income | Existing | Space Heating | Natural Gas | Furnace | E9 | RVT BC Ratio | 0 | 0 | 0 | 0 | 0 | 0 | 0 | 0 | 0 | 0 | 0 | 0 | 0 | 0 | 0 | 0 | 0 | 0 | 0 | 0 | 0 | 0 | 0 | 0 | 0 | 0 | 0 | 0 | 0 | 0 | 0 | 0 | 0
F4_Residential_Multi-Family Moderate Income_Existing_Space Heating_Natural Gas_Furnace_E10 | F4 | Residential | Multi-Family Moderate Income | Existing | Space Heating | Natural Gas | Furnace | E10 | RVT BC Ratio | 0 | 0 | 0 | 0 | 0 | 0 | 0 | 0 | 0 | 0 | 0 | 0 | 0 | 0 | 0 | 0 | 0 | 0 | 0 | 0 | 0 | 0 | 0 | 0 | 0 | 0 | 0 | 0 | 0 | 0 | 0 | 0 | 0
F5_Residential_Multi-Family Moderate Income_Existing_Space Heating_Natural Gas_Furnace_E1 | F5 | Residential | Multi-Family Moderate Income | Existing | Space Heating | Natural Gas | Furnace | E1 | RIM BC Ratio | bar: 2019 to 2051
F5_Residential_Multi-Family Moderate Income_Existing_Space Heating_Natural Gas_Furnace_E2 | F5 | Residential | Multi-Family Moderate Income | Existing | Space Heating | Natural Gas | Furnace | E2 | RIM BC Ratio | 0.58428 | 0.58448 | 0.58519 | 0.58569 | 0.58488 | 0.58469 | 0.58499 | 0.5851 | 0.58532 | 0.5854 | 0.58536 | 0.58517 | 0.58495 | 0.58464 | 0.58418 | 0.5836 | 0.5829 | 0.58213 | 0.5813 | 0.58048 | 0.57958 | 0.57864 | 0.5776 | 0.57655 | 0.57537 | 0.57411 | 0.57277 | 0.57137 | 0.56984 | 0.56823 | 0.56648 | 0.56467 | 0.56337
F5_Residential_Multi-Family Moderate Income_Existing_Space Heating_Natural Gas_Furnace_E3 | F5 | Residential | Multi-Family Moderate Income | Existing | Space Heating | Natural Gas | Furnace | E3 | RIM BC Ratio | 0.56949 | 0.5697 | 0.57041 | 0.57091 | 0.5701 | 0.5699 | 0.57022 | 0.57032 | 0.57054 | 0.57062 | 0.57058 | 0.5704 | 0.57017 | 0.56986 | 0.56939 | 0.56881 | 0.5681 | 0.56732 | 0.56648 | 0.56566 | 0.56475 | 0.56381 | 0.56276 | 0.56169 | 0.5605 | 0.55923 | 0.55788 | 0.55648 | 0.55493 | 0.55332 | 0.55155 | 0.54973 | 0.54837
F5_Residential_Multi-Family Moderate Income_Existing_Space Heating_Natural Gas_Furnace_E4 | F5 | Residential | Multi-Family Moderate Income | Existing | Space Heating | Natural Gas | Furnace | E4 | RIM BC Ratio | 0.14648 | 0.14659 | 0.14681 | 0.14701 | 0.14695 | 0.14705 | 0.14717 | 0.14717 | 0.14709 | 0.14688 | 0.14653 | 0.14603 | 0.14538 | 0.14457 | 0.14357 | 0.14257 | 0.14157 | 0.1406 | 0.13978 | 0.13917 | 0.13874 | 0.13855 | 0.13834 | 0.13813 | 0.13789 | 0.13764 | 0.13737 | 0.13709 | 0.13679 | 0.13648 | 0.13613 | 0.13579 | 0.13552
F5_Residential_Multi-Family Moderate Income_Existing_Space Heating_Natural Gas_Furnace_E5 | F5 | Residential | Multi-Family Moderate Income | Existing | Space Heating | Natural Gas | Furnace | E5 | RIM BC Ratio | 0.4174 | 0.41762 | 0.41826 | 0.41875 | 0.41813 | 0.41804 | 0.4183 | 0.4183 | 0.4183 | 0.41808 | 0.41763 | 0.41707 | 0.41649 | 0.41585 | 0.41509 | 0.41424 | 0.41331 | 0.41234 | 0.41146 | 0.41076 | 0.40999 | 0.4092 | 0.40832 | 0.40742 | 0.40643 | 0.40537 | 0.40424 | 0.40307 | 0.40179 | 0.40045 | 0.399 | 0.3975 | 0.39659
F5_Residential_Multi-Family Moderate Income_Existing_Space Heating_Natural Gas_Furnace_E6 | F5 | Residential | Multi-Family Moderate Income | Existing | Space Heating | Natural Gas | Furnace | E6 | RIM BC Ratio | 0.43323 | 0.43344 | 0.43412 | 0.43461 | 0.43393 | 0.43381 | 0.43409 | 0.43412 | 0.43418 | 0.43404 | 0.43371 | 0.43325 | 0.43277 | 0.43222 | 0.43154 | 0.43076 | 0.42989 | 0.42896 | 0.42809 | 0.42736 | 0.42654 | 0.4257 | 0.42476 | 0.42381 | 0.42276 | 0.42163 | 0.42043 | 0.4192 | 0.41783 | 0.41641 | 0.41486 | 0.41327 | 0.41219
F5_Residential_Multi-Family Moderate Income_Existing_Space Heating_Natural Gas_Furnace_E7 | F5 | Residential | Multi-Family Moderate Income | Existing | Space Heating | Natural Gas | Furnace | E7 | RIM BC Ratio | 0 | 0 | 0 | 0 | 0 | 0 | 0 | 0 | 0 | 0 | 0 | 0 | 0 | 0 | 0 | 0 | 0 | 0 | 0 | 0 | 0 | 0 | 0 | 0 | 0 | 0 | 0 | 0 | 0 | 0 | 0 | 0 | 0
F5_Residential_Multi-Family Moderate Income_Existing_Space Heating_Natural Gas_Furnace_E8 | F5 | Residential | Multi-Family Moderate Income | Existing | Space Heating | Natural Gas | Furnace | E8 | RIM BC Ratio | 0 | 0 | 0 | 0 | 0 | 0 | 0 | 0 | 0 | 0 | 0 | 0 | 0 | 0 | 0 | 0 | 0 | 0 | 0 | 0 | 0 | 0 | 0 | 0 | 0 | 0 | 0 | 0 | 0 | 0 | 0 | 0 | 0
F5_Residential_Multi-Family Moderate Income_Existing_Space Heating_Natural Gas_Furnace_E9 | F5 | Residential | Multi-Family Moderate Income | Existing | Space Heating | Natural Gas | Furnace | E9 | RIM BC Ratio | 0 | 0 | 0 | 0 | 0 | 0 | 0 | 0 | 0 | 0 | 0 | 0 | 0 | 0 | 0 | 0 | 0 | 0 | 0 | 0 | 0 | 0 | 0 | 0 | 0 | 0 | 0 | 0 | 0 | 0 | 0 | 0 | 0
F5_Residential_Multi-Family Moderate Income_Existing_Space Heating_Natural Gas_Furnace_E10 | F5 | Residential | Multi-Family Moderate Income | Existing | Space Heating | Natural Gas | Furnace | E10 | RIM BC Ratio | 0 | 0 | 0 | 0 | 0 | 0 | 0 | 0 | 0 | 0 | 0 | 0 | 0 | 0 | 0 | 0 | 0 | 0 | 0 | 0 | 0 | 0 | 0 | 0 | 0 | 0 | 0 | 0 | 0 | 0 | 0 | 0 | 0
F0_Residential_Multi-Family Moderate Income_Existing_Space Heating_Natural Gas_Boiler_E0 | F0 | Residential | Multi-Family Moderate Income | Existing | Space Heating | Natural Gas | Boiler | E0 | Economic Unit | AFUE 80% | AFUE 80% | AFUE 82% | AFUE 82% | AFUE 82% | AFUE 82% | AFUE 82% | AFUE 82% | AFUE 82% | AFUE 82% | AFUE 82% | AFUE 82% | AFUE 82% | AFUE 82% | AFUE 82% | AFUE 82% | AFUE 82% | AFUE 82% | AFUE 82% | AFUE 82% | AFUE 82% | AFUE 82% | AFUE 82% | AFUE 82% | AFUE 82% | AFUE 82% | AFUE 82% | AFUE 82% | AFUE 82% | AFUE 82% | AFUE 82% | AFUE 82% | AFUE 82%
F1_Residential_Multi-Family Moderate Income_Existing_Space Heating_Natural Gas_Boiler_E1 | F1 | Residential | Multi-Family Moderate Income | Existing | Space Heating | Natural Gas | Boiler | E1 | CCE | 0 | 0 | 0 | 0 | 0 | 0 | 0 | 0 | 0 | 0 | 0 | 0 | 0 | 0 | 0 | 0 | 0 | 0 | 0 | 0 | 0 | 0 | 0 | 0 | 0 | 0 | 0 | 0 | 0 | 0 | 0 | 0 | 0
F1_Residential_Multi-Family Moderate Income_Existing_Space Heating_Natural Gas_Boiler_E2 | F1 | Residential | Multi-Family Moderate Income | Existing | Space Heating | Natural Gas | Boiler | E2 | CCE | 8.2975 | 8.5528 | 0 | 0 | 0 | 0 | 0 | 0 | 0 | 0 | 0 | 0 | 0 | 0 | 0 | 0 | 0 | 0 | 0 | 0 | 0 | 0 | 0 | 0 | 0 | 0 | 0 | 0 | 0 | 0 | 0 | 0 | 0
F1_Residential_Multi-Family Moderate Income_Existing_Space Heating_Natural Gas_Boiler_E3 | F1 | Residential | Multi-Family Moderate Income | Existing | Space Heating | Natural Gas | Boiler | E3 | CCE | 9.1041 | 9.3843 | 10.7012 | 9.8626 | 9.9157 | 9.9692 | 10.0235 | 10.0783 | 10.1337 | 10.1896 | 10.2463 | 10.3036 | 10.3615 | 10.42 | 10.4792 | 10.5391 | 10.5997 | 10.6609 | 10.723 | 10.7857 | 10.8491 | 10.9132 | 10.9782 | 11.0439 | 11.1104 | 11.1776 | 11.2458 | 11.3148 | 11.3846 | 11.4552 | 11.5268 | 11.5993 | 11.5993
F1_Residential_Multi-Family Moderate Income_Existing_Space Heating_Natural Gas_Boiler_E4 | F1 | Residential | Multi-Family Moderate Income | Existing | Space Heating | Natural Gas | Boiler | E4 | CCE | 3.9303 | 4.0513 | 2.6029 | 2.399 | 2.4119 | 2.4249 | 2.4381 | 2.4514 | 2.4649 | 2.4785 | 2.4923 | 2.5062 | 2.5203 | 2.5346 | 2.549 | 2.5635 | 2.5783 | 2.5932 | 2.6083 | 2.6235 | 2.6389 | 2.6545 | 2.6703 | 2.6863 | 2.7025 | 2.7188 | 2.7354 | 2.7522 | 2.7692 | 2.7864 | 2.8038 | 2.8214 | 2.8214
F1_Residential_Multi-Family Moderate Income_Existing_Space Heating_Natural Gas_Boiler_E5 | F1 | Residential | Multi-Family Moderate Income | Existing | Space Heating | Natural Gas | Boiler | E5 | CCE | 3.2929 | 3.3942 | 2.493 | 2.2976 | 2.31 | 2.3225 | 2.3351 | 2.3479 | 2.3608 | 2.3738 | 2.387 | 2.4004 | 2.4139 | 2.4275 | 2.4413 | 2.4552 | 2.4694 | 2.4836 | 2.4981 | 2.5127 | 2.5275 | 2.5424 | 2.5575 | 2.5728 | 2.5883 | 2.604 | 2.6199 | 2.6359 | 2.6522 | 2.6687 | 2.6853 | 2.7022 | 2.7022
F1_Residential_Multi-Family Moderate Income_Existing_Space Heating_Natural Gas_Boiler_E6 | F1 | Residential | Multi-Family Moderate Income | Existing | Space Heating | Natural Gas | Boiler | E6 | CCE | 15.3074 | 15.7784 | 16.0362 | 14.7796 | 14.8591 | 14.9394 | 15.0207 | 15.1028 | 15.1858 | 15.2697 | 15.3546 | 15.4404 | 15.5272 | 15.6148 | 15.7037 | 15.7934 | 15.8842 | 15.9759 | 16.0689 | 16.1629 | 16.258 | 16.3539 | 16.4514 | 16.5499 | 16.6495 | 16.7502 | 16.8524 | 16.9557 | 17.0604 | 17.1661 | 17.2735 | 17.3822 | 17.3822
F1_Residential_Multi-Family Moderate Income_Existing_Space Heating_Natural Gas_Boiler_E7 | F1 | Residential | Multi-Family Moderate Income | Existing | Space Heating | Natural Gas | Boiler | E7 | CCE | 4.4275 | 4.5637 | 4.3002 | 3.9632 | 3.9845 | 4.0061 | 4.0279 | 4.0499 | 4.0721 | 4.0946 | 4.1174 | 4.1404 | 4.1637 | 4.1872 | 4.211 | 4.2351 | 4.2594 | 4.284 | 4.309 | 4.3342 | 4.3597 | 4.3854 | 4.4115 | 4.4379 | 4.4647 | 4.4916 | 4.5191 | 4.5468 | 4.5748 | 4.6032 | 4.632 | 4.6611 | 4.6611
F1_Residential_Multi-Family Moderate Income_Existing_Space Heating_Natural Gas_Boiler_E8 | F1 | Residential | Multi-Family Moderate Income | Existing | Space Heating | Natural Gas | Boiler | E8 | CCE | 4.0792 | 4.2047 | 3.9618 | 3.6514 | 3.671 | 3.6908 | 3.7109 | 3.7312 | 3.7517 | 3.7724 | 3.7934 | 3.8146 | 3.8361 | 3.8577 | 3.8797 | 3.9018 | 3.9243 | 3.9469 | 3.9699 | 3.9931 | 4.0166 | 4.0403 | 4.0644 | 4.0887 | 4.1133 | 4.1382 | 4.1635 | 4.189 | 4.2148 | 4.241 | 4.2675 | 4.2943 | 4.2943
F1_Residential_Multi-Family Moderate Income_Existing_Space Heating_Natural Gas_Boiler_E9 | F1 | Residential | Multi-Family Moderate Income | Existing | Space Heating | Natural Gas | Boiler | E9 | CCE | 0 | 0 | 0 | 0 | 0 | 0 | 0 | 0 | 0 | 0 | 0 | 0 | 0 | 0 | 0 | 0 | 0 | 0 | 0 | 0 | 0 | 0 | 0 | 0 | 0 | 0 | 0 | 0 | 0 | 0 | 0 | 0 | 0
F1_Residential_Multi-Family Moderate Income_Existing_Space Heating_Natural Gas_Boiler_E10 | F1 | Residential | Multi-Family Moderate Income | Existing | Space Heating | Natural Gas | Boiler | E10 | CCE | 0 | 0 | 0 | 0 | 0 | 0 | 0 | 0 | 0 | 0 | 0 | 0 | 0 | 0 | 0 | 0 | 0 | 0 | 0 | 0 | 0 | 0 | 0 | 0 | 0 | 0 | 0 | 0 | 0 | 0 | 0 | 0 | 0
F2_Residential_Multi-Family Moderate Income_Existing_Space Heating_Natural Gas_Boiler_E1 | F2 | Residential | Multi-Family Moderate Income | Existing | Space Heating | Natural Gas | Boiler | E1 | TRC BC Ratio | 1 | 1 | 0 | 0 | 0 | 0 | 0 | 0 | 0 | 0 | 0 | 0 | 0 | 0 | 0 | 0 | 0 | 0 | 0 | 0 | 0 | 0 | 0 | 0 | 0 | 0 | 0 | 0 | 0 | 0 | 0 | 0 | 0
F2_Residential_Multi-Family Moderate Income_Existing_Space Heating_Natural Gas_Boiler_E2 | F2 | Residential | Multi-Family Moderate Income | Existing | Space Heating | Natural Gas | Boiler | E2 | TRC BC Ratio | 0.24578 | 0.24601 | 1 | 1 | 1 | 1 | 1 | 1 | 1 | 1 | 1 | 1 | 1 | 1 | 1 | 1 | 1 | 1 | 1 | 1 | 1 | 1 | 1 | 1 | 1 | 1 | 1 | 1 | 1 | 1 | 1 | 1 | 1
F2_Residential_Multi-Family Moderate Income_Existing_Space Heating_Natural Gas_Boiler_E3 | F2 | Residential | Multi-Family Moderate Income | Existing | Space Heating | Natural Gas | Boiler | E3 | TRC BC Ratio | 0.22401 | 0.22422 | 0.1942 | 0.19455 | 0.19392 | 0.19367 | 0.19378 | 0.19372 | 0.19374 | 0.19364 | 0.19344 | 0.19312 | 0.19276 | 0.19232 | 0.19181 | 0.19128 | 0.19072 | 0.19017 | 0.18958 | 0.189 | 0.18837 | 0.18771 | 0.18699 | 0.18626 | 0.18544 | 0.18458 | 0.18367 | 0.18273 | 0.18169 | 0.18062 | 0.17946 | 0.17827 | 0.17695
F2_Residential_Multi-Family Moderate Income_Existing_Space Heating_Natural Gas_Boiler_E4 | F2 | Residential | Multi-Family Moderate Income | Existing | Space Heating | Natural Gas | Boiler | E4 | TRC BC Ratio | 0.51889 | 0.51937 | 0.79839 | 0.79985 | 0.79724 | 0.79623 | 0.79665 | 0.79643 | 0.79649 | 0.79608 | 0.79526 | 0.79395 | 0.79245 | 0.79065 | 0.78856 | 0.78638 | 0.78407 | 0.7818 | 0.77938 | 0.77702 | 0.77441 | 0.77172 | 0.76873 | 0.76573 | 0.76239 | 0.75884 | 0.75509 | 0.75122 | 0.74696 | 0.74257 | 0.73779 | 0.73291 | 0.72748
F2_Residential_Multi-Family Moderate Income_Existing_Space Heating_Natural Gas_Boiler_E5 | F2 | Residential | Multi-Family Moderate Income | Existing | Space Heating | Natural Gas | Boiler | E5 | TRC BC Ratio | 0.61933 | 0.6199 | 0.8336 | 0.83512 | 0.8324 | 0.83135 | 0.83179 | 0.83156 | 0.83162 | 0.83119 | 0.83034 | 0.82897 | 0.82741 | 0.82553 | 0.82334 | 0.82106 | 0.81865 | 0.81629 | 0.81375 | 0.81129 | 0.80856 | 0.80575 | 0.80264 | 0.79951 | 0.79601 | 0.7923 | 0.78839 | 0.78435 | 0.77991 | 0.77532 | 0.77034 | 0.76523 | 0.75957
F2_Residential_Multi-Family Moderate Income_Existing_Space Heating_Natural Gas_Boiler_E6 | F2 | Residential | Multi-Family Moderate Income | Existing | Space Heating | Natural Gas | Boiler | E6 | TRC BC Ratio | 0.13369 | 0.13384 | 0.12993 | 0.13004 | 0.13 | 0.12992 | 0.12975 | 0.12947 | 0.12907 | 0.12852 | 0.12782 | 0.12695 | 0.1259 | 0.12467 | 0.12335 | 0.12216 | 0.12112 | 0.12024 | 0.11953 | 0.11903 | 0.11874 | 0.11869 | 0.11864 | 0.11858 | 0.11852 | 0.11846 | 0.11839 | 0.11832 | 0.11824 | 0.11816 | 0.11807 | 0.11797 | 0.11787
F2_Residential_Multi-Family Moderate Income_Existing_Space Heating_Natural Gas_Boiler_E7 | F2 | Residential | Multi-Family Moderate Income | Existing | Space Heating | Natural Gas | Boiler | E7 | TRC BC Ratio | 0.46173 | 0.46223 | 0.48441 | 0.48513 | 0.48395 | 0.48329 | 0.48304 | 0.48229 | 0.48142 | 0.48011 | 0.47833 | 0.4763 | 0.47416 | 0.47185 | 0.4696 | 0.46754 | 0.46566 | 0.46407 | 0.4627 | 0.46169 | 0.46057 | 0.45942 | 0.45814 | 0.45686 | 0.45543 | 0.4539 | 0.4523 | 0.45064 | 0.44882 | 0.44693 | 0.44489 | 0.44279 | 0.44045
F2_Residential_Multi-Family Moderate Income_Existing_Space Heating_Natural Gas_Boiler_E8 | F2 | Residential | Multi-Family Moderate Income | Existing | Space Heating | Natural Gas | Boiler | E8 | TRC BC Ratio | 0.50082 | 0.50133 | 0.52543 | 0.52626 | 0.52486 | 0.52416 | 0.52404 | 0.52342 | 0.52276 | 0.52167 | 0.52014 | 0.51832 | 0.51638 | 0.51425 | 0.51212 | 0.51011 | 0.50822 | 0.50657 | 0.50505 | 0.50383 | 0.50247 | 0.50107 | 0.49951 | 0.49795 | 0.49621 | 0.49437 | 0.49242 | 0.4904 | 0.48819 | 0.4859 | 0.48342 | 0.48087 | 0.47804
F2_Residential_Multi-Family Moderate Income_Existing_Space Heating_Natural Gas_Boiler_E9 | F2 | Residential | Multi-Family Moderate Income | Existing | Space Heating | Natural Gas | Boiler | E9 | TRC BC Ratio | 0 | 0 | 0 | 0 | 0 | 0 | 0 | 0 | 0 | 0 | 0 | 0 | 0 | 0 | 0 | 0 | 0 | 0 | 0 | 0 | 0 | 0 | 0 | 0 | 0 | 0 | 0 | 0 | 0 | 0 | 0 | 0 | 0
F2_Residential_Multi-Family Moderate Income_Existing_Space Heating_Natural Gas_Boiler_E10 | F2 | Residential | Multi-Family Moderate Income | Existing | Space Heating | Natural Gas | Boiler | E10 | TRC BC Ratio | 0 | 0 | 0 | 0 | 0 | 0 | 0 | 0 | 0 | 0 | 0 | 0 | 0 | 0 | 0 | 0 | 0 | 0 | 0 | 0 | 0 | 0 | 0 | 0 | 0 | 0 | 0 | 0 | 0 | 0 | 0 | 0 | 0
F3_Residential_Multi-Family Moderate Income_Existing_Space Heating_Natural Gas_Boiler_E1 | F3 | Residential | Multi-Family Moderate Income | Existing | Space Heating | Natural Gas | Boiler | E1 | PACT BC Ratio | 1 | 1 | 0 | 0 | 0 | 0 | 0 | 0 | 0 | 0 | 0 | 0 | 0 | 0 | 0 | 0 | 0 | 0 | 0 | 0 | 0 | 0 | 0 | 0 | 0 | 0 | 0 | 0 | 0 | 0 | 0 | 0 | 0
F3_Residential_Multi-Family Moderate Income_Existing_Space Heating_Natural Gas_Boiler_E2 | F3 | Residential | Multi-Family Moderate Income | Existing | Space Heating | Natural Gas | Boiler | E2 | PACT BC Ratio | 0.24578 | 0.24601 | 1 | 1 | 1 | 1 | 1 | 1 | 1 | 1 | 1 | 1 | 1 | 1 | 1 | 1 | 1 | 1 | 1 | 1 | 1 | 1 | 1 | 1 | 1 | 1 | 1 | 1 | 1 | 1 | 1 | 1 | 1
F3_Residential_Multi-Family Moderate Income_Existing_Space Heating_Natural Gas_Boiler_E3 | F3 | Residential | Multi-Family Moderate Income | Existing | Space Heating | Natural Gas | Boiler | E3 | PACT BC Ratio | 0.22401 | 0.22422 | 0.1942 | 0.19455 | 0.19392 | 0.19367 | 0.19378 | 0.19372 | 0.19374 | 0.19364 | 0.19344 | 0.19312 | 0.19276 | 0.19232 | 0.19181 | 0.19128 | 0.19072 | 0.19017 | 0.18958 | 0.189 | 0.18837 | 0.18771 | 0.18699 | 0.18626 | 0.18544 | 0.18458 | 0.18367 | 0.18273 | 0.18169 | 0.18062 | 0.17946 | 0.17827 | 0.17695
F3_Residential_Multi-Family Moderate Income_Existing_Space Heating_Natural Gas_Boiler_E4 | F3 | Residential | Multi-Family Moderate Income | Existing | Space Heating | Natural Gas | Boiler | E4 | PACT BC Ratio | 0.51889 | 0.51937 | 0.79839 | 0.79985 | 0.79724 | 0.79623 | 0.79665 | 0.79643 | 0.79649 | 0.79608 | 0.79526 | 0.79395 | 0.79245 | 0.79065 | 0.78856 | 0.78638 | 0.78407 | 0.7818 | 0.77938 | 0.77702 | 0.77441 | 0.77172 | 0.76873 | 0.76573 | 0.76239 | 0.75884 | 0.75509 | 0.75122 | 0.74696 | 0.74257 | 0.73779 | 0.73291 | 0.72748
F3_Residential_Multi-Family Moderate Income_Existing_Space Heating_Natural Gas_Boiler_E5 | F3 | Residential | Multi-Family Moderate Income | Existing | Space Heating | Natural Gas | Boiler | E5 | PACT BC Ratio | 0.61933 | 0.6199 | 0.8336 | 0.83512 | 0.8324 | 0.83135 | 0.83179 | 0.83156 | 0.83162 | 0.83119 | 0.83034 | 0.82897 | 0.82741 | 0.82553 | 0.82334 | 0.82106 | 0.81865 | 0.81629 | 0.81375 | 0.81129 | 0.80856 | 0.80575 | 0.80264 | 0.79951 | 0.79601 | 0.7923 | 0.78839 | 0.78435 | 0.77991 | 0.77532 | 0.77034 | 0.76523 | 0.75957
F3_Residential_Multi-Family Moderate Income_Existing_Space Heating_Natural Gas_Boiler_E6 | F3 | Residential | Multi-Family Moderate Income | Existing | Space Heating | Natural Gas | Boiler | E6 | PACT BC Ratio | 0.13369 | 0.13384 | 0.12993 | 0.13004 | 0.13 | 0.12992 | 0.12975 | 0.12947 | 0.12907 | 0.12852 | 0.12782 | 0.12695 | 0.1259 | 0.12467 | 0.12335 | 0.12216 | 0.12112 | 0.12024 | 0.11953 | 0.11903 | 0.11874 | 0.11869 | 0.11864 | 0.11858 | 0.11852 | 0.11846 | 0.11839 | 0.11832 | 0.11824 | 0.11816 | 0.11807 | 0.11797 | 0.11787
F3_Residential_Multi-Family Moderate Income_Existing_Space Heating_Natural Gas_Boiler_E7 | F3 | Residential | Multi-Family Moderate Income | Existing | Space Heating | Natural Gas | Boiler | E7 | PACT BC Ratio | 0.46173 | 0.46223 | 0.48441 | 0.48513 | 0.48395 | 0.48329 | 0.48304 | 0.48229 | 0.48142 | 0.48011 | 0.47833 | 0.4763 | 0.47416 | 0.47185 | 0.4696 | 0.46754 | 0.46566 | 0.46407 | 0.4627 | 0.46169 | 0.46057 | 0.45942 | 0.45814 | 0.45686 | 0.45543 | 0.4539 | 0.4523 | 0.45064 | 0.44882 | 0.44693 | 0.44489 | 0.44279 | 0.44045
F3_Residential_Multi-Family Moderate Income_Existing_Space Heating_Natural Gas_Boiler_E8 | F3 | Residential | Multi-Family Moderate Income | Existing | Space Heating | Natural Gas | Boiler | E8 | PACT BC Ratio | 0.50082 | 0.50133 | 0.52543 | 0.52626 | 0.52486 | 0.52416 | 0.52404 | 0.52342 | 0.52276 | 0.52167 | 0.52014 | 0.51832 | 0.51638 | 0.51425 | 0.51212 | 0.51011 | 0.50822 | 0.50657 | 0.50505 | 0.50383 | 0.50247 | 0.50107 | 0.49951 | 0.49795 | 0.49621 | 0.49437 | 0.49242 | 0.4904 | 0.48819 | 0.4859 | 0.48342 | 0.48087 | 0.47804
F3_Residential_Multi-Family Moderate Income_Existing_Space Heating_Natural Gas_Boiler_E9 | F3 | Residential | Multi-Family Moderate Income | Existing | Space Heating | Natural Gas | Boiler | E9 | PACT BC Ratio | 0 | 0 | 0 | 0 | 0 | 0 | 0 | 0 | 0 | 0 | 0 | 0 | 0 | 0 | 0 | 0 | 0 | 0 | 0 | 0 | 0 | 0 | 0 | 0 | 0 | 0 | 0 | 0 | 0 | 0 | 0 | 0 | 0
F3_Residential_Multi-Family Moderate Income_Existing_Space Heating_Natural Gas_Boiler_E10 | F3 | Residential | Multi-Family Moderate Income | Existing | Space Heating | Natural Gas | Boiler | E10 | PACT BC Ratio | 0 | 0 | 0 | 0 | 0 | 0 | 0 | 0 | 0 | 0 | 0 | 0 | 0 | 0 | 0 | 0 | 0 | 0 | 0 | 0 | 0 | 0 | 0 | 0 | 0 | 0 | 0 | 0 | 0 | 0 | 0 | 0 | 0
F4_Residential_Multi-Family Moderate Income_Existing_Space Heating_Natural Gas_Boiler_E1 | F4 | Residential | Multi-Family Moderate Income | Existing | Space Heating | Natural Gas | Boiler | E1 | RVT BC Ratio | 1 | 1 | 0 | 0 | 0 | 0 | 0 | 0 | 0 | 0 | 0 | 0 | 0 | 0 | 0 | 0 | 0 | 0 | 0 | 0 | 0 | 0 | 0 | 0 | 0 | 0 | 0 | 0 | 0 | 0 | 0 | 0 | 0
F4_Residential_Multi-Family Moderate Income_Existing_Space Heating_Natural Gas_Boiler_E2 | F4 | Residential | Multi-Family Moderate Income | Existing | Space Heating | Natural Gas | Boiler | E2 | RVT BC Ratio | 1.2945 | 1.2947 | 1 | 1 | 1 | 1 | 1 | 1 | 1 | 1 | 1 | 1 | 1 | 1 | 1 | 1 | 1 | 1 | 1 | 1 | 1 | 1 | 1 | 1 | 1 | 1 | 1 | 1 | 1 | 1 | 1 | 1 | 1
F4_Residential_Multi-Family Moderate Income_Existing_Space Heating_Natural Gas_Boiler_E3 | F4 | Residential | Multi-Family Moderate Income | Existing | Space Heating | Natural Gas | Boiler | E3 | RVT BC Ratio | 1.2684 | 1.2686 | 1.2327 | 1.2331 | 1.2323 | 1.232 | 1.2322 | 1.2321 | 1.2321 | 1.232 | 1.2318 | 1.2314 | 1.2309 | 1.2304 | 1.2298 | 1.2292 | 1.2285 | 1.2278 | 1.2271 | 1.2264 | 1.2257 | 1.2249 | 1.224 | 1.2231 | 1.2222 | 1.2211 | 1.22 | 1.2189 | 1.2177 | 1.216 | 1.2137 | 1.2109 | 1.2074
F4_Residential_Multi-Family Moderate Income_Existing_Space Heating_Natural Gas_Boiler_E4 | F4 | Residential | Multi-Family Moderate Income | Existing | Space Heating | Natural Gas | Boiler | E4 | RVT BC Ratio | 1.6217 | 1.6222 | 1.9565 | 1.9583 | 1.9551 | 1.9539 | 1.9544 | 1.9542 | 1.9542 | 1.9538 | 1.9528 | 1.9512 | 1.9494 | 1.9473 | 1.9448 | 1.9421 | 1.9394 | 1.9367 | 1.9337 | 1.9309 | 1.9278 | 1.9246 | 1.921 | 1.9174 | 1.9134 | 1.9091 | 1.9046 | 1.9 | 1.8949 | 1.8879 | 1.8785 | 1.8671 | 1.8528
F4_Residential_Multi-Family Moderate Income_Existing_Space Heating_Natural Gas_Boiler_E5 | F4 | Residential | Multi-Family Moderate Income | Existing | Space Heating | Natural Gas | Boiler | E5 | RVT BC Ratio | 1.742 | 1.7427 | 1.9987 | 2.0005 | 1.9973 | 1.996 | 1.9965 | 1.9963 | 1.9963 | 1.9958 | 1.9948 | 1.9932 | 1.9913 | 1.989 | 1.9864 | 1.9837 | 1.9808 | 1.978 | 1.9749 | 1.972 | 1.9687 | 1.9653 | 1.9616 | 1.9579 | 1.9537 | 1.9492 | 1.9445 | 1.9397 | 1.9344 | 1.9271 | 1.9173 | 1.9053 | 1.8904
F4_Residential_Multi-Family Moderate Income_Existing_Space Heating_Natural Gas_Boiler_E6 | F4 | Residential | Multi-Family Moderate Income | Existing | Space Heating | Natural Gas | Boiler | E6 | RVT BC Ratio | 1.1602 | 1.1604 | 1.1557 | 1.1558 | 1.1558 | 1.1556 | 1.1555 | 1.1551 | 1.1546 | 1.154 | 1.1531 | 1.1521 | 1.1508 | 1.1494 | 1.1478 | 1.1464 | 1.1451 | 1.1441 | 1.1432 | 1.1426 | 1.1423 | 1.1422 | 1.1421 | 1.1421 | 1.142 | 1.1419 | 1.1418 | 1.1418 | 1.1417 | 1.1407 | 1.1388 | 1.1359 | 1.132
F4_Residential_Multi-Family Moderate Income_Existing_Space Heating_Natural Gas_Boiler_E7 | F4 | Residential | Multi-Family Moderate Income | Existing | Space Heating | Natural Gas | Boiler | E7 | RVT BC Ratio | 1.5532 | 1.5538 | 1.5804 | 1.5812 | 1.5798 | 1.579 | 1.5787 | 1.5778 | 1.5768 | 1.5752 | 1.5731 | 1.5706 | 1.5681 | 1.5653 | 1.5626 | 1.5601 | 1.5579 | 1.556 | 1.5543 | 1.5531 | 1.5518 | 1.5504 | 1.5489 | 1.5473 | 1.5456 | 1.5438 | 1.5419 | 1.5399 | 1.5377 | 1.5332 | 1.526 | 1.5161 | 1.5032
F4_Residential_Multi-Family Moderate Income_Existing_Space Heating_Natural Gas_Boiler_E8 | F4 | Residential | Multi-Family Moderate Income | Existing | Space Heating | Natural Gas | Boiler | E8 | RVT BC Ratio | 1.6 | 1.6006 | 1.6295 | 1.6305 | 1.6288 | 1.628 | 1.6278 | 1.6271 | 1.6263 | 1.625 | 1.6232 | 1.621 | 1.6187 | 1.6161 | 1.6136 | 1.6111 | 1.6089 | 1.6069 | 1.6051 | 1.6036 | 1.602 | 1.6003 | 1.5985 | 1.5966 | 1.5945 | 1.5923 | 1.5899 | 1.5875 | 1.5849 | 1.58 | 1.5727 | 1.5629 | 1.5503
F4_Residential_Multi-Family Moderate Income_Existing_Space Heating_Natural Gas_Boiler_E9 | F4 | Residential | Multi-Family Moderate Income | Existing | Space Heating | Natural Gas | Boiler | E9 | RVT BC Ratio | 0 | 0 | 0 | 0 | 0 | 0 | 0 | 0 | 0 | 0 | 0 | 0 | 0 | 0 | 0 | 0 | 0 | 0 | 0 | 0 | 0 | 0 | 0 | 0 | 0 | 0 | 0 | 0 | 0 | 0 | 0 | 0 | 0
F4_Residential_Multi-Family Moderate Income_Existing_Space Heating_Natural Gas_Boiler_E10 | F4 | Residential | Multi-Family Moderate Income | Existing | Space Heating | Natural Gas | Boiler | E10 | RVT BC Ratio | 0 | 0 | 0 | 0 | 0 | 0 | 0 | 0 | 0 | 0 | 0 | 0 | 0 | 0 | 0 | 0 | 0 | 0 | 0 | 0 | 0 | 0 | 0 | 0 | 0 | 0 | 0 | 0 | 0 | 0 | 0 | 0 | 0
F5_Residential_Multi-Family Moderate Income_Existing_Space Heating_Natural Gas_Boiler_E1 | F5 | Residential | Multi-Family Moderate Income | Existing | Space Heating | Natural Gas | Boiler | E1 | RIM BC Ratio | 1 | 1 | 0 | 0 | 0 | 0 | 0 | 0 | 0 | 0 | 0 | 0 | 0 | 0 | 0 | 0 | 0 | 0 | 0 | 0 | 0 | 0 | 0 | 0 | 0 | 0 | 0 | 0 | 0 | 0 | 0 | 0 | 0
F5_Residential_Multi-Family Moderate Income_Existing_Space Heating_Natural Gas_Boiler_E2 | F5 | Residential | Multi-Family Moderate Income | Existing | Space Heating | Natural Gas | Boiler | E2 | RIM BC Ratio | 0.19735 | 0.1975 | 1 | 1 | 1 | 1 | 1 | 1 | 1 | 1 | 1 | 1 | 1 | 1 | 1 | 1 | 1 | 1 | 1 | 1 | 1 | 1 | 1 | 1 | 1 | 1 | 1 | 1 | 1 | 1 | 1 | 1 | 1
F5_Residential_Multi-Family Moderate Income_Existing_Space Heating_Natural Gas_Boiler_E3 | F5 | Residential | Multi-Family Moderate Income | Existing | Space Heating | Natural Gas | Boiler | E3 | RIM BC Ratio | 0.18307 | 0.1832 | 0.16266 | 0.16291 | 0.16247 | 0.16229 | 0.16237 | 0.16233 | 0.16234 | 0.16227 | 0.16213 | 0.1619 | 0.16165 | 0.16134 | 0.16098 | 0.16061 | 0.16021 | 0.15982 | 0.15941 | 0.159 | 0.15855 | 0.15809 | 0.15757 | 0.15705 | 0.15647 | 0.15586 | 0.15521 | 0.15453 | 0.15379 | 0.15307 | 0.15233 | 0.15162 | 0.15087
F5_Residential_Multi-Family Moderate Income_Existing_Space Heating_Natural Gas_Boiler_E4 | F5 | Residential | Multi-Family Moderate Income | Existing | Space Heating | Natural Gas | Boiler | E4 | RIM BC Ratio | 0.34181 | 0.34202 | 0.44426 | 0.44472 | 0.44391 | 0.4436 | 0.44373 | 0.44366 | 0.44368 | 0.44355 | 0.4433 | 0.44289 | 0.44242 | 0.44186 | 0.44121 | 0.44052 | 0.43979 | 0.43908 | 0.43832 | 0.43757 | 0.43674 | 0.43588 | 0.43493 | 0.43397 | 0.43289 | 0.43174 | 0.43053 | 0.42927 | 0.42787 | 0.42678 | 0.42595 | 0.42547 | 0.42526
F5_Residential_Multi-Family Moderate Income_Existing_Space Heating_Natural Gas_Boiler_E5 | F5 | Residential | Multi-Family Moderate Income | Existing | Space Heating | Natural Gas | Boiler | E5 | RIM BC Ratio | 0.3827 | 0.38292 | 0.45496 | 0.45541 | 0.4546 | 0.45429 | 0.45442 | 0.45435 | 0.45437 | 0.45424 | 0.45398 | 0.45358 | 0.45311 | 0.45254 | 0.45189 | 0.4512 | 0.45047 | 0.44975 | 0.44898 | 0.44823 | 0.4474 | 0.44654 | 0.44558 | 0.44461 | 0.44353 | 0.44237 | 0.44115 | 0.43988 | 0.43848 | 0.4374 | 0.4366 | 0.43617 | 0.43602
F5_Residential_Multi-Family Moderate Income_Existing_Space Heating_Natural Gas_Boiler_E6 | F5 | Residential | Multi-Family Moderate Income | Existing | Space Heating | Natural Gas | Boiler | E6 | RIM BC Ratio | 0.11795 | 0.11807 | 0.11501 | 0.1151 | 0.11507 | 0.115 | 0.11487 | 0.11465 | 0.11433 | 0.11391 | 0.11335 | 0.11267 | 0.11184 | 0.11087 | 0.10982 | 0.10888 | 0.10805 | 0.10735 | 0.10679 | 0.10639 | 0.10616 | 0.10612 | 0.10607 | 0.10603 | 0.10598 | 0.10593 | 0.10587 | 0.10582 | 0.10575 | 0.10576 | 0.10583 | 0.10597 | 0.10619
F5_Residential_Multi-Family Moderate Income_Existing_Space Heating_Natural Gas_Boiler_E7 | F5 | Residential | Multi-Family Moderate Income | Existing | Space Heating | Natural Gas | Boiler | E7 | RIM BC Ratio | 0.31604 | 0.31627 | 0.3265 | 0.32683 | 0.3263 | 0.326 | 0.32588 | 0.32554 | 0.32514 | 0.32454 | 0.32373 | 0.3228 | 0.32181 | 0.32075 | 0.31971 | 0.31875 | 0.31787 | 0.31714 | 0.3165 | 0.31602 | 0.3155 | 0.31496 | 0.31436 | 0.31375 | 0.31307 | 0.31235 | 0.31159 | 0.31081 | 0.30994 | 0.30944 | 0.30931 | 0.30961 | 0.31032
F5_Residential_Multi-Family Moderate Income_Existing_Space Heating_Natural Gas_Boiler_E8 | F5 | Residential | Multi-Family Moderate Income | Existing | Space Heating | Natural Gas | Boiler | E8 | RIM BC Ratio | 0.33388 | 0.33411 | 0.34464 | 0.345 | 0.34439 | 0.34409 | 0.34404 | 0.34377 | 0.34349 | 0.34301 | 0.34235 | 0.34157 | 0.34072 | 0.33979 | 0.33886 | 0.33798 | 0.33715 | 0.33642 | 0.33575 | 0.33521 | 0.33461 | 0.33399 | 0.3333 | 0.3326 | 0.33182 | 0.331 | 0.33012 | 0.32922 | 0.32822 | 0.32757 | 0.32724 | 0.32732 | 0.32775
F5_Residential_Multi-Family Moderate Income_Existing_Space Heating_Natural Gas_Boiler_E9 | F5 | Residential | Multi-Family Moderate Income | Existing | Space Heating | Natural Gas | Boiler | E9 | RIM BC Ratio | 0 | 0 | 0 | 0 | 0 | 0 | 0 | 0 | 0 | 0 | 0 | 0 | 0 | 0 | 0 | 0 | 0 | 0 | 0 | 0 | 0 | 0 | 0 | 0 | 0 | 0 | 0 | 0 | 0 | 0 | 0 | 0 | 0
F5_Residential_Multi-Family Moderate Income_Existing_Space Heating_Natural Gas_Boiler_E10 | F5 | Residential | Multi-Family Moderate Income | Existing | Space Heating | Natural Gas | Boiler | E10 | RIM BC Ratio | 0 | 0 | 0 | 0 | 0 | 0 | 0 | 0 | 0 | 0 | 0 | 0 | 0 | 0 | 0 | 0 | 0 | 0 | 0 | 0 | 0 | 0 | 0 | 0 | 0 | 0 | 0 | 0 | 0 | 0 | 0 | 0 | 0
F0_Residential_Multi-Family Moderate Income_Existing_Secondary Heating_Natural Gas_Fireplace_E0 | F0 | Residential | Multi-Family Moderate Income | Existing | Secondary Heating | Natural Gas | Fireplace | E0 | Economic Unit | Baseline (>50% FE) | Baseline (>50% FE) | Baseline (>50% FE) | Baseline (>50% FE) | Baseline (>50% FE) | Baseline (>50% FE) | Baseline (>50% FE) | Baseline (>50% FE) | Baseline (>50% FE) | Baseline (>50% FE) | Baseline (>50% FE) | Baseline (>50% FE) | Baseline (>50% FE) | Baseline (>50% FE) | Baseline (>50% FE) | Baseline (>50% FE) | Baseline (>50% FE) | Baseline (>50% FE) | Baseline (>50% FE) | Baseline (>50% FE) | Baseline (>50% FE) | Baseline (>50% FE) | Baseline (>50% FE) | Baseline (>50% FE) | Baseline (>50% FE) | Baseline (>50% FE) | Baseline (>50% FE) | Baseline (>50% FE) | Baseline (>50% FE) | Baseline (>50% FE) | Baseline (>50% FE) | Baseline (>50% FE) | Baseline (>50% FE)
F1_Residential_Multi-Family Moderate Income_Existing_Secondary Heating_Natural Gas_Fireplace_E1 | F1 | Residential | Multi-Family Moderate Income | Existing | Secondary Heating | Natural Gas | Fireplace | E1 | CCE | 0 | 0 | 0 | 0 | 0 | 0 | 0 | 0 | 0 | 0 | 0 | 0 | 0 | 0 | 0 | 0 | 0 | 0 | 0 | 0 | 0 | 0 | 0 | 0 | 0 | 0 | 0 | 0 | 0 | 0 | 0 | 0 | 0
F1_Residential_Multi-Family Moderate Income_Existing_Secondary Heating_Natural Gas_Fireplace_E2 | F1 | Residential | Multi-Family Moderate Income | Existing | Secondary Heating | Natural Gas | Fireplace | E2 | CCE | 3.317 | 3.4191 | 3.3586 | 3.0872 | 3.0954 | 3.1038 | 3.1122 | 3.1207 | 3.1293 | 3.1379 | 3.1466 | 3.1554 | 3.1643 | 3.1732 | 3.1822 | 3.1913 | 3.2004 | 3.2097 | 3.219 | 3.2284 | 3.2379 | 3.2474 | 3.2571 | 3.2668 | 3.2766 | 3.2865 | 3.2965 | 3.3066 | 3.3168 | 3.3271 | 3.3375 | 3.3479 | 3.3479
F1_Residential_Multi-Family Moderate Income_Existing_Secondary Heating_Natural Gas_Fireplace_E3 | F1 | Residential | Multi-Family Moderate Income | Existing | Secondary Heating | Natural Gas | Fireplace | E3 | CCE | 3.3344 | 3.437 | 3.3762 | 3.1034 | 3.1117 | 3.1201 | 3.1286 | 3.1371 | 3.1457 | 3.1544 | 3.1631 | 3.172 | 3.1809 | 3.1898 | 3.1989 | 3.208 | 3.2172 | 3.2265 | 3.2359 | 3.2453 | 3.2549 | 3.2645 | 3.2742 | 3.2839 | 3.2938 | 3.3038 | 3.3138 | 3.324 | 3.3342 | 3.3445 | 3.355 | 3.3655 | 3.3655
F1_Residential_Multi-Family Moderate Income_Existing_Secondary Heating_Natural Gas_Fireplace_E4 | F1 | Residential | Multi-Family Moderate Income | Existing | Secondary Heating | Natural Gas | Fireplace | E4 | CCE | 0 | 0 | 0 | 0 | 0 | 0 | 0 | 0 | 0 | 0 | 0 | 0 | 0 | 0 | 0 | 0 | 0 | 0 | 0 | 0 | 0 | 0 | 0 | 0 | 0 | 0 | 0 | 0 | 0 | 0 | 0 | 0 | 0
F1_Residential_Multi-Family Moderate Income_Existing_Secondary Heating_Natural Gas_Fireplace_E5 | F1 | Residential | Multi-Family Moderate Income | Existing | Secondary Heating | Natural Gas | Fireplace | E5 | CCE | 0 | 0 | 0 | 0 | 0 | 0 | 0 | 0 | 0 | 0 | 0 | 0 | 0 | 0 | 0 | 0 | 0 | 0 | 0 | 0 | 0 | 0 | 0 | 0 | 0 | 0 | 0 | 0 | 0 | 0 | 0 | 0 | 0
F1_Residential_Multi-Family Moderate Income_Existing_Secondary Heating_Natural Gas_Fireplace_E6 | F1 | Residential | Multi-Family Moderate Income | Existing | Secondary Heating | Natural Gas | Fireplace | E6 | CCE | 0 | 0 | 0 | 0 | 0 | 0 | 0 | 0 | 0 | 0 | 0 | 0 | 0 | 0 | 0 | 0 | 0 | 0 | 0 | 0 | 0 | 0 | 0 | 0 | 0 | 0 | 0 | 0 | 0 | 0 | 0 | 0 | 0
F1_Residential_Multi-Family Moderate Income_Existing_Secondary Heating_Natural Gas_Fireplace_E7 | F1 | Residential | Multi-Family Moderate Income | Existing | Secondary Heating | Natural Gas | Fireplace | E7 | CCE | 0 | 0 | 0 | 0 | 0 | 0 | 0 | 0 | 0 | 0 | 0 | 0 | 0 | 0 | 0 | 0 | 0 | 0 | 0 | 0 | 0 | 0 | 0 | 0 | 0 | 0 | 0 | 0 | 0 | 0 | 0 | 0 | 0
F1_Residential_Multi-Family Moderate Income_Existing_Secondary Heating_Natural Gas_Fireplace_E8 | F1 | Residential | Multi-Family Moderate Income | Existing | Secondary Heating | Natural Gas | Fireplace | E8 | CCE | 0 | 0 | 0 | 0 | 0 | 0 | 0 | 0 | 0 | 0 | 0 | 0 | 0 | 0 | 0 | 0 | 0 | 0 | 0 | 0 | 0 | 0 | 0 | 0 | 0 | 0 | 0 | 0 | 0 | 0 | 0 | 0 | 0
F1_Residential_Multi-Family Moderate Income_Existing_Secondary Heating_Natural Gas_Fireplace_E9 | F1 | Residential | Multi-Family Moderate Income | Existing | Secondary Heating | Natural Gas | Fireplace | E9 | CCE | 0 | 0 | 0 | 0 | 0 | 0 | 0 | 0 | 0 | 0 | 0 | 0 | 0 | 0 | 0 | 0 | 0 | 0 | 0 | 0 | 0 | 0 | 0 | 0 | 0 | 0 | 0 | 0 | 0 | 0 | 0 | 0 | 0
F1_Residential_Multi-Family Moderate Income_Existing_Secondary Heating_Natural Gas_Fireplace_E10 | F1 | Residential | Multi-Family Moderate Income | Existing | Secondary Heating | Natural Gas | Fireplace | E10 | CCE | 0 | 0 | 0 | 0 | 0 | 0 | 0 | 0 | 0 | 0 | 0 | 0 | 0 | 0 | 0 | 0 | 0 | 0 | 0 | 0 | 0 | 0 | 0 | 0 | 0 | 0 | 0 | 0 | 0 | 0 | 0 | 0 | 0
F2_Residential_Multi-Family Moderate Income_Existing_Secondary Heating_Natural Gas_Fireplace_E1 | F2 | Residential | Multi-Family Moderate Income | Existing | Secondary Heating | Natural Gas | Fireplace | E1 | TRC BC Ratio | bar: 2019 to 2051
F2_Residential_Multi-Family Moderate Income_Existing_Secondary Heating_Natural Gas_Fireplace_E2 | F2 | Residential | Multi-Family Moderate Income | Existing | Secondary Heating | Natural Gas | Fireplace | E2 | TRC BC Ratio | 0.48954 | 0.49122 | 0.49427 | 0.49686 | 0.49623 | 0.49752 | 0.50059 | 0.50323 | 0.50648 | 0.50956 | 0.51256 | 0.51541 | 0.51849 | 0.52141 | 0.52387 | 0.52606 | 0.52791 | 0.52957 | 0.53076 | 0.5317 | 0.53198 | 0.53173 | 0.53106 | 0.53027 | 0.52899 | 0.52736 | 0.52539 | 0.52316 | 0.52037 | 0.51728 | 0.51363 | 0.5097 | 0.50501
F2_Residential_Multi-Family Moderate Income_Existing_Secondary Heating_Natural Gas_Fireplace_E3 | F2 | Residential | Multi-Family Moderate Income | Existing | Secondary Heating | Natural Gas | Fireplace | E3 | TRC BC Ratio | 0.48699 | 0.48865 | 0.49169 | 0.49426 | 0.49364 | 0.49492 | 0.49797 | 0.5006 | 0.50383 | 0.5069 | 0.50989 | 0.51272 | 0.51578 | 0.51869 | 0.52114 | 0.52331 | 0.52515 | 0.5268 | 0.52799 | 0.52892 | 0.5292 | 0.52896 | 0.52829 | 0.52751 | 0.52623 | 0.52461 | 0.52265 | 0.52043 | 0.51765 | 0.51458 | 0.51095 | 0.50704 | 0.50237
F2_Residential_Multi-Family Moderate Income_Existing_Secondary Heating_Natural Gas_Fireplace_E4 | F2 | Residential | Multi-Family Moderate Income | Existing | Secondary Heating | Natural Gas | Fireplace | E4 | TRC BC Ratio | 0 | 0 | 0 | 0 | 0 | 0 | 0 | 0 | 0 | 0 | 0 | 0 | 0 | 0 | 0 | 0 | 0 | 0 | 0 | 0 | 0 | 0 | 0 | 0 | 0 | 0 | 0 | 0 | 0 | 0 | 0 | 0 | 0
F2_Residential_Multi-Family Moderate Income_Existing_Secondary Heating_Natural Gas_Fireplace_E5 | F2 | Residential | Multi-Family Moderate Income | Existing | Secondary Heating | Natural Gas | Fireplace | E5 | TRC BC Ratio | 0 | 0 | 0 | 0 | 0 | 0 | 0 | 0 | 0 | 0 | 0 | 0 | 0 | 0 | 0 | 0 | 0 | 0 | 0 | 0 | 0 | 0 | 0 | 0 | 0 | 0 | 0 | 0 | 0 | 0 | 0 | 0 | 0
F2_Residential_Multi-Family Moderate Income_Existing_Secondary Heating_Natural Gas_Fireplace_E6 | F2 | Residential | Multi-Family Moderate Income | Existing | Secondary Heating | Natural Gas | Fireplace | E6 | TRC BC Ratio | 0 | 0 | 0 | 0 | 0 | 0 | 0 | 0 | 0 | 0 | 0 | 0 | 0 | 0 | 0 | 0 | 0 | 0 | 0 | 0 | 0 | 0 | 0 | 0 | 0 | 0 | 0 | 0 | 0 | 0 | 0 | 0 | 0
F2_Residential_Multi-Family Moderate Income_Existing_Secondary Heating_Natural Gas_Fireplace_E7 | F2 | Residential | Multi-Family Moderate Income | Existing | Secondary Heating | Natural Gas | Fireplace | E7 | TRC BC Ratio | 0 | 0 | 0 | 0 | 0 | 0 | 0 | 0 | 0 | 0 | 0 | 0 | 0 | 0 | 0 | 0 | 0 | 0 | 0 | 0 | 0 | 0 | 0 | 0 | 0 | 0 | 0 | 0 | 0 | 0 | 0 | 0 | 0
F2_Residential_Multi-Family Moderate Income_Existing_Secondary Heating_Natural Gas_Fireplace_E8 | F2 | Residential | Multi-Family Moderate Income | Existing | Secondary Heating | Natural Gas | Fireplace | E8 | TRC BC Ratio | 0 | 0 | 0 | 0 | 0 | 0 | 0 | 0 | 0 | 0 | 0 | 0 | 0 | 0 | 0 | 0 | 0 | 0 | 0 | 0 | 0 | 0 | 0 | 0 | 0 | 0 | 0 | 0 | 0 | 0 | 0 | 0 | 0
F2_Residential_Multi-Family Moderate Income_Existing_Secondary Heating_Natural Gas_Fireplace_E9 | F2 | Residential | Multi-Family Moderate Income | Existing | Secondary Heating | Natural Gas | Fireplace | E9 | TRC BC Ratio | 0 | 0 | 0 | 0 | 0 | 0 | 0 | 0 | 0 | 0 | 0 | 0 | 0 | 0 | 0 | 0 | 0 | 0 | 0 | 0 | 0 | 0 | 0 | 0 | 0 | 0 | 0 | 0 | 0 | 0 | 0 | 0 | 0
F2_Residential_Multi-Family Moderate Income_Existing_Secondary Heating_Natural Gas_Fireplace_E10 | F2 | Residential | Multi-Family Moderate Income | Existing | Secondary Heating | Natural Gas | Fireplace | E10 | TRC BC Ratio | 0 | 0 | 0 | 0 | 0 | 0 | 0 | 0 | 0 | 0 | 0 | 0 | 0 | 0 | 0 | 0 | 0 | 0 | 0 | 0 | 0 | 0 | 0 | 0 | 0 | 0 | 0 | 0 | 0 | 0 | 0 | 0 | 0
F3_Residential_Multi-Family Moderate Income_Existing_Secondary Heating_Natural Gas_Fireplace_E1 | F3 | Residential | Multi-Family Moderate Income | Existing | Secondary Heating | Natural Gas | Fireplace | E1 | PACT BC Ratio | bar: 2019 to 2051
F3_Residential_Multi-Family Moderate Income_Existing_Secondary Heating_Natural Gas_Fireplace_E2 | F3 | Residential | Multi-Family Moderate Income | Existing | Secondary Heating | Natural Gas | Fireplace | E2 | PACT BC Ratio | 0.89628 | 0.89935 | 0.90494 | 0.90968 | 0.90853 | 0.91089 | 0.9165 | 0.92134 | 0.92729 | 0.93293 | 0.93843 | 0.94365 | 0.94929 | 0.95463 | 0.95914 | 0.96314 | 0.96653 | 0.96957 | 0.97175 | 0.97347 | 0.97398 | 0.97353 | 0.9723 | 0.97086 | 0.96851 | 0.96553 | 0.96192 | 0.95784 | 0.95273 | 0.94708 | 0.94039 | 0.93319 | 0.9246
F3_Residential_Multi-Family Moderate Income_Existing_Secondary Heating_Natural Gas_Fireplace_E3 | F3 | Residential | Multi-Family Moderate Income | Existing | Secondary Heating | Natural Gas | Fireplace | E3 | PACT BC Ratio | 0.89161 | 0.89465 | 0.90022 | 0.90493 | 0.90378 | 0.90613 | 0.91172 | 0.91653 | 0.92245 | 0.92806 | 0.93353 | 0.93872 | 0.94433 | 0.94964 | 0.95413 | 0.95811 | 0.96148 | 0.9645 | 0.96668 | 0.96839 | 0.9689 | 0.96845 | 0.96723 | 0.96579 | 0.96345 | 0.96049 | 0.9569 | 0.95284 | 0.94775 | 0.94213 | 0.93548 | 0.92832 | 0.91977
F3_Residential_Multi-Family Moderate Income_Existing_Secondary Heating_Natural Gas_Fireplace_E4 | F3 | Residential | Multi-Family Moderate Income | Existing | Secondary Heating | Natural Gas | Fireplace | E4 | PACT BC Ratio | 0 | 0 | 0 | 0 | 0 | 0 | 0 | 0 | 0 | 0 | 0 | 0 | 0 | 0 | 0 | 0 | 0 | 0 | 0 | 0 | 0 | 0 | 0 | 0 | 0 | 0 | 0 | 0 | 0 | 0 | 0 | 0 | 0
F3_Residential_Multi-Family Moderate Income_Existing_Secondary Heating_Natural Gas_Fireplace_E5 | F3 | Residential | Multi-Family Moderate Income | Existing | Secondary Heating | Natural Gas | Fireplace | E5 | PACT BC Ratio | 0 | 0 | 0 | 0 | 0 | 0 | 0 | 0 | 0 | 0 | 0 | 0 | 0 | 0 | 0 | 0 | 0 | 0 | 0 | 0 | 0 | 0 | 0 | 0 | 0 | 0 | 0 | 0 | 0 | 0 | 0 | 0 | 0
F3_Residential_Multi-Family Moderate Income_Existing_Secondary Heating_Natural Gas_Fireplace_E6 | F3 | Residential | Multi-Family Moderate Income | Existing | Secondary Heating | Natural Gas | Fireplace | E6 | PACT BC Ratio | 0 | 0 | 0 | 0 | 0 | 0 | 0 | 0 | 0 | 0 | 0 | 0 | 0 | 0 | 0 | 0 | 0 | 0 | 0 | 0 | 0 | 0 | 0 | 0 | 0 | 0 | 0 | 0 | 0 | 0 | 0 | 0 | 0
F3_Residential_Multi-Family Moderate Income_Existing_Secondary Heating_Natural Gas_Fireplace_E7 | F3 | Residential | Multi-Family Moderate Income | Existing | Secondary Heating | Natural Gas | Fireplace | E7 | PACT BC Ratio | 0 | 0 | 0 | 0 | 0 | 0 | 0 | 0 | 0 | 0 | 0 | 0 | 0 | 0 | 0 | 0 | 0 | 0 | 0 | 0 | 0 | 0 | 0 | 0 | 0 | 0 | 0 | 0 | 0 | 0 | 0 | 0 | 0
F3_Residential_Multi-Family Moderate Income_Existing_Secondary Heating_Natural Gas_Fireplace_E8 | F3 | Residential | Multi-Family Moderate Income | Existing | Secondary Heating | Natural Gas | Fireplace | E8 | PACT BC Ratio | 0 | 0 | 0 | 0 | 0 | 0 | 0 | 0 | 0 | 0 | 0 | 0 | 0 | 0 | 0 | 0 | 0 | 0 | 0 | 0 | 0 | 0 | 0 | 0 | 0 | 0 | 0 | 0 | 0 | 0 | 0 | 0 | 0
F3_Residential_Multi-Family Moderate Income_Existing_Secondary Heating_Natural Gas_Fireplace_E9 | F3 | Residential | Multi-Family Moderate Income | Existing | Secondary Heating | Natural Gas | Fireplace | E9 | PACT BC Ratio | 0 | 0 | 0 | 0 | 0 | 0 | 0 | 0 | 0 | 0 | 0 | 0 | 0 | 0 | 0 | 0 | 0 | 0 | 0 | 0 | 0 | 0 | 0 | 0 | 0 | 0 | 0 | 0 | 0 | 0 | 0 | 0 | 0
F3_Residential_Multi-Family Moderate Income_Existing_Secondary Heating_Natural Gas_Fireplace_E10 | F3 | Residential | Multi-Family Moderate Income | Existing | Secondary Heating | Natural Gas | Fireplace | E10 | PACT BC Ratio | 0 | 0 | 0 | 0 | 0 | 0 | 0 | 0 | 0 | 0 | 0 | 0 | 0 | 0 | 0 | 0 | 0 | 0 | 0 | 0 | 0 | 0 | 0 | 0 | 0 | 0 | 0 | 0 | 0 | 0 | 0 | 0 | 0
F4_Residential_Multi-Family Moderate Income_Existing_Secondary Heating_Natural Gas_Fireplace_E1 | F4 | Residential | Multi-Family Moderate Income | Existing | Secondary Heating | Natural Gas | Fireplace | E1 | RVT BC Ratio | bar: 2019 to 2051
F4_Residential_Multi-Family Moderate Income_Existing_Secondary Heating_Natural Gas_Fireplace_E2 | F4 | Residential | Multi-Family Moderate Income | Existing | Secondary Heating | Natural Gas | Fireplace | E2 | RVT BC Ratio | 1.0419 | 1.0439 | 1.0476 | 1.0507 | 1.0499 | 1.0515 | 1.0552 | 1.0583 | 1.0622 | 1.0659 | 1.0695 | 1.0729 | 1.0766 | 1.0801 | 1.0831 | 1.0857 | 1.0879 | 1.0899 | 1.0913 | 1.0924 | 1.0928 | 1.0925 | 1.0917 | 1.0907 | 1.0892 | 1.0872 | 1.0849 | 1.0822 | 1.0789 | 1.0752 | 1.0708 | 1.0661 | 1.0605
F4_Residential_Multi-Family Moderate Income_Existing_Secondary Heating_Natural Gas_Fireplace_E3 | F4 | Residential | Multi-Family Moderate Income | Existing | Secondary Heating | Natural Gas | Fireplace | E3 | RVT BC Ratio | 1.0389 | 1.0409 | 1.0445 | 1.0476 | 1.0468 | 1.0484 | 1.052 | 1.0552 | 1.0591 | 1.0627 | 1.0663 | 1.0697 | 1.0734 | 1.0768 | 1.0798 | 1.0824 | 1.0846 | 1.0866 | 1.088 | 1.0891 | 1.0894 | 1.0892 | 1.0884 | 1.0874 | 1.0859 | 1.0839 | 1.0816 | 1.0789 | 1.0756 | 1.0719 | 1.0676 | 1.0629 | 1.0573
F4_Residential_Multi-Family Moderate Income_Existing_Secondary Heating_Natural Gas_Fireplace_E4 | F4 | Residential | Multi-Family Moderate Income | Existing | Secondary Heating | Natural Gas | Fireplace | E4 | RVT BC Ratio | 0 | 0 | 0 | 0 | 0 | 0 | 0 | 0 | 0 | 0 | 0 | 0 | 0 | 0 | 0 | 0 | 0 | 0 | 0 | 0 | 0 | 0 | 0 | 0 | 0 | 0 | 0 | 0 | 0 | 0 | 0 | 0 | 0
F4_Residential_Multi-Family Moderate Income_Existing_Secondary Heating_Natural Gas_Fireplace_E5 | F4 | Residential | Multi-Family Moderate Income | Existing | Secondary Heating | Natural Gas | Fireplace | E5 | RVT BC Ratio | 0 | 0 | 0 | 0 | 0 | 0 | 0 | 0 | 0 | 0 | 0 | 0 | 0 | 0 | 0 | 0 | 0 | 0 | 0 | 0 | 0 | 0 | 0 | 0 | 0 | 0 | 0 | 0 | 0 | 0 | 0 | 0 | 0
F4_Residential_Multi-Family Moderate Income_Existing_Secondary Heating_Natural Gas_Fireplace_E6 | F4 | Residential | Multi-Family Moderate Income | Existing | Secondary Heating | Natural Gas | Fireplace | E6 | RVT BC Ratio | 0 | 0 | 0 | 0 | 0 | 0 | 0 | 0 | 0 | 0 | 0 | 0 | 0 | 0 | 0 | 0 | 0 | 0 | 0 | 0 | 0 | 0 | 0 | 0 | 0 | 0 | 0 | 0 | 0 | 0 | 0 | 0 | 0
F4_Residential_Multi-Family Moderate Income_Existing_Secondary Heating_Natural Gas_Fireplace_E7 | F4 | Residential | Multi-Family Moderate Income | Existing | Secondary Heating | Natural Gas | Fireplace | E7 | RVT BC Ratio | 0 | 0 | 0 | 0 | 0 | 0 | 0 | 0 | 0 | 0 | 0 | 0 | 0 | 0 | 0 | 0 | 0 | 0 | 0 | 0 | 0 | 0 | 0 | 0 | 0 | 0 | 0 | 0 | 0 | 0 | 0 | 0 | 0
F4_Residential_Multi-Family Moderate Income_Existing_Secondary Heating_Natural Gas_Fireplace_E8 | F4 | Residential | Multi-Family Moderate Income | Existing | Secondary Heating | Natural Gas | Fireplace | E8 | RVT BC Ratio | 0 | 0 | 0 | 0 | 0 | 0 | 0 | 0 | 0 | 0 | 0 | 0 | 0 | 0 | 0 | 0 | 0 | 0 | 0 | 0 | 0 | 0 | 0 | 0 | 0 | 0 | 0 | 0 | 0 | 0 | 0 | 0 | 0
F4_Residential_Multi-Family Moderate Income_Existing_Secondary Heating_Natural Gas_Fireplace_E9 | F4 | Residential | Multi-Family Moderate Income | Existing | Secondary Heating | Natural Gas | Fireplace | E9 | RVT BC Ratio | 0 | 0 | 0 | 0 | 0 | 0 | 0 | 0 | 0 | 0 | 0 | 0 | 0 | 0 | 0 | 0 | 0 | 0 | 0 | 0 | 0 | 0 | 0 | 0 | 0 | 0 | 0 | 0 | 0 | 0 | 0 | 0 | 0
F4_Residential_Multi-Family Moderate Income_Existing_Secondary Heating_Natural Gas_Fireplace_E10 | F4 | Residential | Multi-Family Moderate Income | Existing | Secondary Heating | Natural Gas | Fireplace | E10 | RVT BC Ratio | 0 | 0 | 0 | 0 | 0 | 0 | 0 | 0 | 0 | 0 | 0 | 0 | 0 | 0 | 0 | 0 | 0 | 0 | 0 | 0 | 0 | 0 | 0 | 0 | 0 | 0 | 0 | 0 | 0 | 0 | 0 | 0 | 0
F5_Residential_Multi-Family Moderate Income_Existing_Secondary Heating_Natural Gas_Fireplace_E1 | F5 | Residential | Multi-Family Moderate Income | Existing | Secondary Heating | Natural Gas | Fireplace | E1 | RIM BC Ratio | bar: 2019 to 2051
F5_Residential_Multi-Family Moderate Income_Existing_Secondary Heating_Natural Gas_Fireplace_E2 | F5 | Residential | Multi-Family Moderate Income | Existing | Secondary Heating | Natural Gas | Fireplace | E2 | RIM BC Ratio | 0.47301 | 0.47387 | 0.47541 | 0.47672 | 0.4764 | 0.47705 | 0.47859 | 0.4799 | 0.48151 | 0.48303 | 0.4845 | 0.48588 | 0.48737 | 0.48878 | 0.48996 | 0.491 | 0.49188 | 0.49267 | 0.49323 | 0.49367 | 0.4938 | 0.49369 | 0.49337 | 0.493 | 0.49239 | 0.49162 | 0.49068 | 0.48962 | 0.48828 | 0.48679 | 0.48502 | 0.4831 | 0.48078
F5_Residential_Multi-Family Moderate Income_Existing_Secondary Heating_Natural Gas_Fireplace_E3 | F5 | Residential | Multi-Family Moderate Income | Existing | Secondary Heating | Natural Gas | Fireplace | E3 | RIM BC Ratio | 0.47171 | 0.47256 | 0.47411 | 0.47541 | 0.47509 | 0.47574 | 0.47728 | 0.47859 | 0.4802 | 0.48172 | 0.48319 | 0.48457 | 0.48606 | 0.48747 | 0.48865 | 0.48969 | 0.49057 | 0.49135 | 0.49192 | 0.49236 | 0.49249 | 0.49238 | 0.49206 | 0.49169 | 0.49108 | 0.49031 | 0.48937 | 0.48831 | 0.48697 | 0.48548 | 0.48371 | 0.48179 | 0.47948
F5_Residential_Multi-Family Moderate Income_Existing_Secondary Heating_Natural Gas_Fireplace_E4 | F5 | Residential | Multi-Family Moderate Income | Existing | Secondary Heating | Natural Gas | Fireplace | E4 | RIM BC Ratio | 0 | 0 | 0 | 0 | 0 | 0 | 0 | 0 | 0 | 0 | 0 | 0 | 0 | 0 | 0 | 0 | 0 | 0 | 0 | 0 | 0 | 0 | 0 | 0 | 0 | 0 | 0 | 0 | 0 | 0 | 0 | 0 | 0
F5_Residential_Multi-Family Moderate Income_Existing_Secondary Heating_Natural Gas_Fireplace_E5 | F5 | Residential | Multi-Family Moderate Income | Existing | Secondary Heating | Natural Gas | Fireplace | E5 | RIM BC Ratio | 0 | 0 | 0 | 0 | 0 | 0 | 0 | 0 | 0 | 0 | 0 | 0 | 0 | 0 | 0 | 0 | 0 | 0 | 0 | 0 | 0 | 0 | 0 | 0 | 0 | 0 | 0 | 0 | 0 | 0 | 0 | 0 | 0
F5_Residential_Multi-Family Moderate Income_Existing_Secondary Heating_Natural Gas_Fireplace_E6 | F5 | Residential | Multi-Family Moderate Income | Existing | Secondary Heating | Natural Gas | Fireplace | E6 | RIM BC Ratio | 0 | 0 | 0 | 0 | 0 | 0 | 0 | 0 | 0 | 0 | 0 | 0 | 0 | 0 | 0 | 0 | 0 | 0 | 0 | 0 | 0 | 0 | 0 | 0 | 0 | 0 | 0 | 0 | 0 | 0 | 0 | 0 | 0
F5_Residential_Multi-Family Moderate Income_Existing_Secondary Heating_Natural Gas_Fireplace_E7 | F5 | Residential | Multi-Family Moderate Income | Existing | Secondary Heating | Natural Gas | Fireplace | E7 | RIM BC Ratio | 0 | 0 | 0 | 0 | 0 | 0 | 0 | 0 | 0 | 0 | 0 | 0 | 0 | 0 | 0 | 0 | 0 | 0 | 0 | 0 | 0 | 0 | 0 | 0 | 0 | 0 | 0 | 0 | 0 | 0 | 0 | 0 | 0
F5_Residential_Multi-Family Moderate Income_Existing_Secondary Heating_Natural Gas_Fireplace_E8 | F5 | Residential | Multi-Family Moderate Income | Existing | Secondary Heating | Natural Gas | Fireplace | E8 | RIM BC Ratio | 0 | 0 | 0 | 0 | 0 | 0 | 0 | 0 | 0 | 0 | 0 | 0 | 0 | 0 | 0 | 0 | 0 | 0 | 0 | 0 | 0 | 0 | 0 | 0 | 0 | 0 | 0 | 0 | 0 | 0 | 0 | 0 | 0
F5_Residential_Multi-Family Moderate Income_Existing_Secondary Heating_Natural Gas_Fireplace_E9 | F5 | Residential | Multi-Family Moderate Income | Existing | Secondary Heating | Natural Gas | Fireplace | E9 | RIM BC Ratio | 0 | 0 | 0 | 0 | 0 | 0 | 0 | 0 | 0 | 0 | 0 | 0 | 0 | 0 | 0 | 0 | 0 | 0 | 0 | 0 | 0 | 0 | 0 | 0 | 0 | 0 | 0 | 0 | 0 | 0 | 0 | 0 | 0
F5_Residential_Multi-Family Moderate Income_Existing_Secondary Heating_Natural Gas_Fireplace_E10 | F5 | Residential | Multi-Family Moderate Income | Existing | Secondary Heating | Natural Gas | Fireplace | E10 | RIM BC Ratio | 0 | 0 | 0 | 0 | 0 | 0 | 0 | 0 | 0 | 0 | 0 | 0 | 0 | 0 | 0 | 0 | 0 | 0 | 0 | 0 | 0 | 0 | 0 | 0 | 0 | 0 | 0 | 0 | 0 | 0 | 0 | 0 | 0
F0_Residential_Multi-Family Moderate Income_Existing_Water Heating_Natural Gas_Water Heater (<= 55 gal)_E0 | F0 | Residential | Multi-Family Moderate Income | Existing | Water Heating | Natural Gas | Water Heater (<= 55 gal) | E0 | Economic Unit | UEF 0.58 (Standard) | UEF 0.58 (Standard) | UEF 0.58 (Standard) | UEF 0.64 (ENERGY STAR 4.0) | UEF 0.64 (ENERGY STAR 4.0) | UEF 0.64 (ENERGY STAR 4.0) | UEF 0.64 (ENERGY STAR 4.0) | UEF 0.64 (ENERGY STAR 4.0) | UEF 0.64 (ENERGY STAR 4.0) | UEF 0.64 (ENERGY STAR 4.0) | UEF 0.64 (ENERGY STAR 4.0) | UEF 0.64 (ENERGY STAR 4.0) | UEF 0.64 (ENERGY STAR 4.0) | UEF 0.64 (ENERGY STAR 4.0) | UEF 0.87 (Instantaneous, ENERGY STAR 4.0) | UEF 0.87 (Instantaneous, ENERGY STAR 4.0) | UEF 0.87 (Instantaneous, ENERGY STAR 4.0) | UEF 0.87 (Instantaneous, ENERGY STAR 4.0) | UEF 0.87 (Instantaneous, ENERGY STAR 4.0) | UEF 0.87 (Instantaneous, ENERGY STAR 4.0) | UEF 0.87 (Instantaneous, ENERGY STAR 4.0) | UEF 0.87 (Instantaneous, ENERGY STAR 4.0) | UEF 0.87 (Instantaneous, ENERGY STAR 4.0) | UEF 0.87 (Instantaneous, ENERGY STAR 4.0) | UEF 0.87 (Instantaneous, ENERGY STAR 4.0) | UEF 0.87 (Instantaneous, ENERGY STAR 4.0) | UEF 0.87 (Instantaneous, ENERGY STAR 4.0) | UEF 0.87 (Instantaneous, ENERGY STAR 4.0) | UEF 0.87 (Instantaneous, ENERGY STAR 4.0) | UEF 0.87 (Instantaneous, ENERGY STAR 4.0) | UEF 0.87 (Instantaneous, ENERGY STAR 4.0) | UEF 0.87 (Instantaneous, ENERGY STAR 4.0) | UEF 0.87 (Instantaneous, ENERGY STAR 4.0)
F1_Residential_Multi-Family Moderate Income_Existing_Water Heating_Natural Gas_Water Heater (<= 55 gal)_E1 | F1 | Residential | Multi-Family Moderate Income | Existing | Water Heating | Natural Gas | Water Heater (<= 55 gal) | E1 | CCE | 0 | 0 | 0 | 0 | 0 | 0 | 0 | 0 | 0 | 0 | 0 | 0 | 0 | 0 | 0 | 0 | 0 | 0 | 0 | 0 | 0 | 0 | 0 | 0 | 0 | 0 | 0 | 0 | 0 | 0 | 0 | 0 | 0
F1_Residential_Multi-Family Moderate Income_Existing_Water Heating_Natural Gas_Water Heater (<= 55 gal)_E2 | F1 | Residential | Multi-Family Moderate Income | Existing | Water Heating | Natural Gas | Water Heater (<= 55 gal) | E2 | CCE | 1.3232 | 1.364 | 1.3363 | 1.225 | 1.225 | 1.225 | 1.225 | 1.225 | 1.225 | 1.225 | 1.225 | 1.225 | 1.225 | 1.225 | 1.225 | 1.225 | 1.225 | 1.225 | 1.225 | 1.225 | 1.225 | 1.225 | 1.225 | 1.225 | 1.225 | 1.225 | 1.225 | 1.225 | 1.225 | 1.225 | 1.225 | 1.225 | 1.225
F1_Residential_Multi-Family Moderate Income_Existing_Water Heating_Natural Gas_Water Heater (<= 55 gal)_E3 | F1 | Residential | Multi-Family Moderate Income | Existing | Water Heating | Natural Gas | Water Heater (<= 55 gal) | E3 | CCE | 7.4455 | 7.6746 | 7.5188 | 6.8928 | 6.8928 | 6.8928 | 6.8928 | 6.8928 | 6.8928 | 6.8928 | 6.8928 | 6.8928 | 6.8928 | 6.8928 | 6.8928 | 6.8928 | 6.8928 | 6.8928 | 6.8928 | 6.8928 | 6.8928 | 6.8928 | 6.8928 | 6.8928 | 6.8928 | 6.8928 | 6.8928 | 6.8928 | 6.8928 | 6.8928 | 6.8928 | 6.8928 | 6.8928
F1_Residential_Multi-Family Moderate Income_Existing_Water Heating_Natural Gas_Water Heater (<= 55 gal)_E4 | F1 | Residential | Multi-Family Moderate Income | Existing | Water Heating | Natural Gas | Water Heater (<= 55 gal) | E4 | CCE | 1.3789 | 1.4214 | 1.3925 | 1.2766 | 1.2766 | 1.2766 | 1.2766 | 1.2766 | 1.2766 | 1.2766 | 1.2766 | 1.2766 | 1.2766 | 1.2766 | 1.2766 | 1.2766 | 1.2766 | 1.2766 | 1.2766 | 1.2766 | 1.2766 | 1.2766 | 1.2766 | 1.2766 | 1.2766 | 1.2766 | 1.2766 | 1.2766 | 1.2766 | 1.2766 | 1.2766 | 1.2766 | 1.2766
F1_Residential_Multi-Family Moderate Income_Existing_Water Heating_Natural Gas_Water Heater (<= 55 gal)_E5 | F1 | Residential | Multi-Family Moderate Income | Existing | Water Heating | Natural Gas | Water Heater (<= 55 gal) | E5 | CCE | 1.7955 | 1.8507 | 1.8131 | 1.6622 | 1.6622 | 1.6622 | 1.6622 | 1.6622 | 1.6622 | 1.6622 | 1.6622 | 1.6622 | 1.6622 | 1.6622 | 1.6622 | 1.6622 | 1.6622 | 1.6622 | 1.6622 | 1.6622 | 1.6622 | 1.6622 | 1.6622 | 1.6622 | 1.6622 | 1.6622 | 1.6622 | 1.6622 | 1.6622 | 1.6622 | 1.6622 | 1.6622 | 1.6622
F1_Residential_Multi-Family Moderate Income_Existing_Water Heating_Natural Gas_Water Heater (<= 55 gal)_E6 | F1 | Residential | Multi-Family Moderate Income | Existing | Water Heating | Natural Gas | Water Heater (<= 55 gal) | E6 | CCE | 7.7148 | 7.9522 | 7.7907 | 7.142 | 7.142 | 7.142 | 7.142 | 7.142 | 7.142 | 7.142 | 7.142 | 7.142 | 7.142 | 7.142 | 7.142 | 7.142 | 7.142 | 7.142 | 7.142 | 7.142 | 7.142 | 7.142 | 7.142 | 7.142 | 7.142 | 7.142 | 7.142 | 7.142 | 7.142 | 7.142 | 7.142 | 7.142 | 7.142
F1_Residential_Multi-Family Moderate Income_Existing_Water Heating_Natural Gas_Water Heater (<= 55 gal)_E7 | F1 | Residential | Multi-Family Moderate Income | Existing | Water Heating | Natural Gas | Water Heater (<= 55 gal) | E7 | CCE | 0 | 0 | 0 | 0 | 7.216 | 7.216 | 7.216 | 7.216 | 7.216 | 7.216 | 7.216 | 7.216 | 7.216 | 7.216 | 7.216 | 7.216 | 7.216 | 7.216 | 7.216 | 7.216 | 7.216 | 7.216 | 7.216 | 7.216 | 7.216 | 7.216 | 7.216 | 7.216 | 7.216 | 7.216 | 7.216 | 7.216 | 7.216
F1_Residential_Multi-Family Moderate Income_Existing_Water Heating_Natural Gas_Water Heater (<= 55 gal)_E8 | F1 | Residential | Multi-Family Moderate Income | Existing | Water Heating | Natural Gas | Water Heater (<= 55 gal) | E8 | CCE | 0 | 0 | 0 | 0 | 0 | 0 | 0 | 0 | 0 | 0 | 0 | 0 | 0 | 0 | 0 | 0 | 0 | 0 | 0 | 0 | 0 | 0 | 0 | 0 | 0 | 0 | 0 | 0 | 0 | 0 | 0 | 0 | 0
F1_Residential_Multi-Family Moderate Income_Existing_Water Heating_Natural Gas_Water Heater (<= 55 gal)_E9 | F1 | Residential | Multi-Family Moderate Income | Existing | Water Heating | Natural Gas | Water Heater (<= 55 gal) | E9 | CCE | 0 | 0 | 0 | 0 | 0 | 0 | 0 | 0 | 0 | 0 | 0 | 0 | 0 | 0 | 0 | 0 | 0 | 0 | 0 | 0 | 0 | 0 | 0 | 0 | 0 | 0 | 0 | 0 | 0 | 0 | 0 | 0 | 0
F1_Residential_Multi-Family Moderate Income_Existing_Water Heating_Natural Gas_Water Heater (<= 55 gal)_E10 | F1 | Residential | Multi-Family Moderate Income | Existing | Water Heating | Natural Gas | Water Heater (<= 55 gal) | E10 | CCE | 0 | 0 | 0 | 0 | 0 | 0 | 0 | 0 | 0 | 0 | 0 | 0 | 0 | 0 | 0 | 0 | 0 | 0 | 0 | 0 | 0 | 0 | 0 | 0 | 0 | 0 | 0 | 0 | 0 | 0 | 0 | 0 | 0
F2_Residential_Multi-Family Moderate Income_Existing_Water Heating_Natural Gas_Water Heater (<= 55 gal)_E1 | F2 | Residential | Multi-Family Moderate Income | Existing | Water Heating | Natural Gas | Water Heater (<= 55 gal) | E1 | TRC BC Ratio | bar: 2019 to 2051
F2_Residential_Multi-Family Moderate Income_Existing_Water Heating_Natural Gas_Water Heater (<= 55 gal)_E2 | F2 | Residential | Multi-Family Moderate Income | Existing | Water Heating | Natural Gas | Water Heater (<= 55 gal) | E2 | TRC BC Ratio | 0.98786 | 0.99076 | 0.99724 | 1.0027 | 1.0005 | 1.0058 | 1.0179 | 1.0279 | 1.0399 | 1.0516 | 1.0635 | 1.0747 | 1.0866 | 1.0989 | 1.1109 | 1.1231 | 1.1355 | 1.148 | 1.16 | 1.1715 | 1.1817 | 1.1909 | 1.198 | 1.2042 | 1.2087 | 1.2117 | 1.2138 | 1.2145 | 1.2136 | 1.2116 | 1.2074 | 1.2022 | 1.1951
F2_Residential_Multi-Family Moderate Income_Existing_Water Heating_Natural Gas_Water Heater (<= 55 gal)_E3 | F2 | Residential | Multi-Family Moderate Income | Existing | Water Heating | Natural Gas | Water Heater (<= 55 gal) | E3 | TRC BC Ratio | 0.17557 | 0.17608 | 0.17723 | 0.1782 | 0.17781 | 0.17876 | 0.1809 | 0.18268 | 0.18482 | 0.1869 | 0.189 | 0.19099 | 0.19311 | 0.1953 | 0.19743 | 0.19961 | 0.2018 | 0.20402 | 0.20616 | 0.20821 | 0.21001 | 0.21166 | 0.21292 | 0.21402 | 0.21482 | 0.21535 | 0.21571 | 0.21585 | 0.21569 | 0.21533 | 0.21458 | 0.21365 | 0.21239
F2_Residential_Multi-Family Moderate Income_Existing_Water Heating_Natural Gas_Water Heater (<= 55 gal)_E4 | F2 | Residential | Multi-Family Moderate Income | Existing | Water Heating | Natural Gas | Water Heater (<= 55 gal) | E4 | TRC BC Ratio | 0.90891 | 0.90728 | 0.9109 | 0.91279 | 0.90312 | 0.90442 | 0.91551 | 0.92317 | 0.93416 | 0.94514 | 0.95688 | 0.9684 | 0.98194 | 0.99703 | 1.013 | 1.0308 | 1.0502 | 1.0706 | 1.0911 | 1.1108 | 1.1282 | 1.1437 | 1.1553 | 1.1646 | 1.1713 | 1.1757 | 1.1788 | 1.1799 | 1.1786 | 1.1755 | 1.1692 | 1.1614 | 1.1509
F2_Residential_Multi-Family Moderate Income_Existing_Water Heating_Natural Gas_Water Heater (<= 55 gal)_E5 | F2 | Residential | Multi-Family Moderate Income | Existing | Water Heating | Natural Gas | Water Heater (<= 55 gal) | E5 | TRC BC Ratio | 0.70169 | 0.70085 | 0.70387 | 0.70564 | 0.69891 | 0.70026 | 0.70883 | 0.71489 | 0.72339 | 0.73184 | 0.74082 | 0.7496 | 0.7598 | 0.77109 | 0.78295 | 0.79604 | 0.81024 | 0.82515 | 0.84003 | 0.85436 | 0.86698 | 0.8783 | 0.88677 | 0.89356 | 0.89849 | 0.90178 | 0.90399 | 0.90485 | 0.90385 | 0.90161 | 0.89701 | 0.89128 | 0.88351
F2_Residential_Multi-Family Moderate Income_Existing_Water Heating_Natural Gas_Water Heater (<= 55 gal)_E6 | F2 | Residential | Multi-Family Moderate Income | Existing | Water Heating | Natural Gas | Water Heater (<= 55 gal) | E6 | TRC BC Ratio | 0.16944 | 0.16994 | 0.17105 | 0.17198 | 0.1716 | 0.17252 | 0.17459 | 0.1763 | 0.17837 | 0.18038 | 0.18241 | 0.18433 | 0.18637 | 0.18848 | 0.19054 | 0.19264 | 0.19476 | 0.1969 | 0.19896 | 0.20094 | 0.20268 | 0.20427 | 0.20549 | 0.20655 | 0.20732 | 0.20784 | 0.20818 | 0.20832 | 0.20816 | 0.20781 | 0.20709 | 0.20619 | 0.20498
F2_Residential_Multi-Family Moderate Income_Existing_Water Heating_Natural Gas_Water Heater (<= 55 gal)_E7 | F2 | Residential | Multi-Family Moderate Income | Existing | Water Heating | Natural Gas | Water Heater (<= 55 gal) | E7 | TRC BC Ratio | 0 | 0 | 0 | 0 | 0.17138 | 0.1723 | 0.17435 | 0.17604 | 0.17806 | 0.18005 | 0.18205 | 0.18396 | 0.18599 | 0.18813 | 0.19028 | 0.19254 | 0.19488 | 0.19724 | 0.19949 | 0.20162 | 0.20345 | 0.20507 | 0.20625 | 0.20717 | 0.20781 | 0.20823 | 0.20852 | 0.20866 | 0.2085 | 0.20815 | 0.20744 | 0.20655 | 0.20535
F2_Residential_Multi-Family Moderate Income_Existing_Water Heating_Natural Gas_Water Heater (<= 55 gal)_E8 | F2 | Residential | Multi-Family Moderate Income | Existing | Water Heating | Natural Gas | Water Heater (<= 55 gal) | E8 | TRC BC Ratio | 0 | 0 | 0 | 0 | 0 | 0 | 0 | 0 | 0 | 0 | 0 | 0 | 0 | 0 | 0 | 0 | 0 | 0 | 0 | 0 | 0 | 0 | 0 | 0 | 0 | 0 | 0 | 0 | 0 | 0 | 0 | 0 | 0
F2_Residential_Multi-Family Moderate Income_Existing_Water Heating_Natural Gas_Water Heater (<= 55 gal)_E9 | F2 | Residential | Multi-Family Moderate Income | Existing | Water Heating | Natural Gas | Water Heater (<= 55 gal) | E9 | TRC BC Ratio | 0 | 0 | 0 | 0 | 0 | 0 | 0 | 0 | 0 | 0 | 0 | 0 | 0 | 0 | 0 | 0 | 0 | 0 | 0 | 0 | 0 | 0 | 0 | 0 | 0 | 0 | 0 | 0 | 0 | 0 | 0 | 0 | 0
F2_Residential_Multi-Family Moderate Income_Existing_Water Heating_Natural Gas_Water Heater (<= 55 gal)_E10 | F2 | Residential | Multi-Family Moderate Income | Existing | Water Heating | Natural Gas | Water Heater (<= 55 gal) | E10 | TRC BC Ratio | 0 | 0 | 0 | 0 | 0 | 0 | 0 | 0 | 0 | 0 | 0 | 0 | 0 | 0 | 0 | 0 | 0 | 0 | 0 | 0 | 0 | 0 | 0 | 0 | 0 | 0 | 0 | 0 | 0 | 0 | 0 | 0 | 0
F3_Residential_Multi-Family Moderate Income_Existing_Water Heating_Natural Gas_Water Heater (<= 55 gal)_E1 | F3 | Residential | Multi-Family Moderate Income | Existing | Water Heating | Natural Gas | Water Heater (<= 55 gal) | E1 | PACT BC Ratio | bar: 2019 to 2051
F3_Residential_Multi-Family Moderate Income_Existing_Water Heating_Natural Gas_Water Heater (<= 55 gal)_E2 | F3 | Residential | Multi-Family Moderate Income | Existing | Water Heating | Natural Gas | Water Heater (<= 55 gal) | E2 | PACT BC Ratio | 0.98786 | 0.99076 | 0.99724 | 1.0027 | 1.0005 | 1.0058 | 1.0179 | 1.0279 | 1.0399 | 1.0516 | 1.0635 | 1.0747 | 1.0866 | 1.0989 | 1.1109 | 1.1231 | 1.1355 | 1.148 | 1.16 | 1.1715 | 1.1817 | 1.1909 | 1.198 | 1.2042 | 1.2087 | 1.2117 | 1.2138 | 1.2145 | 1.2136 | 1.2116 | 1.2074 | 1.2022 | 1.1951
F3_Residential_Multi-Family Moderate Income_Existing_Water Heating_Natural Gas_Water Heater (<= 55 gal)_E3 | F3 | Residential | Multi-Family Moderate Income | Existing | Water Heating | Natural Gas | Water Heater (<= 55 gal) | E3 | PACT BC Ratio | 0.17557 | 0.17608 | 0.17723 | 0.1782 | 0.17781 | 0.17876 | 0.1809 | 0.18268 | 0.18482 | 0.1869 | 0.189 | 0.19099 | 0.19311 | 0.1953 | 0.19743 | 0.19961 | 0.2018 | 0.20402 | 0.20616 | 0.20821 | 0.21001 | 0.21166 | 0.21292 | 0.21402 | 0.21482 | 0.21535 | 0.21571 | 0.21585 | 0.21569 | 0.21533 | 0.21458 | 0.21365 | 0.21239
F3_Residential_Multi-Family Moderate Income_Existing_Water Heating_Natural Gas_Water Heater (<= 55 gal)_E4 | F3 | Residential | Multi-Family Moderate Income | Existing | Water Heating | Natural Gas | Water Heater (<= 55 gal) | E4 | PACT BC Ratio | 0.90891 | 0.90728 | 0.9109 | 0.91279 | 0.90312 | 0.90442 | 0.91551 | 0.92317 | 0.93416 | 0.94514 | 0.95688 | 0.9684 | 0.98194 | 0.99703 | 1.013 | 1.0308 | 1.0502 | 1.0706 | 1.0911 | 1.1108 | 1.1282 | 1.1437 | 1.1553 | 1.1646 | 1.1713 | 1.1757 | 1.1788 | 1.1799 | 1.1786 | 1.1755 | 1.1692 | 1.1614 | 1.1509
F3_Residential_Multi-Family Moderate Income_Existing_Water Heating_Natural Gas_Water Heater (<= 55 gal)_E5 | F3 | Residential | Multi-Family Moderate Income | Existing | Water Heating | Natural Gas | Water Heater (<= 55 gal) | E5 | PACT BC Ratio | 0.70169 | 0.70085 | 0.70387 | 0.70564 | 0.69891 | 0.70026 | 0.70883 | 0.71489 | 0.72339 | 0.73184 | 0.74082 | 0.7496 | 0.7598 | 0.77109 | 0.78295 | 0.79604 | 0.81024 | 0.82515 | 0.84003 | 0.85436 | 0.86698 | 0.8783 | 0.88677 | 0.89356 | 0.89849 | 0.90178 | 0.90399 | 0.90485 | 0.90385 | 0.90161 | 0.89701 | 0.89128 | 0.88351
F3_Residential_Multi-Family Moderate Income_Existing_Water Heating_Natural Gas_Water Heater (<= 55 gal)_E6 | F3 | Residential | Multi-Family Moderate Income | Existing | Water Heating | Natural Gas | Water Heater (<= 55 gal) | E6 | PACT BC Ratio | 0.16944 | 0.16994 | 0.17105 | 0.17198 | 0.1716 | 0.17252 | 0.17459 | 0.1763 | 0.17837 | 0.18038 | 0.18241 | 0.18433 | 0.18637 | 0.18848 | 0.19054 | 0.19264 | 0.19476 | 0.1969 | 0.19896 | 0.20094 | 0.20268 | 0.20427 | 0.20549 | 0.20655 | 0.20732 | 0.20784 | 0.20818 | 0.20832 | 0.20816 | 0.20781 | 0.20709 | 0.20619 | 0.20498
F3_Residential_Multi-Family Moderate Income_Existing_Water Heating_Natural Gas_Water Heater (<= 55 gal)_E7 | F3 | Residential | Multi-Family Moderate Income | Existing | Water Heating | Natural Gas | Water Heater (<= 55 gal) | E7 | PACT BC Ratio | 0 | 0 | 0 | 0 | 0.17138 | 0.1723 | 0.17435 | 0.17604 | 0.17806 | 0.18005 | 0.18205 | 0.18396 | 0.18599 | 0.18813 | 0.19028 | 0.19254 | 0.19488 | 0.19724 | 0.19949 | 0.20162 | 0.20345 | 0.20507 | 0.20625 | 0.20717 | 0.20781 | 0.20823 | 0.20852 | 0.20866 | 0.2085 | 0.20815 | 0.20744 | 0.20655 | 0.20535
F3_Residential_Multi-Family Moderate Income_Existing_Water Heating_Natural Gas_Water Heater (<= 55 gal)_E8 | F3 | Residential | Multi-Family Moderate Income | Existing | Water Heating | Natural Gas | Water Heater (<= 55 gal) | E8 | PACT BC Ratio | 0 | 0 | 0 | 0 | 0 | 0 | 0 | 0 | 0 | 0 | 0 | 0 | 0 | 0 | 0 | 0 | 0 | 0 | 0 | 0 | 0 | 0 | 0 | 0 | 0 | 0 | 0 | 0 | 0 | 0 | 0 | 0 | 0
F3_Residential_Multi-Family Moderate Income_Existing_Water Heating_Natural Gas_Water Heater (<= 55 gal)_E9 | F3 | Residential | Multi-Family Moderate Income | Existing | Water Heating | Natural Gas | Water Heater (<= 55 gal) | E9 | PACT BC Ratio | 0 | 0 | 0 | 0 | 0 | 0 | 0 | 0 | 0 | 0 | 0 | 0 | 0 | 0 | 0 | 0 | 0 | 0 | 0 | 0 | 0 | 0 | 0 | 0 | 0 | 0 | 0 | 0 | 0 | 0 | 0 | 0 | 0
F3_Residential_Multi-Family Moderate Income_Existing_Water Heating_Natural Gas_Water Heater (<= 55 gal)_E10 | F3 | Residential | Multi-Family Moderate Income | Existing | Water Heating | Natural Gas | Water Heater (<= 55 gal) | E10 | PACT BC Ratio | 0 | 0 | 0 | 0 | 0 | 0 | 0 | 0 | 0 | 0 | 0 | 0 | 0 | 0 | 0 | 0 | 0 | 0 | 0 | 0 | 0 | 0 | 0 | 0 | 0 | 0 | 0 | 0 | 0 | 0 | 0 | 0 | 0
F4_Residential_Multi-Family Moderate Income_Existing_Water Heating_Natural Gas_Water Heater (<= 55 gal)_E1 | F4 | Residential | Multi-Family Moderate Income | Existing | Water Heating | Natural Gas | Water Heater (<= 55 gal) | E1 | RVT BC Ratio | bar: 2019 to 2051
F4_Residential_Multi-Family Moderate Income_Existing_Water Heating_Natural Gas_Water Heater (<= 55 gal)_E2 | F4 | Residential | Multi-Family Moderate Income | Existing | Water Heating | Natural Gas | Water Heater (<= 55 gal) | E2 | RVT BC Ratio | 2.1835 | 2.187 | 2.1948 | 2.2013 | 2.1986 | 2.2051 | 2.2195 | 2.2315 | 2.2459 | 2.2599 | 2.2741 | 2.2875 | 2.3018 | 2.3165 | 2.3309 | 2.3456 | 2.3604 | 2.3753 | 2.3897 | 2.4036 | 2.4157 | 2.4268 | 2.4353 | 2.4428 | 2.4481 | 2.4517 | 2.4542 | 2.4551 | 2.454 | 2.4515 | 2.4465 | 2.4403 | 2.4318
F4_Residential_Multi-Family Moderate Income_Existing_Water Heating_Natural Gas_Water Heater (<= 55 gal)_E3 | F4 | Residential | Multi-Family Moderate Income | Existing | Water Heating | Natural Gas | Water Heater (<= 55 gal) | E3 | RVT BC Ratio | 1.2103 | 1.211 | 1.2123 | 1.2135 | 1.213 | 1.2142 | 1.2167 | 1.2189 | 1.2214 | 1.2239 | 1.2264 | 1.2288 | 1.2314 | 1.234 | 1.2365 | 1.2391 | 1.2418 | 1.2444 | 1.247 | 1.2494 | 1.2516 | 1.2536 | 1.2551 | 1.2564 | 1.2574 | 1.258 | 1.2584 | 1.2586 | 1.2584 | 1.258 | 1.2571 | 1.256 | 1.2545
F4_Residential_Multi-Family Moderate Income_Existing_Water Heating_Natural Gas_Water Heater (<= 55 gal)_E4 | F4 | Residential | Multi-Family Moderate Income | Existing | Water Heating | Natural Gas | Water Heater (<= 55 gal) | E4 | RVT BC Ratio | 2.0889 | 2.087 | 2.0913 | 2.0936 | 2.082 | 2.0836 | 2.0968 | 2.106 | 2.1192 | 2.1323 | 2.1464 | 2.1602 | 2.1764 | 2.1945 | 2.2137 | 2.235 | 2.2582 | 2.2827 | 2.3072 | 2.3308 | 2.3516 | 2.3702 | 2.3841 | 2.3952 | 2.4032 | 2.4086 | 2.4122 | 2.4136 | 2.412 | 2.4083 | 2.4008 | 2.3915 | 2.3788
F4_Residential_Multi-Family Moderate Income_Existing_Water Heating_Natural Gas_Water Heater (<= 55 gal)_E5 | F4 | Residential | Multi-Family Moderate Income | Existing | Water Heating | Natural Gas | Water Heater (<= 55 gal) | E5 | RVT BC Ratio | 1.8407 | 1.8397 | 1.8433 | 1.8454 | 1.8373 | 1.839 | 1.8492 | 1.8565 | 1.8667 | 1.8768 | 1.8876 | 1.8981 | 1.9103 | 1.9238 | 1.938 | 1.9537 | 1.9707 | 1.9886 | 2.0064 | 2.0236 | 2.0387 | 2.0523 | 2.0624 | 2.0705 | 2.0764 | 2.0804 | 2.083 | 2.0841 | 2.0829 | 2.0802 | 2.0747 | 2.0678 | 2.0585
F4_Residential_Multi-Family Moderate Income_Existing_Water Heating_Natural Gas_Water Heater (<= 55 gal)_E6 | F4 | Residential | Multi-Family Moderate Income | Existing | Water Heating | Natural Gas | Water Heater (<= 55 gal) | E6 | RVT BC Ratio | 1.203 | 1.2036 | 1.2049 | 1.206 | 1.2056 | 1.2067 | 1.2092 | 1.2112 | 1.2137 | 1.2161 | 1.2185 | 1.2208 | 1.2233 | 1.2258 | 1.2283 | 1.2308 | 1.2333 | 1.2359 | 1.2384 | 1.2407 | 1.2428 | 1.2447 | 1.2462 | 1.2475 | 1.2484 | 1.249 | 1.2494 | 1.2496 | 1.2494 | 1.249 | 1.2481 | 1.247 | 1.2456
F4_Residential_Multi-Family Moderate Income_Existing_Water Heating_Natural Gas_Water Heater (<= 55 gal)_E7 | F4 | Residential | Multi-Family Moderate Income | Existing | Water Heating | Natural Gas | Water Heater (<= 55 gal) | E7 | RVT BC Ratio | 0 | 0 | 0 | 0 | 1.2053 | 1.2064 | 1.2089 | 1.2109 | 1.2133 | 1.2157 | 1.2181 | 1.2204 | 1.2228 | 1.2254 | 1.228 | 1.2307 | 1.2335 | 1.2363 | 1.239 | 1.2416 | 1.2438 | 1.2457 | 1.2471 | 1.2482 | 1.249 | 1.2495 | 1.2498 | 1.25 | 1.2498 | 1.2494 | 1.2485 | 1.2475 | 1.246
F4_Residential_Multi-Family Moderate Income_Existing_Water Heating_Natural Gas_Water Heater (<= 55 gal)_E8 | F4 | Residential | Multi-Family Moderate Income | Existing | Water Heating | Natural Gas | Water Heater (<= 55 gal) | E8 | RVT BC Ratio | 0 | 0 | 0 | 0 | 0 | 0 | 0 | 0 | 0 | 0 | 0 | 0 | 0 | 0 | 0 | 0 | 0 | 0 | 0 | 0 | 0 | 0 | 0 | 0 | 0 | 0 | 0 | 0 | 0 | 0 | 0 | 0 | 0
F4_Residential_Multi-Family Moderate Income_Existing_Water Heating_Natural Gas_Water Heater (<= 55 gal)_E9 | F4 | Residential | Multi-Family Moderate Income | Existing | Water Heating | Natural Gas | Water Heater (<= 55 gal) | E9 | RVT BC Ratio | 0 | 0 | 0 | 0 | 0 | 0 | 0 | 0 | 0 | 0 | 0 | 0 | 0 | 0 | 0 | 0 | 0 | 0 | 0 | 0 | 0 | 0 | 0 | 0 | 0 | 0 | 0 | 0 | 0 | 0 | 0 | 0 | 0
F4_Residential_Multi-Family Moderate Income_Existing_Water Heating_Natural Gas_Water Heater (<= 55 gal)_E10 | F4 | Residential | Multi-Family Moderate Income | Existing | Water Heating | Natural Gas | Water Heater (<= 55 gal) | E10 | RVT BC Ratio | 0 | 0 | 0 | 0 | 0 | 0 | 0 | 0 | 0 | 0 | 0 | 0 | 0 | 0 | 0 | 0 | 0 | 0 | 0 | 0 | 0 | 0 | 0 | 0 | 0 | 0 | 0 | 0 | 0 | 0 | 0 | 0 | 0
F5_Residential_Multi-Family Moderate Income_Existing_Water Heating_Natural Gas_Water Heater (<= 55 gal)_E1 | F5 | Residential | Multi-Family Moderate Income | Existing | Water Heating | Natural Gas | Water Heater (<= 55 gal) | E1 | RIM BC Ratio | bar: 2019 to 2051
F5_Residential_Multi-Family Moderate Income_Existing_Water Heating_Natural Gas_Water Heater (<= 55 gal)_E2 | F5 | Residential | Multi-Family Moderate Income | Existing | Water Heating | Natural Gas | Water Heater (<= 55 gal) | E2 | RIM BC Ratio | 0.49735 | 0.49808 | 0.49971 | 0.50108 | 0.50052 | 0.50186 | 0.50484 | 0.50729 | 0.5102 | 0.51301 | 0.51581 | 0.51843 | 0.52118 | 0.524 | 0.52671 | 0.52945 | 0.53217 | 0.5349 | 0.5375 | 0.53997 | 0.54211 | 0.54405 | 0.54553 | 0.54681 | 0.54773 | 0.54835 | 0.54876 | 0.54892 | 0.54874 | 0.54832 | 0.54746 | 0.54638 | 0.54491
F5_Residential_Multi-Family Moderate Income_Existing_Water Heating_Natural Gas_Water Heater (<= 55 gal)_E3 | F5 | Residential | Multi-Family Moderate Income | Existing | Water Heating | Natural Gas | Water Heater (<= 55 gal) | E3 | RIM BC Ratio | 0.14938 | 0.14975 | 0.15059 | 0.15129 | 0.151 | 0.15169 | 0.15323 | 0.1545 | 0.15603 | 0.15751 | 0.159 | 0.16041 | 0.1619 | 0.16343 | 0.16492 | 0.16644 | 0.16796 | 0.1695 | 0.17097 | 0.17238 | 0.17361 | 0.17473 | 0.17559 | 0.17634 | 0.17688 | 0.17725 | 0.17749 | 0.17758 | 0.17747 | 0.17723 | 0.17672 | 0.17609 | 0.17523
F5_Residential_Multi-Family Moderate Income_Existing_Water Heating_Natural Gas_Water Heater (<= 55 gal)_E4 | F5 | Residential | Multi-Family Moderate Income | Existing | Water Heating | Natural Gas | Water Heater (<= 55 gal) | E4 | RIM BC Ratio | 0.47651 | 0.47606 | 0.47705 | 0.47757 | 0.47491 | 0.47527 | 0.47831 | 0.4804 | 0.48336 | 0.48628 | 0.48937 | 0.49236 | 0.49584 | 0.49966 | 0.50364 | 0.508 | 0.51267 | 0.51749 | 0.52222 | 0.52669 | 0.53056 | 0.53398 | 0.53649 | 0.53848 | 0.53991 | 0.54086 | 0.54149 | 0.54174 | 0.54145 | 0.54081 | 0.53948 | 0.53781 | 0.53553
F5_Residential_Multi-Family Moderate Income_Existing_Water Heating_Natural Gas_Water Heater (<= 55 gal)_E5 | F5 | Residential | Multi-Family Moderate Income | Existing | Water Heating | Natural Gas | Water Heater (<= 55 gal) | E5 | RIM BC Ratio | 0.41262 | 0.41233 | 0.41338 | 0.41398 | 0.41166 | 0.41213 | 0.41508 | 0.41715 | 0.42003 | 0.42287 | 0.42585 | 0.42874 | 0.43205 | 0.43568 | 0.43944 | 0.44354 | 0.44791 | 0.45243 | 0.45687 | 0.46107 | 0.46472 | 0.46796 | 0.47035 | 0.47225 | 0.47363 | 0.47454 | 0.47515 | 0.47539 | 0.47511 | 0.47449 | 0.47321 | 0.47162 | 0.46943
F5_Residential_Multi-Family Moderate Income_Existing_Water Heating_Natural Gas_Water Heater (<= 55 gal)_E6 | F5 | Residential | Multi-Family Moderate Income | Existing | Water Heating | Natural Gas | Water Heater (<= 55 gal) | E6 | RIM BC Ratio | 0.14492 | 0.14529 | 0.1461 | 0.14678 | 0.1465 | 0.14717 | 0.14867 | 0.14992 | 0.1514 | 0.15285 | 0.15431 | 0.15568 | 0.15713 | 0.15863 | 0.16009 | 0.16157 | 0.16305 | 0.16455 | 0.16599 | 0.16737 | 0.16857 | 0.16967 | 0.17051 | 0.17124 | 0.17177 | 0.17212 | 0.17236 | 0.17245 | 0.17234 | 0.1721 | 0.17161 | 0.17099 | 0.17016
F5_Residential_Multi-Family Moderate Income_Existing_Water Heating_Natural Gas_Water Heater (<= 55 gal)_E7 | F5 | Residential | Multi-Family Moderate Income | Existing | Water Heating | Natural Gas | Water Heater (<= 55 gal) | E7 | RIM BC Ratio | 0 | 0 | 0 | 0 | 0.14634 | 0.14701 | 0.1485 | 0.14972 | 0.15119 | 0.15261 | 0.15405 | 0.15541 | 0.15686 | 0.15838 | 0.15991 | 0.1615 | 0.16314 | 0.16479 | 0.16636 | 0.16783 | 0.1691 | 0.17022 | 0.17103 | 0.17166 | 0.17211 | 0.17239 | 0.17259 | 0.17268 | 0.17258 | 0.17234 | 0.17185 | 0.17124 | 0.17041
F5_Residential_Multi-Family Moderate Income_Existing_Water Heating_Natural Gas_Water Heater (<= 55 gal)_E8 | F5 | Residential | Multi-Family Moderate Income | Existing | Water Heating | Natural Gas | Water Heater (<= 55 gal) | E8 | RIM BC Ratio | 0 | 0 | 0 | 0 | 0 | 0 | 0 | 0 | 0 | 0 | 0 | 0 | 0 | 0 | 0 | 0 | 0 | 0 | 0 | 0 | 0 | 0 | 0 | 0 | 0 | 0 | 0 | 0 | 0 | 0 | 0 | 0 | 0
F5_Residential_Multi-Family Moderate Income_Existing_Water Heating_Natural Gas_Water Heater (<= 55 gal)_E9 | F5 | Residential | Multi-Family Moderate Income | Existing | Water Heating | Natural Gas | Water Heater (<= 55 gal) | E9 | RIM BC Ratio | 0 | 0 | 0 | 0 | 0 | 0 | 0 | 0 | 0 | 0 | 0 | 0 | 0 | 0 | 0 | 0 | 0 | 0 | 0 | 0 | 0 | 0 | 0 | 0 | 0 | 0 | 0 | 0 | 0 | 0 | 0 | 0 | 0
F5_Residential_Multi-Family Moderate Income_Existing_Water Heating_Natural Gas_Water Heater (<= 55 gal)_E10 | F5 | Residential | Multi-Family Moderate Income | Existing | Water Heating | Natural Gas | Water Heater (<= 55 gal) | E10 | RIM BC Ratio | 0 | 0 | 0 | 0 | 0 | 0 | 0 | 0 | 0 | 0 | 0 | 0 | 0 | 0 | 0 | 0 | 0 | 0 | 0 | 0 | 0 | 0 | 0 | 0 | 0 | 0 | 0 | 0 | 0 | 0 | 0 | 0 | 0
F0_Residential_Multi-Family Moderate Income_Existing_Water Heating_Natural Gas_Water Heater (> 55 gal)_E0 | F0 | Residential | Multi-Family Moderate Income | Existing | Water Heating | Natural Gas | Water Heater (> 55 gal) | E0 | Economic Unit | UEF 0.76 (Standard) | UEF 0.76 (Standard) | UEF 0.76 (Standard) | UEF 0.76 (Standard) | UEF 0.76 (Standard) | UEF 0.76 (Standard) | UEF 0.76 (Standard) | UEF 0.76 (Standard) | UEF 0.76 (Standard) | UEF 0.76 (Standard) | UEF 0.76 (Standard) | UEF 0.76 (Standard) | UEF 0.76 (Standard) | UEF 0.76 (Standard) | UEF 0.76 (Standard) | UEF 0.76 (Standard) | UEF 0.76 (Standard) | UEF 0.76 (Standard) | UEF 0.76 (Standard) | UEF 0.76 (Standard) | UEF 0.76 (Standard) | UEF 0.76 (Standard) | UEF 0.76 (Standard) | UEF 0.76 (Standard) | UEF 0.76 (Standard) | UEF 0.76 (Standard) | UEF 0.76 (Standard) | UEF 0.76 (Standard) | UEF 0.76 (Standard) | UEF 0.76 (Standard) | UEF 0.76 (Standard) | UEF 0.76 (Standard) | UEF 0.76 (Standard)
F1_Residential_Multi-Family Moderate Income_Existing_Water Heating_Natural Gas_Water Heater (> 55 gal)_E1 | F1 | Residential | Multi-Family Moderate Income | Existing | Water Heating | Natural Gas | Water Heater (> 55 gal) | E1 | CCE | 0 | 0 | 0 | 0 | 0 | 0 | 0 | 0 | 0 | 0 | 0 | 0 | 0 | 0 | 0 | 0 | 0 | 0 | 0 | 0 | 0 | 0 | 0 | 0 | 0 | 0 | 0 | 0 | 0 | 0 | 0 | 0 | 0
F1_Residential_Multi-Family Moderate Income_Existing_Water Heating_Natural Gas_Water Heater (> 55 gal)_E2 | F1 | Residential | Multi-Family Moderate Income | Existing | Water Heating | Natural Gas | Water Heater (> 55 gal) | E2 | CCE | 5.5638 | 5.735 | 5.6186 | 5.1508 | 5.1508 | 5.1508 | 5.1508 | 5.1508 | 5.1508 | 5.1508 | 5.1508 | 5.1508 | 5.1508 | 5.1508 | 5.1508 | 5.1508 | 5.1508 | 5.1508 | 5.1508 | 5.1508 | 5.1508 | 5.1508 | 5.1508 | 5.1508 | 5.1508 | 5.1508 | 5.1508 | 5.1508 | 5.1508 | 5.1508 | 5.1508 | 5.1508 | 5.1508
F1_Residential_Multi-Family Moderate Income_Existing_Water Heating_Natural Gas_Water Heater (> 55 gal)_E3 | F1 | Residential | Multi-Family Moderate Income | Existing | Water Heating | Natural Gas | Water Heater (> 55 gal) | E3 | CCE | 39.3869 | 40.5988 | 39.7746 | 36.4628 | 36.4628 | 36.4628 | 36.4628 | 36.4628 | 36.4628 | 36.4628 | 36.4628 | 36.4628 | 36.4628 | 36.4628 | 36.4628 | 36.4628 | 36.4628 | 36.4628 | 36.4628 | 36.4628 | 36.4628 | 36.4628 | 36.4628 | 36.4628 | 36.4628 | 36.4628 | 36.4628 | 36.4628 | 36.4628 | 36.4628 | 36.4628 | 36.4628 | 36.4628
F1_Residential_Multi-Family Moderate Income_Existing_Water Heating_Natural Gas_Water Heater (> 55 gal)_E4 | F1 | Residential | Multi-Family Moderate Income | Existing | Water Heating | Natural Gas | Water Heater (> 55 gal) | E4 | CCE | 4.1807 | 4.3094 | 4.2219 | 3.8703 | 3.8703 | 3.8703 | 3.8703 | 3.8703 | 3.8703 | 3.8703 | 3.8703 | 3.8703 | 3.8703 | 3.8703 | 3.8703 | 3.8703 | 3.8703 | 3.8703 | 3.8703 | 3.8703 | 3.8703 | 3.8703 | 3.8703 | 3.8703 | 3.8703 | 3.8703 | 3.8703 | 3.8703 | 3.8703 | 3.8703 | 3.8703 | 3.8703 | 3.8703
F1_Residential_Multi-Family Moderate Income_Existing_Water Heating_Natural Gas_Water Heater (> 55 gal)_E5 | F1 | Residential | Multi-Family Moderate Income | Existing | Water Heating | Natural Gas | Water Heater (> 55 gal) | E5 | CCE | 4.5425 | 4.6823 | 4.5873 | 4.2053 | 4.2053 | 4.2053 | 4.2053 | 4.2053 | 4.2053 | 4.2053 | 4.2053 | 4.2053 | 4.2053 | 4.2053 | 4.2053 | 4.2053 | 4.2053 | 4.2053 | 4.2053 | 4.2053 | 4.2053 | 4.2053 | 4.2053 | 4.2053 | 4.2053 | 4.2053 | 4.2053 | 4.2053 | 4.2053 | 4.2053 | 4.2053 | 4.2053 | 4.2053
F1_Residential_Multi-Family Moderate Income_Existing_Water Heating_Natural Gas_Water Heater (> 55 gal)_E6 | F1 | Residential | Multi-Family Moderate Income | Existing | Water Heating | Natural Gas | Water Heater (> 55 gal) | E6 | CCE | 14.1952 | 14.632 | 14.3349 | 13.1414 | 13.1414 | 13.1414 | 13.1414 | 13.1414 | 13.1414 | 13.1414 | 13.1414 | 13.1414 | 13.1414 | 13.1414 | 13.1414 | 13.1414 | 13.1414 | 13.1414 | 13.1414 | 13.1414 | 13.1414 | 13.1414 | 13.1414 | 13.1414 | 13.1414 | 13.1414 | 13.1414 | 13.1414 | 13.1414 | 13.1414 | 13.1414 | 13.1414 | 13.1414
F1_Residential_Multi-Family Moderate Income_Existing_Water Heating_Natural Gas_Water Heater (> 55 gal)_E7 | F1 | Residential | Multi-Family Moderate Income | Existing | Water Heating | Natural Gas | Water Heater (> 55 gal) | E7 | CCE | 0 | 0 | 0 | 0 | 0 | 11.0646 | 11.0646 | 11.0646 | 11.0646 | 11.0646 | 11.0646 | 11.0646 | 11.0646 | 11.0646 | 11.0646 | 11.0646 | 11.0646 | 11.0646 | 11.0646 | 11.0646 | 11.0646 | 11.0646 | 11.0646 | 11.0646 | 11.0646 | 11.0646 | 11.0646 | 11.0646 | 11.0646 | 11.0646 | 11.0646 | 11.0646 | 11.0646
F1_Residential_Multi-Family Moderate Income_Existing_Water Heating_Natural Gas_Water Heater (> 55 gal)_E8 | F1 | Residential | Multi-Family Moderate Income | Existing | Water Heating | Natural Gas | Water Heater (> 55 gal) | E8 | CCE | 0 | 0 | 0 | 0 | 0 | 0 | 0 | 0 | 0 | 0 | 0 | 0 | 0 | 0 | 0 | 0 | 0 | 0 | 0 | 0 | 0 | 0 | 0 | 0 | 0 | 0 | 0 | 0 | 0 | 0 | 0 | 0 | 0
F1_Residential_Multi-Family Moderate Income_Existing_Water Heating_Natural Gas_Water Heater (> 55 gal)_E9 | F1 | Residential | Multi-Family Moderate Income | Existing | Water Heating | Natural Gas | Water Heater (> 55 gal) | E9 | CCE | 0 | 0 | 0 | 0 | 0 | 0 | 0 | 0 | 0 | 0 | 0 | 0 | 0 | 0 | 0 | 0 | 0 | 0 | 0 | 0 | 0 | 0 | 0 | 0 | 0 | 0 | 0 | 0 | 0 | 0 | 0 | 0 | 0
F1_Residential_Multi-Family Moderate Income_Existing_Water Heating_Natural Gas_Water Heater (> 55 gal)_E10 | F1 | Residential | Multi-Family Moderate Income | Existing | Water Heating | Natural Gas | Water Heater (> 55 gal) | E10 | CCE | 0 | 0 | 0 | 0 | 0 | 0 | 0 | 0 | 0 | 0 | 0 | 0 | 0 | 0 | 0 | 0 | 0 | 0 | 0 | 0 | 0 | 0 | 0 | 0 | 0 | 0 | 0 | 0 | 0 | 0 | 0 | 0 | 0
F2_Residential_Multi-Family Moderate Income_Existing_Water Heating_Natural Gas_Water Heater (> 55 gal)_E1 | F2 | Residential | Multi-Family Moderate Income | Existing | Water Heating | Natural Gas | Water Heater (> 55 gal) | E1 | TRC BC Ratio | bar: 2019 to 2051
F2_Residential_Multi-Family Moderate Income_Existing_Water Heating_Natural Gas_Water Heater (> 55 gal)_E2 | F2 | Residential | Multi-Family Moderate Income | Existing | Water Heating | Natural Gas | Water Heater (> 55 gal) | E2 | TRC BC Ratio | 0.23494 | 0.23563 | 0.23717 | 0.23847 | 0.23794 | 0.23922 | 0.24208 | 0.24446 | 0.24732 | 0.25011 | 0.25292 | 0.25559 | 0.25842 | 0.26135 | 0.2642 | 0.26712 | 0.27005 | 0.27302 | 0.27588 | 0.27863 | 0.28103 | 0.28324 | 0.28493 | 0.2864 | 0.28747 | 0.28819 | 0.28867 | 0.28885 | 0.28864 | 0.28815 | 0.28715 | 0.28591 | 0.28422
F2_Residential_Multi-Family Moderate Income_Existing_Water Heating_Natural Gas_Water Heater (> 55 gal)_E3 | F2 | Residential | Multi-Family Moderate Income | Existing | Water Heating | Natural Gas | Water Heater (> 55 gal) | E3 | TRC BC Ratio | 0.033188 | 0.033286 | 0.033504 | 0.033687 | 0.033612 | 0.033792 | 0.034197 | 0.034533 | 0.034937 | 0.035331 | 0.035728 | 0.036105 | 0.036505 | 0.036918 | 0.037321 | 0.037733 | 0.038147 | 0.038567 | 0.038971 | 0.039359 | 0.039699 | 0.040011 | 0.04025 | 0.040458 | 0.040609 | 0.04071 | 0.040777 | 0.040804 | 0.040773 | 0.040704 | 0.040563 | 0.040388 | 0.04015
F2_Residential_Multi-Family Moderate Income_Existing_Water Heating_Natural Gas_Water Heater (> 55 gal)_E4 | F2 | Residential | Multi-Family Moderate Income | Existing | Water Heating | Natural Gas | Water Heater (> 55 gal) | E4 | TRC BC Ratio | 0.26817 | 0.26408 | 0.26316 | 0.26107 | 0.25178 | 0.2491 | 0.25237 | 0.25333 | 0.25651 | 0.25991 | 0.2641 | 0.26852 | 0.2747 | 0.28234 | 0.29124 | 0.30195 | 0.3145 | 0.32807 | 0.34204 | 0.35552 | 0.36743 | 0.37794 | 0.38565 | 0.39137 | 0.39551 | 0.39829 | 0.40015 | 0.40087 | 0.40003 | 0.39814 | 0.39427 | 0.38944 | 0.3829
F2_Residential_Multi-Family Moderate Income_Existing_Water Heating_Natural Gas_Water Heater (> 55 gal)_E5 | F2 | Residential | Multi-Family Moderate Income | Existing | Water Heating | Natural Gas | Water Heater (> 55 gal) | E5 | TRC BC Ratio | 0.25773 | 0.25519 | 0.25508 | 0.25409 | 0.24765 | 0.24625 | 0.2494 | 0.25083 | 0.25391 | 0.25711 | 0.26086 | 0.26471 | 0.2698 | 0.27592 | 0.28286 | 0.29104 | 0.30047 | 0.3106 | 0.32096 | 0.33095 | 0.33978 | 0.34759 | 0.35335 | 0.35769 | 0.36083 | 0.36294 | 0.36435 | 0.3649 | 0.36426 | 0.36283 | 0.35989 | 0.35623 | 0.35126
F2_Residential_Multi-Family Moderate Income_Existing_Water Heating_Natural Gas_Water Heater (> 55 gal)_E6 | F2 | Residential | Multi-Family Moderate Income | Existing | Water Heating | Natural Gas | Water Heater (> 55 gal) | E6 | TRC BC Ratio | 0.092086 | 0.092356 | 0.092961 | 0.09347 | 0.093263 | 0.093761 | 0.094885 | 0.095817 | 0.096939 | 0.098032 | 0.099134 | 0.10018 | 0.10129 | 0.10244 | 0.10355 | 0.1047 | 0.10585 | 0.10701 | 0.10813 | 0.10921 | 0.11015 | 0.11102 | 0.11168 | 0.11226 | 0.11268 | 0.11296 | 0.11314 | 0.11322 | 0.11313 | 0.11294 | 0.11255 | 0.11206 | 0.1114
F2_Residential_Multi-Family Moderate Income_Existing_Water Heating_Natural Gas_Water Heater (> 55 gal)_E7 | F2 | Residential | Multi-Family Moderate Income | Existing | Water Heating | Natural Gas | Water Heater (> 55 gal) | E7 | TRC BC Ratio | 0 | 0 | 0 | 0 | 0 | 0.11312 | 0.11447 | 0.11556 | 0.11687 | 0.11816 | 0.11947 | 0.12071 | 0.12205 | 0.12347 | 0.12493 | 0.12649 | 0.12813 | 0.12979 | 0.13135 | 0.13282 | 0.13408 | 0.13516 | 0.13591 | 0.13644 | 0.13681 | 0.13704 | 0.1372 | 0.13729 | 0.13719 | 0.13696 | 0.13649 | 0.13592 | 0.13513
F2_Residential_Multi-Family Moderate Income_Existing_Water Heating_Natural Gas_Water Heater (> 55 gal)_E8 | F2 | Residential | Multi-Family Moderate Income | Existing | Water Heating | Natural Gas | Water Heater (> 55 gal) | E8 | TRC BC Ratio | 0 | 0 | 0 | 0 | 0 | 0 | 0 | 0 | 0 | 0 | 0 | 0 | 0 | 0 | 0 | 0 | 0 | 0 | 0 | 0 | 0 | 0 | 0 | 0 | 0 | 0 | 0 | 0 | 0 | 0 | 0 | 0 | 0
F2_Residential_Multi-Family Moderate Income_Existing_Water Heating_Natural Gas_Water Heater (> 55 gal)_E9 | F2 | Residential | Multi-Family Moderate Income | Existing | Water Heating | Natural Gas | Water Heater (> 55 gal) | E9 | TRC BC Ratio | 0 | 0 | 0 | 0 | 0 | 0 | 0 | 0 | 0 | 0 | 0 | 0 | 0 | 0 | 0 | 0 | 0 | 0 | 0 | 0 | 0 | 0 | 0 | 0 | 0 | 0 | 0 | 0 | 0 | 0 | 0 | 0 | 0
F2_Residential_Multi-Family Moderate Income_Existing_Water Heating_Natural Gas_Water Heater (> 55 gal)_E10 | F2 | Residential | Multi-Family Moderate Income | Existing | Water Heating | Natural Gas | Water Heater (> 55 gal) | E10 | TRC BC Ratio | 0 | 0 | 0 | 0 | 0 | 0 | 0 | 0 | 0 | 0 | 0 | 0 | 0 | 0 | 0 | 0 | 0 | 0 | 0 | 0 | 0 | 0 | 0 | 0 | 0 | 0 | 0 | 0 | 0 | 0 | 0 | 0 | 0
F3_Residential_Multi-Family Moderate Income_Existing_Water Heating_Natural Gas_Water Heater (> 55 gal)_E1 | F3 | Residential | Multi-Family Moderate Income | Existing | Water Heating | Natural Gas | Water Heater (> 55 gal) | E1 | PACT BC Ratio | bar: 2019 to 2051
F3_Residential_Multi-Family Moderate Income_Existing_Water Heating_Natural Gas_Water Heater (> 55 gal)_E2 | F3 | Residential | Multi-Family Moderate Income | Existing | Water Heating | Natural Gas | Water Heater (> 55 gal) | E2 | PACT BC Ratio | 0.29888 | 0.29976 | 0.30172 | 0.30337 | 0.3027 | 0.30432 | 0.30796 | 0.31099 | 0.31463 | 0.31818 | 0.32176 | 0.32514 | 0.32875 | 0.33247 | 0.3361 | 0.33981 | 0.34354 | 0.34732 | 0.35096 | 0.35445 | 0.35751 | 0.36032 | 0.36247 | 0.36435 | 0.3657 | 0.36661 | 0.36722 | 0.36746 | 0.36718 | 0.36656 | 0.3653 | 0.36371 | 0.36157
F3_Residential_Multi-Family Moderate Income_Existing_Water Heating_Natural Gas_Water Heater (> 55 gal)_E3 | F3 | Residential | Multi-Family Moderate Income | Existing | Water Heating | Natural Gas | Water Heater (> 55 gal) | E3 | PACT BC Ratio | 0.04222 | 0.042344 | 0.042621 | 0.042854 | 0.042759 | 0.042988 | 0.043503 | 0.043931 | 0.044445 | 0.044946 | 0.045451 | 0.04593 | 0.046439 | 0.046965 | 0.047478 | 0.048002 | 0.048528 | 0.049063 | 0.049576 | 0.05007 | 0.050503 | 0.050899 | 0.051203 | 0.051468 | 0.05166 | 0.051788 | 0.051874 | 0.051908 | 0.051869 | 0.051781 | 0.051602 | 0.051379 | 0.051076
F3_Residential_Multi-Family Moderate Income_Existing_Water Heating_Natural Gas_Water Heater (> 55 gal)_E4 | F3 | Residential | Multi-Family Moderate Income | Existing | Water Heating | Natural Gas | Water Heater (> 55 gal) | E4 | PACT BC Ratio | 0.34115 | 0.33594 | 0.33477 | 0.33212 | 0.3203 | 0.31689 | 0.32106 | 0.32227 | 0.32632 | 0.33064 | 0.33597 | 0.3416 | 0.34945 | 0.35917 | 0.3705 | 0.38412 | 0.40009 | 0.41735 | 0.43512 | 0.45227 | 0.46742 | 0.48079 | 0.4906 | 0.49788 | 0.50315 | 0.50668 | 0.50904 | 0.50996 | 0.50889 | 0.50649 | 0.50156 | 0.49543 | 0.4871
F3_Residential_Multi-Family Moderate Income_Existing_Water Heating_Natural Gas_Water Heater (> 55 gal)_E5 | F3 | Residential | Multi-Family Moderate Income | Existing | Water Heating | Natural Gas | Water Heater (> 55 gal) | E5 | PACT BC Ratio | 0.32787 | 0.32464 | 0.32449 | 0.32324 | 0.31504 | 0.31327 | 0.31727 | 0.31908 | 0.32301 | 0.32708 | 0.33184 | 0.33675 | 0.34323 | 0.351 | 0.35983 | 0.37024 | 0.38224 | 0.39512 | 0.4083 | 0.42102 | 0.43224 | 0.44219 | 0.44951 | 0.45503 | 0.45903 | 0.46171 | 0.46351 | 0.46421 | 0.46339 | 0.46157 | 0.45783 | 0.45317 | 0.44685
F3_Residential_Multi-Family Moderate Income_Existing_Water Heating_Natural Gas_Water Heater (> 55 gal)_E6 | F3 | Residential | Multi-Family Moderate Income | Existing | Water Heating | Natural Gas | Water Heater (> 55 gal) | E6 | PACT BC Ratio | 0.11715 | 0.11749 | 0.11826 | 0.11891 | 0.11864 | 0.11928 | 0.12071 | 0.12189 | 0.12332 | 0.12471 | 0.12611 | 0.12744 | 0.12885 | 0.13031 | 0.13173 | 0.13319 | 0.13465 | 0.13613 | 0.13756 | 0.13893 | 0.14013 | 0.14123 | 0.14207 | 0.14281 | 0.14334 | 0.14369 | 0.14393 | 0.14403 | 0.14392 | 0.14368 | 0.14318 | 0.14256 | 0.14172
F3_Residential_Multi-Family Moderate Income_Existing_Water Heating_Natural Gas_Water Heater (> 55 gal)_E7 | F3 | Residential | Multi-Family Moderate Income | Existing | Water Heating | Natural Gas | Water Heater (> 55 gal) | E7 | PACT BC Ratio | 0 | 0 | 0 | 0 | 0 | 0.14391 | 0.14562 | 0.14701 | 0.14868 | 0.15032 | 0.15198 | 0.15356 | 0.15526 | 0.15707 | 0.15892 | 0.16091 | 0.163 | 0.1651 | 0.1671 | 0.16897 | 0.17056 | 0.17194 | 0.17289 | 0.17358 | 0.17404 | 0.17433 | 0.17454 | 0.17465 | 0.17452 | 0.17423 | 0.17364 | 0.1729 | 0.1719
F3_Residential_Multi-Family Moderate Income_Existing_Water Heating_Natural Gas_Water Heater (> 55 gal)_E8 | F3 | Residential | Multi-Family Moderate Income | Existing | Water Heating | Natural Gas | Water Heater (> 55 gal) | E8 | PACT BC Ratio | 0 | 0 | 0 | 0 | 0 | 0 | 0 | 0 | 0 | 0 | 0 | 0 | 0 | 0 | 0 | 0 | 0 | 0 | 0 | 0 | 0 | 0 | 0 | 0 | 0 | 0 | 0 | 0 | 0 | 0 | 0 | 0 | 0
F3_Residential_Multi-Family Moderate Income_Existing_Water Heating_Natural Gas_Water Heater (> 55 gal)_E9 | F3 | Residential | Multi-Family Moderate Income | Existing | Water Heating | Natural Gas | Water Heater (> 55 gal) | E9 | PACT BC Ratio | 0 | 0 | 0 | 0 | 0 | 0 | 0 | 0 | 0 | 0 | 0 | 0 | 0 | 0 | 0 | 0 | 0 | 0 | 0 | 0 | 0 | 0 | 0 | 0 | 0 | 0 | 0 | 0 | 0 | 0 | 0 | 0 | 0
F3_Residential_Multi-Family Moderate Income_Existing_Water Heating_Natural Gas_Water Heater (> 55 gal)_E10 | F3 | Residential | Multi-Family Moderate Income | Existing | Water Heating | Natural Gas | Water Heater (> 55 gal) | E10 | PACT BC Ratio | 0 | 0 | 0 | 0 | 0 | 0 | 0 | 0 | 0 | 0 | 0 | 0 | 0 | 0 | 0 | 0 | 0 | 0 | 0 | 0 | 0 | 0 | 0 | 0 | 0 | 0 | 0 | 0 | 0 | 0 | 0 | 0 | 0
F4_Residential_Multi-Family Moderate Income_Existing_Water Heating_Natural Gas_Water Heater (> 55 gal)_E1 | F4 | Residential | Multi-Family Moderate Income | Existing | Water Heating | Natural Gas | Water Heater (> 55 gal) | E1 | RVT BC Ratio | bar: 2019 to 2051
F4_Residential_Multi-Family Moderate Income_Existing_Water Heating_Natural Gas_Water Heater (> 55 gal)_E2 | F4 | Residential | Multi-Family Moderate Income | Existing | Water Heating | Natural Gas | Water Heater (> 55 gal) | E2 | RVT BC Ratio | 1.0248 | 1.0256 | 1.0274 | 1.029 | 1.0284 | 1.0299 | 1.0333 | 1.0362 | 1.0396 | 1.0429 | 1.0463 | 1.0495 | 1.0529 | 1.0564 | 1.0598 | 1.0633 | 1.0668 | 1.0704 | 1.0738 | 1.0771 | 1.08 | 1.0826 | 1.0847 | 1.0864 | 1.0877 | 1.0886 | 1.0891 | 1.0894 | 1.0891 | 1.0885 | 1.0873 | 1.0858 | 1.0838
F4_Residential_Multi-Family Moderate Income_Existing_Water Heating_Natural Gas_Water Heater (> 55 gal)_E3 | F4 | Residential | Multi-Family Moderate Income | Existing | Water Heating | Natural Gas | Water Heater (> 55 gal) | E3 | RVT BC Ratio | 0.78306 | 0.78317 | 0.78343 | 0.78365 | 0.78356 | 0.78378 | 0.78426 | 0.78467 | 0.78515 | 0.78562 | 0.7861 | 0.78655 | 0.78703 | 0.78752 | 0.78801 | 0.7885 | 0.789 | 0.7895 | 0.78998 | 0.79045 | 0.79086 | 0.79123 | 0.79152 | 0.79177 | 0.79195 | 0.79207 | 0.79215 | 0.79218 | 0.79214 | 0.79206 | 0.79189 | 0.79168 | 0.7914
F4_Residential_Multi-Family Moderate Income_Existing_Water Heating_Natural Gas_Water Heater (> 55 gal)_E4 | F4 | Residential | Multi-Family Moderate Income | Existing | Water Heating | Natural Gas | Water Heater (> 55 gal) | E4 | RVT BC Ratio | 1.0646 | 1.0597 | 1.0586 | 1.0561 | 1.0449 | 1.0417 | 1.0457 | 1.0468 | 1.0506 | 1.0547 | 1.0597 | 1.065 | 1.0724 | 1.0816 | 1.0922 | 1.105 | 1.1201 | 1.1363 | 1.1531 | 1.1692 | 1.1835 | 1.1961 | 1.2053 | 1.2122 | 1.2171 | 1.2205 | 1.2227 | 1.2236 | 1.2226 | 1.2203 | 1.2157 | 1.2099 | 1.202
F4_Residential_Multi-Family Moderate Income_Existing_Water Heating_Natural Gas_Water Heater (> 55 gal)_E5 | F4 | Residential | Multi-Family Moderate Income | Existing | Water Heating | Natural Gas | Water Heater (> 55 gal) | E5 | RVT BC Ratio | 1.0521 | 1.049 | 1.0489 | 1.0477 | 1.04 | 1.0383 | 1.0421 | 1.0438 | 1.0475 | 1.0513 | 1.0558 | 1.0604 | 1.0665 | 1.0739 | 1.0822 | 1.092 | 1.1033 | 1.1154 | 1.1278 | 1.1398 | 1.1504 | 1.1597 | 1.1666 | 1.1718 | 1.1756 | 1.1781 | 1.1798 | 1.1805 | 1.1797 | 1.178 | 1.1745 | 1.1701 | 1.1641
F4_Residential_Multi-Family Moderate Income_Existing_Water Heating_Natural Gas_Water Heater (> 55 gal)_E6 | F4 | Residential | Multi-Family Moderate Income | Existing | Water Heating | Natural Gas | Water Heater (> 55 gal) | E6 | RVT BC Ratio | 0.85362 | 0.85394 | 0.85467 | 0.85528 | 0.85503 | 0.85563 | 0.85697 | 0.85809 | 0.85943 | 0.86074 | 0.86206 | 0.86331 | 0.86464 | 0.86602 | 0.86736 | 0.86873 | 0.8701 | 0.8715 | 0.87284 | 0.87413 | 0.87526 | 0.8763 | 0.87709 | 0.87779 | 0.87829 | 0.87862 | 0.87885 | 0.87894 | 0.87883 | 0.8786 | 0.87814 | 0.87755 | 0.87676
F4_Residential_Multi-Family Moderate Income_Existing_Water Heating_Natural Gas_Water Heater (> 55 gal)_E7 | F4 | Residential | Multi-Family Moderate Income | Existing | Water Heating | Natural Gas | Water Heater (> 55 gal) | E7 | RVT BC Ratio | 0 | 0 | 0 | 0 | 0 | 0.87882 | 0.88043 | 0.88174 | 0.88332 | 0.88486 | 0.88642 | 0.88791 | 0.88951 | 0.89122 | 0.89296 | 0.89483 | 0.89681 | 0.89879 | 0.90066 | 0.90242 | 0.90393 | 0.90522 | 0.90612 | 0.90676 | 0.9072 | 0.90747 | 0.90767 | 0.90777 | 0.90765 | 0.90738 | 0.90682 | 0.90613 | 0.90519
F4_Residential_Multi-Family Moderate Income_Existing_Water Heating_Natural Gas_Water Heater (> 55 gal)_E8 | F4 | Residential | Multi-Family Moderate Income | Existing | Water Heating | Natural Gas | Water Heater (> 55 gal) | E8 | RVT BC Ratio | 0 | 0 | 0 | 0 | 0 | 0 | 0 | 0 | 0 | 0 | 0 | 0 | 0 | 0 | 0 | 0 | 0 | 0 | 0 | 0 | 0 | 0 | 0 | 0 | 0 | 0 | 0 | 0 | 0 | 0 | 0 | 0 | 0
F4_Residential_Multi-Family Moderate Income_Existing_Water Heating_Natural Gas_Water Heater (> 55 gal)_E9 | F4 | Residential | Multi-Family Moderate Income | Existing | Water Heating | Natural Gas | Water Heater (> 55 gal) | E9 | RVT BC Ratio | 0 | 0 | 0 | 0 | 0 | 0 | 0 | 0 | 0 | 0 | 0 | 0 | 0 | 0 | 0 | 0 | 0 | 0 | 0 | 0 | 0 | 0 | 0 | 0 | 0 | 0 | 0 | 0 | 0 | 0 | 0 | 0 | 0
F4_Residential_Multi-Family Moderate Income_Existing_Water Heating_Natural Gas_Water Heater (> 55 gal)_E10 | F4 | Residential | Multi-Family Moderate Income | Existing | Water Heating | Natural Gas | Water Heater (> 55 gal) | E10 | RVT BC Ratio | 0 | 0 | 0 | 0 | 0 | 0 | 0 | 0 | 0 | 0 | 0 | 0 | 0 | 0 | 0 | 0 | 0 | 0 | 0 | 0 | 0 | 0 | 0 | 0 | 0 | 0 | 0 | 0 | 0 | 0 | 0 | 0 | 0
F5_Residential_Multi-Family Moderate Income_Existing_Water Heating_Natural Gas_Water Heater (> 55 gal)_E1 | F5 | Residential | Multi-Family Moderate Income | Existing | Water Heating | Natural Gas | Water Heater (> 55 gal) | E1 | RIM BC Ratio | bar: 2019 to 2051
F5_Residential_Multi-Family Moderate Income_Existing_Water Heating_Natural Gas_Water Heater (> 55 gal)_E2 | F5 | Residential | Multi-Family Moderate Income | Existing | Water Heating | Natural Gas | Water Heater (> 55 gal) | E2 | RIM BC Ratio | 0.23019 | 0.23071 | 0.23187 | 0.23284 | 0.23245 | 0.2334 | 0.23554 | 0.23731 | 0.23942 | 0.24147 | 0.24353 | 0.24546 | 0.24751 | 0.24961 | 0.25165 | 0.25373 | 0.2558 | 0.25789 | 0.25989 | 0.26181 | 0.26347 | 0.26499 | 0.26615 | 0.26716 | 0.26789 | 0.26838 | 0.26871 | 0.26883 | 0.26869 | 0.26835 | 0.26767 | 0.26682 | 0.26567
F5_Residential_Multi-Family Moderate Income_Existing_Water Heating_Natural Gas_Water Heater (> 55 gal)_E3 | F5 | Residential | Multi-Family Moderate Income | Existing | Water Heating | Natural Gas | Water Heater (> 55 gal) | E3 | RIM BC Ratio | 0.040512 | 0.040626 | 0.040881 | 0.041096 | 0.041009 | 0.041219 | 0.041692 | 0.042085 | 0.042556 | 0.043016 | 0.043479 | 0.043916 | 0.044381 | 0.044862 | 0.045329 | 0.045807 | 0.046286 | 0.046772 | 0.047238 | 0.047687 | 0.048079 | 0.048438 | 0.048713 | 0.048952 | 0.049126 | 0.049242 | 0.04932 | 0.04935 | 0.049315 | 0.049236 | 0.049074 | 0.048872 | 0.048598
F5_Residential_Multi-Family Moderate Income_Existing_Water Heating_Natural Gas_Water Heater (> 55 gal)_E4 | F5 | Residential | Multi-Family Moderate Income | Existing | Water Heating | Natural Gas | Water Heater (> 55 gal) | E4 | RIM BC Ratio | 0.25448 | 0.25157 | 0.25091 | 0.24942 | 0.24269 | 0.24073 | 0.24312 | 0.24382 | 0.24613 | 0.24858 | 0.25158 | 0.25473 | 0.25907 | 0.26437 | 0.27046 | 0.27764 | 0.28589 | 0.2946 | 0.30334 | 0.31158 | 0.3187 | 0.32486 | 0.3293 | 0.33257 | 0.33491 | 0.33647 | 0.33751 | 0.33792 | 0.33745 | 0.33639 | 0.33421 | 0.33147 | 0.32772
F5_Residential_Multi-Family Moderate Income_Existing_Water Heating_Natural Gas_Water Heater (> 55 gal)_E5 | F5 | Residential | Multi-Family Moderate Income | Existing | Water Heating | Natural Gas | Water Heater (> 55 gal) | E5 | RIM BC Ratio | 0.24701 | 0.24518 | 0.24509 | 0.24438 | 0.23966 | 0.23863 | 0.24095 | 0.24199 | 0.24424 | 0.24656 | 0.24926 | 0.25202 | 0.25563 | 0.25992 | 0.26473 | 0.27032 | 0.27666 | 0.28335 | 0.29006 | 0.29642 | 0.30194 | 0.30676 | 0.31027 | 0.31289 | 0.31477 | 0.31603 | 0.31687 | 0.3172 | 0.31682 | 0.31596 | 0.31421 | 0.31201 | 0.309
F5_Residential_Multi-Family Moderate Income_Existing_Water Heating_Natural Gas_Water Heater (> 55 gal)_E6 | F5 | Residential | Multi-Family Moderate Income | Existing | Water Heating | Natural Gas | Water Heater (> 55 gal) | E6 | RIM BC Ratio | 0.10488 | 0.10515 | 0.10577 | 0.10629 | 0.10608 | 0.10658 | 0.10772 | 0.10867 | 0.1098 | 0.1109 | 0.11201 | 0.11306 | 0.11417 | 0.11531 | 0.11642 | 0.11756 | 0.11869 | 0.11984 | 0.12095 | 0.12201 | 0.12293 | 0.12378 | 0.12442 | 0.12499 | 0.12539 | 0.12567 | 0.12585 | 0.12592 | 0.12584 | 0.12565 | 0.12527 | 0.1248 | 0.12415
F5_Residential_Multi-Family Moderate Income_Existing_Water Heating_Natural Gas_Water Heater (> 55 gal)_E7 | F5 | Residential | Multi-Family Moderate Income | Existing | Water Heating | Natural Gas | Water Heater (> 55 gal) | E7 | RIM BC Ratio | 0 | 0 | 0 | 0 | 0 | 0.12583 | 0.12713 | 0.12819 | 0.12946 | 0.1307 | 0.13196 | 0.13315 | 0.13442 | 0.13577 | 0.13716 | 0.13864 | 0.14019 | 0.14174 | 0.14321 | 0.14458 | 0.14575 | 0.14675 | 0.14744 | 0.14794 | 0.14827 | 0.14849 | 0.14864 | 0.14872 | 0.14862 | 0.14841 | 0.14798 | 0.14745 | 0.14672
F5_Residential_Multi-Family Moderate Income_Existing_Water Heating_Natural Gas_Water Heater (> 55 gal)_E8 | F5 | Residential | Multi-Family Moderate Income | Existing | Water Heating | Natural Gas | Water Heater (> 55 gal) | E8 | RIM BC Ratio | 0 | 0 | 0 | 0 | 0 | 0 | 0 | 0 | 0 | 0 | 0 | 0 | 0 | 0 | 0 | 0 | 0 | 0 | 0 | 0 | 0 | 0 | 0 | 0 | 0 | 0 | 0 | 0 | 0 | 0 | 0 | 0 | 0
F5_Residential_Multi-Family Moderate Income_Existing_Water Heating_Natural Gas_Water Heater (> 55 gal)_E9 | F5 | Residential | Multi-Family Moderate Income | Existing | Water Heating | Natural Gas | Water Heater (> 55 gal) | E9 | RIM BC Ratio | 0 | 0 | 0 | 0 | 0 | 0 | 0 | 0 | 0 | 0 | 0 | 0 | 0 | 0 | 0 | 0 | 0 | 0 | 0 | 0 | 0 | 0 | 0 | 0 | 0 | 0 | 0 | 0 | 0 | 0 | 0 | 0 | 0
F5_Residential_Multi-Family Moderate Income_Existing_Water Heating_Natural Gas_Water Heater (> 55 gal)_E10 | F5 | Residential | Multi-Family Moderate Income | Existing | Water Heating | Natural Gas | Water Heater (> 55 gal) | E10 | RIM BC Ratio | 0 | 0 | 0 | 0 | 0 | 0 | 0 | 0 | 0 | 0 | 0 | 0 | 0 | 0 | 0 | 0 | 0 | 0 | 0 | 0 | 0 | 0 | 0 | 0 | 0 | 0 | 0 | 0 | 0 | 0 | 0 | 0 | 0
F0_Residential_Multi-Family Moderate Income_Existing_Appliances_Natural Gas_Clothes Dryer_E0 | F0 | Residential | Multi-Family Moderate Income | Existing | Appliances | Natural Gas | Clothes Dryer | E0 | Economic Unit | Standard | Standard | Standard | Standard | Standard | Standard | Standard | Standard | Standard | Standard | Standard | Standard | Standard | Standard | Standard | Standard | Standard | Standard | Standard | Standard | Standard | Standard | Standard | Standard | Standard | Standard | Standard | Standard | Standard | Standard | Standard | Standard | Standard
F1_Residential_Multi-Family Moderate Income_Existing_Appliances_Natural Gas_Clothes Dryer_E1 | F1 | Residential | Multi-Family Moderate Income | Existing | Appliances | Natural Gas | Clothes Dryer | E1 | CCE | 0 | 0 | 0 | 0 | 0 | 0 | 0 | 0 | 0 | 0 | 0 | 0 | 0 | 0 | 0 | 0 | 0 | 0 | 0 | 0 | 0 | 0 | 0 | 0 | 0 | 0 | 0 | 0 | 0 | 0 | 0 | 0 | 0
F1_Residential_Multi-Family Moderate Income_Existing_Appliances_Natural Gas_Clothes Dryer_E2 | F1 | Residential | Multi-Family Moderate Income | Existing | Appliances | Natural Gas | Clothes Dryer | E2 | CCE | 9.1473 | 9.4287 | 9.2373 | 8.4682 | 8.4682 | 8.4682 | 8.4682 | 8.4682 | 8.4682 | 8.4682 | 8.4682 | 8.4682 | 8.4682 | 8.4682 | 8.4682 | 8.4682 | 8.4682 | 8.4682 | 8.4682 | 8.4682 | 8.4682 | 8.4682 | 8.4682 | 8.4682 | 8.4682 | 8.4682 | 8.4682 | 8.4682 | 8.4682 | 8.4682 | 8.4682 | 8.4682 | 8.4682
F1_Residential_Multi-Family Moderate Income_Existing_Appliances_Natural Gas_Clothes Dryer_E3 | F1 | Residential | Multi-Family Moderate Income | Existing | Appliances | Natural Gas | Clothes Dryer | E3 | CCE | 0 | 0 | 0 | 0 | 0 | 0 | 0 | 0 | 0 | 0 | 0 | 0 | 0 | 0 | 0 | 0 | 0 | 0 | 0 | 0 | 0 | 0 | 0 | 0 | 0 | 0 | 0 | 0 | 0 | 0 | 0 | 0 | 0
F1_Residential_Multi-Family Moderate Income_Existing_Appliances_Natural Gas_Clothes Dryer_E4 | F1 | Residential | Multi-Family Moderate Income | Existing | Appliances | Natural Gas | Clothes Dryer | E4 | CCE | 0 | 0 | 0 | 0 | 0 | 0 | 0 | 0 | 0 | 0 | 0 | 0 | 0 | 0 | 0 | 0 | 0 | 0 | 0 | 0 | 0 | 0 | 0 | 0 | 0 | 0 | 0 | 0 | 0 | 0 | 0 | 0 | 0
F1_Residential_Multi-Family Moderate Income_Existing_Appliances_Natural Gas_Clothes Dryer_E5 | F1 | Residential | Multi-Family Moderate Income | Existing | Appliances | Natural Gas | Clothes Dryer | E5 | CCE | 0 | 0 | 0 | 0 | 0 | 0 | 0 | 0 | 0 | 0 | 0 | 0 | 0 | 0 | 0 | 0 | 0 | 0 | 0 | 0 | 0 | 0 | 0 | 0 | 0 | 0 | 0 | 0 | 0 | 0 | 0 | 0 | 0
F1_Residential_Multi-Family Moderate Income_Existing_Appliances_Natural Gas_Clothes Dryer_E6 | F1 | Residential | Multi-Family Moderate Income | Existing | Appliances | Natural Gas | Clothes Dryer | E6 | CCE | 0 | 0 | 0 | 0 | 0 | 0 | 0 | 0 | 0 | 0 | 0 | 0 | 0 | 0 | 0 | 0 | 0 | 0 | 0 | 0 | 0 | 0 | 0 | 0 | 0 | 0 | 0 | 0 | 0 | 0 | 0 | 0 | 0
F1_Residential_Multi-Family Moderate Income_Existing_Appliances_Natural Gas_Clothes Dryer_E7 | F1 | Residential | Multi-Family Moderate Income | Existing | Appliances | Natural Gas | Clothes Dryer | E7 | CCE | 0 | 0 | 0 | 0 | 0 | 0 | 0 | 0 | 0 | 0 | 0 | 0 | 0 | 0 | 0 | 0 | 0 | 0 | 0 | 0 | 0 | 0 | 0 | 0 | 0 | 0 | 0 | 0 | 0 | 0 | 0 | 0 | 0
F1_Residential_Multi-Family Moderate Income_Existing_Appliances_Natural Gas_Clothes Dryer_E8 | F1 | Residential | Multi-Family Moderate Income | Existing | Appliances | Natural Gas | Clothes Dryer | E8 | CCE | 0 | 0 | 0 | 0 | 0 | 0 | 0 | 0 | 0 | 0 | 0 | 0 | 0 | 0 | 0 | 0 | 0 | 0 | 0 | 0 | 0 | 0 | 0 | 0 | 0 | 0 | 0 | 0 | 0 | 0 | 0 | 0 | 0
F1_Residential_Multi-Family Moderate Income_Existing_Appliances_Natural Gas_Clothes Dryer_E9 | F1 | Residential | Multi-Family Moderate Income | Existing | Appliances | Natural Gas | Clothes Dryer | E9 | CCE | 0 | 0 | 0 | 0 | 0 | 0 | 0 | 0 | 0 | 0 | 0 | 0 | 0 | 0 | 0 | 0 | 0 | 0 | 0 | 0 | 0 | 0 | 0 | 0 | 0 | 0 | 0 | 0 | 0 | 0 | 0 | 0 | 0
F1_Residential_Multi-Family Moderate Income_Existing_Appliances_Natural Gas_Clothes Dryer_E10 | F1 | Residential | Multi-Family Moderate Income | Existing | Appliances | Natural Gas | Clothes Dryer | E10 | CCE | 0 | 0 | 0 | 0 | 0 | 0 | 0 | 0 | 0 | 0 | 0 | 0 | 0 | 0 | 0 | 0 | 0 | 0 | 0 | 0 | 0 | 0 | 0 | 0 | 0 | 0 | 0 | 0 | 0 | 0 | 0 | 0 | 0
F2_Residential_Multi-Family Moderate Income_Existing_Appliances_Natural Gas_Clothes Dryer_E1 | F2 | Residential | Multi-Family Moderate Income | Existing | Appliances | Natural Gas | Clothes Dryer | E1 | TRC BC Ratio | bar: 2019 to 2051
F2_Residential_Multi-Family Moderate Income_Existing_Appliances_Natural Gas_Clothes Dryer_E2 | F2 | Residential | Multi-Family Moderate Income | Existing | Appliances | Natural Gas | Clothes Dryer | E2 | TRC BC Ratio | 0.18118 | 0.18175 | 0.183 | 0.18403 | 0.18353 | 0.18427 | 0.18602 | 0.18747 | 0.18921 | 0.1909 | 0.1926 | 0.19421 | 0.19591 | 0.19769 | 0.19939 | 0.20115 | 0.20291 | 0.20481 | 0.20664 | 0.20841 | 0.20995 | 0.21139 | 0.21247 | 0.21343 | 0.21399 | 0.21431 | 0.21448 | 0.21444 | 0.21415 | 0.21367 | 0.21285 | 0.21187 | 0.2106
F2_Residential_Multi-Family Moderate Income_Existing_Appliances_Natural Gas_Clothes Dryer_E3 | F2 | Residential | Multi-Family Moderate Income | Existing | Appliances | Natural Gas | Clothes Dryer | E3 | TRC BC Ratio | 0 | 0 | 0 | 0 | 0 | 0 | 0 | 0 | 0 | 0 | 0 | 0 | 0 | 0 | 0 | 0 | 0 | 0 | 0 | 0 | 0 | 0 | 0 | 0 | 0 | 0 | 0 | 0 | 0 | 0 | 0 | 0 | 0
F2_Residential_Multi-Family Moderate Income_Existing_Appliances_Natural Gas_Clothes Dryer_E4 | F2 | Residential | Multi-Family Moderate Income | Existing | Appliances | Natural Gas | Clothes Dryer | E4 | TRC BC Ratio | 0 | 0 | 0 | 0 | 0 | 0 | 0 | 0 | 0 | 0 | 0 | 0 | 0 | 0 | 0 | 0 | 0 | 0 | 0 | 0 | 0 | 0 | 0 | 0 | 0 | 0 | 0 | 0 | 0 | 0 | 0 | 0 | 0
F2_Residential_Multi-Family Moderate Income_Existing_Appliances_Natural Gas_Clothes Dryer_E5 | F2 | Residential | Multi-Family Moderate Income | Existing | Appliances | Natural Gas | Clothes Dryer | E5 | TRC BC Ratio | 0 | 0 | 0 | 0 | 0 | 0 | 0 | 0 | 0 | 0 | 0 | 0 | 0 | 0 | 0 | 0 | 0 | 0 | 0 | 0 | 0 | 0 | 0 | 0 | 0 | 0 | 0 | 0 | 0 | 0 | 0 | 0 | 0
F2_Residential_Multi-Family Moderate Income_Existing_Appliances_Natural Gas_Clothes Dryer_E6 | F2 | Residential | Multi-Family Moderate Income | Existing | Appliances | Natural Gas | Clothes Dryer | E6 | TRC BC Ratio | 0 | 0 | 0 | 0 | 0 | 0 | 0 | 0 | 0 | 0 | 0 | 0 | 0 | 0 | 0 | 0 | 0 | 0 | 0 | 0 | 0 | 0 | 0 | 0 | 0 | 0 | 0 | 0 | 0 | 0 | 0 | 0 | 0
F2_Residential_Multi-Family Moderate Income_Existing_Appliances_Natural Gas_Clothes Dryer_E7 | F2 | Residential | Multi-Family Moderate Income | Existing | Appliances | Natural Gas | Clothes Dryer | E7 | TRC BC Ratio | 0 | 0 | 0 | 0 | 0 | 0 | 0 | 0 | 0 | 0 | 0 | 0 | 0 | 0 | 0 | 0 | 0 | 0 | 0 | 0 | 0 | 0 | 0 | 0 | 0 | 0 | 0 | 0 | 0 | 0 | 0 | 0 | 0
F2_Residential_Multi-Family Moderate Income_Existing_Appliances_Natural Gas_Clothes Dryer_E8 | F2 | Residential | Multi-Family Moderate Income | Existing | Appliances | Natural Gas | Clothes Dryer | E8 | TRC BC Ratio | 0 | 0 | 0 | 0 | 0 | 0 | 0 | 0 | 0 | 0 | 0 | 0 | 0 | 0 | 0 | 0 | 0 | 0 | 0 | 0 | 0 | 0 | 0 | 0 | 0 | 0 | 0 | 0 | 0 | 0 | 0 | 0 | 0
F2_Residential_Multi-Family Moderate Income_Existing_Appliances_Natural Gas_Clothes Dryer_E9 | F2 | Residential | Multi-Family Moderate Income | Existing | Appliances | Natural Gas | Clothes Dryer | E9 | TRC BC Ratio | 0 | 0 | 0 | 0 | 0 | 0 | 0 | 0 | 0 | 0 | 0 | 0 | 0 | 0 | 0 | 0 | 0 | 0 | 0 | 0 | 0 | 0 | 0 | 0 | 0 | 0 | 0 | 0 | 0 | 0 | 0 | 0 | 0
F2_Residential_Multi-Family Moderate Income_Existing_Appliances_Natural Gas_Clothes Dryer_E10 | F2 | Residential | Multi-Family Moderate Income | Existing | Appliances | Natural Gas | Clothes Dryer | E10 | TRC BC Ratio | 0 | 0 | 0 | 0 | 0 | 0 | 0 | 0 | 0 | 0 | 0 | 0 | 0 | 0 | 0 | 0 | 0 | 0 | 0 | 0 | 0 | 0 | 0 | 0 | 0 | 0 | 0 | 0 | 0 | 0 | 0 | 0 | 0
F3_Residential_Multi-Family Moderate Income_Existing_Appliances_Natural Gas_Clothes Dryer_E1 | F3 | Residential | Multi-Family Moderate Income | Existing | Appliances | Natural Gas | Clothes Dryer | E1 | PACT BC Ratio | bar: 2019 to 2051
F3_Residential_Multi-Family Moderate Income_Existing_Appliances_Natural Gas_Clothes Dryer_E2 | F3 | Residential | Multi-Family Moderate Income | Existing | Appliances | Natural Gas | Clothes Dryer | E2 | PACT BC Ratio | 0.24158 | 0.24233 | 0.244 | 0.24538 | 0.24471 | 0.24569 | 0.24803 | 0.24996 | 0.25228 | 0.25453 | 0.2568 | 0.25895 | 0.26122 | 0.26359 | 0.26585 | 0.2682 | 0.27055 | 0.27308 | 0.27553 | 0.27788 | 0.27994 | 0.28185 | 0.2833 | 0.28458 | 0.28532 | 0.28575 | 0.28597 | 0.28592 | 0.28553 | 0.28489 | 0.2838 | 0.28249 | 0.2808
F3_Residential_Multi-Family Moderate Income_Existing_Appliances_Natural Gas_Clothes Dryer_E3 | F3 | Residential | Multi-Family Moderate Income | Existing | Appliances | Natural Gas | Clothes Dryer | E3 | PACT BC Ratio | 0 | 0 | 0 | 0 | 0 | 0 | 0 | 0 | 0 | 0 | 0 | 0 | 0 | 0 | 0 | 0 | 0 | 0 | 0 | 0 | 0 | 0 | 0 | 0 | 0 | 0 | 0 | 0 | 0 | 0 | 0 | 0 | 0
F3_Residential_Multi-Family Moderate Income_Existing_Appliances_Natural Gas_Clothes Dryer_E4 | F3 | Residential | Multi-Family Moderate Income | Existing | Appliances | Natural Gas | Clothes Dryer | E4 | PACT BC Ratio | 0 | 0 | 0 | 0 | 0 | 0 | 0 | 0 | 0 | 0 | 0 | 0 | 0 | 0 | 0 | 0 | 0 | 0 | 0 | 0 | 0 | 0 | 0 | 0 | 0 | 0 | 0 | 0 | 0 | 0 | 0 | 0 | 0
F3_Residential_Multi-Family Moderate Income_Existing_Appliances_Natural Gas_Clothes Dryer_E5 | F3 | Residential | Multi-Family Moderate Income | Existing | Appliances | Natural Gas | Clothes Dryer | E5 | PACT BC Ratio | 0 | 0 | 0 | 0 | 0 | 0 | 0 | 0 | 0 | 0 | 0 | 0 | 0 | 0 | 0 | 0 | 0 | 0 | 0 | 0 | 0 | 0 | 0 | 0 | 0 | 0 | 0 | 0 | 0 | 0 | 0 | 0 | 0
F3_Residential_Multi-Family Moderate Income_Existing_Appliances_Natural Gas_Clothes Dryer_E6 | F3 | Residential | Multi-Family Moderate Income | Existing | Appliances | Natural Gas | Clothes Dryer | E6 | PACT BC Ratio | 0 | 0 | 0 | 0 | 0 | 0 | 0 | 0 | 0 | 0 | 0 | 0 | 0 | 0 | 0 | 0 | 0 | 0 | 0 | 0 | 0 | 0 | 0 | 0 | 0 | 0 | 0 | 0 | 0 | 0 | 0 | 0 | 0
F3_Residential_Multi-Family Moderate Income_Existing_Appliances_Natural Gas_Clothes Dryer_E7 | F3 | Residential | Multi-Family Moderate Income | Existing | Appliances | Natural Gas | Clothes Dryer | E7 | PACT BC Ratio | 0 | 0 | 0 | 0 | 0 | 0 | 0 | 0 | 0 | 0 | 0 | 0 | 0 | 0 | 0 | 0 | 0 | 0 | 0 | 0 | 0 | 0 | 0 | 0 | 0 | 0 | 0 | 0 | 0 | 0 | 0 | 0 | 0
F3_Residential_Multi-Family Moderate Income_Existing_Appliances_Natural Gas_Clothes Dryer_E8 | F3 | Residential | Multi-Family Moderate Income | Existing | Appliances | Natural Gas | Clothes Dryer | E8 | PACT BC Ratio | 0 | 0 | 0 | 0 | 0 | 0 | 0 | 0 | 0 | 0 | 0 | 0 | 0 | 0 | 0 | 0 | 0 | 0 | 0 | 0 | 0 | 0 | 0 | 0 | 0 | 0 | 0 | 0 | 0 | 0 | 0 | 0 | 0
F3_Residential_Multi-Family Moderate Income_Existing_Appliances_Natural Gas_Clothes Dryer_E9 | F3 | Residential | Multi-Family Moderate Income | Existing | Appliances | Natural Gas | Clothes Dryer | E9 | PACT BC Ratio | 0 | 0 | 0 | 0 | 0 | 0 | 0 | 0 | 0 | 0 | 0 | 0 | 0 | 0 | 0 | 0 | 0 | 0 | 0 | 0 | 0 | 0 | 0 | 0 | 0 | 0 | 0 | 0 | 0 | 0 | 0 | 0 | 0
F3_Residential_Multi-Family Moderate Income_Existing_Appliances_Natural Gas_Clothes Dryer_E10 | F3 | Residential | Multi-Family Moderate Income | Existing | Appliances | Natural Gas | Clothes Dryer | E10 | PACT BC Ratio | 0 | 0 | 0 | 0 | 0 | 0 | 0 | 0 | 0 | 0 | 0 | 0 | 0 | 0 | 0 | 0 | 0 | 0 | 0 | 0 | 0 | 0 | 0 | 0 | 0 | 0 | 0 | 0 | 0 | 0 | 0 | 0 | 0
F4_Residential_Multi-Family Moderate Income_Existing_Appliances_Natural Gas_Clothes Dryer_E1 | F4 | Residential | Multi-Family Moderate Income | Existing | Appliances | Natural Gas | Clothes Dryer | E1 | RVT BC Ratio | bar: 2019 to 2051
F4_Residential_Multi-Family Moderate Income_Existing_Appliances_Natural Gas_Clothes Dryer_E2 | F4 | Residential | Multi-Family Moderate Income | Existing | Appliances | Natural Gas | Clothes Dryer | E2 | RVT BC Ratio | 0.85525 | 0.85549 | 0.85637 | 0.85708 | 0.85648 | 0.85736 | 0.85946 | 0.8612 | 0.86328 | 0.8653 | 0.86734 | 0.86927 | 0.87131 | 0.87344 | 0.87548 | 0.87758 | 0.8797 | 0.88197 | 0.88419 | 0.88636 | 0.8883 | 0.89014 | 0.89159 | 0.89293 | 0.89383 | 0.89445 | 0.89489 | 0.8951 | 0.89501 | 0.89471 | 0.894 | 0.89312 | 0.8919
F4_Residential_Multi-Family Moderate Income_Existing_Appliances_Natural Gas_Clothes Dryer_E3 | F4 | Residential | Multi-Family Moderate Income | Existing | Appliances | Natural Gas | Clothes Dryer | E3 | RVT BC Ratio | 0 | 0 | 0 | 0 | 0 | 0 | 0 | 0 | 0 | 0 | 0 | 0 | 0 | 0 | 0 | 0 | 0 | 0 | 0 | 0 | 0 | 0 | 0 | 0 | 0 | 0 | 0 | 0 | 0 | 0 | 0 | 0 | 0
F4_Residential_Multi-Family Moderate Income_Existing_Appliances_Natural Gas_Clothes Dryer_E4 | F4 | Residential | Multi-Family Moderate Income | Existing | Appliances | Natural Gas | Clothes Dryer | E4 | RVT BC Ratio | 0 | 0 | 0 | 0 | 0 | 0 | 0 | 0 | 0 | 0 | 0 | 0 | 0 | 0 | 0 | 0 | 0 | 0 | 0 | 0 | 0 | 0 | 0 | 0 | 0 | 0 | 0 | 0 | 0 | 0 | 0 | 0 | 0
F4_Residential_Multi-Family Moderate Income_Existing_Appliances_Natural Gas_Clothes Dryer_E5 | F4 | Residential | Multi-Family Moderate Income | Existing | Appliances | Natural Gas | Clothes Dryer | E5 | RVT BC Ratio | 0 | 0 | 0 | 0 | 0 | 0 | 0 | 0 | 0 | 0 | 0 | 0 | 0 | 0 | 0 | 0 | 0 | 0 | 0 | 0 | 0 | 0 | 0 | 0 | 0 | 0 | 0 | 0 | 0 | 0 | 0 | 0 | 0
F4_Residential_Multi-Family Moderate Income_Existing_Appliances_Natural Gas_Clothes Dryer_E6 | F4 | Residential | Multi-Family Moderate Income | Existing | Appliances | Natural Gas | Clothes Dryer | E6 | RVT BC Ratio | 0 | 0 | 0 | 0 | 0 | 0 | 0 | 0 | 0 | 0 | 0 | 0 | 0 | 0 | 0 | 0 | 0 | 0 | 0 | 0 | 0 | 0 | 0 | 0 | 0 | 0 | 0 | 0 | 0 | 0 | 0 | 0 | 0
F4_Residential_Multi-Family Moderate Income_Existing_Appliances_Natural Gas_Clothes Dryer_E7 | F4 | Residential | Multi-Family Moderate Income | Existing | Appliances | Natural Gas | Clothes Dryer | E7 | RVT BC Ratio | 0 | 0 | 0 | 0 | 0 | 0 | 0 | 0 | 0 | 0 | 0 | 0 | 0 | 0 | 0 | 0 | 0 | 0 | 0 | 0 | 0 | 0 | 0 | 0 | 0 | 0 | 0 | 0 | 0 | 0 | 0 | 0 | 0
F4_Residential_Multi-Family Moderate Income_Existing_Appliances_Natural Gas_Clothes Dryer_E8 | F4 | Residential | Multi-Family Moderate Income | Existing | Appliances | Natural Gas | Clothes Dryer | E8 | RVT BC Ratio | 0 | 0 | 0 | 0 | 0 | 0 | 0 | 0 | 0 | 0 | 0 | 0 | 0 | 0 | 0 | 0 | 0 | 0 | 0 | 0 | 0 | 0 | 0 | 0 | 0 | 0 | 0 | 0 | 0 | 0 | 0 | 0 | 0
F4_Residential_Multi-Family Moderate Income_Existing_Appliances_Natural Gas_Clothes Dryer_E9 | F4 | Residential | Multi-Family Moderate Income | Existing | Appliances | Natural Gas | Clothes Dryer | E9 | RVT BC Ratio | 0 | 0 | 0 | 0 | 0 | 0 | 0 | 0 | 0 | 0 | 0 | 0 | 0 | 0 | 0 | 0 | 0 | 0 | 0 | 0 | 0 | 0 | 0 | 0 | 0 | 0 | 0 | 0 | 0 | 0 | 0 | 0 | 0
F4_Residential_Multi-Family Moderate Income_Existing_Appliances_Natural Gas_Clothes Dryer_E10 | F4 | Residential | Multi-Family Moderate Income | Existing | Appliances | Natural Gas | Clothes Dryer | E10 | RVT BC Ratio | 0 | 0 | 0 | 0 | 0 | 0 | 0 | 0 | 0 | 0 | 0 | 0 | 0 | 0 | 0 | 0 | 0 | 0 | 0 | 0 | 0 | 0 | 0 | 0 | 0 | 0 | 0 | 0 | 0 | 0 | 0 | 0 | 0
F5_Residential_Multi-Family Moderate Income_Existing_Appliances_Natural Gas_Clothes Dryer_E1 | F5 | Residential | Multi-Family Moderate Income | Existing | Appliances | Natural Gas | Clothes Dryer | E1 | RIM BC Ratio | bar: 2019 to 2051
F5_Residential_Multi-Family Moderate Income_Existing_Appliances_Natural Gas_Clothes Dryer_E2 | F5 | Residential | Multi-Family Moderate Income | Existing | Appliances | Natural Gas | Clothes Dryer | E2 | RIM BC Ratio | 0.20604 | 0.20663 | 0.20788 | 0.20891 | 0.20847 | 0.20912 | 0.2107 | 0.21199 | 0.21354 | 0.21504 | 0.21654 | 0.21795 | 0.21945 | 0.221 | 0.22248 | 0.224 | 0.22552 | 0.22715 | 0.22872 | 0.23021 | 0.2315 | 0.23269 | 0.23358 | 0.23434 | 0.23476 | 0.23498 | 0.23507 | 0.23498 | 0.23468 | 0.23422 | 0.23347 | 0.23258 | 0.23145
F5_Residential_Multi-Family Moderate Income_Existing_Appliances_Natural Gas_Clothes Dryer_E3 | F5 | Residential | Multi-Family Moderate Income | Existing | Appliances | Natural Gas | Clothes Dryer | E3 | RIM BC Ratio | 0 | 0 | 0 | 0 | 0 | 0 | 0 | 0 | 0 | 0 | 0 | 0 | 0 | 0 | 0 | 0 | 0 | 0 | 0 | 0 | 0 | 0 | 0 | 0 | 0 | 0 | 0 | 0 | 0 | 0 | 0 | 0 | 0
F5_Residential_Multi-Family Moderate Income_Existing_Appliances_Natural Gas_Clothes Dryer_E4 | F5 | Residential | Multi-Family Moderate Income | Existing | Appliances | Natural Gas | Clothes Dryer | E4 | RIM BC Ratio | 0 | 0 | 0 | 0 | 0 | 0 | 0 | 0 | 0 | 0 | 0 | 0 | 0 | 0 | 0 | 0 | 0 | 0 | 0 | 0 | 0 | 0 | 0 | 0 | 0 | 0 | 0 | 0 | 0 | 0 | 0 | 0 | 0
F5_Residential_Multi-Family Moderate Income_Existing_Appliances_Natural Gas_Clothes Dryer_E5 | F5 | Residential | Multi-Family Moderate Income | Existing | Appliances | Natural Gas | Clothes Dryer | E5 | RIM BC Ratio | 0 | 0 | 0 | 0 | 0 | 0 | 0 | 0 | 0 | 0 | 0 | 0 | 0 | 0 | 0 | 0 | 0 | 0 | 0 | 0 | 0 | 0 | 0 | 0 | 0 | 0 | 0 | 0 | 0 | 0 | 0 | 0 | 0
F5_Residential_Multi-Family Moderate Income_Existing_Appliances_Natural Gas_Clothes Dryer_E6 | F5 | Residential | Multi-Family Moderate Income | Existing | Appliances | Natural Gas | Clothes Dryer | E6 | RIM BC Ratio | 0 | 0 | 0 | 0 | 0 | 0 | 0 | 0 | 0 | 0 | 0 | 0 | 0 | 0 | 0 | 0 | 0 | 0 | 0 | 0 | 0 | 0 | 0 | 0 | 0 | 0 | 0 | 0 | 0 | 0 | 0 | 0 | 0
F5_Residential_Multi-Family Moderate Income_Existing_Appliances_Natural Gas_Clothes Dryer_E7 | F5 | Residential | Multi-Family Moderate Income | Existing | Appliances | Natural Gas | Clothes Dryer | E7 | RIM BC Ratio | 0 | 0 | 0 | 0 | 0 | 0 | 0 | 0 | 0 | 0 | 0 | 0 | 0 | 0 | 0 | 0 | 0 | 0 | 0 | 0 | 0 | 0 | 0 | 0 | 0 | 0 | 0 | 0 | 0 | 0 | 0 | 0 | 0
F5_Residential_Multi-Family Moderate Income_Existing_Appliances_Natural Gas_Clothes Dryer_E8 | F5 | Residential | Multi-Family Moderate Income | Existing | Appliances | Natural Gas | Clothes Dryer | E8 | RIM BC Ratio | 0 | 0 | 0 | 0 | 0 | 0 | 0 | 0 | 0 | 0 | 0 | 0 | 0 | 0 | 0 | 0 | 0 | 0 | 0 | 0 | 0 | 0 | 0 | 0 | 0 | 0 | 0 | 0 | 0 | 0 | 0 | 0 | 0
F5_Residential_Multi-Family Moderate Income_Existing_Appliances_Natural Gas_Clothes Dryer_E9 | F5 | Residential | Multi-Family Moderate Income | Existing | Appliances | Natural Gas | Clothes Dryer | E9 | RIM BC Ratio | 0 | 0 | 0 | 0 | 0 | 0 | 0 | 0 | 0 | 0 | 0 | 0 | 0 | 0 | 0 | 0 | 0 | 0 | 0 | 0 | 0 | 0 | 0 | 0 | 0 | 0 | 0 | 0 | 0 | 0 | 0 | 0 | 0
F5_Residential_Multi-Family Moderate Income_Existing_Appliances_Natural Gas_Clothes Dryer_E10 | F5 | Residential | Multi-Family Moderate Income | Existing | Appliances | Natural Gas | Clothes Dryer | E10 | RIM BC Ratio | 0 | 0 | 0 | 0 | 0 | 0 | 0 | 0 | 0 | 0 | 0 | 0 | 0 | 0 | 0 | 0 | 0 | 0 | 0 | 0 | 0 | 0 | 0 | 0 | 0 | 0 | 0 | 0 | 0 | 0 | 0 | 0 | 0
F0_Residential_Multi-Family Moderate Income_Existing_Appliances_Natural Gas_Stove/Oven_E0 | F0 | Residential | Multi-Family Moderate Income | Existing | Appliances | Natural Gas | Stove/Oven | E0 | Economic Unit | High Efficiency (730 + 1660 IAEC) | High Efficiency (730 + 1660 IAEC) | High Efficiency (730 + 1660 IAEC) | High Efficiency (730 + 1660 IAEC) | High Efficiency (730 + 1660 IAEC) | High Efficiency (730 + 1660 IAEC) | High Efficiency (730 + 1660 IAEC) | High Efficiency (730 + 1660 IAEC) | High Efficiency (730 + 1660 IAEC) | High Efficiency (730 + 1660 IAEC) | High Efficiency (730 + 1660 IAEC) | High Efficiency (730 + 1660 IAEC) | High Efficiency (730 + 1660 IAEC) | High Efficiency (730 + 1660 IAEC) | High Efficiency (730 + 1660 IAEC) | High Efficiency (730 + 1660 IAEC) | High Efficiency (730 + 1660 IAEC) | High Efficiency (730 + 1660 IAEC) | High Efficiency (730 + 1660 IAEC) | High Efficiency (730 + 1660 IAEC) | High Efficiency (730 + 1660 IAEC) | High Efficiency (730 + 1660 IAEC) | High Efficiency (730 + 1660 IAEC) | High Efficiency (730 + 1660 IAEC) | High Efficiency (730 + 1660 IAEC) | High Efficiency (730 + 1660 IAEC) | High Efficiency (730 + 1660 IAEC) | High Efficiency (730 + 1660 IAEC) | High Efficiency (730 + 1660 IAEC) | High Efficiency (730 + 1660 IAEC) | High Efficiency (730 + 1660 IAEC) | High Efficiency (730 + 1660 IAEC) | High Efficiency (730 + 1660 IAEC)
F1_Residential_Multi-Family Moderate Income_Existing_Appliances_Natural Gas_Stove/Oven_E1 | F1 | Residential | Multi-Family Moderate Income | Existing | Appliances | Natural Gas | Stove/Oven | E1 | CCE | 0 | 0 | 0 | 0 | 0 | 0 | 0 | 0 | 0 | 0 | 0 | 0 | 0 | 0 | 0 | 0 | 0 | 0 | 0 | 0 | 0 | 0 | 0 | 0 | 0 | 0 | 0 | 0 | 0 | 0 | 0 | 0 | 0
F1_Residential_Multi-Family Moderate Income_Existing_Appliances_Natural Gas_Stove/Oven_E2 | F1 | Residential | Multi-Family Moderate Income | Existing | Appliances | Natural Gas | Stove/Oven | E2 | CCE | 1.6657 | 1.7169 | 1.6821 | 1.542 | 1.542 | 1.542 | 1.542 | 1.542 | 1.542 | 1.542 | 1.542 | 1.542 | 1.542 | 1.542 | 1.542 | 1.542 | 1.542 | 1.542 | 1.542 | 1.542 | 1.542 | 1.542 | 1.542 | 1.542 | 1.542 | 1.542 | 1.542 | 1.542 | 1.542 | 1.542 | 1.542 | 1.542 | 1.542
F1_Residential_Multi-Family Moderate Income_Existing_Appliances_Natural Gas_Stove/Oven_E3 | F1 | Residential | Multi-Family Moderate Income | Existing | Appliances | Natural Gas | Stove/Oven | E3 | CCE | 0 | 0 | 0 | 0 | 0 | 0 | 0 | 0 | 0 | 0 | 0 | 0 | 0 | 0 | 0 | 0 | 0 | 0 | 0 | 0 | 0 | 0 | 0 | 0 | 0 | 0 | 0 | 0 | 0 | 0 | 0 | 0 | 0
F1_Residential_Multi-Family Moderate Income_Existing_Appliances_Natural Gas_Stove/Oven_E4 | F1 | Residential | Multi-Family Moderate Income | Existing | Appliances | Natural Gas | Stove/Oven | E4 | CCE | 0 | 0 | 0 | 0 | 0 | 0 | 0 | 0 | 0 | 0 | 0 | 0 | 0 | 0 | 0 | 0 | 0 | 0 | 0 | 0 | 0 | 0 | 0 | 0 | 0 | 0 | 0 | 0 | 0 | 0 | 0 | 0 | 0
F1_Residential_Multi-Family Moderate Income_Existing_Appliances_Natural Gas_Stove/Oven_E5 | F1 | Residential | Multi-Family Moderate Income | Existing | Appliances | Natural Gas | Stove/Oven | E5 | CCE | 0 | 0 | 0 | 0 | 0 | 0 | 0 | 0 | 0 | 0 | 0 | 0 | 0 | 0 | 0 | 0 | 0 | 0 | 0 | 0 | 0 | 0 | 0 | 0 | 0 | 0 | 0 | 0 | 0 | 0 | 0 | 0 | 0
F1_Residential_Multi-Family Moderate Income_Existing_Appliances_Natural Gas_Stove/Oven_E6 | F1 | Residential | Multi-Family Moderate Income | Existing | Appliances | Natural Gas | Stove/Oven | E6 | CCE | 0 | 0 | 0 | 0 | 0 | 0 | 0 | 0 | 0 | 0 | 0 | 0 | 0 | 0 | 0 | 0 | 0 | 0 | 0 | 0 | 0 | 0 | 0 | 0 | 0 | 0 | 0 | 0 | 0 | 0 | 0 | 0 | 0
F1_Residential_Multi-Family Moderate Income_Existing_Appliances_Natural Gas_Stove/Oven_E7 | F1 | Residential | Multi-Family Moderate Income | Existing | Appliances | Natural Gas | Stove/Oven | E7 | CCE | 0 | 0 | 0 | 0 | 0 | 0 | 0 | 0 | 0 | 0 | 0 | 0 | 0 | 0 | 0 | 0 | 0 | 0 | 0 | 0 | 0 | 0 | 0 | 0 | 0 | 0 | 0 | 0 | 0 | 0 | 0 | 0 | 0
F1_Residential_Multi-Family Moderate Income_Existing_Appliances_Natural Gas_Stove/Oven_E8 | F1 | Residential | Multi-Family Moderate Income | Existing | Appliances | Natural Gas | Stove/Oven | E8 | CCE | 0 | 0 | 0 | 0 | 0 | 0 | 0 | 0 | 0 | 0 | 0 | 0 | 0 | 0 | 0 | 0 | 0 | 0 | 0 | 0 | 0 | 0 | 0 | 0 | 0 | 0 | 0 | 0 | 0 | 0 | 0 | 0 | 0
F1_Residential_Multi-Family Moderate Income_Existing_Appliances_Natural Gas_Stove/Oven_E9 | F1 | Residential | Multi-Family Moderate Income | Existing | Appliances | Natural Gas | Stove/Oven | E9 | CCE | 0 | 0 | 0 | 0 | 0 | 0 | 0 | 0 | 0 | 0 | 0 | 0 | 0 | 0 | 0 | 0 | 0 | 0 | 0 | 0 | 0 | 0 | 0 | 0 | 0 | 0 | 0 | 0 | 0 | 0 | 0 | 0 | 0
F1_Residential_Multi-Family Moderate Income_Existing_Appliances_Natural Gas_Stove/Oven_E10 | F1 | Residential | Multi-Family Moderate Income | Existing | Appliances | Natural Gas | Stove/Oven | E10 | CCE | 0 | 0 | 0 | 0 | 0 | 0 | 0 | 0 | 0 | 0 | 0 | 0 | 0 | 0 | 0 | 0 | 0 | 0 | 0 | 0 | 0 | 0 | 0 | 0 | 0 | 0 | 0 | 0 | 0 | 0 | 0 | 0 | 0
F2_Residential_Multi-Family Moderate Income_Existing_Appliances_Natural Gas_Stove/Oven_E1 | F2 | Residential | Multi-Family Moderate Income | Existing | Appliances | Natural Gas | Stove/Oven | E1 | TRC BC Ratio | bar: 2019 to 2051
F2_Residential_Multi-Family Moderate Income_Existing_Appliances_Natural Gas_Stove/Oven_E2 | F2 | Residential | Multi-Family Moderate Income | Existing | Appliances | Natural Gas | Stove/Oven | E2 | TRC BC Ratio | 0.99498 | 0.99808 | 1.005 | 1.0106 | 1.0079 | 1.0119 | 1.0216 | 1.0295 | 1.0391 | 1.0483 | 1.0577 | 1.0665 | 1.0759 | 1.0856 | 1.095 | 1.1046 | 1.1143 | 1.1247 | 1.1348 | 1.1445 | 1.153 | 1.1609 | 1.1668 | 1.1721 | 1.1752 | 1.1769 | 1.1778 | 1.1776 | 1.176 | 1.1734 | 1.1689 | 1.1635 | 1.1565
F2_Residential_Multi-Family Moderate Income_Existing_Appliances_Natural Gas_Stove/Oven_E3 | F2 | Residential | Multi-Family Moderate Income | Existing | Appliances | Natural Gas | Stove/Oven | E3 | TRC BC Ratio | 0 | 0 | 0 | 0 | 0 | 0 | 0 | 0 | 0 | 0 | 0 | 0 | 0 | 0 | 0 | 0 | 0 | 0 | 0 | 0 | 0 | 0 | 0 | 0 | 0 | 0 | 0 | 0 | 0 | 0 | 0 | 0 | 0
F2_Residential_Multi-Family Moderate Income_Existing_Appliances_Natural Gas_Stove/Oven_E4 | F2 | Residential | Multi-Family Moderate Income | Existing | Appliances | Natural Gas | Stove/Oven | E4 | TRC BC Ratio | 0 | 0 | 0 | 0 | 0 | 0 | 0 | 0 | 0 | 0 | 0 | 0 | 0 | 0 | 0 | 0 | 0 | 0 | 0 | 0 | 0 | 0 | 0 | 0 | 0 | 0 | 0 | 0 | 0 | 0 | 0 | 0 | 0
F2_Residential_Multi-Family Moderate Income_Existing_Appliances_Natural Gas_Stove/Oven_E5 | F2 | Residential | Multi-Family Moderate Income | Existing | Appliances | Natural Gas | Stove/Oven | E5 | TRC BC Ratio | 0 | 0 | 0 | 0 | 0 | 0 | 0 | 0 | 0 | 0 | 0 | 0 | 0 | 0 | 0 | 0 | 0 | 0 | 0 | 0 | 0 | 0 | 0 | 0 | 0 | 0 | 0 | 0 | 0 | 0 | 0 | 0 | 0
F2_Residential_Multi-Family Moderate Income_Existing_Appliances_Natural Gas_Stove/Oven_E6 | F2 | Residential | Multi-Family Moderate Income | Existing | Appliances | Natural Gas | Stove/Oven | E6 | TRC BC Ratio | 0 | 0 | 0 | 0 | 0 | 0 | 0 | 0 | 0 | 0 | 0 | 0 | 0 | 0 | 0 | 0 | 0 | 0 | 0 | 0 | 0 | 0 | 0 | 0 | 0 | 0 | 0 | 0 | 0 | 0 | 0 | 0 | 0
F2_Residential_Multi-Family Moderate Income_Existing_Appliances_Natural Gas_Stove/Oven_E7 | F2 | Residential | Multi-Family Moderate Income | Existing | Appliances | Natural Gas | Stove/Oven | E7 | TRC BC Ratio | 0 | 0 | 0 | 0 | 0 | 0 | 0 | 0 | 0 | 0 | 0 | 0 | 0 | 0 | 0 | 0 | 0 | 0 | 0 | 0 | 0 | 0 | 0 | 0 | 0 | 0 | 0 | 0 | 0 | 0 | 0 | 0 | 0
F2_Residential_Multi-Family Moderate Income_Existing_Appliances_Natural Gas_Stove/Oven_E8 | F2 | Residential | Multi-Family Moderate Income | Existing | Appliances | Natural Gas | Stove/Oven | E8 | TRC BC Ratio | 0 | 0 | 0 | 0 | 0 | 0 | 0 | 0 | 0 | 0 | 0 | 0 | 0 | 0 | 0 | 0 | 0 | 0 | 0 | 0 | 0 | 0 | 0 | 0 | 0 | 0 | 0 | 0 | 0 | 0 | 0 | 0 | 0
F2_Residential_Multi-Family Moderate Income_Existing_Appliances_Natural Gas_Stove/Oven_E9 | F2 | Residential | Multi-Family Moderate Income | Existing | Appliances | Natural Gas | Stove/Oven | E9 | TRC BC Ratio | 0 | 0 | 0 | 0 | 0 | 0 | 0 | 0 | 0 | 0 | 0 | 0 | 0 | 0 | 0 | 0 | 0 | 0 | 0 | 0 | 0 | 0 | 0 | 0 | 0 | 0 | 0 | 0 | 0 | 0 | 0 | 0 | 0
F2_Residential_Multi-Family Moderate Income_Existing_Appliances_Natural Gas_Stove/Oven_E10 | F2 | Residential | Multi-Family Moderate Income | Existing | Appliances | Natural Gas | Stove/Oven | E10 | TRC BC Ratio | 0 | 0 | 0 | 0 | 0 | 0 | 0 | 0 | 0 | 0 | 0 | 0 | 0 | 0 | 0 | 0 | 0 | 0 | 0 | 0 | 0 | 0 | 0 | 0 | 0 | 0 | 0 | 0 | 0 | 0 | 0 | 0 | 0
F3_Residential_Multi-Family Moderate Income_Existing_Appliances_Natural Gas_Stove/Oven_E1 | F3 | Residential | Multi-Family Moderate Income | Existing | Appliances | Natural Gas | Stove/Oven | E1 | PACT BC Ratio | bar: 2019 to 2051
F3_Residential_Multi-Family Moderate Income_Existing_Appliances_Natural Gas_Stove/Oven_E2 | F3 | Residential | Multi-Family Moderate Income | Existing | Appliances | Natural Gas | Stove/Oven | E2 | PACT BC Ratio | 1.3266 | 1.3308 | 1.34 | 1.3475 | 1.3438 | 1.3492 | 1.3621 | 1.3727 | 1.3854 | 1.3978 | 1.4102 | 1.422 | 1.4345 | 1.4475 | 1.46 | 1.4728 | 1.4858 | 1.4996 | 1.5131 | 1.526 | 1.5373 | 1.5478 | 1.5558 | 1.5628 | 1.5669 | 1.5692 | 1.5704 | 1.5702 | 1.568 | 1.5645 | 1.5585 | 1.5513 | 1.542
F3_Residential_Multi-Family Moderate Income_Existing_Appliances_Natural Gas_Stove/Oven_E3 | F3 | Residential | Multi-Family Moderate Income | Existing | Appliances | Natural Gas | Stove/Oven | E3 | PACT BC Ratio | 0 | 0 | 0 | 0 | 0 | 0 | 0 | 0 | 0 | 0 | 0 | 0 | 0 | 0 | 0 | 0 | 0 | 0 | 0 | 0 | 0 | 0 | 0 | 0 | 0 | 0 | 0 | 0 | 0 | 0 | 0 | 0 | 0
F3_Residential_Multi-Family Moderate Income_Existing_Appliances_Natural Gas_Stove/Oven_E4 | F3 | Residential | Multi-Family Moderate Income | Existing | Appliances | Natural Gas | Stove/Oven | E4 | PACT BC Ratio | 0 | 0 | 0 | 0 | 0 | 0 | 0 | 0 | 0 | 0 | 0 | 0 | 0 | 0 | 0 | 0 | 0 | 0 | 0 | 0 | 0 | 0 | 0 | 0 | 0 | 0 | 0 | 0 | 0 | 0 | 0 | 0 | 0
F3_Residential_Multi-Family Moderate Income_Existing_Appliances_Natural Gas_Stove/Oven_E5 | F3 | Residential | Multi-Family Moderate Income | Existing | Appliances | Natural Gas | Stove/Oven | E5 | PACT BC Ratio | 0 | 0 | 0 | 0 | 0 | 0 | 0 | 0 | 0 | 0 | 0 | 0 | 0 | 0 | 0 | 0 | 0 | 0 | 0 | 0 | 0 | 0 | 0 | 0 | 0 | 0 | 0 | 0 | 0 | 0 | 0 | 0 | 0
F3_Residential_Multi-Family Moderate Income_Existing_Appliances_Natural Gas_Stove/Oven_E6 | F3 | Residential | Multi-Family Moderate Income | Existing | Appliances | Natural Gas | Stove/Oven | E6 | PACT BC Ratio | 0 | 0 | 0 | 0 | 0 | 0 | 0 | 0 | 0 | 0 | 0 | 0 | 0 | 0 | 0 | 0 | 0 | 0 | 0 | 0 | 0 | 0 | 0 | 0 | 0 | 0 | 0 | 0 | 0 | 0 | 0 | 0 | 0
F3_Residential_Multi-Family Moderate Income_Existing_Appliances_Natural Gas_Stove/Oven_E7 | F3 | Residential | Multi-Family Moderate Income | Existing | Appliances | Natural Gas | Stove/Oven | E7 | PACT BC Ratio | 0 | 0 | 0 | 0 | 0 | 0 | 0 | 0 | 0 | 0 | 0 | 0 | 0 | 0 | 0 | 0 | 0 | 0 | 0 | 0 | 0 | 0 | 0 | 0 | 0 | 0 | 0 | 0 | 0 | 0 | 0 | 0 | 0
F3_Residential_Multi-Family Moderate Income_Existing_Appliances_Natural Gas_Stove/Oven_E8 | F3 | Residential | Multi-Family Moderate Income | Existing | Appliances | Natural Gas | Stove/Oven | E8 | PACT BC Ratio | 0 | 0 | 0 | 0 | 0 | 0 | 0 | 0 | 0 | 0 | 0 | 0 | 0 | 0 | 0 | 0 | 0 | 0 | 0 | 0 | 0 | 0 | 0 | 0 | 0 | 0 | 0 | 0 | 0 | 0 | 0 | 0 | 0
F3_Residential_Multi-Family Moderate Income_Existing_Appliances_Natural Gas_Stove/Oven_E9 | F3 | Residential | Multi-Family Moderate Income | Existing | Appliances | Natural Gas | Stove/Oven | E9 | PACT BC Ratio | 0 | 0 | 0 | 0 | 0 | 0 | 0 | 0 | 0 | 0 | 0 | 0 | 0 | 0 | 0 | 0 | 0 | 0 | 0 | 0 | 0 | 0 | 0 | 0 | 0 | 0 | 0 | 0 | 0 | 0 | 0 | 0 | 0
F3_Residential_Multi-Family Moderate Income_Existing_Appliances_Natural Gas_Stove/Oven_E10 | F3 | Residential | Multi-Family Moderate Income | Existing | Appliances | Natural Gas | Stove/Oven | E10 | PACT BC Ratio | 0 | 0 | 0 | 0 | 0 | 0 | 0 | 0 | 0 | 0 | 0 | 0 | 0 | 0 | 0 | 0 | 0 | 0 | 0 | 0 | 0 | 0 | 0 | 0 | 0 | 0 | 0 | 0 | 0 | 0 | 0 | 0 | 0
F4_Residential_Multi-Family Moderate Income_Existing_Appliances_Natural Gas_Stove/Oven_E1 | F4 | Residential | Multi-Family Moderate Income | Existing | Appliances | Natural Gas | Stove/Oven | E1 | RVT BC Ratio | bar: 2019 to 2051
F4_Residential_Multi-Family Moderate Income_Existing_Appliances_Natural Gas_Stove/Oven_E2 | F4 | Residential | Multi-Family Moderate Income | Existing | Appliances | Natural Gas | Stove/Oven | E2 | RVT BC Ratio | 1.5526 | 1.5539 | 1.5587 | 1.5626 | 1.5593 | 1.5641 | 1.5757 | 1.5852 | 1.5967 | 1.6078 | 1.619 | 1.6296 | 1.6408 | 1.6524 | 1.6636 | 1.6752 | 1.6868 | 1.6993 | 1.7115 | 1.7234 | 1.7341 | 1.7441 | 1.7521 | 1.7595 | 1.7644 | 1.7678 | 1.7703 | 1.7714 | 1.7709 | 1.7692 | 1.7654 | 1.7605 | 1.7538
F4_Residential_Multi-Family Moderate Income_Existing_Appliances_Natural Gas_Stove/Oven_E3 | F4 | Residential | Multi-Family Moderate Income | Existing | Appliances | Natural Gas | Stove/Oven | E3 | RVT BC Ratio | 0 | 0 | 0 | 0 | 0 | 0 | 0 | 0 | 0 | 0 | 0 | 0 | 0 | 0 | 0 | 0 | 0 | 0 | 0 | 0 | 0 | 0 | 0 | 0 | 0 | 0 | 0 | 0 | 0 | 0 | 0 | 0 | 0
F4_Residential_Multi-Family Moderate Income_Existing_Appliances_Natural Gas_Stove/Oven_E4 | F4 | Residential | Multi-Family Moderate Income | Existing | Appliances | Natural Gas | Stove/Oven | E4 | RVT BC Ratio | 0 | 0 | 0 | 0 | 0 | 0 | 0 | 0 | 0 | 0 | 0 | 0 | 0 | 0 | 0 | 0 | 0 | 0 | 0 | 0 | 0 | 0 | 0 | 0 | 0 | 0 | 0 | 0 | 0 | 0 | 0 | 0 | 0
F4_Residential_Multi-Family Moderate Income_Existing_Appliances_Natural Gas_Stove/Oven_E5 | F4 | Residential | Multi-Family Moderate Income | Existing | Appliances | Natural Gas | Stove/Oven | E5 | RVT BC Ratio | 0 | 0 | 0 | 0 | 0 | 0 | 0 | 0 | 0 | 0 | 0 | 0 | 0 | 0 | 0 | 0 | 0 | 0 | 0 | 0 | 0 | 0 | 0 | 0 | 0 | 0 | 0 | 0 | 0 | 0 | 0 | 0 | 0
F4_Residential_Multi-Family Moderate Income_Existing_Appliances_Natural Gas_Stove/Oven_E6 | F4 | Residential | Multi-Family Moderate Income | Existing | Appliances | Natural Gas | Stove/Oven | E6 | RVT BC Ratio | 0 | 0 | 0 | 0 | 0 | 0 | 0 | 0 | 0 | 0 | 0 | 0 | 0 | 0 | 0 | 0 | 0 | 0 | 0 | 0 | 0 | 0 | 0 | 0 | 0 | 0 | 0 | 0 | 0 | 0 | 0 | 0 | 0
F4_Residential_Multi-Family Moderate Income_Existing_Appliances_Natural Gas_Stove/Oven_E7 | F4 | Residential | Multi-Family Moderate Income | Existing | Appliances | Natural Gas | Stove/Oven | E7 | RVT BC Ratio | 0 | 0 | 0 | 0 | 0 | 0 | 0 | 0 | 0 | 0 | 0 | 0 | 0 | 0 | 0 | 0 | 0 | 0 | 0 | 0 | 0 | 0 | 0 | 0 | 0 | 0 | 0 | 0 | 0 | 0 | 0 | 0 | 0
F4_Residential_Multi-Family Moderate Income_Existing_Appliances_Natural Gas_Stove/Oven_E8 | F4 | Residential | Multi-Family Moderate Income | Existing | Appliances | Natural Gas | Stove/Oven | E8 | RVT BC Ratio | 0 | 0 | 0 | 0 | 0 | 0 | 0 | 0 | 0 | 0 | 0 | 0 | 0 | 0 | 0 | 0 | 0 | 0 | 0 | 0 | 0 | 0 | 0 | 0 | 0 | 0 | 0 | 0 | 0 | 0 | 0 | 0 | 0
F4_Residential_Multi-Family Moderate Income_Existing_Appliances_Natural Gas_Stove/Oven_E9 | F4 | Residential | Multi-Family Moderate Income | Existing | Appliances | Natural Gas | Stove/Oven | E9 | RVT BC Ratio | 0 | 0 | 0 | 0 | 0 | 0 | 0 | 0 | 0 | 0 | 0 | 0 | 0 | 0 | 0 | 0 | 0 | 0 | 0 | 0 | 0 | 0 | 0 | 0 | 0 | 0 | 0 | 0 | 0 | 0 | 0 | 0 | 0
F4_Residential_Multi-Family Moderate Income_Existing_Appliances_Natural Gas_Stove/Oven_E10 | F4 | Residential | Multi-Family Moderate Income | Existing | Appliances | Natural Gas | Stove/Oven | E10 | RVT BC Ratio | 0 | 0 | 0 | 0 | 0 | 0 | 0 | 0 | 0 | 0 | 0 | 0 | 0 | 0 | 0 | 0 | 0 | 0 | 0 | 0 | 0 | 0 | 0 | 0 | 0 | 0 | 0 | 0 | 0 | 0 | 0 | 0 | 0
F5_Residential_Multi-Family Moderate Income_Existing_Appliances_Natural Gas_Stove/Oven_E1 | F5 | Residential | Multi-Family Moderate Income | Existing | Appliances | Natural Gas | Stove/Oven | E1 | RIM BC Ratio | bar: 2019 to 2051
F5_Residential_Multi-Family Moderate Income_Existing_Appliances_Natural Gas_Stove/Oven_E2 | F5 | Residential | Multi-Family Moderate Income | Existing | Appliances | Natural Gas | Stove/Oven | E2 | RIM BC Ratio | 0.68127 | 0.68287 | 0.68571 | 0.68805 | 0.68746 | 0.68832 | 0.69036 | 0.69202 | 0.694 | 0.69589 | 0.69777 | 0.69953 | 0.70136 | 0.70326 | 0.70505 | 0.70688 | 0.70869 | 0.71062 | 0.7124 | 0.71404 | 0.71537 | 0.71652 | 0.71726 | 0.71779 | 0.71786 | 0.71769 | 0.71736 | 0.71682 | 0.71602 | 0.71502 | 0.71367 | 0.71215 | 0.71031
F5_Residential_Multi-Family Moderate Income_Existing_Appliances_Natural Gas_Stove/Oven_E3 | F5 | Residential | Multi-Family Moderate Income | Existing | Appliances | Natural Gas | Stove/Oven | E3 | RIM BC Ratio | 0 | 0 | 0 | 0 | 0 | 0 | 0 | 0 | 0 | 0 | 0 | 0 | 0 | 0 | 0 | 0 | 0 | 0 | 0 | 0 | 0 | 0 | 0 | 0 | 0 | 0 | 0 | 0 | 0 | 0 | 0 | 0 | 0
F5_Residential_Multi-Family Moderate Income_Existing_Appliances_Natural Gas_Stove/Oven_E4 | F5 | Residential | Multi-Family Moderate Income | Existing | Appliances | Natural Gas | Stove/Oven | E4 | RIM BC Ratio | 0 | 0 | 0 | 0 | 0 | 0 | 0 | 0 | 0 | 0 | 0 | 0 | 0 | 0 | 0 | 0 | 0 | 0 | 0 | 0 | 0 | 0 | 0 | 0 | 0 | 0 | 0 | 0 | 0 | 0 | 0 | 0 | 0
F5_Residential_Multi-Family Moderate Income_Existing_Appliances_Natural Gas_Stove/Oven_E5 | F5 | Residential | Multi-Family Moderate Income | Existing | Appliances | Natural Gas | Stove/Oven | E5 | RIM BC Ratio | 0 | 0 | 0 | 0 | 0 | 0 | 0 | 0 | 0 | 0 | 0 | 0 | 0 | 0 | 0 | 0 | 0 | 0 | 0 | 0 | 0 | 0 | 0 | 0 | 0 | 0 | 0 | 0 | 0 | 0 | 0 | 0 | 0
F5_Residential_Multi-Family Moderate Income_Existing_Appliances_Natural Gas_Stove/Oven_E6 | F5 | Residential | Multi-Family Moderate Income | Existing | Appliances | Natural Gas | Stove/Oven | E6 | RIM BC Ratio | 0 | 0 | 0 | 0 | 0 | 0 | 0 | 0 | 0 | 0 | 0 | 0 | 0 | 0 | 0 | 0 | 0 | 0 | 0 | 0 | 0 | 0 | 0 | 0 | 0 | 0 | 0 | 0 | 0 | 0 | 0 | 0 | 0
F5_Residential_Multi-Family Moderate Income_Existing_Appliances_Natural Gas_Stove/Oven_E7 | F5 | Residential | Multi-Family Moderate Income | Existing | Appliances | Natural Gas | Stove/Oven | E7 | RIM BC Ratio | 0 | 0 | 0 | 0 | 0 | 0 | 0 | 0 | 0 | 0 | 0 | 0 | 0 | 0 | 0 | 0 | 0 | 0 | 0 | 0 | 0 | 0 | 0 | 0 | 0 | 0 | 0 | 0 | 0 | 0 | 0 | 0 | 0
F5_Residential_Multi-Family Moderate Income_Existing_Appliances_Natural Gas_Stove/Oven_E8 | F5 | Residential | Multi-Family Moderate Income | Existing | Appliances | Natural Gas | Stove/Oven | E8 | RIM BC Ratio | 0 | 0 | 0 | 0 | 0 | 0 | 0 | 0 | 0 | 0 | 0 | 0 | 0 | 0 | 0 | 0 | 0 | 0 | 0 | 0 | 0 | 0 | 0 | 0 | 0 | 0 | 0 | 0 | 0 | 0 | 0 | 0 | 0
F5_Residential_Multi-Family Moderate Income_Existing_Appliances_Natural Gas_Stove/Oven_E9 | F5 | Residential | Multi-Family Moderate Income | Existing | Appliances | Natural Gas | Stove/Oven | E9 | RIM BC Ratio | 0 | 0 | 0 | 0 | 0 | 0 | 0 | 0 | 0 | 0 | 0 | 0 | 0 | 0 | 0 | 0 | 0 | 0 | 0 | 0 | 0 | 0 | 0 | 0 | 0 | 0 | 0 | 0 | 0 | 0 | 0 | 0 | 0
F5_Residential_Multi-Family Moderate Income_Existing_Appliances_Natural Gas_Stove/Oven_E10 | F5 | Residential | Multi-Family Moderate Income | Existing | Appliances | Natural Gas | Stove/Oven | E10 | RIM BC Ratio | 0 | 0 | 0 | 0 | 0 | 0 | 0 | 0 | 0 | 0 | 0 | 0 | 0 | 0 | 0 | 0 | 0 | 0 | 0 | 0 | 0 | 0 | 0 | 0 | 0 | 0 | 0 | 0 | 0 | 0 | 0 | 0 | 0
F0_Residential_Multi-Family Moderate Income_Existing_Miscellaneous_Natural Gas_Pool Heater_E0 | F0 | Residential | Multi-Family Moderate Income | Existing | Miscellaneous | Natural Gas | Pool Heater | E0 | Economic Unit | Standard (EF 0.82) | Standard (EF 0.82) | Standard (EF 0.82) | Standard (EF 0.82) | Standard (EF 0.82) | Standard (EF 0.82) | Standard (EF 0.82) | Standard (EF 0.82) | Standard (EF 0.82) | Standard (EF 0.82) | Standard (EF 0.82) | Standard (EF 0.82) | Standard (EF 0.82) | Standard (EF 0.82) | Standard (EF 0.82) | Standard (EF 0.82) | Standard (EF 0.82) | Standard (EF 0.82) | Standard (EF 0.82) | Standard (EF 0.82) | Standard (EF 0.82) | Standard (EF 0.82) | Standard (EF 0.82) | Standard (EF 0.82) | Standard (EF 0.82) | Standard (EF 0.82) | Standard (EF 0.82) | Standard (EF 0.82) | Standard (EF 0.82) | Standard (EF 0.82) | Standard (EF 0.82) | Standard (EF 0.82) | Standard (EF 0.82)
F1_Residential_Multi-Family Moderate Income_Existing_Miscellaneous_Natural Gas_Pool Heater_E1 | F1 | Residential | Multi-Family Moderate Income | Existing | Miscellaneous | Natural Gas | Pool Heater | E1 | CCE | 0 | 0 | 0 | 0 | 0 | 0 | 0 | 0 | 0 | 0 | 0 | 0 | 0 | 0 | 0 | 0 | 0 | 0 | 0 | 0 | 0 | 0 | 0 | 0 | 0 | 0 | 0 | 0 | 0 | 0 | 0 | 0 | 0
F1_Residential_Multi-Family Moderate Income_Existing_Miscellaneous_Natural Gas_Pool Heater_E2 | F1 | Residential | Multi-Family Moderate Income | Existing | Miscellaneous | Natural Gas | Pool Heater | E2 | CCE | 42.1912 | 43.4894 | 42.6065 | 39.0589 | 39.0589 | 39.0589 | 39.0589 | 39.0589 | 39.0589 | 39.0589 | 39.0589 | 39.0589 | 39.0589 | 39.0589 | 39.0589 | 39.0589 | 39.0589 | 39.0589 | 39.0589 | 39.0589 | 39.0589 | 39.0589 | 39.0589 | 39.0589 | 39.0589 | 39.0589 | 39.0589 | 39.0589 | 39.0589 | 39.0589 | 39.0589 | 39.0589 | 39.0589
F1_Residential_Multi-Family Moderate Income_Existing_Miscellaneous_Natural Gas_Pool Heater_E3 | F1 | Residential | Multi-Family Moderate Income | Existing | Miscellaneous | Natural Gas | Pool Heater | E3 | CCE | 49.4829 | 51.0054 | 49.9699 | 45.8092 | 45.8092 | 45.8092 | 45.8092 | 45.8092 | 45.8092 | 45.8092 | 45.8092 | 45.8092 | 45.8092 | 45.8092 | 45.8092 | 45.8092 | 45.8092 | 45.8092 | 45.8092 | 45.8092 | 45.8092 | 45.8092 | 45.8092 | 45.8092 | 45.8092 | 45.8092 | 45.8092 | 45.8092 | 45.8092 | 45.8092 | 45.8092 | 45.8092 | 45.8092
F1_Residential_Multi-Family Moderate Income_Existing_Miscellaneous_Natural Gas_Pool Heater_E4 | F1 | Residential | Multi-Family Moderate Income | Existing | Miscellaneous | Natural Gas | Pool Heater | E4 | CCE | 47.5688 | 49.0325 | 48.0371 | 44.0373 | 44.0373 | 44.0373 | 44.0373 | 44.0373 | 44.0373 | 44.0373 | 44.0373 | 44.0373 | 44.0373 | 44.0373 | 44.0373 | 44.0373 | 44.0373 | 44.0373 | 44.0373 | 44.0373 | 44.0373 | 44.0373 | 44.0373 | 44.0373 | 44.0373 | 44.0373 | 44.0373 | 44.0373 | 44.0373 | 44.0373 | 44.0373 | 44.0373 | 44.0373
F1_Residential_Multi-Family Moderate Income_Existing_Miscellaneous_Natural Gas_Pool Heater_E5 | F1 | Residential | Multi-Family Moderate Income | Existing | Miscellaneous | Natural Gas | Pool Heater | E5 | CCE | 0 | 0 | 0 | 0 | 0 | 0 | 0 | 0 | 0 | 0 | 0 | 0 | 0 | 0 | 0 | 0 | 0 | 0 | 0 | 0 | 0 | 0 | 0 | 0 | 0 | 0 | 0 | 0 | 0 | 0 | 0 | 0 | 0
F1_Residential_Multi-Family Moderate Income_Existing_Miscellaneous_Natural Gas_Pool Heater_E6 | F1 | Residential | Multi-Family Moderate Income | Existing | Miscellaneous | Natural Gas | Pool Heater | E6 | CCE | 0 | 0 | 0 | 0 | 0 | 0 | 0 | 0 | 0 | 0 | 0 | 0 | 0 | 0 | 0 | 0 | 0 | 0 | 0 | 0 | 0 | 0 | 0 | 0 | 0 | 0 | 0 | 0 | 0 | 0 | 0 | 0 | 0
F1_Residential_Multi-Family Moderate Income_Existing_Miscellaneous_Natural Gas_Pool Heater_E7 | F1 | Residential | Multi-Family Moderate Income | Existing | Miscellaneous | Natural Gas | Pool Heater | E7 | CCE | 0 | 0 | 0 | 0 | 0 | 0 | 0 | 0 | 0 | 0 | 0 | 0 | 0 | 0 | 0 | 0 | 0 | 0 | 0 | 0 | 0 | 0 | 0 | 0 | 0 | 0 | 0 | 0 | 0 | 0 | 0 | 0 | 0
F1_Residential_Multi-Family Moderate Income_Existing_Miscellaneous_Natural Gas_Pool Heater_E8 | F1 | Residential | Multi-Family Moderate Income | Existing | Miscellaneous | Natural Gas | Pool Heater | E8 | CCE | 0 | 0 | 0 | 0 | 0 | 0 | 0 | 0 | 0 | 0 | 0 | 0 | 0 | 0 | 0 | 0 | 0 | 0 | 0 | 0 | 0 | 0 | 0 | 0 | 0 | 0 | 0 | 0 | 0 | 0 | 0 | 0 | 0
F1_Residential_Multi-Family Moderate Income_Existing_Miscellaneous_Natural Gas_Pool Heater_E9 | F1 | Residential | Multi-Family Moderate Income | Existing | Miscellaneous | Natural Gas | Pool Heater | E9 | CCE | 0 | 0 | 0 | 0 | 0 | 0 | 0 | 0 | 0 | 0 | 0 | 0 | 0 | 0 | 0 | 0 | 0 | 0 | 0 | 0 | 0 | 0 | 0 | 0 | 0 | 0 | 0 | 0 | 0 | 0 | 0 | 0 | 0
F1_Residential_Multi-Family Moderate Income_Existing_Miscellaneous_Natural Gas_Pool Heater_E10 | F1 | Residential | Multi-Family Moderate Income | Existing | Miscellaneous | Natural Gas | Pool Heater | E10 | CCE | 0 | 0 | 0 | 0 | 0 | 0 | 0 | 0 | 0 | 0 | 0 | 0 | 0 | 0 | 0 | 0 | 0 | 0 | 0 | 0 | 0 | 0 | 0 | 0 | 0 | 0 | 0 | 0 | 0 | 0 | 0 | 0 | 0
F2_Residential_Multi-Family Moderate Income_Existing_Miscellaneous_Natural Gas_Pool Heater_E1 | F2 | Residential | Multi-Family Moderate Income | Existing | Miscellaneous | Natural Gas | Pool Heater | E1 | TRC BC Ratio | bar: 2019 to 2051
F2_Residential_Multi-Family Moderate Income_Existing_Miscellaneous_Natural Gas_Pool Heater_E2 | F2 | Residential | Multi-Family Moderate Income | Existing | Miscellaneous | Natural Gas | Pool Heater | E2 | TRC BC Ratio | 0 | 0 | 0 | 0 | 0 | 0 | 0 | 0 | 0 | 0 | 0 | 0 | 0 | 0 | 0 | 0 | 0 | 0 | 0 | 0 | 0 | 0 | 0 | 0 | 0 | 0 | 0 | 0 | 0 | 0 | 0 | 0 | 0
F2_Residential_Multi-Family Moderate Income_Existing_Miscellaneous_Natural Gas_Pool Heater_E3 | F2 | Residential | Multi-Family Moderate Income | Existing | Miscellaneous | Natural Gas | Pool Heater | E3 | TRC BC Ratio | 0 | 0 | 0 | 0 | 0 | 0 | 0 | 0 | 0 | 0 | 0 | 0 | 0 | 0 | 0 | 0 | 0 | 0 | 0 | 0 | 0 | 0 | 0 | 0 | 0 | 0 | 0 | 0 | 0 | 0 | 0 | 0 | 0
F2_Residential_Multi-Family Moderate Income_Existing_Miscellaneous_Natural Gas_Pool Heater_E4 | F2 | Residential | Multi-Family Moderate Income | Existing | Miscellaneous | Natural Gas | Pool Heater | E4 | TRC BC Ratio | 0 | 0 | 0 | 0 | 0 | 0 | 0 | 0 | 0 | 0 | 0 | 0 | 0 | 0 | 0 | 0 | 0 | 0 | 0 | 0 | 0 | 0 | 0 | 0 | 0 | 0 | 0 | 0 | 0 | 0 | 0 | 0 | 0
F2_Residential_Multi-Family Moderate Income_Existing_Miscellaneous_Natural Gas_Pool Heater_E5 | F2 | Residential | Multi-Family Moderate Income | Existing | Miscellaneous | Natural Gas | Pool Heater | E5 | TRC BC Ratio | 0 | 0 | 0 | 0 | 0 | 0 | 0 | 0 | 0 | 0 | 0 | 0 | 0 | 0 | 0 | 0 | 0 | 0 | 0 | 0 | 0 | 0 | 0 | 0 | 0 | 0 | 0 | 0 | 0 | 0 | 0 | 0 | 0
F2_Residential_Multi-Family Moderate Income_Existing_Miscellaneous_Natural Gas_Pool Heater_E6 | F2 | Residential | Multi-Family Moderate Income | Existing | Miscellaneous | Natural Gas | Pool Heater | E6 | TRC BC Ratio | 0 | 0 | 0 | 0 | 0 | 0 | 0 | 0 | 0 | 0 | 0 | 0 | 0 | 0 | 0 | 0 | 0 | 0 | 0 | 0 | 0 | 0 | 0 | 0 | 0 | 0 | 0 | 0 | 0 | 0 | 0 | 0 | 0
F2_Residential_Multi-Family Moderate Income_Existing_Miscellaneous_Natural Gas_Pool Heater_E7 | F2 | Residential | Multi-Family Moderate Income | Existing | Miscellaneous | Natural Gas | Pool Heater | E7 | TRC BC Ratio | 0 | 0 | 0 | 0 | 0 | 0 | 0 | 0 | 0 | 0 | 0 | 0 | 0 | 0 | 0 | 0 | 0 | 0 | 0 | 0 | 0 | 0 | 0 | 0 | 0 | 0 | 0 | 0 | 0 | 0 | 0 | 0 | 0
F2_Residential_Multi-Family Moderate Income_Existing_Miscellaneous_Natural Gas_Pool Heater_E8 | F2 | Residential | Multi-Family Moderate Income | Existing | Miscellaneous | Natural Gas | Pool Heater | E8 | TRC BC Ratio | 0 | 0 | 0 | 0 | 0 | 0 | 0 | 0 | 0 | 0 | 0 | 0 | 0 | 0 | 0 | 0 | 0 | 0 | 0 | 0 | 0 | 0 | 0 | 0 | 0 | 0 | 0 | 0 | 0 | 0 | 0 | 0 | 0
F2_Residential_Multi-Family Moderate Income_Existing_Miscellaneous_Natural Gas_Pool Heater_E9 | F2 | Residential | Multi-Family Moderate Income | Existing | Miscellaneous | Natural Gas | Pool Heater | E9 | TRC BC Ratio | 0 | 0 | 0 | 0 | 0 | 0 | 0 | 0 | 0 | 0 | 0 | 0 | 0 | 0 | 0 | 0 | 0 | 0 | 0 | 0 | 0 | 0 | 0 | 0 | 0 | 0 | 0 | 0 | 0 | 0 | 0 | 0 | 0
F2_Residential_Multi-Family Moderate Income_Existing_Miscellaneous_Natural Gas_Pool Heater_E10 | F2 | Residential | Multi-Family Moderate Income | Existing | Miscellaneous | Natural Gas | Pool Heater | E10 | TRC BC Ratio | 0 | 0 | 0 | 0 | 0 | 0 | 0 | 0 | 0 | 0 | 0 | 0 | 0 | 0 | 0 | 0 | 0 | 0 | 0 | 0 | 0 | 0 | 0 | 0 | 0 | 0 | 0 | 0 | 0 | 0 | 0 | 0 | 0
F3_Residential_Multi-Family Moderate Income_Existing_Miscellaneous_Natural Gas_Pool Heater_E1 | F3 | Residential | Multi-Family Moderate Income | Existing | Miscellaneous | Natural Gas | Pool Heater | E1 | PACT BC Ratio | bar: 2019 to 2051
F3_Residential_Multi-Family Moderate Income_Existing_Miscellaneous_Natural Gas_Pool Heater_E2 | F3 | Residential | Multi-Family Moderate Income | Existing | Miscellaneous | Natural Gas | Pool Heater | E2 | PACT BC Ratio | 0 | 0 | 0 | 0 | 0 | 0 | 0 | 0 | 0 | 0 | 0 | 0 | 0 | 0 | 0 | 0 | 0 | 0 | 0 | 0 | 0 | 0 | 0 | 0 | 0 | 0 | 0 | 0 | 0 | 0 | 0 | 0 | 0
F3_Residential_Multi-Family Moderate Income_Existing_Miscellaneous_Natural Gas_Pool Heater_E3 | F3 | Residential | Multi-Family Moderate Income | Existing | Miscellaneous | Natural Gas | Pool Heater | E3 | PACT BC Ratio | 0 | 0 | 0 | 0 | 0 | 0 | 0 | 0 | 0 | 0 | 0 | 0 | 0 | 0 | 0 | 0 | 0 | 0 | 0 | 0 | 0 | 0 | 0 | 0 | 0 | 0 | 0 | 0 | 0 | 0 | 0 | 0 | 0
F3_Residential_Multi-Family Moderate Income_Existing_Miscellaneous_Natural Gas_Pool Heater_E4 | F3 | Residential | Multi-Family Moderate Income | Existing | Miscellaneous | Natural Gas | Pool Heater | E4 | PACT BC Ratio | 0 | 0 | 0 | 0 | 0 | 0 | 0 | 0 | 0 | 0 | 0 | 0 | 0 | 0 | 0 | 0 | 0 | 0 | 0 | 0 | 0 | 0 | 0 | 0 | 0 | 0 | 0 | 0 | 0 | 0 | 0 | 0 | 0
F3_Residential_Multi-Family Moderate Income_Existing_Miscellaneous_Natural Gas_Pool Heater_E5 | F3 | Residential | Multi-Family Moderate Income | Existing | Miscellaneous | Natural Gas | Pool Heater | E5 | PACT BC Ratio | 0 | 0 | 0 | 0 | 0 | 0 | 0 | 0 | 0 | 0 | 0 | 0 | 0 | 0 | 0 | 0 | 0 | 0 | 0 | 0 | 0 | 0 | 0 | 0 | 0 | 0 | 0 | 0 | 0 | 0 | 0 | 0 | 0
F3_Residential_Multi-Family Moderate Income_Existing_Miscellaneous_Natural Gas_Pool Heater_E6 | F3 | Residential | Multi-Family Moderate Income | Existing | Miscellaneous | Natural Gas | Pool Heater | E6 | PACT BC Ratio | 0 | 0 | 0 | 0 | 0 | 0 | 0 | 0 | 0 | 0 | 0 | 0 | 0 | 0 | 0 | 0 | 0 | 0 | 0 | 0 | 0 | 0 | 0 | 0 | 0 | 0 | 0 | 0 | 0 | 0 | 0 | 0 | 0
F3_Residential_Multi-Family Moderate Income_Existing_Miscellaneous_Natural Gas_Pool Heater_E7 | F3 | Residential | Multi-Family Moderate Income | Existing | Miscellaneous | Natural Gas | Pool Heater | E7 | PACT BC Ratio | 0 | 0 | 0 | 0 | 0 | 0 | 0 | 0 | 0 | 0 | 0 | 0 | 0 | 0 | 0 | 0 | 0 | 0 | 0 | 0 | 0 | 0 | 0 | 0 | 0 | 0 | 0 | 0 | 0 | 0 | 0 | 0 | 0
F3_Residential_Multi-Family Moderate Income_Existing_Miscellaneous_Natural Gas_Pool Heater_E8 | F3 | Residential | Multi-Family Moderate Income | Existing | Miscellaneous | Natural Gas | Pool Heater | E8 | PACT BC Ratio | 0 | 0 | 0 | 0 | 0 | 0 | 0 | 0 | 0 | 0 | 0 | 0 | 0 | 0 | 0 | 0 | 0 | 0 | 0 | 0 | 0 | 0 | 0 | 0 | 0 | 0 | 0 | 0 | 0 | 0 | 0 | 0 | 0
F3_Residential_Multi-Family Moderate Income_Existing_Miscellaneous_Natural Gas_Pool Heater_E9 | F3 | Residential | Multi-Family Moderate Income | Existing | Miscellaneous | Natural Gas | Pool Heater | E9 | PACT BC Ratio | 0 | 0 | 0 | 0 | 0 | 0 | 0 | 0 | 0 | 0 | 0 | 0 | 0 | 0 | 0 | 0 | 0 | 0 | 0 | 0 | 0 | 0 | 0 | 0 | 0 | 0 | 0 | 0 | 0 | 0 | 0 | 0 | 0
F3_Residential_Multi-Family Moderate Income_Existing_Miscellaneous_Natural Gas_Pool Heater_E10 | F3 | Residential | Multi-Family Moderate Income | Existing | Miscellaneous | Natural Gas | Pool Heater | E10 | PACT BC Ratio | 0 | 0 | 0 | 0 | 0 | 0 | 0 | 0 | 0 | 0 | 0 | 0 | 0 | 0 | 0 | 0 | 0 | 0 | 0 | 0 | 0 | 0 | 0 | 0 | 0 | 0 | 0 | 0 | 0 | 0 | 0 | 0 | 0
F4_Residential_Multi-Family Moderate Income_Existing_Miscellaneous_Natural Gas_Pool Heater_E1 | F4 | Residential | Multi-Family Moderate Income | Existing | Miscellaneous | Natural Gas | Pool Heater | E1 | RVT BC Ratio | bar: 2019 to 2051
F4_Residential_Multi-Family Moderate Income_Existing_Miscellaneous_Natural Gas_Pool Heater_E2 | F4 | Residential | Multi-Family Moderate Income | Existing | Miscellaneous | Natural Gas | Pool Heater | E2 | RVT BC Ratio | 0.7 | 0.7 | 0.7 | 0.7 | 0.7 | 0.7 | 0.7 | 0.7 | 0.7 | 0.7 | 0.7 | 0.7 | 0.7 | 0.7 | 0.7 | 0.7 | 0.7 | 0.7 | 0.7 | 0.7 | 0.7 | 0.7 | 0.7 | 0.7 | 0.7 | 0.7 | 0.7 | 0.7 | 0.7 | 0.7 | 0.7 | 0.7 | 0.7
F4_Residential_Multi-Family Moderate Income_Existing_Miscellaneous_Natural Gas_Pool Heater_E3 | F4 | Residential | Multi-Family Moderate Income | Existing | Miscellaneous | Natural Gas | Pool Heater | E3 | RVT BC Ratio | 0.7 | 0.7 | 0.7 | 0.7 | 0.7 | 0.7 | 0.7 | 0.7 | 0.7 | 0.7 | 0.7 | 0.7 | 0.7 | 0.7 | 0.7 | 0.7 | 0.7 | 0.7 | 0.7 | 0.7 | 0.7 | 0.7 | 0.7 | 0.7 | 0.7 | 0.7 | 0.7 | 0.7 | 0.7 | 0.7 | 0.7 | 0.7 | 0.7
F4_Residential_Multi-Family Moderate Income_Existing_Miscellaneous_Natural Gas_Pool Heater_E4 | F4 | Residential | Multi-Family Moderate Income | Existing | Miscellaneous | Natural Gas | Pool Heater | E4 | RVT BC Ratio | 0.7 | 0.7 | 0.7 | 0.7 | 0.7 | 0.7 | 0.7 | 0.7 | 0.7 | 0.7 | 0.7 | 0.7 | 0.7 | 0.7 | 0.7 | 0.7 | 0.7 | 0.7 | 0.7 | 0.7 | 0.7 | 0.7 | 0.7 | 0.7 | 0.7 | 0.7 | 0.7 | 0.7 | 0.7 | 0.7 | 0.7 | 0.7 | 0.7
F4_Residential_Multi-Family Moderate Income_Existing_Miscellaneous_Natural Gas_Pool Heater_E5 | F4 | Residential | Multi-Family Moderate Income | Existing | Miscellaneous | Natural Gas | Pool Heater | E5 | RVT BC Ratio | 0 | 0 | 0 | 0 | 0 | 0 | 0 | 0 | 0 | 0 | 0 | 0 | 0 | 0 | 0 | 0 | 0 | 0 | 0 | 0 | 0 | 0 | 0 | 0 | 0 | 0 | 0 | 0 | 0 | 0 | 0 | 0 | 0
F4_Residential_Multi-Family Moderate Income_Existing_Miscellaneous_Natural Gas_Pool Heater_E6 | F4 | Residential | Multi-Family Moderate Income | Existing | Miscellaneous | Natural Gas | Pool Heater | E6 | RVT BC Ratio | 0 | 0 | 0 | 0 | 0 | 0 | 0 | 0 | 0 | 0 | 0 | 0 | 0 | 0 | 0 | 0 | 0 | 0 | 0 | 0 | 0 | 0 | 0 | 0 | 0 | 0 | 0 | 0 | 0 | 0 | 0 | 0 | 0
F4_Residential_Multi-Family Moderate Income_Existing_Miscellaneous_Natural Gas_Pool Heater_E7 | F4 | Residential | Multi-Family Moderate Income | Existing | Miscellaneous | Natural Gas | Pool Heater | E7 | RVT BC Ratio | 0 | 0 | 0 | 0 | 0 | 0 | 0 | 0 | 0 | 0 | 0 | 0 | 0 | 0 | 0 | 0 | 0 | 0 | 0 | 0 | 0 | 0 | 0 | 0 | 0 | 0 | 0 | 0 | 0 | 0 | 0 | 0 | 0
F4_Residential_Multi-Family Moderate Income_Existing_Miscellaneous_Natural Gas_Pool Heater_E8 | F4 | Residential | Multi-Family Moderate Income | Existing | Miscellaneous | Natural Gas | Pool Heater | E8 | RVT BC Ratio | 0 | 0 | 0 | 0 | 0 | 0 | 0 | 0 | 0 | 0 | 0 | 0 | 0 | 0 | 0 | 0 | 0 | 0 | 0 | 0 | 0 | 0 | 0 | 0 | 0 | 0 | 0 | 0 | 0 | 0 | 0 | 0 | 0
F4_Residential_Multi-Family Moderate Income_Existing_Miscellaneous_Natural Gas_Pool Heater_E9 | F4 | Residential | Multi-Family Moderate Income | Existing | Miscellaneous | Natural Gas | Pool Heater | E9 | RVT BC Ratio | 0 | 0 | 0 | 0 | 0 | 0 | 0 | 0 | 0 | 0 | 0 | 0 | 0 | 0 | 0 | 0 | 0 | 0 | 0 | 0 | 0 | 0 | 0 | 0 | 0 | 0 | 0 | 0 | 0 | 0 | 0 | 0 | 0
F4_Residential_Multi-Family Moderate Income_Existing_Miscellaneous_Natural Gas_Pool Heater_E10 | F4 | Residential | Multi-Family Moderate Income | Existing | Miscellaneous | Natural Gas | Pool Heater | E10 | RVT BC Ratio | 0 | 0 | 0 | 0 | 0 | 0 | 0 | 0 | 0 | 0 | 0 | 0 | 0 | 0 | 0 | 0 | 0 | 0 | 0 | 0 | 0 | 0 | 0 | 0 | 0 | 0 | 0 | 0 | 0 | 0 | 0 | 0 | 0
F5_Residential_Multi-Family Moderate Income_Existing_Miscellaneous_Natural Gas_Pool Heater_E1 | F5 | Residential | Multi-Family Moderate Income | Existing | Miscellaneous | Natural Gas | Pool Heater | E1 | RIM BC Ratio | bar: 2019 to 2051
F5_Residential_Multi-Family Moderate Income_Existing_Miscellaneous_Natural Gas_Pool Heater_E2 | F5 | Residential | Multi-Family Moderate Income | Existing | Miscellaneous | Natural Gas | Pool Heater | E2 | RIM BC Ratio | 0 | 0 | 0 | 0 | 0 | 0 | 0 | 0 | 0 | 0 | 0 | 0 | 0 | 0 | 0 | 0 | 0 | 0 | 0 | 0 | 0 | 0 | 0 | 0 | 0 | 0 | 0 | 0 | 0 | 0 | 0 | 0 | 0
F5_Residential_Multi-Family Moderate Income_Existing_Miscellaneous_Natural Gas_Pool Heater_E3 | F5 | Residential | Multi-Family Moderate Income | Existing | Miscellaneous | Natural Gas | Pool Heater | E3 | RIM BC Ratio | 0 | 0 | 0 | 0 | 0 | 0 | 0 | 0 | 0 | 0 | 0 | 0 | 0 | 0 | 0 | 0 | 0 | 0 | 0 | 0 | 0 | 0 | 0 | 0 | 0 | 0 | 0 | 0 | 0 | 0 | 0 | 0 | 0
F5_Residential_Multi-Family Moderate Income_Existing_Miscellaneous_Natural Gas_Pool Heater_E4 | F5 | Residential | Multi-Family Moderate Income | Existing | Miscellaneous | Natural Gas | Pool Heater | E4 | RIM BC Ratio | 0 | 0 | 0 | 0 | 0 | 0 | 0 | 0 | 0 | 0 | 0 | 0 | 0 | 0 | 0 | 0 | 0 | 0 | 0 | 0 | 0 | 0 | 0 | 0 | 0 | 0 | 0 | 0 | 0 | 0 | 0 | 0 | 0
F5_Residential_Multi-Family Moderate Income_Existing_Miscellaneous_Natural Gas_Pool Heater_E5 | F5 | Residential | Multi-Family Moderate Income | Existing | Miscellaneous | Natural Gas | Pool Heater | E5 | RIM BC Ratio | 0 | 0 | 0 | 0 | 0 | 0 | 0 | 0 | 0 | 0 | 0 | 0 | 0 | 0 | 0 | 0 | 0 | 0 | 0 | 0 | 0 | 0 | 0 | 0 | 0 | 0 | 0 | 0 | 0 | 0 | 0 | 0 | 0
F5_Residential_Multi-Family Moderate Income_Existing_Miscellaneous_Natural Gas_Pool Heater_E6 | F5 | Residential | Multi-Family Moderate Income | Existing | Miscellaneous | Natural Gas | Pool Heater | E6 | RIM BC Ratio | 0 | 0 | 0 | 0 | 0 | 0 | 0 | 0 | 0 | 0 | 0 | 0 | 0 | 0 | 0 | 0 | 0 | 0 | 0 | 0 | 0 | 0 | 0 | 0 | 0 | 0 | 0 | 0 | 0 | 0 | 0 | 0 | 0
F5_Residential_Multi-Family Moderate Income_Existing_Miscellaneous_Natural Gas_Pool Heater_E7 | F5 | Residential | Multi-Family Moderate Income | Existing | Miscellaneous | Natural Gas | Pool Heater | E7 | RIM BC Ratio | 0 | 0 | 0 | 0 | 0 | 0 | 0 | 0 | 0 | 0 | 0 | 0 | 0 | 0 | 0 | 0 | 0 | 0 | 0 | 0 | 0 | 0 | 0 | 0 | 0 | 0 | 0 | 0 | 0 | 0 | 0 | 0 | 0
F5_Residential_Multi-Family Moderate Income_Existing_Miscellaneous_Natural Gas_Pool Heater_E8 | F5 | Residential | Multi-Family Moderate Income | Existing | Miscellaneous | Natural Gas | Pool Heater | E8 | RIM BC Ratio | 0 | 0 | 0 | 0 | 0 | 0 | 0 | 0 | 0 | 0 | 0 | 0 | 0 | 0 | 0 | 0 | 0 | 0 | 0 | 0 | 0 | 0 | 0 | 0 | 0 | 0 | 0 | 0 | 0 | 0 | 0 | 0 | 0
F5_Residential_Multi-Family Moderate Income_Existing_Miscellaneous_Natural Gas_Pool Heater_E9 | F5 | Residential | Multi-Family Moderate Income | Existing | Miscellaneous | Natural Gas | Pool Heater | E9 | RIM BC Ratio | 0 | 0 | 0 | 0 | 0 | 0 | 0 | 0 | 0 | 0 | 0 | 0 | 0 | 0 | 0 | 0 | 0 | 0 | 0 | 0 | 0 | 0 | 0 | 0 | 0 | 0 | 0 | 0 | 0 | 0 | 0 | 0 | 0
F5_Residential_Multi-Family Moderate Income_Existing_Miscellaneous_Natural Gas_Pool Heater_E10 | F5 | Residential | Multi-Family Moderate Income | Existing | Miscellaneous | Natural Gas | Pool Heater | E10 | RIM BC Ratio | 0 | 0 | 0 | 0 | 0 | 0 | 0 | 0 | 0 | 0 | 0 | 0 | 0 | 0 | 0 | 0 | 0 | 0 | 0 | 0 | 0 | 0 | 0 | 0 | 0 | 0 | 0 | 0 | 0 | 0 | 0 | 0 | 0
F0_Residential_Multi-Family Moderate Income_Existing_Miscellaneous_Natural Gas_Miscellaneous_E0 | F0 | Residential | Multi-Family Moderate Income | Existing | Miscellaneous | Natural Gas | Miscellaneous | E0 | Economic Unit | Default | Default | Default | Default | Default | Default | Default | Default | Default | Default | Default | Default | Default | Default | Default | Default | Default | Default | Default | Default | Default | Default | Default | Default | Default | Default | Default | Default | Default | Default | Default | Default | Default
F1_Residential_Multi-Family Moderate Income_Existing_Miscellaneous_Natural Gas_Miscellaneous_E1 | F1 | Residential | Multi-Family Moderate Income | Existing | Miscellaneous | Natural Gas | Miscellaneous | E1 | CCE | 0 | 0 | 0 | 0 | 0 | 0 | 0 | 0 | 0 | 0 | 0 | 0 | 0 | 0 | 0 | 0 | 0 | 0 | 0 | 0 | 0 | 0 | 0 | 0 | 0 | 0 | 0 | 0 | 0 | 0 | 0 | 0 | 0
F1_Residential_Multi-Family Moderate Income_Existing_Miscellaneous_Natural Gas_Miscellaneous_E2 | F1 | Residential | Multi-Family Moderate Income | Existing | Miscellaneous | Natural Gas | Miscellaneous | E2 | CCE | 0 | 0 | 0 | 0 | 0 | 0 | 0 | 0 | 0 | 0 | 0 | 0 | 0 | 0 | 0 | 0 | 0 | 0 | 0 | 0 | 0 | 0 | 0 | 0 | 0 | 0 | 0 | 0 | 0 | 0 | 0 | 0 | 0
F1_Residential_Multi-Family Moderate Income_Existing_Miscellaneous_Natural Gas_Miscellaneous_E3 | F1 | Residential | Multi-Family Moderate Income | Existing | Miscellaneous | Natural Gas | Miscellaneous | E3 | CCE | 0 | 0 | 0 | 0 | 0 | 0 | 0 | 0 | 0 | 0 | 0 | 0 | 0 | 0 | 0 | 0 | 0 | 0 | 0 | 0 | 0 | 0 | 0 | 0 | 0 | 0 | 0 | 0 | 0 | 0 | 0 | 0 | 0
F1_Residential_Multi-Family Moderate Income_Existing_Miscellaneous_Natural Gas_Miscellaneous_E4 | F1 | Residential | Multi-Family Moderate Income | Existing | Miscellaneous | Natural Gas | Miscellaneous | E4 | CCE | 0 | 0 | 0 | 0 | 0 | 0 | 0 | 0 | 0 | 0 | 0 | 0 | 0 | 0 | 0 | 0 | 0 | 0 | 0 | 0 | 0 | 0 | 0 | 0 | 0 | 0 | 0 | 0 | 0 | 0 | 0 | 0 | 0
F1_Residential_Multi-Family Moderate Income_Existing_Miscellaneous_Natural Gas_Miscellaneous_E5 | F1 | Residential | Multi-Family Moderate Income | Existing | Miscellaneous | Natural Gas | Miscellaneous | E5 | CCE | 0 | 0 | 0 | 0 | 0 | 0 | 0 | 0 | 0 | 0 | 0 | 0 | 0 | 0 | 0 | 0 | 0 | 0 | 0 | 0 | 0 | 0 | 0 | 0 | 0 | 0 | 0 | 0 | 0 | 0 | 0 | 0 | 0
F1_Residential_Multi-Family Moderate Income_Existing_Miscellaneous_Natural Gas_Miscellaneous_E6 | F1 | Residential | Multi-Family Moderate Income | Existing | Miscellaneous | Natural Gas | Miscellaneous | E6 | CCE | 0 | 0 | 0 | 0 | 0 | 0 | 0 | 0 | 0 | 0 | 0 | 0 | 0 | 0 | 0 | 0 | 0 | 0 | 0 | 0 | 0 | 0 | 0 | 0 | 0 | 0 | 0 | 0 | 0 | 0 | 0 | 0 | 0
F1_Residential_Multi-Family Moderate Income_Existing_Miscellaneous_Natural Gas_Miscellaneous_E7 | F1 | Residential | Multi-Family Moderate Income | Existing | Miscellaneous | Natural Gas | Miscellaneous | E7 | CCE | 0 | 0 | 0 | 0 | 0 | 0 | 0 | 0 | 0 | 0 | 0 | 0 | 0 | 0 | 0 | 0 | 0 | 0 | 0 | 0 | 0 | 0 | 0 | 0 | 0 | 0 | 0 | 0 | 0 | 0 | 0 | 0 | 0
F1_Residential_Multi-Family Moderate Income_Existing_Miscellaneous_Natural Gas_Miscellaneous_E8 | F1 | Residential | Multi-Family Moderate Income | Existing | Miscellaneous | Natural Gas | Miscellaneous | E8 | CCE | 0 | 0 | 0 | 0 | 0 | 0 | 0 | 0 | 0 | 0 | 0 | 0 | 0 | 0 | 0 | 0 | 0 | 0 | 0 | 0 | 0 | 0 | 0 | 0 | 0 | 0 | 0 | 0 | 0 | 0 | 0 | 0 | 0
F1_Residential_Multi-Family Moderate Income_Existing_Miscellaneous_Natural Gas_Miscellaneous_E9 | F1 | Residential | Multi-Family Moderate Income | Existing | Miscellaneous | Natural Gas | Miscellaneous | E9 | CCE | 0 | 0 | 0 | 0 | 0 | 0 | 0 | 0 | 0 | 0 | 0 | 0 | 0 | 0 | 0 | 0 | 0 | 0 | 0 | 0 | 0 | 0 | 0 | 0 | 0 | 0 | 0 | 0 | 0 | 0 | 0 | 0 | 0
F1_Residential_Multi-Family Moderate Income_Existing_Miscellaneous_Natural Gas_Miscellaneous_E10 | F1 | Residential | Multi-Family Moderate Income | Existing | Miscellaneous | Natural Gas | Miscellaneous | E10 | CCE | 0 | 0 | 0 | 0 | 0 | 0 | 0 | 0 | 0 | 0 | 0 | 0 | 0 | 0 | 0 | 0 | 0 | 0 | 0 | 0 | 0 | 0 | 0 | 0 | 0 | 0 | 0 | 0 | 0 | 0 | 0 | 0 | 0
F2_Residential_Multi-Family Moderate Income_Existing_Miscellaneous_Natural Gas_Miscellaneous_E1 | F2 | Residential | Multi-Family Moderate Income | Existing | Miscellaneous | Natural Gas | Miscellaneous | E1 | TRC BC Ratio | bar: 2019 to 2051
F2_Residential_Multi-Family Moderate Income_Existing_Miscellaneous_Natural Gas_Miscellaneous_E2 | F2 | Residential | Multi-Family Moderate Income | Existing | Miscellaneous | Natural Gas | Miscellaneous | E2 | TRC BC Ratio | 0 | 0 | 0 | 0 | 0 | 0 | 0 | 0 | 0 | 0 | 0 | 0 | 0 | 0 | 0 | 0 | 0 | 0 | 0 | 0 | 0 | 0 | 0 | 0 | 0 | 0 | 0 | 0 | 0 | 0 | 0 | 0 | 0
F2_Residential_Multi-Family Moderate Income_Existing_Miscellaneous_Natural Gas_Miscellaneous_E3 | F2 | Residential | Multi-Family Moderate Income | Existing | Miscellaneous | Natural Gas | Miscellaneous | E3 | TRC BC Ratio | 0 | 0 | 0 | 0 | 0 | 0 | 0 | 0 | 0 | 0 | 0 | 0 | 0 | 0 | 0 | 0 | 0 | 0 | 0 | 0 | 0 | 0 | 0 | 0 | 0 | 0 | 0 | 0 | 0 | 0 | 0 | 0 | 0
F2_Residential_Multi-Family Moderate Income_Existing_Miscellaneous_Natural Gas_Miscellaneous_E4 | F2 | Residential | Multi-Family Moderate Income | Existing | Miscellaneous | Natural Gas | Miscellaneous | E4 | TRC BC Ratio | 0 | 0 | 0 | 0 | 0 | 0 | 0 | 0 | 0 | 0 | 0 | 0 | 0 | 0 | 0 | 0 | 0 | 0 | 0 | 0 | 0 | 0 | 0 | 0 | 0 | 0 | 0 | 0 | 0 | 0 | 0 | 0 | 0
F2_Residential_Multi-Family Moderate Income_Existing_Miscellaneous_Natural Gas_Miscellaneous_E5 | F2 | Residential | Multi-Family Moderate Income | Existing | Miscellaneous | Natural Gas | Miscellaneous | E5 | TRC BC Ratio | 0 | 0 | 0 | 0 | 0 | 0 | 0 | 0 | 0 | 0 | 0 | 0 | 0 | 0 | 0 | 0 | 0 | 0 | 0 | 0 | 0 | 0 | 0 | 0 | 0 | 0 | 0 | 0 | 0 | 0 | 0 | 0 | 0
F2_Residential_Multi-Family Moderate Income_Existing_Miscellaneous_Natural Gas_Miscellaneous_E6 | F2 | Residential | Multi-Family Moderate Income | Existing | Miscellaneous | Natural Gas | Miscellaneous | E6 | TRC BC Ratio | 0 | 0 | 0 | 0 | 0 | 0 | 0 | 0 | 0 | 0 | 0 | 0 | 0 | 0 | 0 | 0 | 0 | 0 | 0 | 0 | 0 | 0 | 0 | 0 | 0 | 0 | 0 | 0 | 0 | 0 | 0 | 0 | 0
F2_Residential_Multi-Family Moderate Income_Existing_Miscellaneous_Natural Gas_Miscellaneous_E7 | F2 | Residential | Multi-Family Moderate Income | Existing | Miscellaneous | Natural Gas | Miscellaneous | E7 | TRC BC Ratio | 0 | 0 | 0 | 0 | 0 | 0 | 0 | 0 | 0 | 0 | 0 | 0 | 0 | 0 | 0 | 0 | 0 | 0 | 0 | 0 | 0 | 0 | 0 | 0 | 0 | 0 | 0 | 0 | 0 | 0 | 0 | 0 | 0
F2_Residential_Multi-Family Moderate Income_Existing_Miscellaneous_Natural Gas_Miscellaneous_E8 | F2 | Residential | Multi-Family Moderate Income | Existing | Miscellaneous | Natural Gas | Miscellaneous | E8 | TRC BC Ratio | 0 | 0 | 0 | 0 | 0 | 0 | 0 | 0 | 0 | 0 | 0 | 0 | 0 | 0 | 0 | 0 | 0 | 0 | 0 | 0 | 0 | 0 | 0 | 0 | 0 | 0 | 0 | 0 | 0 | 0 | 0 | 0 | 0
F2_Residential_Multi-Family Moderate Income_Existing_Miscellaneous_Natural Gas_Miscellaneous_E9 | F2 | Residential | Multi-Family Moderate Income | Existing | Miscellaneous | Natural Gas | Miscellaneous | E9 | TRC BC Ratio | 0 | 0 | 0 | 0 | 0 | 0 | 0 | 0 | 0 | 0 | 0 | 0 | 0 | 0 | 0 | 0 | 0 | 0 | 0 | 0 | 0 | 0 | 0 | 0 | 0 | 0 | 0 | 0 | 0 | 0 | 0 | 0 | 0
F2_Residential_Multi-Family Moderate Income_Existing_Miscellaneous_Natural Gas_Miscellaneous_E10 | F2 | Residential | Multi-Family Moderate Income | Existing | Miscellaneous | Natural Gas | Miscellaneous | E10 | TRC BC Ratio | 0 | 0 | 0 | 0 | 0 | 0 | 0 | 0 | 0 | 0 | 0 | 0 | 0 | 0 | 0 | 0 | 0 | 0 | 0 | 0 | 0 | 0 | 0 | 0 | 0 | 0 | 0 | 0 | 0 | 0 | 0 | 0 | 0
F3_Residential_Multi-Family Moderate Income_Existing_Miscellaneous_Natural Gas_Miscellaneous_E1 | F3 | Residential | Multi-Family Moderate Income | Existing | Miscellaneous | Natural Gas | Miscellaneous | E1 | PACT BC Ratio | bar: 2019 to 2051
F3_Residential_Multi-Family Moderate Income_Existing_Miscellaneous_Natural Gas_Miscellaneous_E2 | F3 | Residential | Multi-Family Moderate Income | Existing | Miscellaneous | Natural Gas | Miscellaneous | E2 | PACT BC Ratio | 0 | 0 | 0 | 0 | 0 | 0 | 0 | 0 | 0 | 0 | 0 | 0 | 0 | 0 | 0 | 0 | 0 | 0 | 0 | 0 | 0 | 0 | 0 | 0 | 0 | 0 | 0 | 0 | 0 | 0 | 0 | 0 | 0
F3_Residential_Multi-Family Moderate Income_Existing_Miscellaneous_Natural Gas_Miscellaneous_E3 | F3 | Residential | Multi-Family Moderate Income | Existing | Miscellaneous | Natural Gas | Miscellaneous | E3 | PACT BC Ratio | 0 | 0 | 0 | 0 | 0 | 0 | 0 | 0 | 0 | 0 | 0 | 0 | 0 | 0 | 0 | 0 | 0 | 0 | 0 | 0 | 0 | 0 | 0 | 0 | 0 | 0 | 0 | 0 | 0 | 0 | 0 | 0 | 0
F3_Residential_Multi-Family Moderate Income_Existing_Miscellaneous_Natural Gas_Miscellaneous_E4 | F3 | Residential | Multi-Family Moderate Income | Existing | Miscellaneous | Natural Gas | Miscellaneous | E4 | PACT BC Ratio | 0 | 0 | 0 | 0 | 0 | 0 | 0 | 0 | 0 | 0 | 0 | 0 | 0 | 0 | 0 | 0 | 0 | 0 | 0 | 0 | 0 | 0 | 0 | 0 | 0 | 0 | 0 | 0 | 0 | 0 | 0 | 0 | 0
F3_Residential_Multi-Family Moderate Income_Existing_Miscellaneous_Natural Gas_Miscellaneous_E5 | F3 | Residential | Multi-Family Moderate Income | Existing | Miscellaneous | Natural Gas | Miscellaneous | E5 | PACT BC Ratio | 0 | 0 | 0 | 0 | 0 | 0 | 0 | 0 | 0 | 0 | 0 | 0 | 0 | 0 | 0 | 0 | 0 | 0 | 0 | 0 | 0 | 0 | 0 | 0 | 0 | 0 | 0 | 0 | 0 | 0 | 0 | 0 | 0
F3_Residential_Multi-Family Moderate Income_Existing_Miscellaneous_Natural Gas_Miscellaneous_E6 | F3 | Residential | Multi-Family Moderate Income | Existing | Miscellaneous | Natural Gas | Miscellaneous | E6 | PACT BC Ratio | 0 | 0 | 0 | 0 | 0 | 0 | 0 | 0 | 0 | 0 | 0 | 0 | 0 | 0 | 0 | 0 | 0 | 0 | 0 | 0 | 0 | 0 | 0 | 0 | 0 | 0 | 0 | 0 | 0 | 0 | 0 | 0 | 0
F3_Residential_Multi-Family Moderate Income_Existing_Miscellaneous_Natural Gas_Miscellaneous_E7 | F3 | Residential | Multi-Family Moderate Income | Existing | Miscellaneous | Natural Gas | Miscellaneous | E7 | PACT BC Ratio | 0 | 0 | 0 | 0 | 0 | 0 | 0 | 0 | 0 | 0 | 0 | 0 | 0 | 0 | 0 | 0 | 0 | 0 | 0 | 0 | 0 | 0 | 0 | 0 | 0 | 0 | 0 | 0 | 0 | 0 | 0 | 0 | 0
F3_Residential_Multi-Family Moderate Income_Existing_Miscellaneous_Natural Gas_Miscellaneous_E8 | F3 | Residential | Multi-Family Moderate Income | Existing | Miscellaneous | Natural Gas | Miscellaneous | E8 | PACT BC Ratio | 0 | 0 | 0 | 0 | 0 | 0 | 0 | 0 | 0 | 0 | 0 | 0 | 0 | 0 | 0 | 0 | 0 | 0 | 0 | 0 | 0 | 0 | 0 | 0 | 0 | 0 | 0 | 0 | 0 | 0 | 0 | 0 | 0
F3_Residential_Multi-Family Moderate Income_Existing_Miscellaneous_Natural Gas_Miscellaneous_E9 | F3 | Residential | Multi-Family Moderate Income | Existing | Miscellaneous | Natural Gas | Miscellaneous | E9 | PACT BC Ratio | 0 | 0 | 0 | 0 | 0 | 0 | 0 | 0 | 0 | 0 | 0 | 0 | 0 | 0 | 0 | 0 | 0 | 0 | 0 | 0 | 0 | 0 | 0 | 0 | 0 | 0 | 0 | 0 | 0 | 0 | 0 | 0 | 0
F3_Residential_Multi-Family Moderate Income_Existing_Miscellaneous_Natural Gas_Miscellaneous_E10 | F3 | Residential | Multi-Family Moderate Income | Existing | Miscellaneous | Natural Gas | Miscellaneous | E10 | PACT BC Ratio | 0 | 0 | 0 | 0 | 0 | 0 | 0 | 0 | 0 | 0 | 0 | 0 | 0 | 0 | 0 | 0 | 0 | 0 | 0 | 0 | 0 | 0 | 0 | 0 | 0 | 0 | 0 | 0 | 0 | 0 | 0 | 0 | 0
F4_Residential_Multi-Family Moderate Income_Existing_Miscellaneous_Natural Gas_Miscellaneous_E1 | F4 | Residential | Multi-Family Moderate Income | Existing | Miscellaneous | Natural Gas | Miscellaneous | E1 | RVT BC Ratio | bar: 2019 to 2051
F4_Residential_Multi-Family Moderate Income_Existing_Miscellaneous_Natural Gas_Miscellaneous_E2 | F4 | Residential | Multi-Family Moderate Income | Existing | Miscellaneous | Natural Gas | Miscellaneous | E2 | RVT BC Ratio | 0 | 0 | 0 | 0 | 0 | 0 | 0 | 0 | 0 | 0 | 0 | 0 | 0 | 0 | 0 | 0 | 0 | 0 | 0 | 0 | 0 | 0 | 0 | 0 | 0 | 0 | 0 | 0 | 0 | 0 | 0 | 0 | 0
F4_Residential_Multi-Family Moderate Income_Existing_Miscellaneous_Natural Gas_Miscellaneous_E3 | F4 | Residential | Multi-Family Moderate Income | Existing | Miscellaneous | Natural Gas | Miscellaneous | E3 | RVT BC Ratio | 0 | 0 | 0 | 0 | 0 | 0 | 0 | 0 | 0 | 0 | 0 | 0 | 0 | 0 | 0 | 0 | 0 | 0 | 0 | 0 | 0 | 0 | 0 | 0 | 0 | 0 | 0 | 0 | 0 | 0 | 0 | 0 | 0
F4_Residential_Multi-Family Moderate Income_Existing_Miscellaneous_Natural Gas_Miscellaneous_E4 | F4 | Residential | Multi-Family Moderate Income | Existing | Miscellaneous | Natural Gas | Miscellaneous | E4 | RVT BC Ratio | 0 | 0 | 0 | 0 | 0 | 0 | 0 | 0 | 0 | 0 | 0 | 0 | 0 | 0 | 0 | 0 | 0 | 0 | 0 | 0 | 0 | 0 | 0 | 0 | 0 | 0 | 0 | 0 | 0 | 0 | 0 | 0 | 0
F4_Residential_Multi-Family Moderate Income_Existing_Miscellaneous_Natural Gas_Miscellaneous_E5 | F4 | Residential | Multi-Family Moderate Income | Existing | Miscellaneous | Natural Gas | Miscellaneous | E5 | RVT BC Ratio | 0 | 0 | 0 | 0 | 0 | 0 | 0 | 0 | 0 | 0 | 0 | 0 | 0 | 0 | 0 | 0 | 0 | 0 | 0 | 0 | 0 | 0 | 0 | 0 | 0 | 0 | 0 | 0 | 0 | 0 | 0 | 0 | 0
F4_Residential_Multi-Family Moderate Income_Existing_Miscellaneous_Natural Gas_Miscellaneous_E6 | F4 | Residential | Multi-Family Moderate Income | Existing | Miscellaneous | Natural Gas | Miscellaneous | E6 | RVT BC Ratio | 0 | 0 | 0 | 0 | 0 | 0 | 0 | 0 | 0 | 0 | 0 | 0 | 0 | 0 | 0 | 0 | 0 | 0 | 0 | 0 | 0 | 0 | 0 | 0 | 0 | 0 | 0 | 0 | 0 | 0 | 0 | 0 | 0
F4_Residential_Multi-Family Moderate Income_Existing_Miscellaneous_Natural Gas_Miscellaneous_E7 | F4 | Residential | Multi-Family Moderate Income | Existing | Miscellaneous | Natural Gas | Miscellaneous | E7 | RVT BC Ratio | 0 | 0 | 0 | 0 | 0 | 0 | 0 | 0 | 0 | 0 | 0 | 0 | 0 | 0 | 0 | 0 | 0 | 0 | 0 | 0 | 0 | 0 | 0 | 0 | 0 | 0 | 0 | 0 | 0 | 0 | 0 | 0 | 0
F4_Residential_Multi-Family Moderate Income_Existing_Miscellaneous_Natural Gas_Miscellaneous_E8 | F4 | Residential | Multi-Family Moderate Income | Existing | Miscellaneous | Natural Gas | Miscellaneous | E8 | RVT BC Ratio | 0 | 0 | 0 | 0 | 0 | 0 | 0 | 0 | 0 | 0 | 0 | 0 | 0 | 0 | 0 | 0 | 0 | 0 | 0 | 0 | 0 | 0 | 0 | 0 | 0 | 0 | 0 | 0 | 0 | 0 | 0 | 0 | 0
F4_Residential_Multi-Family Moderate Income_Existing_Miscellaneous_Natural Gas_Miscellaneous_E9 | F4 | Residential | Multi-Family Moderate Income | Existing | Miscellaneous | Natural Gas | Miscellaneous | E9 | RVT BC Ratio | 0 | 0 | 0 | 0 | 0 | 0 | 0 | 0 | 0 | 0 | 0 | 0 | 0 | 0 | 0 | 0 | 0 | 0 | 0 | 0 | 0 | 0 | 0 | 0 | 0 | 0 | 0 | 0 | 0 | 0 | 0 | 0 | 0
F4_Residential_Multi-Family Moderate Income_Existing_Miscellaneous_Natural Gas_Miscellaneous_E10 | F4 | Residential | Multi-Family Moderate Income | Existing | Miscellaneous | Natural Gas | Miscellaneous | E10 | RVT BC Ratio | 0 | 0 | 0 | 0 | 0 | 0 | 0 | 0 | 0 | 0 | 0 | 0 | 0 | 0 | 0 | 0 | 0 | 0 | 0 | 0 | 0 | 0 | 0 | 0 | 0 | 0 | 0 | 0 | 0 | 0 | 0 | 0 | 0
F5_Residential_Multi-Family Moderate Income_Existing_Miscellaneous_Natural Gas_Miscellaneous_E1 | F5 | Residential | Multi-Family Moderate Income | Existing | Miscellaneous | Natural Gas | Miscellaneous | E1 | RIM BC Ratio | bar: 2019 to 2051
F5_Residential_Multi-Family Moderate Income_Existing_Miscellaneous_Natural Gas_Miscellaneous_E2 | F5 | Residential | Multi-Family Moderate Income | Existing | Miscellaneous | Natural Gas | Miscellaneous | E2 | RIM BC Ratio | 0 | 0 | 0 | 0 | 0 | 0 | 0 | 0 | 0 | 0 | 0 | 0 | 0 | 0 | 0 | 0 | 0 | 0 | 0 | 0 | 0 | 0 | 0 | 0 | 0 | 0 | 0 | 0 | 0 | 0 | 0 | 0 | 0
F5_Residential_Multi-Family Moderate Income_Existing_Miscellaneous_Natural Gas_Miscellaneous_E3 | F5 | Residential | Multi-Family Moderate Income | Existing | Miscellaneous | Natural Gas | Miscellaneous | E3 | RIM BC Ratio | 0 | 0 | 0 | 0 | 0 | 0 | 0 | 0 | 0 | 0 | 0 | 0 | 0 | 0 | 0 | 0 | 0 | 0 | 0 | 0 | 0 | 0 | 0 | 0 | 0 | 0 | 0 | 0 | 0 | 0 | 0 | 0 | 0
F5_Residential_Multi-Family Moderate Income_Existing_Miscellaneous_Natural Gas_Miscellaneous_E4 | F5 | Residential | Multi-Family Moderate Income | Existing | Miscellaneous | Natural Gas | Miscellaneous | E4 | RIM BC Ratio | 0 | 0 | 0 | 0 | 0 | 0 | 0 | 0 | 0 | 0 | 0 | 0 | 0 | 0 | 0 | 0 | 0 | 0 | 0 | 0 | 0 | 0 | 0 | 0 | 0 | 0 | 0 | 0 | 0 | 0 | 0 | 0 | 0
F5_Residential_Multi-Family Moderate Income_Existing_Miscellaneous_Natural Gas_Miscellaneous_E5 | F5 | Residential | Multi-Family Moderate Income | Existing | Miscellaneous | Natural Gas | Miscellaneous | E5 | RIM BC Ratio | 0 | 0 | 0 | 0 | 0 | 0 | 0 | 0 | 0 | 0 | 0 | 0 | 0 | 0 | 0 | 0 | 0 | 0 | 0 | 0 | 0 | 0 | 0 | 0 | 0 | 0 | 0 | 0 | 0 | 0 | 0 | 0 | 0
F5_Residential_Multi-Family Moderate Income_Existing_Miscellaneous_Natural Gas_Miscellaneous_E6 | F5 | Residential | Multi-Family Moderate Income | Existing | Miscellaneous | Natural Gas | Miscellaneous | E6 | RIM BC Ratio | 0 | 0 | 0 | 0 | 0 | 0 | 0 | 0 | 0 | 0 | 0 | 0 | 0 | 0 | 0 | 0 | 0 | 0 | 0 | 0 | 0 | 0 | 0 | 0 | 0 | 0 | 0 | 0 | 0 | 0 | 0 | 0 | 0
F5_Residential_Multi-Family Moderate Income_Existing_Miscellaneous_Natural Gas_Miscellaneous_E7 | F5 | Residential | Multi-Family Moderate Income | Existing | Miscellaneous | Natural Gas | Miscellaneous | E7 | RIM BC Ratio | 0 | 0 | 0 | 0 | 0 | 0 | 0 | 0 | 0 | 0 | 0 | 0 | 0 | 0 | 0 | 0 | 0 | 0 | 0 | 0 | 0 | 0 | 0 | 0 | 0 | 0 | 0 | 0 | 0 | 0 | 0 | 0 | 0
F5_Residential_Multi-Family Moderate Income_Existing_Miscellaneous_Natural Gas_Miscellaneous_E8 | F5 | Residential | Multi-Family Moderate Income | Existing | Miscellaneous | Natural Gas | Miscellaneous | E8 | RIM BC Ratio | 0 | 0 | 0 | 0 | 0 | 0 | 0 | 0 | 0 | 0 | 0 | 0 | 0 | 0 | 0 | 0 | 0 | 0 | 0 | 0 | 0 | 0 | 0 | 0 | 0 | 0 | 0 | 0 | 0 | 0 | 0 | 0 | 0
F5_Residential_Multi-Family Moderate Income_Existing_Miscellaneous_Natural Gas_Miscellaneous_E9 | F5 | Residential | Multi-Family Moderate Income | Existing | Miscellaneous | Natural Gas | Miscellaneous | E9 | RIM BC Ratio | 0 | 0 | 0 | 0 | 0 | 0 | 0 | 0 | 0 | 0 | 0 | 0 | 0 | 0 | 0 | 0 | 0 | 0 | 0 | 0 | 0 | 0 | 0 | 0 | 0 | 0 | 0 | 0 | 0 | 0 | 0 | 0 | 0
F5_Residential_Multi-Family Moderate Income_Existing_Miscellaneous_Natural Gas_Miscellaneous_E10 | F5 | Residential | Multi-Family Moderate Income | Existing | Miscellaneous | Natural Gas | Miscellaneous | E10 | RIM BC Ratio | 0 | 0 | 0 | 0 | 0 | 0 | 0 | 0 | 0 | 0 | 0 | 0 | 0 | 0 | 0 | 0 | 0 | 0 | 0 | 0 | 0 | 0 | 0 | 0 | 0 | 0 | 0 | 0 | 0 | 0 | 0 | 0 | 0
F0_Residential_Multi-Family Moderate Income_New_Space Heating_Natural Gas_Furnace_E0 | F0 | Residential | Multi-Family Moderate Income | New | Space Heating | Natural Gas | Furnace | E0 | Economic Unit | AFUE 97% (CEE Tier 3) | AFUE 97% (CEE Tier 3) | AFUE 97% (CEE Tier 3) | AFUE 97% (CEE Tier 3) | AFUE 97% (CEE Tier 3) | ASHP with AFUE 95% backup | ASHP with AFUE 95% backup | ASHP with AFUE 95% backup | ASHP with AFUE 95% backup | ASHP with AFUE 95% backup | ASHP with AFUE 95% backup | ASHP with AFUE 95% backup | ASHP with AFUE 95% backup | ASHP with AFUE 95% backup | ASHP with AFUE 95% backup | ASHP with AFUE 95% backup | ASHP with AFUE 95% backup | ASHP with AFUE 95% backup | ASHP with AFUE 95% backup | ASHP with AFUE 95% backup | ASHP with AFUE 95% backup | ASHP with AFUE 95% backup | ASHP with AFUE 95% backup | ASHP with AFUE 95% backup | ASHP with AFUE 95% backup | ASHP with AFUE 95% backup | ASHP with AFUE 95% backup | ASHP with AFUE 95% backup | ASHP with AFUE 95% backup | ASHP with AFUE 95% backup | ASHP with AFUE 95% backup | ASHP with AFUE 95% backup | ASHP with AFUE 95% backup
F1_Residential_Multi-Family Moderate Income_New_Space Heating_Natural Gas_Furnace_E1 | F1 | Residential | Multi-Family Moderate Income | New | Space Heating | Natural Gas | Furnace | E1 | CCE | 0 | 0 | 0 | 0 | 0 | 0 | 0 | 0 | 0 | 0 | 0 | 0 | 0 | 0 | 0 | 0 | 0 | 0 | 0 | 0 | 0 | 0 | 0 | 0 | 0 | 0 | 0 | 0 | 0 | 0 | 0 | 0 | 0
F1_Residential_Multi-Family Moderate Income_New_Space Heating_Natural Gas_Furnace_E2 | F1 | Residential | Multi-Family Moderate Income | New | Space Heating | Natural Gas | Furnace | E2 | CCE | 1.4656 | 1.5107 | 1.4879 | 1.3713 | 1.3787 | 0 | 0 | 0 | 0 | 0 | 0 | 0 | 0 | 0 | 0 | 0 | 0 | 0 | 0 | 0 | 0 | 0 | 0 | 0 | 0 | 0 | 0 | 0 | 0 | 0 | 0 | 0 | 0
F1_Residential_Multi-Family Moderate Income_New_Space Heating_Natural Gas_Furnace_E3 | F1 | Residential | Multi-Family Moderate Income | New | Space Heating | Natural Gas | Furnace | E3 | CCE | 1.5568 | 1.6047 | 1.5805 | 1.4567 | 1.4645 | 0 | 0 | 0 | 0 | 0 | 0 | 0 | 0 | 0 | 0 | 0 | 0 | 0 | 0 | 0 | 0 | 0 | 0 | 0 | 0 | 0 | 0 | 0 | 0 | 0 | 0 | 0 | 0
F1_Residential_Multi-Family Moderate Income_New_Space Heating_Natural Gas_Furnace_E4 | F1 | Residential | Multi-Family Moderate Income | New | Space Heating | Natural Gas | Furnace | E4 | CCE | 11.9524 | 12.3201 | 12.1343 | 11.1835 | 11.2436 | 0 | 0 | 0 | 0 | 0 | 0 | 0 | 0 | 0 | 0 | 0 | 0 | 0 | 0 | 0 | 0 | 0 | 0 | 0 | 0 | 0 | 0 | 0 | 0 | 0 | 0 | 0 | 0
F1_Residential_Multi-Family Moderate Income_New_Space Heating_Natural Gas_Furnace_E5 | F1 | Residential | Multi-Family Moderate Income | New | Space Heating | Natural Gas | Furnace | E5 | CCE | 2.87 | 2.9584 | 2.9137 | 2.6854 | 2.6999 | -18.7604 | -18.8625 | -18.9656 | -19.0698 | -19.1751 | -19.2818 | -19.3895 | -19.4985 | -19.6086 | -19.7201 | -19.8328 | -19.9468 | -20.062 | -20.1788 | -20.2968 | -20.4162 | -20.5367 | -20.6591 | -20.7827 | -20.9079 | -21.0343 | -21.1627 | -21.2924 | -21.4238 | -21.5567 | -21.6915 | -21.8279 | -21.8279
F1_Residential_Multi-Family Moderate Income_New_Space Heating_Natural Gas_Furnace_E6 | F1 | Residential | Multi-Family Moderate Income | New | Space Heating | Natural Gas | Furnace | E6 | CCE | 2.691 | 2.7738 | 2.732 | 2.5179 | 2.5314 | -10.8763 | -10.9355 | -10.9953 | -11.0557 | -11.1167 | -11.1786 | -11.241 | -11.3042 | -11.368 | -11.4327 | -11.498 | -11.5641 | -11.6309 | -11.6986 | -11.767 | -11.8363 | -11.9061 | -11.9771 | -12.0488 | -12.1213 | -12.1946 | -12.269 | -12.3442 | -12.4204 | -12.4974 | -12.5756 | -12.6547 | -12.6547
F1_Residential_Multi-Family Moderate Income_New_Space Heating_Natural Gas_Furnace_E7 | F1 | Residential | Multi-Family Moderate Income | New | Space Heating | Natural Gas | Furnace | E7 | CCE | 0 | 0 | 0 | 0 | 0 | 0 | 0 | 0 | 0 | 0 | 0 | 0 | 0 | 0 | 0 | 0 | 0 | 0 | 0 | 0 | 0 | 0 | 0 | 0 | 0 | 0 | 0 | 0 | 0 | 0 | 0 | 0 | 0
F1_Residential_Multi-Family Moderate Income_New_Space Heating_Natural Gas_Furnace_E8 | F1 | Residential | Multi-Family Moderate Income | New | Space Heating | Natural Gas | Furnace | E8 | CCE | 0 | 0 | 0 | 0 | 0 | 0 | 0 | 0 | 0 | 0 | 0 | 0 | 0 | 0 | 0 | 0 | 0 | 0 | 0 | 0 | 0 | 0 | 0 | 0 | 0 | 0 | 0 | 0 | 0 | 0 | 0 | 0 | 0
F1_Residential_Multi-Family Moderate Income_New_Space Heating_Natural Gas_Furnace_E9 | F1 | Residential | Multi-Family Moderate Income | New | Space Heating | Natural Gas | Furnace | E9 | CCE | 0 | 0 | 0 | 0 | 0 | 0 | 0 | 0 | 0 | 0 | 0 | 0 | 0 | 0 | 0 | 0 | 0 | 0 | 0 | 0 | 0 | 0 | 0 | 0 | 0 | 0 | 0 | 0 | 0 | 0 | 0 | 0 | 0
F1_Residential_Multi-Family Moderate Income_New_Space Heating_Natural Gas_Furnace_E10 | F1 | Residential | Multi-Family Moderate Income | New | Space Heating | Natural Gas | Furnace | E10 | CCE | 0 | 0 | 0 | 0 | 0 | 0 | 0 | 0 | 0 | 0 | 0 | 0 | 0 | 0 | 0 | 0 | 0 | 0 | 0 | 0 | 0 | 0 | 0 | 0 | 0 | 0 | 0 | 0 | 0 | 0 | 0 | 0 | 0
F2_Residential_Multi-Family Moderate Income_New_Space Heating_Natural Gas_Furnace_E1 | F2 | Residential | Multi-Family Moderate Income | New | Space Heating | Natural Gas | Furnace | E1 | TRC BC Ratio | 1 | 1 | 1 | 1 | 1 | 0 | 0 | 0 | 0 | 0 | 0 | 0 | 0 | 0 | 0 | 0 | 0 | 0 | 0 | 0 | 0 | 0 | 0 | 0 | 0 | 0 | 0 | 0 | 0 | 0 | 0 | 0 | 0