F4_Residential_Manufactured Home Regular Income_Existing_Miscellaneous_Natural Gas_Miscellaneous_Baseline Forecast | F4 | Residential | Manufactured Home Regular Income | Existing | Miscellaneous | Natural Gas | Miscellaneous | Baseline Forecast | Incremental Savings (MMtherm)
F1_Residential_Manufactured Home Regular Income_New_Space Heating_Natural Gas_Furnace_Baseline Forecast | F1 | Residential | Manufactured Home Regular Income | New | Space Heating | Natural Gas | Furnace | Baseline Forecast | Consumption Savings (MMtherm)
F2_Residential_Manufactured Home Regular Income_New_Space Heating_Natural Gas_Furnace_Baseline Forecast | F2 | Residential | Manufactured Home Regular Income | New | Space Heating | Natural Gas | Furnace | Baseline Forecast | Summer Demand Savings (MW)
F3_Residential_Manufactured Home Regular Income_New_Space Heating_Natural Gas_Furnace_Baseline Forecast | F3 | Residential | Manufactured Home Regular Income | New | Space Heating | Natural Gas | Furnace | Baseline Forecast | Winter Demand Savings (MW)
F4_Residential_Manufactured Home Regular Income_New_Space Heating_Natural Gas_Furnace_Baseline Forecast | F4 | Residential | Manufactured Home Regular Income | New | Space Heating | Natural Gas | Furnace | Baseline Forecast | Incremental Savings (MMtherm)
F1_Residential_Manufactured Home Regular Income_New_Space Heating_Natural Gas_Boiler_Baseline Forecast | F1 | Residential | Manufactured Home Regular Income | New | Space Heating | Natural Gas | Boiler | Baseline Forecast | Consumption Savings (MMtherm)
F2_Residential_Manufactured Home Regular Income_New_Space Heating_Natural Gas_Boiler_Baseline Forecast | F2 | Residential | Manufactured Home Regular Income | New | Space Heating | Natural Gas | Boiler | Baseline Forecast | Summer Demand Savings (MW)
F3_Residential_Manufactured Home Regular Income_New_Space Heating_Natural Gas_Boiler_Baseline Forecast | F3 | Residential | Manufactured Home Regular Income | New | Space Heating | Natural Gas | Boiler | Baseline Forecast | Winter Demand Savings (MW)
F4_Residential_Manufactured Home Regular Income_New_Space Heating_Natural Gas_Boiler_Baseline Forecast | F4 | Residential | Manufactured Home Regular Income | New | Space Heating | Natural Gas | Boiler | Baseline Forecast | Incremental Savings (MMtherm)
F1_Residential_Manufactured Home Regular Income_New_Secondary Heating_Natural Gas_Fireplace_Baseline Forecast | F1 | Residential | Manufactured Home Regular Income | New | Secondary Heating | Natural Gas | Fireplace | Baseline Forecast | Consumption Savings (MMtherm)
F2_Residential_Manufactured Home Regular Income_New_Secondary Heating_Natural Gas_Fireplace_Baseline Forecast | F2 | Residential | Manufactured Home Regular Income | New | Secondary Heating | Natural Gas | Fireplace | Baseline Forecast | Summer Demand Savings (MW)
F3_Residential_Manufactured Home Regular Income_New_Secondary Heating_Natural Gas_Fireplace_Baseline Forecast | F3 | Residential | Manufactured Home Regular Income | New | Secondary Heating | Natural Gas | Fireplace | Baseline Forecast | Winter Demand Savings (MW)
F4_Residential_Manufactured Home Regular Income_New_Secondary Heating_Natural Gas_Fireplace_Baseline Forecast | F4 | Residential | Manufactured Home Regular Income | New | Secondary Heating | Natural Gas | Fireplace | Baseline Forecast | Incremental Savings (MMtherm)
F1_Residential_Manufactured Home Regular Income_New_Water Heating_Natural Gas_Water Heater (<= 55 gal)_Baseline Forecast | F1 | Residential | Manufactured Home Regular Income | New | Water Heating | Natural Gas | Water Heater (<= 55 gal) | Baseline Forecast | Consumption Savings (MMtherm)
F2_Residential_Manufactured Home Regular Income_New_Water Heating_Natural Gas_Water Heater (<= 55 gal)_Baseline Forecast | F2 | Residential | Manufactured Home Regular Income | New | Water Heating | Natural Gas | Water Heater (<= 55 gal) | Baseline Forecast | Summer Demand Savings (MW)
F3_Residential_Manufactured Home Regular Income_New_Water Heating_Natural Gas_Water Heater (<= 55 gal)_Baseline Forecast | F3 | Residential | Manufactured Home Regular Income | New | Water Heating | Natural Gas | Water Heater (<= 55 gal) | Baseline Forecast | Winter Demand Savings (MW)
F4_Residential_Manufactured Home Regular Income_New_Water Heating_Natural Gas_Water Heater (<= 55 gal)_Baseline Forecast | F4 | Residential | Manufactured Home Regular Income | New | Water Heating | Natural Gas | Water Heater (<= 55 gal) | Baseline Forecast | Incremental Savings (MMtherm)
F1_Residential_Manufactured Home Regular Income_New_Water Heating_Natural Gas_Water Heater (> 55 gal)_Baseline Forecast | F1 | Residential | Manufactured Home Regular Income | New | Water Heating | Natural Gas | Water Heater (> 55 gal) | Baseline Forecast | Consumption Savings (MMtherm)
F2_Residential_Manufactured Home Regular Income_New_Water Heating_Natural Gas_Water Heater (> 55 gal)_Baseline Forecast | F2 | Residential | Manufactured Home Regular Income | New | Water Heating | Natural Gas | Water Heater (> 55 gal) | Baseline Forecast | Summer Demand Savings (MW)
F3_Residential_Manufactured Home Regular Income_New_Water Heating_Natural Gas_Water Heater (> 55 gal)_Baseline Forecast | F3 | Residential | Manufactured Home Regular Income | New | Water Heating | Natural Gas | Water Heater (> 55 gal) | Baseline Forecast | Winter Demand Savings (MW)
F4_Residential_Manufactured Home Regular Income_New_Water Heating_Natural Gas_Water Heater (> 55 gal)_Baseline Forecast | F4 | Residential | Manufactured Home Regular Income | New | Water Heating | Natural Gas | Water Heater (> 55 gal) | Baseline Forecast | Incremental Savings (MMtherm)
F1_Residential_Manufactured Home Regular Income_New_Appliances_Natural Gas_Clothes Dryer_Baseline Forecast | F1 | Residential | Manufactured Home Regular Income | New | Appliances | Natural Gas | Clothes Dryer | Baseline Forecast | Consumption Savings (MMtherm)
F2_Residential_Manufactured Home Regular Income_New_Appliances_Natural Gas_Clothes Dryer_Baseline Forecast | F2 | Residential | Manufactured Home Regular Income | New | Appliances | Natural Gas | Clothes Dryer | Baseline Forecast | Summer Demand Savings (MW)
F3_Residential_Manufactured Home Regular Income_New_Appliances_Natural Gas_Clothes Dryer_Baseline Forecast | F3 | Residential | Manufactured Home Regular Income | New | Appliances | Natural Gas | Clothes Dryer | Baseline Forecast | Winter Demand Savings (MW)
F4_Residential_Manufactured Home Regular Income_New_Appliances_Natural Gas_Clothes Dryer_Baseline Forecast | F4 | Residential | Manufactured Home Regular Income | New | Appliances | Natural Gas | Clothes Dryer | Baseline Forecast | Incremental Savings (MMtherm)
F1_Residential_Manufactured Home Regular Income_New_Appliances_Natural Gas_Stove/Oven_Baseline Forecast | F1 | Residential | Manufactured Home Regular Income | New | Appliances | Natural Gas | Stove/Oven | Baseline Forecast | Consumption Savings (MMtherm)
F2_Residential_Manufactured Home Regular Income_New_Appliances_Natural Gas_Stove/Oven_Baseline Forecast | F2 | Residential | Manufactured Home Regular Income | New | Appliances | Natural Gas | Stove/Oven | Baseline Forecast | Summer Demand Savings (MW)
F3_Residential_Manufactured Home Regular Income_New_Appliances_Natural Gas_Stove/Oven_Baseline Forecast | F3 | Residential | Manufactured Home Regular Income | New | Appliances | Natural Gas | Stove/Oven | Baseline Forecast | Winter Demand Savings (MW)
F4_Residential_Manufactured Home Regular Income_New_Appliances_Natural Gas_Stove/Oven_Baseline Forecast | F4 | Residential | Manufactured Home Regular Income | New | Appliances | Natural Gas | Stove/Oven | Baseline Forecast | Incremental Savings (MMtherm)
F1_Residential_Manufactured Home Regular Income_New_Miscellaneous_Natural Gas_Pool Heater_Baseline Forecast | F1 | Residential | Manufactured Home Regular Income | New | Miscellaneous | Natural Gas | Pool Heater | Baseline Forecast | Consumption Savings (MMtherm)
F2_Residential_Manufactured Home Regular Income_New_Miscellaneous_Natural Gas_Pool Heater_Baseline Forecast | F2 | Residential | Manufactured Home Regular Income | New | Miscellaneous | Natural Gas | Pool Heater | Baseline Forecast | Summer Demand Savings (MW)
F3_Residential_Manufactured Home Regular Income_New_Miscellaneous_Natural Gas_Pool Heater_Baseline Forecast | F3 | Residential | Manufactured Home Regular Income | New | Miscellaneous | Natural Gas | Pool Heater | Baseline Forecast | Winter Demand Savings (MW)
F4_Residential_Manufactured Home Regular Income_New_Miscellaneous_Natural Gas_Pool Heater_Baseline Forecast | F4 | Residential | Manufactured Home Regular Income | New | Miscellaneous | Natural Gas | Pool Heater | Baseline Forecast | Incremental Savings (MMtherm)
F1_Residential_Manufactured Home Regular Income_New_Miscellaneous_Natural Gas_Miscellaneous_Baseline Forecast | F1 | Residential | Manufactured Home Regular Income | New | Miscellaneous | Natural Gas | Miscellaneous | Baseline Forecast | Consumption Savings (MMtherm)
F2_Residential_Manufactured Home Regular Income_New_Miscellaneous_Natural Gas_Miscellaneous_Baseline Forecast | F2 | Residential | Manufactured Home Regular Income | New | Miscellaneous | Natural Gas | Miscellaneous | Baseline Forecast | Summer Demand Savings (MW)
F3_Residential_Manufactured Home Regular Income_New_Miscellaneous_Natural Gas_Miscellaneous_Baseline Forecast | F3 | Residential | Manufactured Home Regular Income | New | Miscellaneous | Natural Gas | Miscellaneous | Baseline Forecast | Winter Demand Savings (MW)
F4_Residential_Manufactured Home Regular Income_New_Miscellaneous_Natural Gas_Miscellaneous_Baseline Forecast | F4 | Residential | Manufactured Home Regular Income | New | Miscellaneous | Natural Gas | Miscellaneous | Baseline Forecast | Incremental Savings (MMtherm)
F1_Residential_Manufactured Home Moderate Income_Existing_Space Heating_Natural Gas_Furnace_Baseline Forecast | F1 | Residential | Manufactured Home Moderate Income | Existing | Space Heating | Natural Gas | Furnace | Baseline Forecast | Consumption Savings (MMtherm)
F2_Residential_Manufactured Home Moderate Income_Existing_Space Heating_Natural Gas_Furnace_Baseline Forecast | F2 | Residential | Manufactured Home Moderate Income | Existing | Space Heating | Natural Gas | Furnace | Baseline Forecast | Summer Demand Savings (MW)
F3_Residential_Manufactured Home Moderate Income_Existing_Space Heating_Natural Gas_Furnace_Baseline Forecast | F3 | Residential | Manufactured Home Moderate Income | Existing | Space Heating | Natural Gas | Furnace | Baseline Forecast | Winter Demand Savings (MW)
F4_Residential_Manufactured Home Moderate Income_Existing_Space Heating_Natural Gas_Furnace_Baseline Forecast | F4 | Residential | Manufactured Home Moderate Income | Existing | Space Heating | Natural Gas | Furnace | Baseline Forecast | Incremental Savings (MMtherm)
F1_Residential_Manufactured Home Moderate Income_Existing_Space Heating_Natural Gas_Boiler_Baseline Forecast | F1 | Residential | Manufactured Home Moderate Income | Existing | Space Heating | Natural Gas | Boiler | Baseline Forecast | Consumption Savings (MMtherm)
F2_Residential_Manufactured Home Moderate Income_Existing_Space Heating_Natural Gas_Boiler_Baseline Forecast | F2 | Residential | Manufactured Home Moderate Income | Existing | Space Heating | Natural Gas | Boiler | Baseline Forecast | Summer Demand Savings (MW)
F3_Residential_Manufactured Home Moderate Income_Existing_Space Heating_Natural Gas_Boiler_Baseline Forecast | F3 | Residential | Manufactured Home Moderate Income | Existing | Space Heating | Natural Gas | Boiler | Baseline Forecast | Winter Demand Savings (MW)
F4_Residential_Manufactured Home Moderate Income_Existing_Space Heating_Natural Gas_Boiler_Baseline Forecast | F4 | Residential | Manufactured Home Moderate Income | Existing | Space Heating | Natural Gas | Boiler | Baseline Forecast | Incremental Savings (MMtherm)
F1_Residential_Manufactured Home Moderate Income_Existing_Secondary Heating_Natural Gas_Fireplace_Baseline Forecast | F1 | Residential | Manufactured Home Moderate Income | Existing | Secondary Heating | Natural Gas | Fireplace | Baseline Forecast | Consumption Savings (MMtherm)
F2_Residential_Manufactured Home Moderate Income_Existing_Secondary Heating_Natural Gas_Fireplace_Baseline Forecast | F2 | Residential | Manufactured Home Moderate Income | Existing | Secondary Heating | Natural Gas | Fireplace | Baseline Forecast | Summer Demand Savings (MW)
F3_Residential_Manufactured Home Moderate Income_Existing_Secondary Heating_Natural Gas_Fireplace_Baseline Forecast | F3 | Residential | Manufactured Home Moderate Income | Existing | Secondary Heating | Natural Gas | Fireplace | Baseline Forecast | Winter Demand Savings (MW)
F4_Residential_Manufactured Home Moderate Income_Existing_Secondary Heating_Natural Gas_Fireplace_Baseline Forecast | F4 | Residential | Manufactured Home Moderate Income | Existing | Secondary Heating | Natural Gas | Fireplace | Baseline Forecast | Incremental Savings (MMtherm)
F1_Residential_Manufactured Home Moderate Income_Existing_Water Heating_Natural Gas_Water Heater (<= 55 gal)_Baseline Forecast | F1 | Residential | Manufactured Home Moderate Income | Existing | Water Heating | Natural Gas | Water Heater (<= 55 gal) | Baseline Forecast | Consumption Savings (MMtherm)
F2_Residential_Manufactured Home Moderate Income_Existing_Water Heating_Natural Gas_Water Heater (<= 55 gal)_Baseline Forecast | F2 | Residential | Manufactured Home Moderate Income | Existing | Water Heating | Natural Gas | Water Heater (<= 55 gal) | Baseline Forecast | Summer Demand Savings (MW)
F3_Residential_Manufactured Home Moderate Income_Existing_Water Heating_Natural Gas_Water Heater (<= 55 gal)_Baseline Forecast | F3 | Residential | Manufactured Home Moderate Income | Existing | Water Heating | Natural Gas | Water Heater (<= 55 gal) | Baseline Forecast | Winter Demand Savings (MW)
F4_Residential_Manufactured Home Moderate Income_Existing_Water Heating_Natural Gas_Water Heater (<= 55 gal)_Baseline Forecast | F4 | Residential | Manufactured Home Moderate Income | Existing | Water Heating | Natural Gas | Water Heater (<= 55 gal) | Baseline Forecast | Incremental Savings (MMtherm)
F1_Residential_Manufactured Home Moderate Income_Existing_Water Heating_Natural Gas_Water Heater (> 55 gal)_Baseline Forecast | F1 | Residential | Manufactured Home Moderate Income | Existing | Water Heating | Natural Gas | Water Heater (> 55 gal) | Baseline Forecast | Consumption Savings (MMtherm)
F2_Residential_Manufactured Home Moderate Income_Existing_Water Heating_Natural Gas_Water Heater (> 55 gal)_Baseline Forecast | F2 | Residential | Manufactured Home Moderate Income | Existing | Water Heating | Natural Gas | Water Heater (> 55 gal) | Baseline Forecast | Summer Demand Savings (MW)
F3_Residential_Manufactured Home Moderate Income_Existing_Water Heating_Natural Gas_Water Heater (> 55 gal)_Baseline Forecast | F3 | Residential | Manufactured Home Moderate Income | Existing | Water Heating | Natural Gas | Water Heater (> 55 gal) | Baseline Forecast | Winter Demand Savings (MW)
F4_Residential_Manufactured Home Moderate Income_Existing_Water Heating_Natural Gas_Water Heater (> 55 gal)_Baseline Forecast | F4 | Residential | Manufactured Home Moderate Income | Existing | Water Heating | Natural Gas | Water Heater (> 55 gal) | Baseline Forecast | Incremental Savings (MMtherm)
F1_Residential_Manufactured Home Moderate Income_Existing_Appliances_Natural Gas_Clothes Dryer_Baseline Forecast | F1 | Residential | Manufactured Home Moderate Income | Existing | Appliances | Natural Gas | Clothes Dryer | Baseline Forecast | Consumption Savings (MMtherm)
F2_Residential_Manufactured Home Moderate Income_Existing_Appliances_Natural Gas_Clothes Dryer_Baseline Forecast | F2 | Residential | Manufactured Home Moderate Income | Existing | Appliances | Natural Gas | Clothes Dryer | Baseline Forecast | Summer Demand Savings (MW)
F3_Residential_Manufactured Home Moderate Income_Existing_Appliances_Natural Gas_Clothes Dryer_Baseline Forecast | F3 | Residential | Manufactured Home Moderate Income | Existing | Appliances | Natural Gas | Clothes Dryer | Baseline Forecast | Winter Demand Savings (MW)
F4_Residential_Manufactured Home Moderate Income_Existing_Appliances_Natural Gas_Clothes Dryer_Baseline Forecast | F4 | Residential | Manufactured Home Moderate Income | Existing | Appliances | Natural Gas | Clothes Dryer | Baseline Forecast | Incremental Savings (MMtherm)
F1_Residential_Manufactured Home Moderate Income_Existing_Appliances_Natural Gas_Stove/Oven_Baseline Forecast | F1 | Residential | Manufactured Home Moderate Income | Existing | Appliances | Natural Gas | Stove/Oven | Baseline Forecast | Consumption Savings (MMtherm)
F2_Residential_Manufactured Home Moderate Income_Existing_Appliances_Natural Gas_Stove/Oven_Baseline Forecast | F2 | Residential | Manufactured Home Moderate Income | Existing | Appliances | Natural Gas | Stove/Oven | Baseline Forecast | Summer Demand Savings (MW)
F3_Residential_Manufactured Home Moderate Income_Existing_Appliances_Natural Gas_Stove/Oven_Baseline Forecast | F3 | Residential | Manufactured Home Moderate Income | Existing | Appliances | Natural Gas | Stove/Oven | Baseline Forecast | Winter Demand Savings (MW)
F4_Residential_Manufactured Home Moderate Income_Existing_Appliances_Natural Gas_Stove/Oven_Baseline Forecast | F4 | Residential | Manufactured Home Moderate Income | Existing | Appliances | Natural Gas | Stove/Oven | Baseline Forecast | Incremental Savings (MMtherm)
F1_Residential_Manufactured Home Moderate Income_Existing_Miscellaneous_Natural Gas_Pool Heater_Baseline Forecast | F1 | Residential | Manufactured Home Moderate Income | Existing | Miscellaneous | Natural Gas | Pool Heater | Baseline Forecast | Consumption Savings (MMtherm)
F2_Residential_Manufactured Home Moderate Income_Existing_Miscellaneous_Natural Gas_Pool Heater_Baseline Forecast | F2 | Residential | Manufactured Home Moderate Income | Existing | Miscellaneous | Natural Gas | Pool Heater | Baseline Forecast | Summer Demand Savings (MW)
F3_Residential_Manufactured Home Moderate Income_Existing_Miscellaneous_Natural Gas_Pool Heater_Baseline Forecast | F3 | Residential | Manufactured Home Moderate Income | Existing | Miscellaneous | Natural Gas | Pool Heater | Baseline Forecast | Winter Demand Savings (MW)
F4_Residential_Manufactured Home Moderate Income_Existing_Miscellaneous_Natural Gas_Pool Heater_Baseline Forecast | F4 | Residential | Manufactured Home Moderate Income | Existing | Miscellaneous | Natural Gas | Pool Heater | Baseline Forecast | Incremental Savings (MMtherm)
F1_Residential_Manufactured Home Moderate Income_Existing_Miscellaneous_Natural Gas_Miscellaneous_Baseline Forecast | F1 | Residential | Manufactured Home Moderate Income | Existing | Miscellaneous | Natural Gas | Miscellaneous | Baseline Forecast | Consumption Savings (MMtherm)
F2_Residential_Manufactured Home Moderate Income_Existing_Miscellaneous_Natural Gas_Miscellaneous_Baseline Forecast | F2 | Residential | Manufactured Home Moderate Income | Existing | Miscellaneous | Natural Gas | Miscellaneous | Baseline Forecast | Summer Demand Savings (MW)
F3_Residential_Manufactured Home Moderate Income_Existing_Miscellaneous_Natural Gas_Miscellaneous_Baseline Forecast | F3 | Residential | Manufactured Home Moderate Income | Existing | Miscellaneous | Natural Gas | Miscellaneous | Baseline Forecast | Winter Demand Savings (MW)
F4_Residential_Manufactured Home Moderate Income_Existing_Miscellaneous_Natural Gas_Miscellaneous_Baseline Forecast | F4 | Residential | Manufactured Home Moderate Income | Existing | Miscellaneous | Natural Gas | Miscellaneous | Baseline Forecast | Incremental Savings (MMtherm)
F1_Residential_Manufactured Home Moderate Income_New_Space Heating_Natural Gas_Furnace_Baseline Forecast | F1 | Residential | Manufactured Home Moderate Income | New | Space Heating | Natural Gas | Furnace | Baseline Forecast | Consumption Savings (MMtherm)
F2_Residential_Manufactured Home Moderate Income_New_Space Heating_Natural Gas_Furnace_Baseline Forecast | F2 | Residential | Manufactured Home Moderate Income | New | Space Heating | Natural Gas | Furnace | Baseline Forecast | Summer Demand Savings (MW)
F3_Residential_Manufactured Home Moderate Income_New_Space Heating_Natural Gas_Furnace_Baseline Forecast | F3 | Residential | Manufactured Home Moderate Income | New | Space Heating | Natural Gas | Furnace | Baseline Forecast | Winter Demand Savings (MW)
F4_Residential_Manufactured Home Moderate Income_New_Space Heating_Natural Gas_Furnace_Baseline Forecast | F4 | Residential | Manufactured Home Moderate Income | New | Space Heating | Natural Gas | Furnace | Baseline Forecast | Incremental Savings (MMtherm)
F1_Residential_Manufactured Home Moderate Income_New_Space Heating_Natural Gas_Boiler_Baseline Forecast | F1 | Residential | Manufactured Home Moderate Income | New | Space Heating | Natural Gas | Boiler | Baseline Forecast | Consumption Savings (MMtherm)
F2_Residential_Manufactured Home Moderate Income_New_Space Heating_Natural Gas_Boiler_Baseline Forecast | F2 | Residential | Manufactured Home Moderate Income | New | Space Heating | Natural Gas | Boiler | Baseline Forecast | Summer Demand Savings (MW)
F3_Residential_Manufactured Home Moderate Income_New_Space Heating_Natural Gas_Boiler_Baseline Forecast | F3 | Residential | Manufactured Home Moderate Income | New | Space Heating | Natural Gas | Boiler | Baseline Forecast | Winter Demand Savings (MW)
F4_Residential_Manufactured Home Moderate Income_New_Space Heating_Natural Gas_Boiler_Baseline Forecast | F4 | Residential | Manufactured Home Moderate Income | New | Space Heating | Natural Gas | Boiler | Baseline Forecast | Incremental Savings (MMtherm)
F1_Residential_Manufactured Home Moderate Income_New_Secondary Heating_Natural Gas_Fireplace_Baseline Forecast | F1 | Residential | Manufactured Home Moderate Income | New | Secondary Heating | Natural Gas | Fireplace | Baseline Forecast | Consumption Savings (MMtherm)
F2_Residential_Manufactured Home Moderate Income_New_Secondary Heating_Natural Gas_Fireplace_Baseline Forecast | F2 | Residential | Manufactured Home Moderate Income | New | Secondary Heating | Natural Gas | Fireplace | Baseline Forecast | Summer Demand Savings (MW)
F3_Residential_Manufactured Home Moderate Income_New_Secondary Heating_Natural Gas_Fireplace_Baseline Forecast | F3 | Residential | Manufactured Home Moderate Income | New | Secondary Heating | Natural Gas | Fireplace | Baseline Forecast | Winter Demand Savings (MW)
F4_Residential_Manufactured Home Moderate Income_New_Secondary Heating_Natural Gas_Fireplace_Baseline Forecast | F4 | Residential | Manufactured Home Moderate Income | New | Secondary Heating | Natural Gas | Fireplace | Baseline Forecast | Incremental Savings (MMtherm)
F1_Residential_Manufactured Home Moderate Income_New_Water Heating_Natural Gas_Water Heater (<= 55 gal)_Baseline Forecast | F1 | Residential | Manufactured Home Moderate Income | New | Water Heating | Natural Gas | Water Heater (<= 55 gal) | Baseline Forecast | Consumption Savings (MMtherm)
F2_Residential_Manufactured Home Moderate Income_New_Water Heating_Natural Gas_Water Heater (<= 55 gal)_Baseline Forecast | F2 | Residential | Manufactured Home Moderate Income | New | Water Heating | Natural Gas | Water Heater (<= 55 gal) | Baseline Forecast | Summer Demand Savings (MW)
F3_Residential_Manufactured Home Moderate Income_New_Water Heating_Natural Gas_Water Heater (<= 55 gal)_Baseline Forecast | F3 | Residential | Manufactured Home Moderate Income | New | Water Heating | Natural Gas | Water Heater (<= 55 gal) | Baseline Forecast | Winter Demand Savings (MW)
F4_Residential_Manufactured Home Moderate Income_New_Water Heating_Natural Gas_Water Heater (<= 55 gal)_Baseline Forecast | F4 | Residential | Manufactured Home Moderate Income | New | Water Heating | Natural Gas | Water Heater (<= 55 gal) | Baseline Forecast | Incremental Savings (MMtherm)
F1_Residential_Manufactured Home Moderate Income_New_Water Heating_Natural Gas_Water Heater (> 55 gal)_Baseline Forecast | F1 | Residential | Manufactured Home Moderate Income | New | Water Heating | Natural Gas | Water Heater (> 55 gal) | Baseline Forecast | Consumption Savings (MMtherm)
F2_Residential_Manufactured Home Moderate Income_New_Water Heating_Natural Gas_Water Heater (> 55 gal)_Baseline Forecast | F2 | Residential | Manufactured Home Moderate Income | New | Water Heating | Natural Gas | Water Heater (> 55 gal) | Baseline Forecast | Summer Demand Savings (MW)
F3_Residential_Manufactured Home Moderate Income_New_Water Heating_Natural Gas_Water Heater (> 55 gal)_Baseline Forecast | F3 | Residential | Manufactured Home Moderate Income | New | Water Heating | Natural Gas | Water Heater (> 55 gal) | Baseline Forecast | Winter Demand Savings (MW)
F4_Residential_Manufactured Home Moderate Income_New_Water Heating_Natural Gas_Water Heater (> 55 gal)_Baseline Forecast | F4 | Residential | Manufactured Home Moderate Income | New | Water Heating | Natural Gas | Water Heater (> 55 gal) | Baseline Forecast | Incremental Savings (MMtherm)
F1_Residential_Manufactured Home Moderate Income_New_Appliances_Natural Gas_Clothes Dryer_Baseline Forecast | F1 | Residential | Manufactured Home Moderate Income | New | Appliances | Natural Gas | Clothes Dryer | Baseline Forecast | Consumption Savings (MMtherm)
F2_Residential_Manufactured Home Moderate Income_New_Appliances_Natural Gas_Clothes Dryer_Baseline Forecast | F2 | Residential | Manufactured Home Moderate Income | New | Appliances | Natural Gas | Clothes Dryer | Baseline Forecast | Summer Demand Savings (MW)
F3_Residential_Manufactured Home Moderate Income_New_Appliances_Natural Gas_Clothes Dryer_Baseline Forecast | F3 | Residential | Manufactured Home Moderate Income | New | Appliances | Natural Gas | Clothes Dryer | Baseline Forecast | Winter Demand Savings (MW)
F4_Residential_Manufactured Home Moderate Income_New_Appliances_Natural Gas_Clothes Dryer_Baseline Forecast | F4 | Residential | Manufactured Home Moderate Income | New | Appliances | Natural Gas | Clothes Dryer | Baseline Forecast | Incremental Savings (MMtherm)
F1_Residential_Manufactured Home Moderate Income_New_Appliances_Natural Gas_Stove/Oven_Baseline Forecast | F1 | Residential | Manufactured Home Moderate Income | New | Appliances | Natural Gas | Stove/Oven | Baseline Forecast | Consumption Savings (MMtherm)
F2_Residential_Manufactured Home Moderate Income_New_Appliances_Natural Gas_Stove/Oven_Baseline Forecast | F2 | Residential | Manufactured Home Moderate Income | New | Appliances | Natural Gas | Stove/Oven | Baseline Forecast | Summer Demand Savings (MW)
F3_Residential_Manufactured Home Moderate Income_New_Appliances_Natural Gas_Stove/Oven_Baseline Forecast | F3 | Residential | Manufactured Home Moderate Income | New | Appliances | Natural Gas | Stove/Oven | Baseline Forecast | Winter Demand Savings (MW)
F4_Residential_Manufactured Home Moderate Income_New_Appliances_Natural Gas_Stove/Oven_Baseline Forecast | F4 | Residential | Manufactured Home Moderate Income | New | Appliances | Natural Gas | Stove/Oven | Baseline Forecast | Incremental Savings (MMtherm)
F1_Residential_Manufactured Home Moderate Income_New_Miscellaneous_Natural Gas_Pool Heater_Baseline Forecast | F1 | Residential | Manufactured Home Moderate Income | New | Miscellaneous | Natural Gas | Pool Heater | Baseline Forecast | Consumption Savings (MMtherm)
F2_Residential_Manufactured Home Moderate Income_New_Miscellaneous_Natural Gas_Pool Heater_Baseline Forecast | F2 | Residential | Manufactured Home Moderate Income | New | Miscellaneous | Natural Gas | Pool Heater | Baseline Forecast | Summer Demand Savings (MW)
F3_Residential_Manufactured Home Moderate Income_New_Miscellaneous_Natural Gas_Pool Heater_Baseline Forecast | F3 | Residential | Manufactured Home Moderate Income | New | Miscellaneous | Natural Gas | Pool Heater | Baseline Forecast | Winter Demand Savings (MW)
F4_Residential_Manufactured Home Moderate Income_New_Miscellaneous_Natural Gas_Pool Heater_Baseline Forecast | F4 | Residential | Manufactured Home Moderate Income | New | Miscellaneous | Natural Gas | Pool Heater | Baseline Forecast | Incremental Savings (MMtherm)
F1_Residential_Manufactured Home Moderate Income_New_Miscellaneous_Natural Gas_Miscellaneous_Baseline Forecast | F1 | Residential | Manufactured Home Moderate Income | New | Miscellaneous | Natural Gas | Miscellaneous | Baseline Forecast | Consumption Savings (MMtherm)
F2_Residential_Manufactured Home Moderate Income_New_Miscellaneous_Natural Gas_Miscellaneous_Baseline Forecast | F2 | Residential | Manufactured Home Moderate Income | New | Miscellaneous | Natural Gas | Miscellaneous | Baseline Forecast | Summer Demand Savings (MW)
F3_Residential_Manufactured Home Moderate Income_New_Miscellaneous_Natural Gas_Miscellaneous_Baseline Forecast | F3 | Residential | Manufactured Home Moderate Income | New | Miscellaneous | Natural Gas | Miscellaneous | Baseline Forecast | Winter Demand Savings (MW)
F4_Residential_Manufactured Home Moderate Income_New_Miscellaneous_Natural Gas_Miscellaneous_Baseline Forecast | F4 | Residential | Manufactured Home Moderate Income | New | Miscellaneous | Natural Gas | Miscellaneous | Baseline Forecast | Incremental Savings (MMtherm)
F1_Residential_Manufactured Home Low Income_Existing_Space Heating_Natural Gas_Furnace_Baseline Forecast | F1 | Residential | Manufactured Home Low Income | Existing | Space Heating | Natural Gas | Furnace | Baseline Forecast | Consumption Savings (MMtherm)
F2_Residential_Manufactured Home Low Income_Existing_Space Heating_Natural Gas_Furnace_Baseline Forecast | F2 | Residential | Manufactured Home Low Income | Existing | Space Heating | Natural Gas | Furnace | Baseline Forecast | Summer Demand Savings (MW)
F3_Residential_Manufactured Home Low Income_Existing_Space Heating_Natural Gas_Furnace_Baseline Forecast | F3 | Residential | Manufactured Home Low Income | Existing | Space Heating | Natural Gas | Furnace | Baseline Forecast | Winter Demand Savings (MW)
F4_Residential_Manufactured Home Low Income_Existing_Space Heating_Natural Gas_Furnace_Baseline Forecast | F4 | Residential | Manufactured Home Low Income | Existing | Space Heating | Natural Gas | Furnace | Baseline Forecast | Incremental Savings (MMtherm)
F1_Residential_Manufactured Home Low Income_Existing_Space Heating_Natural Gas_Boiler_Baseline Forecast | F1 | Residential | Manufactured Home Low Income | Existing | Space Heating | Natural Gas | Boiler | Baseline Forecast | Consumption Savings (MMtherm)
F2_Residential_Manufactured Home Low Income_Existing_Space Heating_Natural Gas_Boiler_Baseline Forecast | F2 | Residential | Manufactured Home Low Income | Existing | Space Heating | Natural Gas | Boiler | Baseline Forecast | Summer Demand Savings (MW)
F3_Residential_Manufactured Home Low Income_Existing_Space Heating_Natural Gas_Boiler_Baseline Forecast | F3 | Residential | Manufactured Home Low Income | Existing | Space Heating | Natural Gas | Boiler | Baseline Forecast | Winter Demand Savings (MW)
F4_Residential_Manufactured Home Low Income_Existing_Space Heating_Natural Gas_Boiler_Baseline Forecast | F4 | Residential | Manufactured Home Low Income | Existing | Space Heating | Natural Gas | Boiler | Baseline Forecast | Incremental Savings (MMtherm)
F1_Residential_Manufactured Home Low Income_Existing_Secondary Heating_Natural Gas_Fireplace_Baseline Forecast | F1 | Residential | Manufactured Home Low Income | Existing | Secondary Heating | Natural Gas | Fireplace | Baseline Forecast | Consumption Savings (MMtherm)
F2_Residential_Manufactured Home Low Income_Existing_Secondary Heating_Natural Gas_Fireplace_Baseline Forecast | F2 | Residential | Manufactured Home Low Income | Existing | Secondary Heating | Natural Gas | Fireplace | Baseline Forecast | Summer Demand Savings (MW)
F3_Residential_Manufactured Home Low Income_Existing_Secondary Heating_Natural Gas_Fireplace_Baseline Forecast | F3 | Residential | Manufactured Home Low Income | Existing | Secondary Heating | Natural Gas | Fireplace | Baseline Forecast | Winter Demand Savings (MW)
F4_Residential_Manufactured Home Low Income_Existing_Secondary Heating_Natural Gas_Fireplace_Baseline Forecast | F4 | Residential | Manufactured Home Low Income | Existing | Secondary Heating | Natural Gas | Fireplace | Baseline Forecast | Incremental Savings (MMtherm)
F1_Residential_Manufactured Home Low Income_Existing_Water Heating_Natural Gas_Water Heater (<= 55 gal)_Baseline Forecast | F1 | Residential | Manufactured Home Low Income | Existing | Water Heating | Natural Gas | Water Heater (<= 55 gal) | Baseline Forecast | Consumption Savings (MMtherm)
F2_Residential_Manufactured Home Low Income_Existing_Water Heating_Natural Gas_Water Heater (<= 55 gal)_Baseline Forecast | F2 | Residential | Manufactured Home Low Income | Existing | Water Heating | Natural Gas | Water Heater (<= 55 gal) | Baseline Forecast | Summer Demand Savings (MW)
F3_Residential_Manufactured Home Low Income_Existing_Water Heating_Natural Gas_Water Heater (<= 55 gal)_Baseline Forecast | F3 | Residential | Manufactured Home Low Income | Existing | Water Heating | Natural Gas | Water Heater (<= 55 gal) | Baseline Forecast | Winter Demand Savings (MW)
F4_Residential_Manufactured Home Low Income_Existing_Water Heating_Natural Gas_Water Heater (<= 55 gal)_Baseline Forecast | F4 | Residential | Manufactured Home Low Income | Existing | Water Heating | Natural Gas | Water Heater (<= 55 gal) | Baseline Forecast | Incremental Savings (MMtherm)
F1_Residential_Manufactured Home Low Income_Existing_Water Heating_Natural Gas_Water Heater (> 55 gal)_Baseline Forecast | F1 | Residential | Manufactured Home Low Income | Existing | Water Heating | Natural Gas | Water Heater (> 55 gal) | Baseline Forecast | Consumption Savings (MMtherm)
F2_Residential_Manufactured Home Low Income_Existing_Water Heating_Natural Gas_Water Heater (> 55 gal)_Baseline Forecast | F2 | Residential | Manufactured Home Low Income | Existing | Water Heating | Natural Gas | Water Heater (> 55 gal) | Baseline Forecast | Summer Demand Savings (MW)
F3_Residential_Manufactured Home Low Income_Existing_Water Heating_Natural Gas_Water Heater (> 55 gal)_Baseline Forecast | F3 | Residential | Manufactured Home Low Income | Existing | Water Heating | Natural Gas | Water Heater (> 55 gal) | Baseline Forecast | Winter Demand Savings (MW)
F4_Residential_Manufactured Home Low Income_Existing_Water Heating_Natural Gas_Water Heater (> 55 gal)_Baseline Forecast | F4 | Residential | Manufactured Home Low Income | Existing | Water Heating | Natural Gas | Water Heater (> 55 gal) | Baseline Forecast | Incremental Savings (MMtherm)
F1_Residential_Manufactured Home Low Income_Existing_Appliances_Natural Gas_Clothes Dryer_Baseline Forecast | F1 | Residential | Manufactured Home Low Income | Existing | Appliances | Natural Gas | Clothes Dryer | Baseline Forecast | Consumption Savings (MMtherm)
F2_Residential_Manufactured Home Low Income_Existing_Appliances_Natural Gas_Clothes Dryer_Baseline Forecast | F2 | Residential | Manufactured Home Low Income | Existing | Appliances | Natural Gas | Clothes Dryer | Baseline Forecast | Summer Demand Savings (MW)
F3_Residential_Manufactured Home Low Income_Existing_Appliances_Natural Gas_Clothes Dryer_Baseline Forecast | F3 | Residential | Manufactured Home Low Income | Existing | Appliances | Natural Gas | Clothes Dryer | Baseline Forecast | Winter Demand Savings (MW)
F4_Residential_Manufactured Home Low Income_Existing_Appliances_Natural Gas_Clothes Dryer_Baseline Forecast | F4 | Residential | Manufactured Home Low Income | Existing | Appliances | Natural Gas | Clothes Dryer | Baseline Forecast | Incremental Savings (MMtherm)
F1_Residential_Manufactured Home Low Income_Existing_Appliances_Natural Gas_Stove/Oven_Baseline Forecast | F1 | Residential | Manufactured Home Low Income | Existing | Appliances | Natural Gas | Stove/Oven | Baseline Forecast | Consumption Savings (MMtherm)
F2_Residential_Manufactured Home Low Income_Existing_Appliances_Natural Gas_Stove/Oven_Baseline Forecast | F2 | Residential | Manufactured Home Low Income | Existing | Appliances | Natural Gas | Stove/Oven | Baseline Forecast | Summer Demand Savings (MW)
F3_Residential_Manufactured Home Low Income_Existing_Appliances_Natural Gas_Stove/Oven_Baseline Forecast | F3 | Residential | Manufactured Home Low Income | Existing | Appliances | Natural Gas | Stove/Oven | Baseline Forecast | Winter Demand Savings (MW)
F4_Residential_Manufactured Home Low Income_Existing_Appliances_Natural Gas_Stove/Oven_Baseline Forecast | F4 | Residential | Manufactured Home Low Income | Existing | Appliances | Natural Gas | Stove/Oven | Baseline Forecast | Incremental Savings (MMtherm)
F1_Residential_Manufactured Home Low Income_Existing_Miscellaneous_Natural Gas_Pool Heater_Baseline Forecast | F1 | Residential | Manufactured Home Low Income | Existing | Miscellaneous | Natural Gas | Pool Heater | Baseline Forecast | Consumption Savings (MMtherm)
F2_Residential_Manufactured Home Low Income_Existing_Miscellaneous_Natural Gas_Pool Heater_Baseline Forecast | F2 | Residential | Manufactured Home Low Income | Existing | Miscellaneous | Natural Gas | Pool Heater | Baseline Forecast | Summer Demand Savings (MW)
F3_Residential_Manufactured Home Low Income_Existing_Miscellaneous_Natural Gas_Pool Heater_Baseline Forecast | F3 | Residential | Manufactured Home Low Income | Existing | Miscellaneous | Natural Gas | Pool Heater | Baseline Forecast | Winter Demand Savings (MW)
F4_Residential_Manufactured Home Low Income_Existing_Miscellaneous_Natural Gas_Pool Heater_Baseline Forecast | F4 | Residential | Manufactured Home Low Income | Existing | Miscellaneous | Natural Gas | Pool Heater | Baseline Forecast | Incremental Savings (MMtherm)
F1_Residential_Manufactured Home Low Income_Existing_Miscellaneous_Natural Gas_Miscellaneous_Baseline Forecast | F1 | Residential | Manufactured Home Low Income | Existing | Miscellaneous | Natural Gas | Miscellaneous | Baseline Forecast | Consumption Savings (MMtherm)
F2_Residential_Manufactured Home Low Income_Existing_Miscellaneous_Natural Gas_Miscellaneous_Baseline Forecast | F2 | Residential | Manufactured Home Low Income | Existing | Miscellaneous | Natural Gas | Miscellaneous | Baseline Forecast | Summer Demand Savings (MW)
F3_Residential_Manufactured Home Low Income_Existing_Miscellaneous_Natural Gas_Miscellaneous_Baseline Forecast | F3 | Residential | Manufactured Home Low Income | Existing | Miscellaneous | Natural Gas | Miscellaneous | Baseline Forecast | Winter Demand Savings (MW)
F4_Residential_Manufactured Home Low Income_Existing_Miscellaneous_Natural Gas_Miscellaneous_Baseline Forecast | F4 | Residential | Manufactured Home Low Income | Existing | Miscellaneous | Natural Gas | Miscellaneous | Baseline Forecast | Incremental Savings (MMtherm)
F1_Residential_Manufactured Home Low Income_New_Space Heating_Natural Gas_Furnace_Baseline Forecast | F1 | Residential | Manufactured Home Low Income | New | Space Heating | Natural Gas | Furnace | Baseline Forecast | Consumption Savings (MMtherm)
F2_Residential_Manufactured Home Low Income_New_Space Heating_Natural Gas_Furnace_Baseline Forecast | F2 | Residential | Manufactured Home Low Income | New | Space Heating | Natural Gas | Furnace | Baseline Forecast | Summer Demand Savings (MW)
F3_Residential_Manufactured Home Low Income_New_Space Heating_Natural Gas_Furnace_Baseline Forecast | F3 | Residential | Manufactured Home Low Income | New | Space Heating | Natural Gas | Furnace | Baseline Forecast | Winter Demand Savings (MW)
F4_Residential_Manufactured Home Low Income_New_Space Heating_Natural Gas_Furnace_Baseline Forecast | F4 | Residential | Manufactured Home Low Income | New | Space Heating | Natural Gas | Furnace | Baseline Forecast | Incremental Savings (MMtherm)
F1_Residential_Manufactured Home Low Income_New_Space Heating_Natural Gas_Boiler_Baseline Forecast | F1 | Residential | Manufactured Home Low Income | New | Space Heating | Natural Gas | Boiler | Baseline Forecast | Consumption Savings (MMtherm)
F2_Residential_Manufactured Home Low Income_New_Space Heating_Natural Gas_Boiler_Baseline Forecast | F2 | Residential | Manufactured Home Low Income | New | Space Heating | Natural Gas | Boiler | Baseline Forecast | Summer Demand Savings (MW)
F3_Residential_Manufactured Home Low Income_New_Space Heating_Natural Gas_Boiler_Baseline Forecast | F3 | Residential | Manufactured Home Low Income | New | Space Heating | Natural Gas | Boiler | Baseline Forecast | Winter Demand Savings (MW)
F4_Residential_Manufactured Home Low Income_New_Space Heating_Natural Gas_Boiler_Baseline Forecast | F4 | Residential | Manufactured Home Low Income | New | Space Heating | Natural Gas | Boiler | Baseline Forecast | Incremental Savings (MMtherm)
F1_Residential_Manufactured Home Low Income_New_Secondary Heating_Natural Gas_Fireplace_Baseline Forecast | F1 | Residential | Manufactured Home Low Income | New | Secondary Heating | Natural Gas | Fireplace | Baseline Forecast | Consumption Savings (MMtherm)
F2_Residential_Manufactured Home Low Income_New_Secondary Heating_Natural Gas_Fireplace_Baseline Forecast | F2 | Residential | Manufactured Home Low Income | New | Secondary Heating | Natural Gas | Fireplace | Baseline Forecast | Summer Demand Savings (MW)
F3_Residential_Manufactured Home Low Income_New_Secondary Heating_Natural Gas_Fireplace_Baseline Forecast | F3 | Residential | Manufactured Home Low Income | New | Secondary Heating | Natural Gas | Fireplace | Baseline Forecast | Winter Demand Savings (MW)
F4_Residential_Manufactured Home Low Income_New_Secondary Heating_Natural Gas_Fireplace_Baseline Forecast | F4 | Residential | Manufactured Home Low Income | New | Secondary Heating | Natural Gas | Fireplace | Baseline Forecast | Incremental Savings (MMtherm)
F1_Residential_Manufactured Home Low Income_New_Water Heating_Natural Gas_Water Heater (<= 55 gal)_Baseline Forecast | F1 | Residential | Manufactured Home Low Income | New | Water Heating | Natural Gas | Water Heater (<= 55 gal) | Baseline Forecast | Consumption Savings (MMtherm)
F2_Residential_Manufactured Home Low Income_New_Water Heating_Natural Gas_Water Heater (<= 55 gal)_Baseline Forecast | F2 | Residential | Manufactured Home Low Income | New | Water Heating | Natural Gas | Water Heater (<= 55 gal) | Baseline Forecast | Summer Demand Savings (MW)
F3_Residential_Manufactured Home Low Income_New_Water Heating_Natural Gas_Water Heater (<= 55 gal)_Baseline Forecast | F3 | Residential | Manufactured Home Low Income | New | Water Heating | Natural Gas | Water Heater (<= 55 gal) | Baseline Forecast | Winter Demand Savings (MW)
F4_Residential_Manufactured Home Low Income_New_Water Heating_Natural Gas_Water Heater (<= 55 gal)_Baseline Forecast | F4 | Residential | Manufactured Home Low Income | New | Water Heating | Natural Gas | Water Heater (<= 55 gal) | Baseline Forecast | Incremental Savings (MMtherm)
F1_Residential_Manufactured Home Low Income_New_Water Heating_Natural Gas_Water Heater (> 55 gal)_Baseline Forecast | F1 | Residential | Manufactured Home Low Income | New | Water Heating | Natural Gas | Water Heater (> 55 gal) | Baseline Forecast | Consumption Savings (MMtherm)
F2_Residential_Manufactured Home Low Income_New_Water Heating_Natural Gas_Water Heater (> 55 gal)_Baseline Forecast | F2 | Residential | Manufactured Home Low Income | New | Water Heating | Natural Gas | Water Heater (> 55 gal) | Baseline Forecast | Summer Demand Savings (MW)
F3_Residential_Manufactured Home Low Income_New_Water Heating_Natural Gas_Water Heater (> 55 gal)_Baseline Forecast | F3 | Residential | Manufactured Home Low Income | New | Water Heating | Natural Gas | Water Heater (> 55 gal) | Baseline Forecast | Winter Demand Savings (MW)
F4_Residential_Manufactured Home Low Income_New_Water Heating_Natural Gas_Water Heater (> 55 gal)_Baseline Forecast | F4 | Residential | Manufactured Home Low Income | New | Water Heating | Natural Gas | Water Heater (> 55 gal) | Baseline Forecast | Incremental Savings (MMtherm)
F1_Residential_Manufactured Home Low Income_New_Appliances_Natural Gas_Clothes Dryer_Baseline Forecast | F1 | Residential | Manufactured Home Low Income | New | Appliances | Natural Gas | Clothes Dryer | Baseline Forecast | Consumption Savings (MMtherm)
F2_Residential_Manufactured Home Low Income_New_Appliances_Natural Gas_Clothes Dryer_Baseline Forecast | F2 | Residential | Manufactured Home Low Income | New | Appliances | Natural Gas | Clothes Dryer | Baseline Forecast | Summer Demand Savings (MW)
F3_Residential_Manufactured Home Low Income_New_Appliances_Natural Gas_Clothes Dryer_Baseline Forecast | F3 | Residential | Manufactured Home Low Income | New | Appliances | Natural Gas | Clothes Dryer | Baseline Forecast | Winter Demand Savings (MW)
F4_Residential_Manufactured Home Low Income_New_Appliances_Natural Gas_Clothes Dryer_Baseline Forecast | F4 | Residential | Manufactured Home Low Income | New | Appliances | Natural Gas | Clothes Dryer | Baseline Forecast | Incremental Savings (MMtherm)
F1_Residential_Manufactured Home Low Income_New_Appliances_Natural Gas_Stove/Oven_Baseline Forecast | F1 | Residential | Manufactured Home Low Income | New | Appliances | Natural Gas | Stove/Oven | Baseline Forecast | Consumption Savings (MMtherm)
F2_Residential_Manufactured Home Low Income_New_Appliances_Natural Gas_Stove/Oven_Baseline Forecast | F2 | Residential | Manufactured Home Low Income | New | Appliances | Natural Gas | Stove/Oven | Baseline Forecast | Summer Demand Savings (MW)
F3_Residential_Manufactured Home Low Income_New_Appliances_Natural Gas_Stove/Oven_Baseline Forecast | F3 | Residential | Manufactured Home Low Income | New | Appliances | Natural Gas | Stove/Oven | Baseline Forecast | Winter Demand Savings (MW)
F4_Residential_Manufactured Home Low Income_New_Appliances_Natural Gas_Stove/Oven_Baseline Forecast | F4 | Residential | Manufactured Home Low Income | New | Appliances | Natural Gas | Stove/Oven | Baseline Forecast | Incremental Savings (MMtherm)
F1_Residential_Manufactured Home Low Income_New_Miscellaneous_Natural Gas_Pool Heater_Baseline Forecast | F1 | Residential | Manufactured Home Low Income | New | Miscellaneous | Natural Gas | Pool Heater | Baseline Forecast | Consumption Savings (MMtherm)
F2_Residential_Manufactured Home Low Income_New_Miscellaneous_Natural Gas_Pool Heater_Baseline Forecast | F2 | Residential | Manufactured Home Low Income | New | Miscellaneous | Natural Gas | Pool Heater | Baseline Forecast | Summer Demand Savings (MW)
F3_Residential_Manufactured Home Low Income_New_Miscellaneous_Natural Gas_Pool Heater_Baseline Forecast | F3 | Residential | Manufactured Home Low Income | New | Miscellaneous | Natural Gas | Pool Heater | Baseline Forecast | Winter Demand Savings (MW)
F4_Residential_Manufactured Home Low Income_New_Miscellaneous_Natural Gas_Pool Heater_Baseline Forecast | F4 | Residential | Manufactured Home Low Income | New | Miscellaneous | Natural Gas | Pool Heater | Baseline Forecast | Incremental Savings (MMtherm)
F1_Residential_Manufactured Home Low Income_New_Miscellaneous_Natural Gas_Miscellaneous_Baseline Forecast | F1 | Residential | Manufactured Home Low Income | New | Miscellaneous | Natural Gas | Miscellaneous | Baseline Forecast | Consumption Savings (MMtherm)
F2_Residential_Manufactured Home Low Income_New_Miscellaneous_Natural Gas_Miscellaneous_Baseline Forecast | F2 | Residential | Manufactured Home Low Income | New | Miscellaneous | Natural Gas | Miscellaneous | Baseline Forecast | Summer Demand Savings (MW)
F3_Residential_Manufactured Home Low Income_New_Miscellaneous_Natural Gas_Miscellaneous_Baseline Forecast | F3 | Residential | Manufactured Home Low Income | New | Miscellaneous | Natural Gas | Miscellaneous | Baseline Forecast | Winter Demand Savings (MW)
F4_Residential_Manufactured Home Low Income_New_Miscellaneous_Natural Gas_Miscellaneous_Baseline Forecast | F4 | Residential | Manufactured Home Low Income | New | Miscellaneous | Natural Gas | Miscellaneous | Baseline Forecast | Incremental Savings (MMtherm)

## Special Markets
Key | Field | Sector | Market | Segment | Vintage | End Use | Fuel | Label | 2019 | 2020 | 2021 | 2022 | 2023 | 2024 | 2025 | 2026 | 2027 | 2028 | 2029 | 2030 | 2031 | 2032 | 2033 | 2034 | 2035 | 2036 | 2037 | 2038 | 2039 | 2040 | 2041 | 2042 | 2043 | 2044 | 2045 | 2046 | 2047 | 2048 | 2049 | 2050 | 2051
F1_Residential_Single Family Regular Income_Existing_Space Heating_Natural Gas_All | F1 | Residential | All | Single Family Regular Income | Existing | Space Heating | Natural Gas | Units | 35786.4797 | 36343.1818 | 36906.3217 | 36643.3775 | 36079.1227 | 35886.8435 | 35721.8735 | 35570.7878 | 35440.4627 | 35321.9499 | 35206.048 | 35093.0342 | 34980.9047 | 34767.3919 | 34400.6025 | 34036.9315 | 33675.9853 | 33315.489 | 32955.6348 | 32598.7172 | 32244.7776 | 31893.9247 | 31544.9364 | 31198.0824 | 30854.749 | 30514.9922 | 30178.8297 | 29845.8234 | 29516.0484 | 29190.0637 | 28867.838 | 28549.4066 | 28234.5551
F2_Residential_Single Family Regular Income_Existing_Space Heating_Natural Gas_All | F2 | Residential | All | Single Family Regular Income | Existing | Space Heating | Natural Gas | Usage (GWh) | 22.1735 | 21.8156 | 22.4601 | 24.1692 | 23.6425 | 23.1594 | 22.689 | 22.2238 | 21.7689 | 21.3192 | 20.8698 | 20.4218 | 19.9749 | 19.472 | 18.8885 | 18.3147 | 17.7508 | 17.1962 | 16.6554 | 16.1284 | 15.6211 | 15.132 | 14.6712 | 14.237 | 13.8275 | 13.4411 | 13.0753 | 12.7287 | 12.3996 | 12.0867 | 11.7316 | 11.3934 | 11.1649
F3_Residential_Single Family Regular Income_Existing_Space Heating_Natural Gas_All | F3 | Residential | All | Single Family Regular Income | Existing | Space Heating | Natural Gas | Summer Peak Demand (MW) | 390.2539 | 383.9537 | 395.2976 | 425.3776 | 416.1077 | 407.605 | 399.3256 | 391.1394 | 383.132 | 375.2186 | 367.3084 | 359.4244 | 351.5575 | 342.7079 | 332.4367 | 322.3384 | 312.4148 | 302.6535 | 293.1358 | 283.8596 | 274.932 | 266.3228 | 258.2135 | 250.5705 | 243.364 | 236.5625 | 230.125 | 224.0256 | 218.2331 | 212.7264 | 206.4753 | 200.5234 | 196.503
F4_Residential_Single Family Regular Income_Existing_Space Heating_Natural Gas_All | F4 | Residential | All | Single Family Regular Income | Existing | Space Heating | Natural Gas | Winter Peak Demand (MW) | 22.617 | 22.2519 | 22.9093 | 24.6526 | 24.1153 | 23.6226 | 23.1427 | 22.6683 | 22.2042 | 21.7456 | 21.2872 | 20.8303 | 20.3744 | 19.8615 | 19.2662 | 18.681 | 18.1059 | 17.5401 | 16.9886 | 16.451 | 15.9336 | 15.4346 | 14.9646 | 14.5217 | 14.1041 | 13.7099 | 13.3368 | 12.9833 | 12.6476 | 12.3285 | 11.9662 | 11.6212 | 11.3882
F1_Residential_Single Family Regular Income_Existing_Secondary Heating_Natural Gas_All | F1 | Residential | All | Single Family Regular Income | Existing | Secondary Heating | Natural Gas | Units | 7386.1482 | 7443.9108 | 7501.6734 | 7391.4912 | 7222.2366 | 7129.0258 | 7042.1996 | 6958.9988 | 6880.6875 | 6805.4414 | 6731.4416 | 6658.7223 | 6586.8868 | 6515.5438 | 6444.9581 | 6374.9829 | 6305.5443 | 6236.2164 | 6167.0354 | 6098.4308 | 6030.4102 | 5962.9937 | 5895.9528 | 5829.3378 | 5763.4076 | 5698.1725 | 5633.6355 | 5569.7144 | 5506.4232 | 5443.8658 | 5382.0361 | 5320.9401 | 5260.5378
F2_Residential_Single Family Regular Income_Existing_Secondary Heating_Natural Gas_All | F2 | Residential | All | Single Family Regular Income | Existing | Secondary Heating | Natural Gas | Usage (GWh) | 0.84466 | 0.82585 | 0.84725 | 0.9082 | 0.88503 | 0.87126 | 0.85831 | 0.84586 | 0.83406 | 0.82267 | 0.81147 | 0.80047 | 0.78962 | 0.77887 | 0.76825 | 0.75775 | 0.74735 | 0.73701 | 0.72672 | 0.71654 | 0.70647 | 0.69652 | 0.68665 | 0.67687 | 0.66721 | 0.65767 | 0.64825 | 0.63894 | 0.62974 | 0.62066 | 0.6117 | 0.60286 | 0.59602
F3_Residential_Single Family Regular Income_Existing_Secondary Heating_Natural Gas_All | F3 | Residential | All | Single Family Regular Income | Existing | Secondary Heating | Natural Gas | Summer Peak Demand (MW) | 7.4815 | 7.315 | 7.5045 | 8.0444 | 7.8392 | 7.7172 | 7.6025 | 7.4923 | 7.3877 | 7.2868 | 7.1876 | 7.0902 | 6.9941 | 6.8989 | 6.8048 | 6.7118 | 6.6197 | 6.528 | 6.4369 | 6.3468 | 6.2576 | 6.1695 | 6.082 | 5.9954 | 5.9098 | 5.8253 | 5.7419 | 5.6594 | 5.5779 | 5.4975 | 5.4181 | 5.3399 | 5.2793
F4_Residential_Single Family Regular Income_Existing_Secondary Heating_Natural Gas_All | F4 | Residential | All | Single Family Regular Income | Existing | Secondary Heating | Natural Gas | Winter Peak Demand (MW) | 0.43359 | 0.42394 | 0.43492 | 0.46621 | 0.45432 | 0.44725 | 0.4406 | 0.43421 | 0.42815 | 0.4223 | 0.41655 | 0.41091 | 0.40534 | 0.39982 | 0.39437 | 0.38898 | 0.38364 | 0.37833 | 0.37305 | 0.36782 | 0.36266 | 0.35755 | 0.35248 | 0.34746 | 0.3425 | 0.3376 | 0.33277 | 0.32799 | 0.32326 | 0.31861 | 0.31401 | 0.30947 | 0.30596
F1_Residential_Single Family Regular Income_Existing_Water Heating_Natural Gas_All | F1 | Residential | All | Single Family Regular Income | Existing | Water Heating | Natural Gas | Units | 32568.675 | 33017.8146 | 33471.1326 | 33174.8836 | 32607.248 | 32377.082 | 32172.2133 | 31980.442 | 31807.8729 | 31646.3904 | 31487.7083 | 31332.061 | 31177.6479 | 31022.6511 | 30868.3508 | 30714.0752 | 30559.4892 | 30402.5335 | 30243.3664 | 30084.09 | 29924.7631 | 29765.5086 | 29605.2028 | 29444.1047 | 29283.5389 | 29123.5899 | 28964.3073 | 28805.3014 | 28646.6718 | 28488.9921 | 28332.2696 | 28176.5766 | 27871.8792
F2_Residential_Single Family Regular Income_Existing_Water Heating_Natural Gas_All | F2 | Residential | All | Single Family Regular Income | Existing | Water Heating | Natural Gas | Usage (GWh) | 4.8522 | 4.7421 | 4.8732 | 5.236 | 5.1132 | 5.0441 | 4.9801 | 4.9199 | 4.865 | 4.8146 | 4.7673 | 4.724 | 4.6838 | 4.646 | 4.6105 | 4.5768 | 4.5446 | 4.5133 | 4.4829 | 4.4533 | 4.4246 | 4.3966 | 4.369 | 4.342 | 4.3154 | 4.2894 | 4.2638 | 4.2386 | 4.2138 | 4.1894 | 4.1653 | 4.1415 | 4.096
F3_Residential_Single Family Regular Income_Existing_Water Heating_Natural Gas_All | F3 | Residential | All | Single Family Regular Income | Existing | Water Heating | Natural Gas | Summer Peak Demand (MW) | 16.0124 | 15.649 | 16.0815 | 17.2788 | 16.8736 | 16.6456 | 16.4343 | 16.2357 | 16.0545 | 15.888 | 15.7321 | 15.5892 | 15.4565 | 15.3318 | 15.2146 | 15.1034 | 14.9971 | 14.894 | 14.7936 | 14.696 | 14.601 | 14.5087 | 14.4179 | 14.3285 | 14.241 | 14.1551 | 14.0707 | 13.9874 | 13.9056 | 13.8249 | 13.7454 | 13.6668 | 13.5167
F4_Residential_Single Family Regular Income_Existing_Water Heating_Natural Gas_All | F4 | Residential | All | Single Family Regular Income | Existing | Water Heating | Natural Gas | Winter Peak Demand (MW) | 1.2604 | 1.2318 | 1.2658 | 1.3601 | 1.3282 | 1.3102 | 1.2936 | 1.278 | 1.2637 | 1.2506 | 1.2383 | 1.2271 | 1.2166 | 1.2068 | 1.1976 | 1.1888 | 1.1805 | 1.1724 | 1.1645 | 1.1568 | 1.1493 | 1.142 | 1.1349 | 1.1278 | 1.121 | 1.1142 | 1.1076 | 1.101 | 1.0946 | 1.0882 | 1.0819 | 1.0758 | 1.0639
F1_Residential_Single Family Regular Income_Existing_Appliances_Natural Gas_All | F1 | Residential | All | Single Family Regular Income | Existing | Appliances | Natural Gas | Units | 21158.2639 | 21405.8925 | 21655.3169 | 21419.8645 | 21010.6119 | 20820.137 | 20646.7752 | 20482.6088 | 20331.4836 | 20188.1435 | 20047.266 | 19908.9846 | 19772.1413 | 19635.5762 | 19500.0954 | 19365.2682 | 19230.879 | 19095.6309 | 18959.6269 | 18824.1856 | 18689.3395 | 18555.1606 | 18420.9449 | 18286.8522 | 18153.7018 | 18021.5395 | 17890.3891 | 17760.0038 | 17630.4393 | 17502.0423 | 17374.8095 | 17248.7777 | 17123.8329
F2_Residential_Single Family Regular Income_Existing_Appliances_Natural Gas_All | F2 | Residential | All | Single Family Regular Income | Existing | Appliances | Natural Gas | Usage (GWh) | 0.39025 | 0.37937 | 0.38765 | 0.4142 | 0.4022 | 0.39453 | 0.38737 | 0.38067 | 0.37456 | 0.36899 | 0.36391 | 0.35927 | 0.35497 | 0.35096 | 0.3472 | 0.34365 | 0.34029 | 0.33705 | 0.33392 | 0.33091 | 0.32801 | 0.32519 | 0.32243 | 0.31974 | 0.3171 | 0.31453 | 0.31201 | 0.30954 | 0.3071 | 0.30471 | 0.30236 | 0.30004 | 0.29776
F3_Residential_Single Family Regular Income_Existing_Appliances_Natural Gas_All | F3 | Residential | All | Single Family Regular Income | Existing | Appliances | Natural Gas | Summer Peak Demand (MW) | 1.3005 | 1.2642 | 1.2917 | 1.3801 | 1.34 | 1.3143 | 1.2904 | 1.2679 | 1.2474 | 1.2287 | 1.2116 | 1.196 | 1.1814 | 1.1678 | 1.155 | 1.1429 | 1.1314 | 1.1204 | 1.1097 | 1.0993 | 1.0893 | 1.0796 | 1.0701 | 1.0609 | 1.0518 | 1.0429 | 1.0342 | 1.0257 | 1.0172 | 1.009 | 1.0008 | 0.99281 | 0.98492
F4_Residential_Single Family Regular Income_Existing_Appliances_Natural Gas_All | F4 | Residential | All | Single Family Regular Income | Existing | Appliances | Natural Gas | Winter Peak Demand (MW) | 0.21288 | 0.2069 | 0.21139 | 0.22577 | 0.21915 | 0.2149 | 0.21093 | 0.2072 | 0.20377 | 0.20063 | 0.19773 | 0.19505 | 0.19255 | 0.19018 | 0.18795 | 0.18582 | 0.18378 | 0.18181 | 0.17989 | 0.17803 | 0.17622 | 0.17446 | 0.17274 | 0.17104 | 0.16938 | 0.16776 | 0.16616 | 0.16459 | 0.16304 | 0.16152 | 0.16002 | 0.15854 | 0.15708
F1_Residential_Single Family Regular Income_Existing_Miscellaneous_Natural Gas_All | F1 | Residential | All | Single Family Regular Income | Existing | Miscellaneous | Natural Gas | Units | 38088.948 | 38386.8188 | 38684.6896 | 38116.501 | 37243.6877 | 36763.017 | 36315.2709 | 35886.2205 | 35482.3845 | 35094.3547 | 34712.752 | 34337.7524 | 33967.3104 | 33599.4084 | 33235.4115 | 32874.5629 | 32516.4814 | 32158.9707 | 31802.2177 | 31448.4369 | 31097.6676 | 30750.0137 | 30404.2963 | 30060.7755 | 29720.7864 | 29384.3815 | 29051.5764 | 28721.948 | 28395.5673 | 28072.9708 | 27754.1266 | 27439.0667 | 27127.5832
F2_Residential_Single Family Regular Income_Existing_Miscellaneous_Natural Gas_All | F2 | Residential | All | Single Family Regular Income | Existing | Miscellaneous | Natural Gas | Usage (GWh) | 0.11742 | 0.1148 | 0.11809 | 0.12692 | 0.12401 | 0.12241 | 0.12092 | 0.11949 | 0.11814 | 0.11685 | 0.11558 | 0.11433 | 0.11309 | 0.11187 | 0.11065 | 0.10945 | 0.10826 | 0.10707 | 0.10588 | 0.1047 | 0.10354 | 0.10238 | 0.10123 | 0.10008 | 0.098952 | 0.097832 | 0.096724 | 0.095627 | 0.09454 | 0.093466 | 0.092404 | 0.091355 | 0.090318
F3_Residential_Single Family Regular Income_Existing_Miscellaneous_Natural Gas_All | F3 | Residential | All | Single Family Regular Income | Existing | Miscellaneous | Natural Gas | Summer Peak Demand (MW) | 0.32169 | 0.31453 | 0.32353 | 0.34773 | 0.33976 | 0.33537 | 0.33128 | 0.32736 | 0.32367 | 0.32013 | 0.31665 | 0.31322 | 0.30984 | 0.30649 | 0.30316 | 0.29987 | 0.29661 | 0.29334 | 0.29009 | 0.28686 | 0.28366 | 0.28049 | 0.27734 | 0.2742 | 0.2711 | 0.26803 | 0.265 | 0.26199 | 0.25901 | 0.25607 | 0.25316 | 0.25029 | 0.24745
F4_Residential_Single Family Regular Income_Existing_Miscellaneous_Natural Gas_All | F4 | Residential | All | Single Family Regular Income | Existing | Miscellaneous | Natural Gas | Winter Peak Demand (MW) | 0.013404 | 0.013105 | 0.01348 | 0.014489 | 0.014157 | 0.013974 | 0.013803 | 0.01364 | 0.013486 | 0.013339 | 0.013194 | 0.013051 | 0.01291 | 0.01277 | 0.012632 | 0.012495 | 0.012359 | 0.012223 | 0.012087 | 0.011953 | 0.011819 | 0.011687 | 0.011556 | 0.011425 | 0.011296 | 0.011168 | 0.011042 | 0.010916 | 0.010792 | 0.01067 | 0.010548 | 0.010429 | 0.01031
F1_Residential_Single Family Regular Income_Existing_Space Heating_Natural Gas_Market | F1 | Residential | Market | Single Family Regular Income | Existing | Space Heating | Natural Gas | Units | 37940.7296 | 38237.4413 | 38534.153 | 37968.1754 | 37098.7585 | 36619.9583 | 36173.9546 | 35746.5738 | 35344.3093 | 34957.7895 | 34577.6716 | 34204.1314 | 33835.1309 | 33468.6605 | 33106.0801 | 32746.6356 | 32389.9476 | 32033.8281 | 31678.4633 | 31326.0592 | 30976.6549 | 30630.3539 | 30285.9818 | 29943.7978 | 29605.1317 | 29270.0359 | 28938.5259 | 28610.1801 | 28285.0696 | 27963.7284 | 27646.1249 | 27332.291 | 27022.0197
F2_Residential_Single Family Regular Income_Existing_Space Heating_Natural Gas_Market | F2 | Residential | Market | Single Family Regular Income | Existing | Space Heating | Natural Gas | Usage (GWh) | 22.1735 | 21.8156 | 22.4601 | 24.1692 | 23.6425 | 23.1594 | 22.689 | 22.2238 | 21.7689 | 21.3192 | 20.8698 | 20.4218 | 19.9749 | 19.472 | 18.8885 | 18.3147 | 17.7508 | 17.1962 | 16.6554 | 16.1284 | 15.6211 | 15.132 | 14.6712 | 14.237 | 13.8275 | 13.4411 | 13.0753 | 12.7287 | 12.3996 | 12.0867 | 11.7316 | 11.3934 | 11.1649
F3_Residential_Single Family Regular Income_Existing_Space Heating_Natural Gas_Market | F3 | Residential | Market | Single Family Regular Income | Existing | Space Heating | Natural Gas | Summer Peak Demand (MW) | 390.2539 | 383.9537 | 395.2976 | 425.3776 | 416.1077 | 407.605 | 399.3256 | 391.1394 | 383.132 | 375.2186 | 367.3084 | 359.4244 | 351.5575 | 342.7079 | 332.4367 | 322.3384 | 312.4148 | 302.6535 | 293.1358 | 283.8596 | 274.932 | 266.3228 | 258.2135 | 250.5705 | 243.364 | 236.5625 | 230.125 | 224.0256 | 218.2331 | 212.7264 | 206.4753 | 200.5234 | 196.503
F4_Residential_Single Family Regular Income_Existing_Space Heating_Natural Gas_Market | F4 | Residential | Market | Single Family Regular Income | Existing | Space Heating | Natural Gas | Winter Peak Demand (MW) | 22.617 | 22.2519 | 22.9093 | 24.6526 | 24.1153 | 23.6226 | 23.1427 | 22.6683 | 22.2042 | 21.7456 | 21.2872 | 20.8303 | 20.3744 | 19.8615 | 19.2662 | 18.681 | 18.1059 | 17.5401 | 16.9886 | 16.451 | 15.9336 | 15.4346 | 14.9646 | 14.5217 | 14.1041 | 13.7099 | 13.3368 | 12.9833 | 12.6476 | 12.3285 | 11.9662 | 11.6212 | 11.3882
F1_Residential_Single Family Regular Income_Existing_Secondary Heating_Natural Gas_Market | F1 | Residential | Market | Single Family Regular Income | Existing | Secondary Heating | Natural Gas | Units | 37940.7296 | 38237.4413 | 38534.153 | 37968.1754 | 37098.7585 | 36619.9583 | 36173.9546 | 35746.5738 | 35344.3093 | 34957.7895 | 34577.6716 | 34204.1314 | 33835.1309 | 33468.6605 | 33106.0801 | 32746.6356 | 32389.9476 | 32033.8281 | 31678.4633 | 31326.0592 | 30976.6549 | 30630.3539 | 30285.9818 | 29943.7978 | 29605.1317 | 29270.0359 | 28938.5259 | 28610.1801 | 28285.0696 | 27963.7284 | 27646.1249 | 27332.291 | 27022.0197
F2_Residential_Single Family Regular Income_Existing_Secondary Heating_Natural Gas_Market | F2 | Residential | Market | Single Family Regular Income | Existing | Secondary Heating | Natural Gas | Usage (GWh) | 0.84466 | 0.82585 | 0.84725 | 0.9082 | 0.88503 | 0.87126 | 0.85831 | 0.84586 | 0.83406 | 0.82267 | 0.81147 | 0.80047 | 0.78962 | 0.77887 | 0.76825 | 0.75775 | 0.74735 | 0.73701 | 0.72672 | 0.71654 | 0.70647 | 0.69652 | 0.68665 | 0.67687 | 0.66721 | 0.65767 | 0.64825 | 0.63894 | 0.62974 | 0.62066 | 0.6117 | 0.60286 | 0.59602
F3_Residential_Single Family Regular Income_Existing_Secondary Heating_Natural Gas_Market | F3 | Residential | Market | Single Family Regular Income | Existing | Secondary Heating | Natural Gas | Summer Peak Demand (MW) | 7.4815 | 7.315 | 7.5045 | 8.0444 | 7.8392 | 7.7172 | 7.6025 | 7.4923 | 7.3877 | 7.2868 | 7.1876 | 7.0902 | 6.9941 | 6.8989 | 6.8048 | 6.7118 | 6.6197 | 6.528 | 6.4369 | 6.3468 | 6.2576 | 6.1695 | 6.082 | 5.9954 | 5.9098 | 5.8253 | 5.7419 | 5.6594 | 5.5779 | 5.4975 | 5.4181 | 5.3399 | 5.2793
F4_Residential_Single Family Regular Income_Existing_Secondary Heating_Natural Gas_Market | F4 | Residential | Market | Single Family Regular Income | Existing | Secondary Heating | Natural Gas | Winter Peak Demand (MW) | 0.43359 | 0.42394 | 0.43492 | 0.46621 | 0.45432 | 0.44725 | 0.4406 | 0.43421 | 0.42815 | 0.4223 | 0.41655 | 0.41091 | 0.40534 | 0.39982 | 0.39437 | 0.38898 | 0.38364 | 0.37833 | 0.37305 | 0.36782 | 0.36266 | 0.35755 | 0.35248 | 0.34746 | 0.3425 | 0.3376 | 0.33277 | 0.32799 | 0.32326 | 0.31861 | 0.31401 | 0.30947 | 0.30596
F1_Residential_Single Family Regular Income_Existing_Water Heating_Natural Gas_Market | F1 | Residential | Market | Single Family Regular Income | Existing | Water Heating | Natural Gas | Units | 37940.7296 | 38237.4413 | 38534.153 | 37968.1754 | 37098.7585 | 36619.9583 | 36173.9546 | 35746.5738 | 35344.3093 | 34957.7895 | 34577.6716 | 34204.1314 | 33835.1309 | 33468.6605 | 33106.0801 | 32746.6356 | 32389.9476 | 32033.8281 | 31678.4633 | 31326.0592 | 30976.6549 | 30630.3539 | 30285.9818 | 29943.7978 | 29605.1317 | 29270.0359 | 28938.5259 | 28610.1801 | 28285.0696 | 27963.7284 | 27646.1249 | 27332.291 | 27022.0197
F2_Residential_Single Family Regular Income_Existing_Water Heating_Natural Gas_Market | F2 | Residential | Market | Single Family Regular Income | Existing | Water Heating | Natural Gas | Usage (GWh) | 4.8522 | 4.7421 | 4.8732 | 5.236 | 5.1132 | 5.0441 | 4.9801 | 4.9199 | 4.865 | 4.8146 | 4.7673 | 4.724 | 4.6838 | 4.646 | 4.6105 | 4.5768 | 4.5446 | 4.5133 | 4.4829 | 4.4533 | 4.4246 | 4.3966 | 4.369 | 4.342 | 4.3154 | 4.2894 | 4.2638 | 4.2386 | 4.2138 | 4.1894 | 4.1653 | 4.1415 | 4.096
F3_Residential_Single Family Regular Income_Existing_Water Heating_Natural Gas_Market | F3 | Residential | Market | Single Family Regular Income | Existing | Water Heating | Natural Gas | Summer Peak Demand (MW) | 16.0124 | 15.649 | 16.0815 | 17.2788 | 16.8736 | 16.6456 | 16.4343 | 16.2357 | 16.0545 | 15.888 | 15.7321 | 15.5892 | 15.4565 | 15.3318 | 15.2146 | 15.1034 | 14.9971 | 14.894 | 14.7936 | 14.696 | 14.601 | 14.5087 | 14.4179 | 14.3285 | 14.241 | 14.1551 | 14.0707 | 13.9874 | 13.9056 | 13.8249 | 13.7454 | 13.6668 | 13.5167
F4_Residential_Single Family Regular Income_Existing_Water Heating_Natural Gas_Market | F4 | Residential | Market | Single Family Regular Income | Existing | Water Heating | Natural Gas | Winter Peak Demand (MW) | 1.2604 | 1.2318 | 1.2658 | 1.3601 | 1.3282 | 1.3102 | 1.2936 | 1.278 | 1.2637 | 1.2506 | 1.2383 | 1.2271 | 1.2166 | 1.2068 | 1.1976 | 1.1888 | 1.1805 | 1.1724 | 1.1645 | 1.1568 | 1.1493 | 1.142 | 1.1349 | 1.1278 | 1.121 | 1.1142 | 1.1076 | 1.101 | 1.0946 | 1.0882 | 1.0819 | 1.0758 | 1.0639
F1_Residential_Single Family Regular Income_Existing_Appliances_Natural Gas_Market | F1 | Residential | Market | Single Family Regular Income | Existing | Appliances | Natural Gas | Units | 37940.7296 | 38237.4413 | 38534.153 | 37968.1754 | 37098.7585 | 36619.9583 | 36173.9546 | 35746.5738 | 35344.3093 | 34957.7895 | 34577.6716 | 34204.1314 | 33835.1309 | 33468.6605 | 33106.0801 | 32746.6356 | 32389.9476 | 32033.8281 | 31678.4633 | 31326.0592 | 30976.6549 | 30630.3539 | 30285.9818 | 29943.7978 | 29605.1317 | 29270.0359 | 28938.5259 | 28610.1801 | 28285.0696 | 27963.7284 | 27646.1249 | 27332.291 | 27022.0197
F2_Residential_Single Family Regular Income_Existing_Appliances_Natural Gas_Market | F2 | Residential | Market | Single Family Regular Income | Existing | Appliances | Natural Gas | Usage (GWh) | 0.39025 | 0.37937 | 0.38765 | 0.4142 | 0.4022 | 0.39453 | 0.38737 | 0.38067 | 0.37456 | 0.36899 | 0.36391 | 0.35927 | 0.35497 | 0.35096 | 0.3472 | 0.34365 | 0.34029 | 0.33705 | 0.33392 | 0.33091 | 0.32801 | 0.32519 | 0.32243 | 0.31974 | 0.3171 | 0.31453 | 0.31201 | 0.30954 | 0.3071 | 0.30471 | 0.30236 | 0.30004 | 0.29776
F3_Residential_Single Family Regular Income_Existing_Appliances_Natural Gas_Market | F3 | Residential | Market | Single Family Regular Income | Existing | Appliances | Natural Gas | Summer Peak Demand (MW) | 1.3005 | 1.2642 | 1.2917 | 1.3801 | 1.34 | 1.3143 | 1.2904 | 1.2679 | 1.2474 | 1.2287 | 1.2116 | 1.196 | 1.1814 | 1.1678 | 1.155 | 1.1429 | 1.1314 | 1.1204 | 1.1097 | 1.0993 | 1.0893 | 1.0796 | 1.0701 | 1.0609 | 1.0518 | 1.0429 | 1.0342 | 1.0257 | 1.0172 | 1.009 | 1.0008 | 0.99281 | 0.98492
F4_Residential_Single Family Regular Income_Existing_Appliances_Natural Gas_Market | F4 | Residential | Market | Single Family Regular Income | Existing | Appliances | Natural Gas | Winter Peak Demand (MW) | 0.21288 | 0.2069 | 0.21139 | 0.22577 | 0.21915 | 0.2149 | 0.21093 | 0.2072 | 0.20377 | 0.20063 | 0.19773 | 0.19505 | 0.19255 | 0.19018 | 0.18795 | 0.18582 | 0.18378 | 0.18181 | 0.17989 | 0.17803 | 0.17622 | 0.17446 | 0.17274 | 0.17104 | 0.16938 | 0.16776 | 0.16616 | 0.16459 | 0.16304 | 0.16152 | 0.16002 | 0.15854 | 0.15708
F1_Residential_Single Family Regular Income_Existing_Miscellaneous_Natural Gas_Market | F1 | Residential | Market | Single Family Regular Income | Existing | Miscellaneous | Natural Gas | Units | 37940.7296 | 38237.4413 | 38534.153 | 37968.1754 | 37098.7585 | 36619.9583 | 36173.9546 | 35746.5738 | 35344.3093 | 34957.7895 | 34577.6716 | 34204.1314 | 33835.1309 | 33468.6605 | 33106.0801 | 32746.6356 | 32389.9476 | 32033.8281 | 31678.4633 | 31326.0592 | 30976.6549 | 30630.3539 | 30285.9818 | 29943.7978 | 29605.1317 | 29270.0359 | 28938.5259 | 28610.1801 | 28285.0696 | 27963.7284 | 27646.1249 | 27332.291 | 27022.0197
F2_Residential_Single Family Regular Income_Existing_Miscellaneous_Natural Gas_Market | F2 | Residential | Market | Single Family Regular Income | Existing | Miscellaneous | Natural Gas | Usage (GWh) | 0.11742 | 0.1148 | 0.11809 | 0.12692 | 0.12401 | 0.12241 | 0.12092 | 0.11949 | 0.11814 | 0.11685 | 0.11558 | 0.11433 | 0.11309 | 0.11187 | 0.11065 | 0.10945 | 0.10826 | 0.10707 | 0.10588 | 0.1047 | 0.10354 | 0.10238 | 0.10123 | 0.10008 | 0.098952 | 0.097832 | 0.096724 | 0.095627 | 0.09454 | 0.093466 | 0.092404 | 0.091355 | 0.090318
F3_Residential_Single Family Regular Income_Existing_Miscellaneous_Natural Gas_Market | F3 | Residential | Market | Single Family Regular Income | Existing | Miscellaneous | Natural Gas | Summer Peak Demand (MW) | 0.32169 | 0.31453 | 0.32353 | 0.34773 | 0.33976 | 0.33537 | 0.33128 | 0.32736 | 0.32367 | 0.32013 | 0.31665 | 0.31322 | 0.30984 | 0.30649 | 0.30316 | 0.29987 | 0.29661 | 0.29334 | 0.29009 | 0.28686 | 0.28366 | 0.28049 | 0.27734 | 0.2742 | 0.2711 | 0.26803 | 0.265 | 0.26199 | 0.25901 | 0.25607 | 0.25316 | 0.25029 | 0.24745
F4_Residential_Single Family Regular Income_Existing_Miscellaneous_Natural Gas_Market | F4 | Residential | Market | Single Family Regular Income | Existing | Miscellaneous | Natural Gas | Winter Peak Demand (MW) | 0.013404 | 0.013105 | 0.01348 | 0.014489 | 0.014157 | 0.013974 | 0.013803 | 0.01364 | 0.013486 | 0.013339 | 0.013194 | 0.013051 | 0.01291 | 0.01277 | 0.012632 | 0.012495 | 0.012359 | 0.012223 | 0.012087 | 0.011953 | 0.011819 | 0.011687 | 0.011556 | 0.011425 | 0.011296 | 0.011168 | 0.011042 | 0.010916 | 0.010792 | 0.01067 | 0.010548 | 0.010429 | 0.01031
F1_Residential_Single Family Regular Income_New_Space Heating_Natural Gas_All | F1 | Residential | All | Single Family Regular Income | New | Space Heating | Natural Gas | Units | 0 | 216.1778 | 543.1027 | 851.3621 | 1140.8243 | 1410.5138 | 1676.2477 | 1938.1266 | 2194.8275 | 2448.2814 | 2700.3741 | 2951.0718 | 3200.8119 | 3450.0251 | 3698.3939 | 3946.0564 | 4193.075 | 4439.9054 | 4686.5021 | 4932.4118 | 5177.6111 | 5422.0822 | 5666.0592 | 5909.5089 | 6152.1468 | 6393.9599 | 6634.9313 | 6875.1647 | 7114.6445 | 7353.2628 | 7591.0084 | 7827.8898 | 8072.1631
F2_Residential_Single Family Regular Income_New_Space Heating_Natural Gas_All | F2 | Residential | All | Single Family Regular Income | New | Space Heating | Natural Gas | Usage (GWh) | 0 | 0.11046 | 0.28175 | 0.47921 | 0.63871 | 0.73568 | 0.83009 | 0.92202 | 1.011 | 1.0978 | 1.183 | 1.2667 | 1.3491 | 1.4303 | 1.5102 | 1.5888 | 1.6662 | 1.7426 | 1.8147 | 1.8813 | 1.9431 | 2.0006 | 2.0582 | 2.116 | 2.1736 | 2.231 | 2.288 | 2.3447 | 2.401 | 2.4568 | 2.5007 | 2.5395 | 2.599
F3_Residential_Single Family Regular Income_New_Space Heating_Natural Gas_All | F3 | Residential | All | Single Family Regular Income | New | Space Heating | Natural Gas | Summer Peak Demand (MW) | 0 | 1.944 | 4.9587 | 8.4342 | 11.2413 | 12.948 | 14.6096 | 16.2275 | 17.7934 | 19.3205 | 20.8207 | 22.2943 | 23.7441 | 25.173 | 26.5788 | 27.9628 | 29.3252 | 30.6692 | 31.9394 | 33.1116 | 34.1978 | 35.2099 | 36.2246 | 37.2409 | 38.2548 | 39.2654 | 40.2694 | 41.2675 | 42.2579 | 43.2391 | 44.0131 | 44.695 | 45.7418
F4_Residential_Single Family Regular Income_New_Space Heating_Natural Gas_All | F4 | Residential | All | Single Family Regular Income | New | Space Heating | Natural Gas | Winter Peak Demand (MW) | 0 | 0.11266 | 0.28738 | 0.4888 | 0.65149 | 0.75039 | 0.84669 | 0.94046 | 1.0312 | 1.1197 | 1.2067 | 1.2921 | 1.3761 | 1.4589 | 1.5404 | 1.6206 | 1.6995 | 1.7774 | 1.851 | 1.919 | 1.9819 | 2.0406 | 2.0994 | 2.1583 | 2.217 | 2.2756 | 2.3338 | 2.3916 | 2.449 | 2.5059 | 2.5508 | 2.5903 | 2.6509
F1_Residential_Single Family Regular Income_New_Secondary Heating_Natural Gas_All | F1 | Residential | All | Single Family Regular Income | New | Secondary Heating | Natural Gas | Units | 0 | 486.4001 | 1221.9811 | 1915.5647 | 2566.8547 | 3173.656 | 3771.5572 | 4360.785 | 4938.3619 | 5508.6332 | 6075.8418 | 6639.9115 | 7201.8268 | 7762.5564 | 8321.3863 | 8878.627 | 9434.4188 | 9989.7871 | 10544.6296 | 11097.9265 | 11649.625 | 12199.6848 | 12748.6333 | 13296.395 | 13842.3303 | 14386.4098 | 14928.5954 | 15469.1207 | 16007.9501 | 16544.8414 | 17079.7689 | 17612.752 | 18162.3671
F2_Residential_Single Family Regular Income_New_Secondary Heating_Natural Gas_All | F2 | Residential | All | Single Family Regular Income | New | Secondary Heating | Natural Gas | Usage (GWh) | 0 | 0.053963 | 0.13801 | 0.23537 | 0.31455 | 0.38786 | 0.45968 | 0.53005 | 0.59861 | 0.6659 | 0.73244 | 0.79821 | 0.86334 | 0.92794 | 0.99192 | 1.0553 | 1.1182 | 1.1806 | 1.2426 | 1.304 | 1.3648 | 1.425 | 1.4847 | 1.5439 | 1.6025 | 1.6605 | 1.7178 | 1.7746 | 1.8307 | 1.8863 | 1.9412 | 1.9955 | 2.0578
F3_Residential_Single Family Regular Income_New_Secondary Heating_Natural Gas_All | F3 | Residential | All | Single Family Regular Income | New | Secondary Heating | Natural Gas | Summer Peak Demand (MW) | 0 | 0.47798 | 1.2224 | 2.0848 | 2.7861 | 3.4355 | 4.0717 | 4.6949 | 5.3022 | 5.8983 | 6.4876 | 7.0701 | 7.647 | 8.2192 | 8.786 | 9.3477 | 9.9044 | 10.4573 | 11.0061 | 11.5499 | 12.0885 | 12.6221 | 13.1509 | 13.6751 | 14.1939 | 14.7075 | 15.2154 | 15.7182 | 16.2157 | 16.7079 | 17.1944 | 17.6754 | 18.227
F4_Residential_Single Family Regular Income_New_Secondary Heating_Natural Gas_All | F4 | Residential | All | Single Family Regular Income | New | Secondary Heating | Natural Gas | Winter Peak Demand (MW) | 0 | 0.027701 | 0.070846 | 0.12082 | 0.16147 | 0.1991 | 0.23597 | 0.27209 | 0.30729 | 0.34183 | 0.37598 | 0.40975 | 0.44318 | 0.47634 | 0.50919 | 0.54174 | 0.574 | 0.60605 | 0.63785 | 0.66937 | 0.70059 | 0.73151 | 0.76216 | 0.79254 | 0.8226 | 0.85236 | 0.8818 | 0.91094 | 0.93978 | 0.9683 | 0.99649 | 1.0244 | 1.0563
F1_Residential_Single Family Regular Income_New_Water Heating_Natural Gas_All | F1 | Residential | All | Single Family Regular Income | New | Water Heating | Natural Gas | Units | 0 | 0 | 0 | 0 | 0 | 0 | 0 | 0 | 0 | 0 | 0 | 0 | 0 | 0 | 0 | 0 | 0 | 0 | 0 | 0 | 0 | 0 | 0 | 0 | 0 | 0 | 0 | 0 | 0 | 0 | 0 | 0 | 0
F2_Residential_Single Family Regular Income_New_Water Heating_Natural Gas_All | F2 | Residential | All | Single Family Regular Income | New | Water Heating | Natural Gas | Usage (GWh) | 0 | 0 | 0 | 0 | 0 | 0 | 0 | 0 | 0 | 0 | 0 | 0 | 0 | 0 | 0 | 0 | 0 | 0 | 0 | 0 | 0 | 0 | 0 | 0 | 0 | 0 | 0 | 0 | 0 | 0 | 0 | 0 | 0
F3_Residential_Single Family Regular Income_New_Water Heating_Natural Gas_All | F3 | Residential | All | Single Family Regular Income | New | Water Heating | Natural Gas | Summer Peak Demand (MW) | 0 | 0 | 0 | 0 | 0 | 0 | 0 | 0 | 0 | 0 | 0 | 0 | 0 | 0 | 0 | 0 | 0 | 0 | 0 | 0 | 0 | 0 | 0 | 0 | 0 | 0 | 0 | 0 | 0 | 0 | 0 | 0 | 0
F4_Residential_Single Family Regular Income_New_Water Heating_Natural Gas_All | F4 | Residential | All | Single Family Regular Income | New | Water Heating | Natural Gas | Winter Peak Demand (MW) | 0 | 0 | 0 | 0 | 0 | 0 | 0 | 0 | 0 | 0 | 0 | 0 | 0 | 0 | 0 | 0 | 0 | 0 | 0 | 0 | 0 | 0 | 0 | 0 | 0 | 0 | 0 | 0 | 0 | 0 | 0 | 0 | 0
F1_Residential_Single Family Regular Income_New_Appliances_Natural Gas_All | F1 | Residential | All | Single Family Regular Income | New | Appliances | Natural Gas | Units | 0 | 923.8586 | 2333.924 | 3679.0392 | 4957.4602 | 6163.7232 | 7366.0434 | 8564.7265 | 9753.7579 | 10941.5312 | 12136.4271 | 13338.3401 | 14549.3044 | 15771.3667 | 17003.1817 | 18245.4769 | 19498.6434 | 20764.9194 | 22044.2358 | 23334.5909 | 24635.9802 | 25948.4241 | 27273.1558 | 28610.1394 | 29958.1146 | 31317.1193 | 32687.1707 | 34068.8841 | 35462.2909 | 36866.9613 | 38282.9389 | 39710.3685 | 41191.4832
F2_Residential_Single Family Regular Income_New_Appliances_Natural Gas_All | F2 | Residential | All | Single Family Regular Income | New | Appliances | Natural Gas | Usage (GWh) | 0 | 0.014181 | 0.036563 | 0.062862 | 0.084695 | 0.10529 | 0.12581 | 0.14626 | 0.16654 | 0.1868 | 0.20717 | 0.22765 | 0.24829 | 0.2691 | 0.29008 | 0.31123 | 0.33255 | 0.3541 | 0.37586 | 0.3978 | 0.41992 | 0.44223 | 0.46473 | 0.48744 | 0.51034 | 0.53341 | 0.55667 | 0.58011 | 0.60376 | 0.62758 | 0.6516 | 0.6758 | 0.70091
F3_Residential_Single Family Regular Income_New_Appliances_Natural Gas_All | F3 | Residential | All | Single Family Regular Income | New | Appliances | Natural Gas | Summer Peak Demand (MW) | 0 | 0.04455 | 0.11481 | 0.1973 | 0.26571 | 0.33017 | 0.39434 | 0.45825 | 0.52156 | 0.58473 | 0.64821 | 0.71198 | 0.77616 | 0.84086 | 0.906 | 0.97162 | 1.0377 | 1.1045 | 1.1718 | 1.2397 | 1.308 | 1.3769 | 1.4463 | 1.5163 | 1.5868 | 1.6578 | 1.7294 | 1.8014 | 1.874 | 1.9471 | 2.0207 | 2.0948 | 2.1717
F4_Residential_Single Family Regular Income_New_Appliances_Natural Gas_All | F4 | Residential | All | Single Family Regular Income | New | Appliances | Natural Gas | Winter Peak Demand (MW) | 0 | 0.0057646 | 0.014826 | 0.025426 | 0.03417 | 0.042372 | 0.050503 | 0.058564 | 0.066517 | 0.074417 | 0.082322 | 0.090231 | 0.098157 | 0.10611 | 0.11409 | 0.12209 | 0.13012 | 0.1382 | 0.14631 | 0.15444 | 0.16261 | 0.1708 | 0.17902 | 0.18728 | 0.19556 | 0.20386 | 0.21219 | 0.22055 | 0.22893 | 0.23733 | 0.24576 | 0.25422 | 0.26296
F1_Residential_Single Family Regular Income_New_Miscellaneous_Natural Gas_All | F1 | Residential | All | Single Family Regular Income | New | Miscellaneous | Natural Gas | Units | 0 | 1080.8892 | 2715.5136 | 4256.8104 | 5704.1215 | 7052.5689 | 8381.2383 | 9690.6332 | 10974.1376 | 12241.4071 | 13501.8707 | 14755.3588 | 16004.0597 | 17250.1254 | 18491.9695 | 19730.2821 | 20965.3751 | 22199.527 | 23432.5103 | 24662.0589 | 25888.0555 | 27110.4108 | 28330.2962 | 29547.5445 | 30760.7339 | 31969.7996 | 33174.6564 | 34375.8237 | 35573.2224 | 36766.3142 | 37955.0421 | 39139.4489 | 40360.8157
F2_Residential_Single Family Regular Income_New_Miscellaneous_Natural Gas_All | F2 | Residential | All | Single Family Regular Income | New | Miscellaneous | Natural Gas | Usage (GWh) | 0 | 0.0029313 | 0.0075169 | 0.012854 | 0.017224 | 0.021295 | 0.025307 | 0.029261 | 0.033137 | 0.036963 | 0.040769 | 0.044554 | 0.048325 | 0.052087 | 0.055837 | 0.059576 | 0.063306 | 0.067032 | 0.070755 | 0.074468 | 0.07817 | 0.081861 | 0.085544 | 0.08922 | 0.092883 | 0.096534 | 0.10017 | 0.1038 | 0.10741 | 0.11102 | 0.11461 | 0.11818 | 0.12187
F3_Residential_Single Family Regular Income_New_Miscellaneous_Natural Gas_All | F3 | Residential | All | Single Family Regular Income | New | Miscellaneous | Natural Gas | Summer Peak Demand (MW) | 0 | 0.0080309 | 0.020594 | 0.035215 | 0.047188 | 0.058344 | 0.069335 | 0.080168 | 0.090786 | 0.10127 | 0.1117 | 0.12207 | 0.1324 | 0.14271 | 0.15298 | 0.16322 | 0.17344 | 0.18365 | 0.19385 | 0.20402 | 0.21416 | 0.22428 | 0.23437 | 0.24444 | 0.25447 | 0.26448 | 0.27444 | 0.28438 | 0.29429 | 0.30416 | 0.31399 | 0.32379 | 0.33389
F4_Residential_Single Family Regular Income_New_Miscellaneous_Natural Gas_All | F4 | Residential | All | Single Family Regular Income | New | Miscellaneous | Natural Gas | Winter Peak Demand (MW) | 0 | 0.00033462 | 0.00085809 | 0.0014673 | 0.0019662 | 0.002431 | 0.002889 | 0.0033403 | 0.0037827 | 0.0042196 | 0.004654 | 0.0050861 | 0.0055165 | 0.005946 | 0.0063741 | 0.0068009 | 0.0072267 | 0.0076521 | 0.0080771 | 0.0085009 | 0.0089235 | 0.0093448 | 0.0097653 | 0.010185 | 0.010603 | 0.01102 | 0.011435 | 0.011849 | 0.012262 | 0.012673 | 0.013083 | 0.013491 | 0.013912
F1_Residential_Single Family Regular Income_New_Space Heating_Natural Gas_Market | F1 | Residential | Market | Single Family Regular Income | New | Space Heating | Natural Gas | Units | 0 | 1080.8892 | 2715.5136 | 4256.8104 | 5704.1215 | 7052.5689 | 8381.2383 | 9690.6332 | 10974.1376 | 12241.4071 | 13501.8707 | 14755.3588 | 16004.0597 | 17250.1254 | 18491.9695 | 19730.2821 | 20965.3751 | 22199.527 | 23432.5103 | 24662.0589 | 25888.0555 | 27110.4108 | 28330.2962 | 29547.5445 | 30760.7339 | 31969.7996 | 33174.6564 | 34375.8237 | 35573.2224 | 36766.3142 | 37955.0421 | 39139.4489 | 40360.8157
F2_Residential_Single Family Regular Income_New_Space Heating_Natural Gas_Market | F2 | Residential | Market | Single Family Regular Income | New | Space Heating | Natural Gas | Usage (GWh) | 0 | 0.11046 | 0.28175 | 0.47921 | 0.63871 | 0.73568 | 0.83009 | 0.92202 | 1.011 | 1.0978 | 1.183 | 1.2667 | 1.3491 | 1.4303 | 1.5102 | 1.5888 | 1.6662 | 1.7426 | 1.8147 | 1.8813 | 1.9431 | 2.0006 | 2.0582 | 2.116 | 2.1736 | 2.231 | 2.288 | 2.3447 | 2.401 | 2.4568 | 2.5007 | 2.5395 | 2.599
F3_Residential_Single Family Regular Income_New_Space Heating_Natural Gas_Market | F3 | Residential | Market | Single Family Regular Income | New | Space Heating | Natural Gas | Summer Peak Demand (MW) | 0 | 1.944 | 4.9587 | 8.4342 | 11.2413 | 12.948 | 14.6096 | 16.2275 | 17.7934 | 19.3205 | 20.8207 | 22.2943 | 23.7441 | 25.173 | 26.5788 | 27.9628 | 29.3252 | 30.6692 | 31.9394 | 33.1116 | 34.1978 | 35.2099 | 36.2246 | 37.2409 | 38.2548 | 39.2654 | 40.2694 | 41.2675 | 42.2579 | 43.2391 | 44.0131 | 44.695 | 45.7418
F4_Residential_Single Family Regular Income_New_Space Heating_Natural Gas_Market | F4 | Residential | Market | Single Family Regular Income | New | Space Heating | Natural Gas | Winter Peak Demand (MW) | 0 | 0.11266 | 0.28738 | 0.4888 | 0.65149 | 0.75039 | 0.84669 | 0.94046 | 1.0312 | 1.1197 | 1.2067 | 1.2921 | 1.3761 | 1.4589 | 1.5404 | 1.6206 | 1.6995 | 1.7774 | 1.851 | 1.919 | 1.9819 | 2.0406 | 2.0994 | 2.1583 | 2.217 | 2.2756 | 2.3338 | 2.3916 | 2.449 | 2.5059 | 2.5508 | 2.5903 | 2.6509
F1_Residential_Single Family Regular Income_New_Secondary Heating_Natural Gas_Market | F1 | Residential | Market | Single Family Regular Income | New | Secondary Heating | Natural Gas | Units | 0 | 1080.8892 | 2715.5136 | 4256.8104 | 5704.1215 | 7052.5689 | 8381.2383 | 9690.6332 | 10974.1376 | 12241.4071 | 13501.8707 | 14755.3588 | 16004.0597 | 17250.1254 | 18491.9695 | 19730.2821 | 20965.3751 | 22199.527 | 23432.5103 | 24662.0589 | 25888.0555 | 27110.4108 | 28330.2962 | 29547.5445 | 30760.7339 | 31969.7996 | 33174.6564 | 34375.8237 | 35573.2224 | 36766.3142 | 37955.0421 | 39139.4489 | 40360.8157
F2_Residential_Single Family Regular Income_New_Secondary Heating_Natural Gas_Market | F2 | Residential | Market | Single Family Regular Income | New | Secondary Heating | Natural Gas | Usage (GWh) | 0 | 0.053963 | 0.13801 | 0.23537 | 0.31455 | 0.38786 | 0.45968 | 0.53005 | 0.59861 | 0.6659 | 0.73244 | 0.79821 | 0.86334 | 0.92794 | 0.99192 | 1.0553 | 1.1182 | 1.1806 | 1.2426 | 1.304 | 1.3648 | 1.425 | 1.4847 | 1.5439 | 1.6025 | 1.6605 | 1.7178 | 1.7746 | 1.8307 | 1.8863 | 1.9412 | 1.9955 | 2.0578
F3_Residential_Single Family Regular Income_New_Secondary Heating_Natural Gas_Market | F3 | Residential | Market | Single Family Regular Income | New | Secondary Heating | Natural Gas | Summer Peak Demand (MW) | 0 | 0.47798 | 1.2224 | 2.0848 | 2.7861 | 3.4355 | 4.0717 | 4.6949 | 5.3022 | 5.8983 | 6.4876 | 7.0701 | 7.647 | 8.2192 | 8.786 | 9.3477 | 9.9044 | 10.4573 | 11.0061 | 11.5499 | 12.0885 | 12.6221 | 13.1509 | 13.6751 | 14.1939 | 14.7075 | 15.2154 | 15.7182 | 16.2157 | 16.7079 | 17.1944 | 17.6754 | 18.227
F4_Residential_Single Family Regular Income_New_Secondary Heating_Natural Gas_Market | F4 | Residential | Market | Single Family Regular Income | New | Secondary Heating | Natural Gas | Winter Peak Demand (MW) | 0 | 0.027701 | 0.070846 | 0.12082 | 0.16147 | 0.1991 | 0.23597 | 0.27209 | 0.30729 | 0.34183 | 0.37598 | 0.40975 | 0.44318 | 0.47634 | 0.50919 | 0.54174 | 0.574 | 0.60605 | 0.63785 | 0.66937 | 0.70059 | 0.73151 | 0.76216 | 0.79254 | 0.8226 | 0.85236 | 0.8818 | 0.91094 | 0.93978 | 0.9683 | 0.99649 | 1.0244 | 1.0563
F1_Residential_Single Family Regular Income_New_Water Heating_Natural Gas_Market | F1 | Residential | Market | Single Family Regular Income | New | Water Heating | Natural Gas | Units | 0 | 1080.8892 | 2715.5136 | 4256.8104 | 5704.1215 | 7052.5689 | 8381.2383 | 9690.6332 | 10974.1376 | 12241.4071 | 13501.8707 | 14755.3588 | 16004.0597 | 17250.1254 | 18491.9695 | 19730.2821 | 20965.3751 | 22199.527 | 23432.5103 | 24662.0589 | 25888.0555 | 27110.4108 | 28330.2962 | 29547.5445 | 30760.7339 | 31969.7996 | 33174.6564 | 34375.8237 | 35573.2224 | 36766.3142 | 37955.0421 | 39139.4489 | 40360.8157
F2_Residential_Single Family Regular Income_New_Water Heating_Natural Gas_Market | F2 | Residential | Market | Single Family Regular Income | New | Water Heating | Natural Gas | Usage (GWh) | 0 | 0 | 0 | 0 | 0 | 0 | 0 | 0 | 0 | 0 | 0 | 0 | 0 | 0 | 0 | 0 | 0 | 0 | 0 | 0 | 0 | 0 | 0 | 0 | 0 | 0 | 0 | 0 | 0 | 0 | 0 | 0 | 0
F3_Residential_Single Family Regular Income_New_Water Heating_Natural Gas_Market | F3 | Residential | Market | Single Family Regular Income | New | Water Heating | Natural Gas | Summer Peak Demand (MW) | 0 | 0 | 0 | 0 | 0 | 0 | 0 | 0 | 0 | 0 | 0 | 0 | 0 | 0 | 0 | 0 | 0 | 0 | 0 | 0 | 0 | 0 | 0 | 0 | 0 | 0 | 0 | 0 | 0 | 0 | 0 | 0 | 0
F4_Residential_Single Family Regular Income_New_Water Heating_Natural Gas_Market | F4 | Residential | Market | Single Family Regular Income | New | Water Heating | Natural Gas | Winter Peak Demand (MW) | 0 | 0 | 0 | 0 | 0 | 0 | 0 | 0 | 0 | 0 | 0 | 0 | 0 | 0 | 0 | 0 | 0 | 0 | 0 | 0 | 0 | 0 | 0 | 0 | 0 | 0 | 0 | 0 | 0 | 0 | 0 | 0 | 0
F1_Residential_Single Family Regular Income_New_Appliances_Natural Gas_Market | F1 | Residential | Market | Single Family Regular Income | New | Appliances | Natural Gas | Units | 0 | 1080.8892 | 2715.5136 | 4256.8104 | 5704.1215 | 7052.5689 | 8381.2383 | 9690.6332 | 10974.1376 | 12241.4071 | 13501.8707 | 14755.3588 | 16004.0597 | 17250.1254 | 18491.9695 | 19730.2821 | 20965.3751 | 22199.527 | 23432.5103 | 24662.0589 | 25888.0555 | 27110.4108 | 28330.2962 | 29547.5445 | 30760.7339 | 31969.7996 | 33174.6564 | 34375.8237 | 35573.2224 | 36766.3142 | 37955.0421 | 39139.4489 | 40360.8157
F2_Residential_Single Family Regular Income_New_Appliances_Natural Gas_Market | F2 | Residential | Market | Single Family Regular Income | New | Appliances | Natural Gas | Usage (GWh) | 0 | 0.014181 | 0.036563 | 0.062862 | 0.084695 | 0.10529 | 0.12581 | 0.14626 | 0.16654 | 0.1868 | 0.20717 | 0.22765 | 0.24829 | 0.2691 | 0.29008 | 0.31123 | 0.33255 | 0.3541 | 0.37586 | 0.3978 | 0.41992 | 0.44223 | 0.46473 | 0.48744 | 0.51034 | 0.53341 | 0.55667 | 0.58011 | 0.60376 | 0.62758 | 0.6516 | 0.6758 | 0.70091
F3_Residential_Single Family Regular Income_New_Appliances_Natural Gas_Market | F3 | Residential | Market | Single Family Regular Income | New | Appliances | Natural Gas | Summer Peak Demand (MW) | 0 | 0.04455 | 0.11481 | 0.1973 | 0.26571 | 0.33017 | 0.39434 | 0.45825 | 0.52156 | 0.58473 | 0.64821 | 0.71198 | 0.77616 | 0.84086 | 0.906 | 0.97162 | 1.0377 | 1.1045 | 1.1718 | 1.2397 | 1.308 | 1.3769 | 1.4463 | 1.5163 | 1.5868 | 1.6578 | 1.7294 | 1.8014 | 1.874 | 1.9471 | 2.0207 | 2.0948 | 2.1717
F4_Residential_Single Family Regular Income_New_Appliances_Natural Gas_Market | F4 | Residential | Market | Single Family Regular Income | New | Appliances | Natural Gas | Winter Peak Demand (MW) | 0 | 0.0057646 | 0.014826 | 0.025426 | 0.03417 | 0.042372 | 0.050503 | 0.058564 | 0.066517 | 0.074417 | 0.082322 | 0.090231 | 0.098157 | 0.10611 | 0.11409 | 0.12209 | 0.13012 | 0.1382 | 0.14631 | 0.15444 | 0.16261 | 0.1708 | 0.17902 | 0.18728 | 0.19556 | 0.20386 | 0.21219 | 0.22055 | 0.22893 | 0.23733 | 0.24576 | 0.25422 | 0.26296
F1_Residential_Single Family Regular Income_New_Miscellaneous_Natural Gas_Market | F1 | Residential | Market | Single Family Regular Income | New | Miscellaneous | Natural Gas | Units | 0 | 1080.8892 | 2715.5136 | 4256.8104 | 5704.1215 | 7052.5689 | 8381.2383 | 9690.6332 | 10974.1376 | 12241.4071 | 13501.8707 | 14755.3588 | 16004.0597 | 17250.1254 | 18491.9695 | 19730.2821 | 20965.3751 | 22199.527 | 23432.5103 | 24662.0589 | 25888.0555 | 27110.4108 | 28330.2962 | 29547.5445 | 30760.7339 | 31969.7996 | 33174.6564 | 34375.8237 | 35573.2224 | 36766.3142 | 37955.0421 | 39139.4489 | 40360.8157
F2_Residential_Single Family Regular Income_New_Miscellaneous_Natural Gas_Market | F2 | Residential | Market | Single Family Regular Income | New | Miscellaneous | Natural Gas | Usage (GWh) | 0 | 0.0029313 | 0.0075169 | 0.012854 | 0.017224 | 0.021295 | 0.025307 | 0.029261 | 0.033137 | 0.036963 | 0.040769 | 0.044554 | 0.048325 | 0.052087 | 0.055837 | 0.059576 | 0.063306 | 0.067032 | 0.070755 | 0.074468 | 0.07817 | 0.081861 | 0.085544 | 0.08922 | 0.092883 | 0.096534 | 0.10017 | 0.1038 | 0.10741 | 0.11102 | 0.11461 | 0.11818 | 0.12187
F3_Residential_Single Family Regular Income_New_Miscellaneous_Natural Gas_Market | F3 | Residential | Market | Single Family Regular Income | New | Miscellaneous | Natural Gas | Summer Peak Demand (MW) | 0 | 0.0080309 | 0.020594 | 0.035215 | 0.047188 | 0.058344 | 0.069335 | 0.080168 | 0.090786 | 0.10127 | 0.1117 | 0.12207 | 0.1324 | 0.14271 | 0.15298 | 0.16322 | 0.17344 | 0.18365 | 0.19385 | 0.20402 | 0.21416 | 0.22428 | 0.23437 | 0.24444 | 0.25447 | 0.26448 | 0.27444 | 0.28438 | 0.29429 | 0.30416 | 0.31399 | 0.32379 | 0.33389
F4_Residential_Single Family Regular Income_New_Miscellaneous_Natural Gas_Market | F4 | Residential | Market | Single Family Regular Income | New | Miscellaneous | Natural Gas | Winter Peak Demand (MW) | 0 | 0.00033462 | 0.00085809 | 0.0014673 | 0.0019662 | 0.002431 | 0.002889 | 0.0033403 | 0.0037827 | 0.0042196 | 0.004654 | 0.0050861 | 0.0055165 | 0.005946 | 0.0063741 | 0.0068009 | 0.0072267 | 0.0076521 | 0.0080771 | 0.0085009 | 0.0089235 | 0.0093448 | 0.0097653 | 0.010185 | 0.010603 | 0.01102 | 0.011435 | 0.011849 | 0.012262 | 0.012673 | 0.013083 | 0.013491 | 0.013912
F1_Residential_Single Family Moderate Income_Existing_Space Heating_Natural Gas_All | F1 | Residential | All | Single Family Moderate Income | Existing | Space Heating | Natural Gas | Units | 27683.852 | 28114.5079 | 28550.144 | 28346.7346 | 27910.2361 | 27761.4919 | 27633.8737 | 27516.9962 | 27416.1788 | 27324.4992 | 27234.8393 | 27147.4136 | 27060.672 | 26973.0385 | 26885.6242 | 26797.8452 | 26709.4075 | 26618.5058 | 26525.2669 | 26431.5264 | 26337.3345 | 26242.7981 | 26018.4377 | 25731.8612 | 25448.1959 | 25167.4879 | 24889.7517 | 24614.6258 | 24342.1723 | 24072.8519 | 23806.6389 | 23543.5622 | 23283.4449
F2_Residential_Single Family Moderate Income_Existing_Space Heating_Natural Gas_All | F2 | Residential | All | Single Family Moderate Income | Existing | Space Heating | Natural Gas | Usage (GWh) | 15.4957 | 15.2455 | 15.696 | 16.8904 | 16.5223 | 16.3267 | 16.1445 | 15.9697 | 15.8054 | 15.6477 | 15.4922 | 15.3395 | 15.1887 | 15.0389 | 14.8908 | 14.7442 | 14.599 | 14.4545 | 14.3102 | 14.1673 | 14.0257 | 13.8856 | 13.6779 | 13.4398 | 13.2057 | 12.9762 | 12.7501 | 12.5278 | 12.309 | 12.094 | 11.8821 | 11.674 | 11.542
F3_Residential_Single Family Moderate Income_Existing_Space Heating_Natural Gas_All | F3 | Residential | All | Single Family Moderate Income | Existing | Space Heating | Natural Gas | Summer Peak Demand (MW) | 272.7241 | 268.3213 | 276.2491 | 297.2704 | 290.7924 | 287.3504 | 284.1425 | 281.0666 | 278.1751 | 275.3991 | 272.6633 | 269.9756 | 267.3206 | 264.6852 | 262.0774 | 259.4973 | 256.943 | 254.3998 | 251.8601 | 249.3448 | 246.8524 | 244.3868 | 240.7305 | 236.54 | 232.4206 | 228.3804 | 224.4024 | 220.4889 | 216.6377 | 212.8535 | 209.1255 | 205.4622 | 203.139
F4_Residential_Single Family Moderate Income_Existing_Space Heating_Natural Gas_All | F4 | Residential | All | Single Family Moderate Income | Existing | Space Heating | Natural Gas | Winter Peak Demand (MW) | 15.8056 | 15.5504 | 16.0099 | 17.2282 | 16.8527 | 16.6533 | 16.4673 | 16.2891 | 16.1215 | 15.9606 | 15.8021 | 15.6463 | 15.4924 | 15.3397 | 15.1886 | 15.039 | 14.891 | 14.7436 | 14.5964 | 14.4507 | 14.3062 | 14.1633 | 13.9514 | 13.7086 | 13.4698 | 13.2357 | 13.0051 | 12.7783 | 12.5551 | 12.3358 | 12.1198 | 11.9075 | 11.7728
F1_Residential_Single Family Moderate Income_Existing_Secondary Heating_Natural Gas_All | F1 | Residential | All | Single Family Moderate Income | Existing | Secondary Heating | Natural Gas | Units | 5713.8069 | 5758.4911 | 5803.1754 | 5717.9402 | 5587.0075 | 5514.901 | 5447.7337 | 5383.3709 | 5322.7906 | 5264.5814 | 5207.3363 | 5151.0818 | 5095.5109 | 5040.3212 | 4985.7172 | 4931.5855 | 4877.8689 | 4824.2379 | 4770.7206 | 4717.6492 | 4665.0295 | 4612.8772 | 4561.0154 | 4509.4831 | 4458.4805 | 4408.0157 | 4358.0909 | 4308.6426 | 4259.6815 | 4211.2881 | 4163.4576 | 4116.1947 | 4069.4684
F2_Residential_Single Family Moderate Income_Existing_Secondary Heating_Natural Gas_All | F2 | Residential | All | Single Family Moderate Income | Existing | Secondary Heating | Natural Gas | Usage (GWh) | 0.59028 | 0.57714 | 0.59209 | 0.63469 | 0.61849 | 0.60887 | 0.59982 | 0.59112 | 0.58287 | 0.57491 | 0.56708 | 0.5594 | 0.55181 | 0.5443 | 0.53688 | 0.52954 | 0.52228 | 0.51505 | 0.50786 | 0.50075 | 0.49371 | 0.48676 | 0.47986 | 0.47302 | 0.46627 | 0.45961 | 0.45302 | 0.44651 | 0.44008 | 0.43374 | 0.42748 | 0.4213 | 0.41652
F3_Residential_Single Family Moderate Income_Existing_Secondary Heating_Natural Gas_All | F3 | Residential | All | Single Family Moderate Income | Existing | Secondary Heating | Natural Gas | Summer Peak Demand (MW) | 5.2284 | 5.112 | 5.2445 | 5.6217 | 5.4783 | 5.3931 | 5.3129 | 5.2359 | 5.1628 | 5.0923 | 5.023 | 4.9549 | 4.8877 | 4.8212 | 4.7554 | 4.6904 | 4.6261 | 4.562 | 4.4984 | 4.4354 | 4.3731 | 4.3115 | 4.2503 | 4.1898 | 4.13 | 4.071 | 4.0126 | 3.955 | 3.898 | 3.8419 | 3.7864 | 3.7317 | 3.6893
F4_Residential_Single Family Moderate Income_Existing_Secondary Heating_Natural Gas_All | F4 | Residential | All | Single Family Moderate Income | Existing | Secondary Heating | Natural Gas | Winter Peak Demand (MW) | 0.30301 | 0.29626 | 0.30394 | 0.32581 | 0.31749 | 0.31255 | 0.30791 | 0.30344 | 0.29921 | 0.29512 | 0.2911 | 0.28716 | 0.28326 | 0.27941 | 0.2756 | 0.27183 | 0.2681 | 0.26439 | 0.2607 | 0.25705 | 0.25344 | 0.24987 | 0.24633 | 0.24282 | 0.23935 | 0.23593 | 0.23255 | 0.22921 | 0.22591 | 0.22265 | 0.21944 | 0.21627 | 0.21381
F1_Residential_Single Family Moderate Income_Existing_Water Heating_Natural Gas_All | F1 | Residential | All | Single Family Moderate Income | Existing | Water Heating | Natural Gas | Units | 25958.7169 | 26316.7016 | 26678.0166 | 26441.8927 | 25989.4613 | 25806.0085 | 25642.7188 | 25489.8683 | 25352.3229 | 25223.614 | 25097.1372 | 24973.0792 | 24850.0049 | 24726.4654 | 24603.4811 | 24480.5164 | 24357.3043 | 24232.2035 | 24105.34 | 23978.3895 | 23851.3987 | 23724.4656 | 23596.6946 | 23468.2921 | 23340.3138 | 23212.8272 | 23085.8717 | 22959.1367 | 22832.7017 | 22707.0239 | 22582.1089 | 22458.0144 | 22334.6019
F2_Residential_Single Family Moderate Income_Existing_Water Heating_Natural Gas_All | F2 | Residential | All | Single Family Moderate Income | Existing | Water Heating | Natural Gas | Usage (GWh) | 4.1936 | 4.0984 | 4.2117 | 4.5253 | 4.4192 | 4.3595 | 4.3041 | 4.2521 | 4.2047 | 4.1611 | 4.1202 | 4.0828 | 4.048 | 4.0154 | 3.9847 | 3.9556 | 3.9277 | 3.9007 | 3.8744 | 3.8489 | 3.824 | 3.7998 | 3.776 | 3.7526 | 3.7297 | 3.7072 | 3.6851 | 3.6633 | 3.6419 | 3.6207 | 3.5999 | 3.5793 | 3.559
F3_Residential_Single Family Moderate Income_Existing_Water Heating_Natural Gas_All | F3 | Residential | All | Single Family Moderate Income | Existing | Water Heating | Natural Gas | Summer Peak Demand (MW) | 13.839 | 13.5249 | 13.8987 | 14.9334 | 14.5832 | 14.3862 | 14.2036 | 14.0319 | 13.8753 | 13.7315 | 13.5968 | 13.4732 | 13.3586 | 13.2508 | 13.1495 | 13.0533 | 12.9615 | 12.8724 | 12.7856 | 12.7012 | 12.6192 | 12.5393 | 12.4609 | 12.3836 | 12.308 | 12.2338 | 12.1608 | 12.0889 | 12.0181 | 11.9484 | 11.8797 | 11.8118 | 11.7447
F4_Residential_Single Family Moderate Income_Existing_Water Heating_Natural Gas_All | F4 | Residential | All | Single Family Moderate Income | Existing | Water Heating | Natural Gas | Winter Peak Demand (MW) | 1.0893 | 1.0646 | 1.094 | 1.1755 | 1.1479 | 1.1324 | 1.118 | 1.1045 | 1.0922 | 1.0809 | 1.0702 | 1.0605 | 1.0515 | 1.043 | 1.035 | 1.0275 | 1.0202 | 1.0132 | 1.0064 | 0.99976 | 0.9933 | 0.98702 | 0.98084 | 0.97476 | 0.9688 | 0.96296 | 0.95722 | 0.95156 | 0.94599 | 0.9405 | 0.93509 | 0.92975 | 0.92446
F1_Residential_Single Family Moderate Income_Existing_Appliances_Natural Gas_All | F1 | Residential | All | Single Family Moderate Income | Existing | Appliances | Natural Gas | Units | 17496.5035 | 17701.2761 | 17907.5338 | 17712.83 | 17374.4049 | 17216.8945 | 17073.5357 | 16937.7808 | 16812.81 | 16694.2771 | 16577.7807 | 16463.431 | 16350.2705 | 16237.34 | 16125.3063 | 16013.813 | 15902.6819 | 15790.8405 | 15678.3741 | 15566.373 | 15454.8641 | 15343.9069 | 15232.9192 | 15122.0334 | 15011.9266 | 14902.637 | 14794.1843 | 14686.3641 | 14579.2227 | 14473.0468 | 14367.8336 | 14263.6135 | 14160.2923
F2_Residential_Single Family Moderate Income_Existing_Appliances_Natural Gas_All | F2 | Residential | All | Single Family Moderate Income | Existing | Appliances | Natural Gas | Usage (GWh) | 0.32271 | 0.31371 | 0.32057 | 0.34252 | 0.33259 | 0.32625 | 0.32033 | 0.31479 | 0.30973 | 0.30513 | 0.30093 | 0.29709 | 0.29354 | 0.29022 | 0.28711 | 0.28418 | 0.28139 | 0.27872 | 0.27613 | 0.27364 | 0.27124 | 0.26891 | 0.26663 | 0.2644 | 0.26222 | 0.2601 | 0.25801 | 0.25597 | 0.25395 | 0.25198 | 0.25003 | 0.24812 | 0.24623
F3_Residential_Single Family Moderate Income_Existing_Appliances_Natural Gas_All | F3 | Residential | All | Single Family Moderate Income | Existing | Appliances | Natural Gas | Summer Peak Demand (MW) | 1.0754 | 1.0454 | 1.0682 | 1.1412 | 1.1081 | 1.0868 | 1.067 | 1.0485 | 1.0315 | 1.0161 | 1.0019 | 0.98897 | 0.97695 | 0.96569 | 0.95513 | 0.94513 | 0.93562 | 0.92647 | 0.91761 | 0.90907 | 0.90081 | 0.89278 | 0.88494 | 0.87726 | 0.86975 | 0.86241 | 0.85522 | 0.84815 | 0.84119 | 0.83435 | 0.82762 | 0.82099 | 0.81446
F4_Residential_Single Family Moderate Income_Existing_Appliances_Natural Gas_All | F4 | Residential | All | Single Family Moderate Income | Existing | Appliances | Natural Gas | Winter Peak Demand (MW) | 0.17604 | 0.17109 | 0.1748 | 0.1867 | 0.18123 | 0.17771 | 0.17442 | 0.17134 | 0.16851 | 0.16591 | 0.16351 | 0.1613 | 0.15923 | 0.15727 | 0.15542 | 0.15366 | 0.15197 | 0.15034 | 0.14876 | 0.14722 | 0.14572 | 0.14427 | 0.14284 | 0.14144 | 0.14007 | 0.13872 | 0.1374 | 0.1361 | 0.13482 | 0.13356 | 0.13232 | 0.1311 | 0.12989
F1_Residential_Single Family Moderate Income_Existing_Miscellaneous_Natural Gas_All | F1 | Residential | All | Single Family Moderate Income | Existing | Miscellaneous | Natural Gas | Units | 31497.0743 | 31743.3939 | 31989.7136 | 31519.8588 | 30798.0991 | 30400.6158 | 30030.3591 | 29675.5624 | 29341.6164 | 29020.7411 | 28705.1805 | 28395.0803 | 28088.7489 | 27784.518 | 27483.5163 | 27185.118 | 26889.008 | 26593.37 | 26298.3585 | 26005.8049 | 25715.7416 | 25428.2545 | 25142.3688 | 24858.2995 | 24577.1507 | 24298.9659 | 24023.7578 | 23751.1765 | 23481.2811 | 23214.5148 | 22950.8514 | 22690.3174 | 22432.741
F2_Residential_Single Family Moderate Income_Existing_Miscellaneous_Natural Gas_All | F2 | Residential | All | Single Family Moderate Income | Existing | Miscellaneous | Natural Gas | Usage (GWh) | 0.20118 | 0.1967 | 0.20233 | 0.21746 | 0.21248 | 0.20974 | 0.20718 | 0.20473 | 0.20243 | 0.20021 | 0.19803 | 0.19589 | 0.19378 | 0.19168 | 0.1896 | 0.18755 | 0.1855 | 0.18346 | 0.18143 | 0.17941 | 0.17741 | 0.17542 | 0.17345 | 0.17149 | 0.16955 | 0.16763 | 0.16574 | 0.16385 | 0.16199 | 0.16015 | 0.15833 | 0.15654 | 0.15476
F3_Residential_Single Family Moderate Income_Existing_Miscellaneous_Natural Gas_All | F3 | Residential | All | Single Family Moderate Income | Existing | Miscellaneous | Natural Gas | Summer Peak Demand (MW) | 0.55117 | 0.53889 | 0.55433 | 0.59579 | 0.58214 | 0.57462 | 0.56762 | 0.56091 | 0.55459 | 0.54853 | 0.54256 | 0.5367 | 0.53091 | 0.52515 | 0.51946 | 0.51382 | 0.50823 | 0.50264 | 0.49706 | 0.49153 | 0.48605 | 0.48062 | 0.47521 | 0.46984 | 0.46453 | 0.45927 | 0.45407 | 0.44892 | 0.44382 | 0.43877 | 0.43379 | 0.42887 | 0.424
F4_Residential_Single Family Moderate Income_Existing_Miscellaneous_Natural Gas_All | F4 | Residential | All | Single Family Moderate Income | Existing | Miscellaneous | Natural Gas | Winter Peak Demand (MW) | 0.022965 | 0.022454 | 0.023097 | 0.024824 | 0.024256 | 0.023943 | 0.023651 | 0.023371 | 0.023108 | 0.022855 | 0.022607 | 0.022362 | 0.022121 | 0.021881 | 0.021644 | 0.021409 | 0.021176 | 0.020943 | 0.020711 | 0.02048 | 0.020252 | 0.020026 | 0.0198 | 0.019577 | 0.019355 | 0.019136 | 0.01892 | 0.018705 | 0.018492 | 0.018282 | 0.018075 | 0.017869 | 0.017667
F1_Residential_Single Family Moderate Income_Existing_Space Heating_Natural Gas_Market | F1 | Residential | Market | Single Family Moderate Income | Existing | Space Heating | Natural Gas | Units | 31374.5073 | 31619.8685 | 31865.2297 | 31397.2032 | 30678.2522 | 30282.3157 | 29913.4997 | 29560.0837 | 29227.4371 | 28907.8105 | 28593.4779 | 28284.5844 | 27979.4451 | 27676.398 | 27376.5677 | 27079.3306 | 26784.3728 | 26489.8853 | 26196.0218 | 25904.6066 | 25615.672 | 25329.3037 | 25044.5305 | 24761.5666 | 24481.5118 | 24204.4095 | 23930.2723 | 23658.7518 | 23389.9066 | 23124.1784 | 22861.5411 | 22602.0209 | 22345.4468
F2_Residential_Single Family Moderate Income_Existing_Space Heating_Natural Gas_Market | F2 | Residential | Market | Single Family Moderate Income | Existing | Space Heating | Natural Gas | Usage (GWh) | 15.4957 | 15.2455 | 15.696 | 16.8904 | 16.5223 | 16.3267 | 16.1445 | 15.9697 | 15.8054 | 15.6477 | 15.4922 | 15.3395 | 15.1887 | 15.0389 | 14.8908 | 14.7442 | 14.599 | 14.4545 | 14.3102 | 14.1673 | 14.0257 | 13.8856 | 13.6779 | 13.4398 | 13.2057 | 12.9762 | 12.7501 | 12.5278 | 12.309 | 12.094 | 11.8821 | 11.674 | 11.542
F3_Residential_Single Family Moderate Income_Existing_Space Heating_Natural Gas_Market | F3 | Residential | Market | Single Family Moderate Income | Existing | Space Heating | Natural Gas | Summer Peak Demand (MW) | 272.7241 | 268.3213 | 276.2491 | 297.2704 | 290.7924 | 287.3504 | 284.1425 | 281.0666 | 278.1751 | 275.3991 | 272.6633 | 269.9756 | 267.3206 | 264.6852 | 262.0774 | 259.4973 | 256.943 | 254.3998 | 251.8601 | 249.3448 | 246.8524 | 244.3868 | 240.7305 | 236.54 | 232.4206 | 228.3804 | 224.4024 | 220.4889 | 216.6377 | 212.8535 | 209.1255 | 205.4622 | 203.139
F4_Residential_Single Family Moderate Income_Existing_Space Heating_Natural Gas_Market | F4 | Residential | Market | Single Family Moderate Income | Existing | Space Heating | Natural Gas | Winter Peak Demand (MW) | 15.8056 | 15.5504 | 16.0099 | 17.2282 | 16.8527 | 16.6533 | 16.4673 | 16.2891 | 16.1215 | 15.9606 | 15.8021 | 15.6463 | 15.4924 | 15.3397 | 15.1886 | 15.039 | 14.891 | 14.7436 | 14.5964 | 14.4507 | 14.3062 | 14.1633 | 13.9514 | 13.7086 | 13.4698 | 13.2357 | 13.0051 | 12.7783 | 12.5551 | 12.3358 | 12.1198 | 11.9075 | 11.7728
F1_Residential_Single Family Moderate Income_Existing_Secondary Heating_Natural Gas_Market | F1 | Residential | Market | Single Family Moderate Income | Existing | Secondary Heating | Natural Gas | Units | 31374.5073 | 31619.8685 | 31865.2297 | 31397.2032 | 30678.2522 | 30282.3157 | 29913.4997 | 29560.0837 | 29227.4371 | 28907.8105 | 28593.4779 | 28284.5844 | 27979.4451 | 27676.398 | 27376.5677 | 27079.3306 | 26784.3728 | 26489.8853 | 26196.0218 | 25904.6066 | 25615.672 | 25329.3037 | 25044.5305 | 24761.5666 | 24481.5118 | 24204.4095 | 23930.2723 | 23658.7518 | 23389.9066 | 23124.1784 | 22861.5411 | 22602.0209 | 22345.4468
F2_Residential_Single Family Moderate Income_Existing_Secondary Heating_Natural Gas_Market | F2 | Residential | Market | Single Family Moderate Income | Existing | Secondary Heating | Natural Gas | Usage (GWh) | 0.59028 | 0.57714 | 0.59209 | 0.63469 | 0.61849 | 0.60887 | 0.59982 | 0.59112 | 0.58287 | 0.57491 | 0.56708 | 0.5594 | 0.55181 | 0.5443 | 0.53688 | 0.52954 | 0.52228 | 0.51505 | 0.50786 | 0.50075 | 0.49371 | 0.48676 | 0.47986 | 0.47302 | 0.46627 | 0.45961 | 0.45302 | 0.44651 | 0.44008 | 0.43374 | 0.42748 | 0.4213 | 0.41652
F3_Residential_Single Family Moderate Income_Existing_Secondary Heating_Natural Gas_Market | F3 | Residential | Market | Single Family Moderate Income | Existing | Secondary Heating | Natural Gas | Summer Peak Demand (MW) | 5.2284 | 5.112 | 5.2445 | 5.6217 | 5.4783 | 5.3931 | 5.3129 | 5.2359 | 5.1628 | 5.0923 | 5.023 | 4.9549 | 4.8877 | 4.8212 | 4.7554 | 4.6904 | 4.6261 | 4.562 | 4.4984 | 4.4354 | 4.3731 | 4.3115 | 4.2503 | 4.1898 | 4.13 | 4.071 | 4.0126 | 3.955 | 3.898 | 3.8419 | 3.7864 | 3.7317 | 3.6893
F4_Residential_Single Family Moderate Income_Existing_Secondary Heating_Natural Gas_Market | F4 | Residential | Market | Single Family Moderate Income | Existing | Secondary Heating | Natural Gas | Winter Peak Demand (MW) | 0.30301 | 0.29626 | 0.30394 | 0.32581 | 0.31749 | 0.31255 | 0.30791 | 0.30344 | 0.29921 | 0.29512 | 0.2911 | 0.28716 | 0.28326 | 0.27941 | 0.2756 | 0.27183 | 0.2681 | 0.26439 | 0.2607 | 0.25705 | 0.25344 | 0.24987 | 0.24633 | 0.24282 | 0.23935 | 0.23593 | 0.23255 | 0.22921 | 0.22591 | 0.22265 | 0.21944 | 0.21627 | 0.21381
F1_Residential_Single Family Moderate Income_Existing_Water Heating_Natural Gas_Market | F1 | Residential | Market | Single Family Moderate Income | Existing | Water Heating | Natural Gas | Units | 31374.5073 | 31619.8685 | 31865.2297 | 31397.2032 | 30678.2522 | 30282.3157 | 29913.4997 | 29560.0837 | 29227.4371 | 28907.8105 | 28593.4779 | 28284.5844 | 27979.4451 | 27676.398 | 27376.5677 | 27079.3306 | 26784.3728 | 26489.8853 | 26196.0218 | 25904.6066 | 25615.672 | 25329.3037 | 25044.5305 | 24761.5666 | 24481.5118 | 24204.4095 | 23930.2723 | 23658.7518 | 23389.9066 | 23124.1784 | 22861.5411 | 22602.0209 | 22345.4468
F2_Residential_Single Family Moderate Income_Existing_Water Heating_Natural Gas_Market | F2 | Residential | Market | Single Family Moderate Income | Existing | Water Heating | Natural Gas | Usage (GWh) | 4.1936 | 4.0984 | 4.2117 | 4.5253 | 4.4192 | 4.3595 | 4.3041 | 4.2521 | 4.2047 | 4.1611 | 4.1202 | 4.0828 | 4.048 | 4.0154 | 3.9847 | 3.9556 | 3.9277 | 3.9007 | 3.8744 | 3.8489 | 3.824 | 3.7998 | 3.776 | 3.7526 | 3.7297 | 3.7072 | 3.6851 | 3.6633 | 3.6419 | 3.6207 | 3.5999 | 3.5793 | 3.559
F3_Residential_Single Family Moderate Income_Existing_Water Heating_Natural Gas_Market | F3 | Residential | Market | Single Family Moderate Income | Existing | Water Heating | Natural Gas | Summer Peak Demand (MW) | 13.839 | 13.5249 | 13.8987 | 14.9334 | 14.5832 | 14.3862 | 14.2036 | 14.0319 | 13.8753 | 13.7315 | 13.5968 | 13.4732 | 13.3586 | 13.2508 | 13.1495 | 13.0533 | 12.9615 | 12.8724 | 12.7856 | 12.7012 | 12.6192 | 12.5393 | 12.4609 | 12.3836 | 12.308 | 12.2338 | 12.1608 | 12.0889 | 12.0181 | 11.9484 | 11.8797 | 11.8118 | 11.7447
F4_Residential_Single Family Moderate Income_Existing_Water Heating_Natural Gas_Market | F4 | Residential | Market | Single Family Moderate Income | Existing | Water Heating | Natural Gas | Winter Peak Demand (MW) | 1.0893 | 1.0646 | 1.094 | 1.1755 | 1.1479 | 1.1324 | 1.118 | 1.1045 | 1.0922 | 1.0809 | 1.0702 | 1.0605 | 1.0515 | 1.043 | 1.035 | 1.0275 | 1.0202 | 1.0132 | 1.0064 | 0.99976 | 0.9933 | 0.98702 | 0.98084 | 0.97476 | 0.9688 | 0.96296 | 0.95722 | 0.95156 | 0.94599 | 0.9405 | 0.93509 | 0.92975 | 0.92446
F1_Residential_Single Family Moderate Income_Existing_Appliances_Natural Gas_Market | F1 | Residential | Market | Single Family Moderate Income | Existing | Appliances | Natural Gas | Units | 31374.5073 | 31619.8685 | 31865.2297 | 31397.2032 | 30678.2522 | 30282.3157 | 29913.4997 | 29560.0837 | 29227.4371 | 28907.8105 | 28593.4779 | 28284.5844 | 27979.4451 | 27676.398 | 27376.5677 | 27079.3306 | 26784.3728 | 26489.8853 | 26196.0218 | 25904.6066 | 25615.672 | 25329.3037 | 25044.5305 | 24761.5666 | 24481.5118 | 24204.4095 | 23930.2723 | 23658.7518 | 23389.9066 | 23124.1784 | 22861.5411 | 22602.0209 | 22345.4468
F2_Residential_Single Family Moderate Income_Existing_Appliances_Natural Gas_Market | F2 | Residential | Market | Single Family Moderate Income | Existing | Appliances | Natural Gas | Usage (GWh) | 0.32271 | 0.31371 | 0.32057 | 0.34252 | 0.33259 | 0.32625 | 0.32033 | 0.31479 | 0.30973 | 0.30513 | 0.30093 | 0.29709 | 0.29354 | 0.29022 | 0.28711 | 0.28418 | 0.28139 | 0.27872 | 0.27613 | 0.27364 | 0.27124 | 0.26891 | 0.26663 | 0.2644 | 0.26222 | 0.2601 | 0.25801 | 0.25597 | 0.25395 | 0.25198 | 0.25003 | 0.24812 | 0.24623
F3_Residential_Single Family Moderate Income_Existing_Appliances_Natural Gas_Market | F3 | Residential | Market | Single Family Moderate Income | Existing | Appliances | Natural Gas | Summer Peak Demand (MW) | 1.0754 | 1.0454 | 1.0682 | 1.1412 | 1.1081 | 1.0868 | 1.067 | 1.0485 | 1.0315 | 1.0161 | 1.0019 | 0.98897 | 0.97695 | 0.96569 | 0.95513 | 0.94513 | 0.93562 | 0.92647 | 0.91761 | 0.90907 | 0.90081 | 0.89278 | 0.88494 | 0.87726 | 0.86975 | 0.86241 | 0.85522 | 0.84815 | 0.84119 | 0.83435 | 0.82762 | 0.82099 | 0.81446
F4_Residential_Single Family Moderate Income_Existing_Appliances_Natural Gas_Market | F4 | Residential | Market | Single Family Moderate Income | Existing | Appliances | Natural Gas | Winter Peak Demand (MW) | 0.17604 | 0.17109 | 0.1748 | 0.1867 | 0.18123 | 0.17771 | 0.17442 | 0.17134 | 0.16851 | 0.16591 | 0.16351 | 0.1613 | 0.15923 | 0.15727 | 0.15542 | 0.15366 | 0.15197 | 0.15034 | 0.14876 | 0.14722 | 0.14572 | 0.14427 | 0.14284 | 0.14144 | 0.14007 | 0.13872 | 0.1374 | 0.1361 | 0.13482 | 0.13356 | 0.13232 | 0.1311 | 0.12989
F1_Residential_Single Family Moderate Income_Existing_Miscellaneous_Natural Gas_Market | F1 | Residential | Market | Single Family Moderate Income | Existing | Miscellaneous | Natural Gas | Units | 31374.5073 | 31619.8685 | 31865.2297 | 31397.2032 | 30678.2522 | 30282.3157 | 29913.4997 | 29560.0837 | 29227.4371 | 28907.8105 | 28593.4779 | 28284.5844 | 27979.4451 | 27676.398 | 27376.5677 | 27079.3306 | 26784.3728 | 26489.8853 | 26196.0218 | 25904.6066 | 25615.672 | 25329.3037 | 25044.5305 | 24761.5666 | 24481.5118 | 24204.4095 | 23930.2723 | 23658.7518 | 23389.9066 | 23124.1784 | 22861.5411 | 22602.0209 | 22345.4468
F2_Residential_Single Family Moderate Income_Existing_Miscellaneous_Natural Gas_Market | F2 | Residential | Market | Single Family Moderate Income | Existing | Miscellaneous | Natural Gas | Usage (GWh) | 0.20118 | 0.1967 | 0.20233 | 0.21746 | 0.21248 | 0.20974 | 0.20718 | 0.20473 | 0.20243 | 0.20021 | 0.19803 | 0.19589 | 0.19378 | 0.19168 | 0.1896 | 0.18755 | 0.1855 | 0.18346 | 0.18143 | 0.17941 | 0.17741 | 0.17542 | 0.17345 | 0.17149 | 0.16955 | 0.16763 | 0.16574 | 0.16385 | 0.16199 | 0.16015 | 0.15833 | 0.15654 | 0.15476
F3_Residential_Single Family Moderate Income_Existing_Miscellaneous_Natural Gas_Market | F3 | Residential | Market | Single Family Moderate Income | Existing | Miscellaneous | Natural Gas | Summer Peak Demand (MW) | 0.55117 | 0.53889 | 0.55433 | 0.59579 | 0.58214 | 0.57462 | 0.56762 | 0.56091 | 0.55459 | 0.54853 | 0.54256 | 0.5367 | 0.53091 | 0.52515 | 0.51946 | 0.51382 | 0.50823 | 0.50264 | 0.49706 | 0.49153 | 0.48605 | 0.48062 | 0.47521 | 0.46984 | 0.46453 | 0.45927 | 0.45407 | 0.44892 | 0.44382 | 0.43877 | 0.43379 | 0.42887 | 0.424
F4_Residential_Single Family Moderate Income_Existing_Miscellaneous_Natural Gas_Market | F4 | Residential | Market | Single Family Moderate Income | Existing | Miscellaneous | Natural Gas | Winter Peak Demand (MW) | 0.022965 | 0.022454 | 0.023097 | 0.024824 | 0.024256 | 0.023943 | 0.023651 | 0.023371 | 0.023108 | 0.022855 | 0.022607 | 0.022362 | 0.022121 | 0.021881 | 0.021644 | 0.021409 | 0.021176 | 0.020943 | 0.020711 | 0.02048 | 0.020252 | 0.020026 | 0.0198 | 0.019577 | 0.019355 | 0.019136 | 0.01892 | 0.018705 | 0.018492 | 0.018282 | 0.018075 | 0.017869 | 0.017667
F1_Residential_Single Family Moderate Income_New_Space Heating_Natural Gas_All | F1 | Residential | All | Single Family Moderate Income | New | Space Heating | Natural Gas | Units | 0 | 178.765 | 449.1105 | 704.0209 | 943.3872 | 1166.4028 | 1386.1474 | 1602.7042 | 1814.9791 | 2024.569 | 2233.0332 | 2440.3438 | 2646.8626 | 2852.9456 | 3058.3304 | 3263.1311 | 3467.3994 | 3671.512 | 3875.4313 | 4078.7826 | 4281.5465 | 4483.7081 | 4685.4612 | 4886.7782 | 5087.4239 | 5287.3876 | 5486.6552 | 5685.3126 | 5883.3467 | 6080.6685 | 6277.2686 | 6473.154 | 6675.1521
F2_Residential_Single Family Moderate Income_New_Space Heating_Natural Gas_All | F2 | Residential | All | Single Family Moderate Income | New | Space Heating | Natural Gas | Usage (GWh) | 0 | 0.082514 | 0.21047 | 0.35799 | 0.47713 | 0.55681 | 0.63438 | 0.70992 | 0.78304 | 0.85436 | 0.92442 | 0.99324 | 1.061 | 1.1277 | 1.1934 | 1.258 | 1.3217 | 1.3845 | 1.4445 | 1.5009 | 1.5541 | 1.6046 | 1.6548 | 1.7048 | 1.7545 | 1.8039 | 1.8527 | 1.901 | 1.9488 | 1.9961 | 2.036 | 2.0724 | 2.1252
F3_Residential_Single Family Moderate Income_New_Space Heating_Natural Gas_All | F3 | Residential | All | Single Family Moderate Income | New | Space Heating | Natural Gas | Summer Peak Demand (MW) | 0 | 1.4522 | 3.7043 | 6.3006 | 8.3976 | 9.7998 | 11.1651 | 12.4946 | 13.7816 | 15.0366 | 16.2698 | 17.4811 | 18.6729 | 19.8477 | 21.0034 | 22.1413 | 23.2616 | 24.3668 | 25.4235 | 26.4164 | 27.3529 | 28.2402 | 29.1244 | 30.0053 | 30.8799 | 31.748 | 32.607 | 33.4581 | 34.2998 | 35.1312 | 35.833 | 36.4747 | 37.4035
F4_Residential_Single Family Moderate Income_New_Space Heating_Natural Gas_All | F4 | Residential | All | Single Family Moderate Income | New | Space Heating | Natural Gas | Winter Peak Demand (MW) | 0 | 0.084164 | 0.21468 | 0.36515 | 0.48668 | 0.56794 | 0.64707 | 0.72412 | 0.7987 | 0.87144 | 0.94291 | 1.0131 | 1.0822 | 1.1503 | 1.2172 | 1.2832 | 1.3481 | 1.4122 | 1.4734 | 1.531 | 1.5852 | 1.6366 | 1.6879 | 1.7389 | 1.7896 | 1.8399 | 1.8897 | 1.939 | 1.9878 | 2.036 | 2.0767 | 2.1139 | 2.1677
F1_Residential_Single Family Moderate Income_New_Secondary Heating_Natural Gas_All | F1 | Residential | All | Single Family Moderate Income | New | Secondary Heating | Natural Gas | Units | 0 | 402.2212 | 1010.4986 | 1584.047 | 2122.6213 | 2624.4064 | 3118.8317 | 3606.0846 | 4083.703 | 4555.2802 | 5024.3247 | 5490.7735 | 5955.4408 | 6419.1276 | 6881.2434 | 7342.0451 | 7801.6486 | 8260.902 | 8719.7205 | 9177.2609 | 9633.4796 | 10088.3432 | 10542.2877 | 10995.2509 | 11446.7037 | 11896.622 | 12344.9741 | 12791.9532 | 13237.53 | 13681.5041 | 14123.8543 | 14564.5965 | 15019.0923
F2_Residential_Single Family Moderate Income_New_Secondary Heating_Natural Gas_All | F2 | Residential | All | Single Family Moderate Income | New | Secondary Heating | Natural Gas | Usage (GWh) | 0 | 0.040312 | 0.1031 | 0.17583 | 0.23498 | 0.28975 | 0.3434 | 0.39597 | 0.44718 | 0.49745 | 0.54715 | 0.59629 | 0.64494 | 0.6932 | 0.741 | 0.78837 | 0.83533 | 0.88195 | 0.92824 | 0.9741 | 1.0195 | 1.0645 | 1.1091 | 1.1533 | 1.1971 | 1.2404 | 1.2832 | 1.3257 | 1.3676 | 1.4091 | 1.4502 | 1.4907 | 1.5372
F3_Residential_Single Family Moderate Income_New_Secondary Heating_Natural Gas_All | F3 | Residential | All | Single Family Moderate Income | New | Secondary Heating | Natural Gas | Summer Peak Demand (MW) | 0 | 0.35706 | 0.91321 | 1.5574 | 2.0813 | 2.5664 | 3.0417 | 3.5073 | 3.9609 | 4.4062 | 4.8464 | 5.2816 | 5.7126 | 6.14 | 6.5634 | 6.983 | 7.3989 | 7.8119 | 8.2219 | 8.6281 | 9.0305 | 9.4291 | 9.8242 | 10.2158 | 10.6033 | 10.987 | 11.3664 | 11.742 | 12.1137 | 12.4813 | 12.8448 | 13.2041 | 13.6162
F4_Residential_Single Family Moderate Income_New_Secondary Heating_Natural Gas_All | F4 | Residential | All | Single Family Moderate Income | New | Secondary Heating | Natural Gas | Winter Peak Demand (MW) | 0 | 0.020693 | 0.052925 | 0.090258 | 0.12062 | 0.14874 | 0.17628 | 0.20326 | 0.22955 | 0.25536 | 0.28087 | 0.30609 | 0.33107 | 0.35584 | 0.38038 | 0.4047 | 0.4288 | 0.45274 | 0.4765 | 0.50004 | 0.52336 | 0.54646 | 0.56936 | 0.59205 | 0.61451 | 0.63674 | 0.65873 | 0.6805 | 0.70204 | 0.72335 | 0.74441 | 0.76524 | 0.78912
F1_Residential_Single Family Moderate Income_New_Water Heating_Natural Gas_All | F1 | Residential | All | Single Family Moderate Income | New | Water Heating | Natural Gas | Units | 0 | 0 | 0 | 0 | 0 | 0 | 0 | 0 | 0 | 0 | 0 | 0 | 0 | 0 | 0 | 0 | 0 | 0 | 0 | 0 | 0 | 0 | 0 | 0 | 0 | 0 | 0 | 0 | 0 | 0 | 0 | 0 | 0
F2_Residential_Single Family Moderate Income_New_Water Heating_Natural Gas_All | F2 | Residential | All | Single Family Moderate Income | New | Water Heating | Natural Gas | Usage (GWh) | 0 | 0 | 0 | 0 | 0 | 0 | 0 | 0 | 0 | 0 | 0 | 0 | 0 | 0 | 0 | 0 | 0 | 0 | 0 | 0 | 0 | 0 | 0 | 0 | 0 | 0 | 0 | 0 | 0 | 0 | 0 | 0 | 0
F3_Residential_Single Family Moderate Income_New_Water Heating_Natural Gas_All | F3 | Residential | All | Single Family Moderate Income | New | Water Heating | Natural Gas | Summer Peak Demand (MW) | 0 | 0 | 0 | 0 | 0 | 0 | 0 | 0 | 0 | 0 | 0 | 0 | 0 | 0 | 0 | 0 | 0 | 0 | 0 | 0 | 0 | 0 | 0 | 0 | 0 | 0 | 0 | 0 | 0 | 0 | 0 | 0 | 0
F4_Residential_Single Family Moderate Income_New_Water Heating_Natural Gas_All | F4 | Residential | All | Single Family Moderate Income | New | Water Heating | Natural Gas | Winter Peak Demand (MW) | 0 | 0 | 0 | 0 | 0 | 0 | 0 | 0 | 0 | 0 | 0 | 0 | 0 | 0 | 0 | 0 | 0 | 0 | 0 | 0 | 0 | 0 | 0 | 0 | 0 | 0 | 0 | 0 | 0 | 0 | 0 | 0 | 0
F1_Residential_Single Family Moderate Income_New_Appliances_Natural Gas_All | F1 | Residential | All | Single Family Moderate Income | New | Appliances | Natural Gas | Units | 0 | 763.9708 | 1930.0029 | 3042.3253 | 4099.496 | 5096.9968 | 6091.2372 | 7082.4699 | 8065.7212 | 9047.9322 | 10036.0332 | 11029.9368 | 12031.3252 | 13041.891 | 14060.5216 | 15087.8186 | 16124.1055 | 17171.2332 | 18229.1443 | 19296.1838 | 20372.3478 | 21457.6533 | 22553.1199 | 23658.7181 | 24773.4056 | 25897.2138 | 27030.157 | 28172.7438 | 29325.0003 | 30486.571 | 31657.4921 | 32837.8832 | 34062.6684
F2_Residential_Single Family Moderate Income_New_Appliances_Natural Gas_All | F2 | Residential | All | Single Family Moderate Income | New | Appliances | Natural Gas | Usage (GWh) | 0 | 0.011727 | 0.030236 | 0.051983 | 0.070037 | 0.087067 | 0.10404 | 0.12095 | 0.13772 | 0.15447 | 0.17132 | 0.18825 | 0.20532 | 0.22253 | 0.23988 | 0.25736 | 0.275 | 0.29282 | 0.31081 | 0.32895 | 0.34725 | 0.36569 | 0.3843 | 0.40308 | 0.42201 | 0.44109 | 0.46033 | 0.47972 | 0.49927 | 0.51897 | 0.53883 | 0.55884 | 0.57961
F3_Residential_Single Family Moderate Income_New_Appliances_Natural Gas_All | F3 | Residential | All | Single Family Moderate Income | New | Appliances | Natural Gas | Summer Peak Demand (MW) | 0 | 0.03684 | 0.09494 | 0.16315 | 0.21972 | 0.27303 | 0.32609 | 0.37894 | 0.43129 | 0.48353 | 0.53602 | 0.58876 | 0.64184 | 0.69534 | 0.7492 | 0.80347 | 0.85814 | 0.91333 | 0.96902 | 1.0251 | 1.0817 | 1.1386 | 1.196 | 1.2539 | 1.3122 | 1.3709 | 1.4301 | 1.4896 | 1.5497 | 1.6101 | 1.671 | 1.7323 | 1.7958
F4_Residential_Single Family Moderate Income_New_Appliances_Natural Gas_All | F4 | Residential | All | Single Family Moderate Income | New | Appliances | Natural Gas | Winter Peak Demand (MW) | 0 | 0.004767 | 0.01226 | 0.021025 | 0.028256 | 0.035039 | 0.041762 | 0.048429 | 0.055005 | 0.061538 | 0.068075 | 0.074615 | 0.08117 | 0.087749 | 0.094346 | 0.10096 | 0.1076 | 0.11428 | 0.12099 | 0.12772 | 0.13447 | 0.14124 | 0.14804 | 0.15487 | 0.16172 | 0.16858 | 0.17547 | 0.18238 | 0.18931 | 0.19626 | 0.20323 | 0.21022 | 0.21745
F1_Residential_Single Family Moderate Income_New_Miscellaneous_Natural Gas_All | F1 | Residential | All | Single Family Moderate Income | New | Miscellaneous | Natural Gas | Units | 0 | 893.8248 | 2245.5525 | 3520.1044 | 4716.9362 | 5832.0142 | 6930.7371 | 8013.5212 | 9074.8956 | 10122.8448 | 11165.1659 | 12201.7188 | 13234.3129 | 14264.7279 | 15291.652 | 16315.6557 | 17336.997 | 18357.56 | 19377.1567 | 20393.9132 | 21407.7324 | 22418.5404 | 23427.3061 | 24433.891 | 25437.1194 | 26436.9379 | 27433.2758 | 28426.5628 | 29416.7334 | 30403.3424 | 31386.3428 | 32365.7699 | 33375.7606
F2_Residential_Single Family Moderate Income_New_Miscellaneous_Natural Gas_All | F2 | Residential | All | Single Family Moderate Income | New | Miscellaneous | Natural Gas | Usage (GWh) | 0 | 0.0053006 | 0.013593 | 0.023243 | 0.031145 | 0.038508 | 0.045763 | 0.052912 | 0.059921 | 0.06684 | 0.073722 | 0.080567 | 0.087385 | 0.094188 | 0.10097 | 0.10773 | 0.11447 | 0.12121 | 0.12795 | 0.13466 | 0.14135 | 0.14803 | 0.15469 | 0.16133 | 0.16796 | 0.17456 | 0.18114 | 0.1877 | 0.19424 | 0.20075 | 0.20724 | 0.21371 | 0.22038
F3_Residential_Single Family Moderate Income_New_Miscellaneous_Natural Gas_All | F3 | Residential | All | Single Family Moderate Income | New | Miscellaneous | Natural Gas | Summer Peak Demand (MW) | 0 | 0.014522 | 0.03724 | 0.063679 | 0.08533 | 0.1055 | 0.12538 | 0.14497 | 0.16417 | 0.18312 | 0.20198 | 0.22073 | 0.23941 | 0.25805 | 0.27663 | 0.29515 | 0.31363 | 0.33209 | 0.35053 | 0.36893 | 0.38727 | 0.40555 | 0.4238 | 0.44201 | 0.46016 | 0.47825 | 0.49627 | 0.51424 | 0.53215 | 0.55 | 0.56778 | 0.5855 | 0.60377
F4_Residential_Single Family Moderate Income_New_Miscellaneous_Natural Gas_All | F4 | Residential | All | Single Family Moderate Income | New | Miscellaneous | Natural Gas | Winter Peak Demand (MW) | 0 | 0.00060509 | 0.0015517 | 0.0026533 | 0.0035554 | 0.0043959 | 0.0052241 | 0.0060402 | 0.0068402 | 0.0076301 | 0.0084158 | 0.0091971 | 0.0099754 | 0.010752 | 0.011526 | 0.012298 | 0.013068 | 0.013837 | 0.014606 | 0.015372 | 0.016136 | 0.016898 | 0.017658 | 0.018417 | 0.019173 | 0.019927 | 0.020678 | 0.021427 | 0.022173 | 0.022917 | 0.023658 | 0.024396 | 0.025157
F1_Residential_Single Family Moderate Income_New_Space Heating_Natural Gas_Market | F1 | Residential | Market | Single Family Moderate Income | New | Space Heating | Natural Gas | Units | 0 | 893.8248 | 2245.5525 | 3520.1044 | 4716.9362 | 5832.0142 | 6930.7371 | 8013.5212 | 9074.8956 | 10122.8448 | 11165.1659 | 12201.7188 | 13234.3129 | 14264.7279 | 15291.652 | 16315.6557 | 17336.997 | 18357.56 | 19377.1567 | 20393.9132 | 21407.7324 | 22418.5404 | 23427.3061 | 24433.891 | 25437.1194 | 26436.9379 | 27433.2758 | 28426.5628 | 29416.7334 | 30403.3424 | 31386.3428 | 32365.7699 | 33375.7606
F2_Residential_Single Family Moderate Income_New_Space Heating_Natural Gas_Market | F2 | Residential | Market | Single Family Moderate Income | New | Space Heating | Natural Gas | Usage (GWh) | 0 | 0.082514 | 0.21047 | 0.35799 | 0.47713 | 0.55681 | 0.63438 | 0.70992 | 0.78304 | 0.85436 | 0.92442 | 0.99324 | 1.061 | 1.1277 | 1.1934 | 1.258 | 1.3217 | 1.3845 | 1.4445 | 1.5009 | 1.5541 | 1.6046 | 1.6548 | 1.7048 | 1.7545 | 1.8039 | 1.8527 | 1.901 | 1.9488 | 1.9961 | 2.036 | 2.0724 | 2.1252
F3_Residential_Single Family Moderate Income_New_Space Heating_Natural Gas_Market | F3 | Residential | Market | Single Family Moderate Income | New | Space Heating | Natural Gas | Summer Peak Demand (MW) | 0 | 1.4522 | 3.7043 | 6.3006 | 8.3976 | 9.7998 | 11.1651 | 12.4946 | 13.7816 | 15.0366 | 16.2698 | 17.4811 | 18.6729 | 19.8477 | 21.0034 | 22.1413 | 23.2616 | 24.3668 | 25.4235 | 26.4164 | 27.3529 | 28.2402 | 29.1244 | 30.0053 | 30.8799 | 31.748 | 32.607 | 33.4581 | 34.2998 | 35.1312 | 35.833 | 36.4747 | 37.4035
F4_Residential_Single Family Moderate Income_New_Space Heating_Natural Gas_Market | F4 | Residential | Market | Single Family Moderate Income | New | Space Heating | Natural Gas | Winter Peak Demand (MW) | 0 | 0.084164 | 0.21468 | 0.36515 | 0.48668 | 0.56794 | 0.64707 | 0.72412 | 0.7987 | 0.87144 | 0.94291 | 1.0131 | 1.0822 | 1.1503 | 1.2172 | 1.2832 | 1.3481 | 1.4122 | 1.4734 | 1.531 | 1.5852 | 1.6366 | 1.6879 | 1.7389 | 1.7896 | 1.8399 | 1.8897 | 1.939 | 1.9878 | 2.036 | 2.0767 | 2.1139 | 2.1677
F1_Residential_Single Family Moderate Income_New_Secondary Heating_Natural Gas_Market | F1 | Residential | Market | Single Family Moderate Income | New | Secondary Heating | Natural Gas | Units | 0 | 893.8248 | 2245.5525 | 3520.1044 | 4716.9362 | 5832.0142 | 6930.7371 | 8013.5212 | 9074.8956 | 10122.8448 | 11165.1659 | 12201.7188 | 13234.3129 | 14264.7279 | 15291.652 | 16315.6557 | 17336.997 | 18357.56 | 19377.1567 | 20393.9132 | 21407.7324 | 22418.5404 | 23427.3061 | 24433.891 | 25437.1194 | 26436.9379 | 27433.2758 | 28426.5628 | 29416.7334 | 30403.3424 | 31386.3428 | 32365.7699 | 33375.7606
F2_Residential_Single Family Moderate Income_New_Secondary Heating_Natural Gas_Market | F2 | Residential | Market | Single Family Moderate Income | New | Secondary Heating | Natural Gas | Usage (GWh) | 0 | 0.040312 | 0.1031 | 0.17583 | 0.23498 | 0.28975 | 0.3434 | 0.39597 | 0.44718 | 0.49745 | 0.54715 | 0.59629 | 0.64494 | 0.6932 | 0.741 | 0.78837 | 0.83533 | 0.88195 | 0.92824 | 0.9741 | 1.0195 | 1.0645 | 1.1091 | 1.1533 | 1.1971 | 1.2404 | 1.2832 | 1.3257 | 1.3676 | 1.4091 | 1.4502 | 1.4907 | 1.5372
F3_Residential_Single Family Moderate Income_New_Secondary Heating_Natural Gas_Market | F3 | Residential | Market | Single Family Moderate Income | New | Secondary Heating | Natural Gas | Summer Peak Demand (MW) | 0 | 0.35706 | 0.91321 | 1.5574 | 2.0813 | 2.5664 | 3.0417 | 3.5073 | 3.9609 | 4.4062 | 4.8464 | 5.2816 | 5.7126 | 6.14 | 6.5634 | 6.983 | 7.3989 | 7.8119 | 8.2219 | 8.6281 | 9.0305 | 9.4291 | 9.8242 | 10.2158 | 10.6033 | 10.987 | 11.3664 | 11.742 | 12.1137 | 12.4813 | 12.8448 | 13.2041 | 13.6162
F4_Residential_Single Family Moderate Income_New_Secondary Heating_Natural Gas_Market | F4 | Residential | Market | Single Family Moderate Income | New | Secondary Heating | Natural Gas | Winter Peak Demand (MW) | 0 | 0.020693 | 0.052925 | 0.090258 | 0.12062 | 0.14874 | 0.17628 | 0.20326 | 0.22955 | 0.25536 | 0.28087 | 0.30609 | 0.33107 | 0.35584 | 0.38038 | 0.4047 | 0.4288 | 0.45274 | 0.4765 | 0.50004 | 0.52336 | 0.54646 | 0.56936 | 0.59205 | 0.61451 | 0.63674 | 0.65873 | 0.6805 | 0.70204 | 0.72335 | 0.74441 | 0.76524 | 0.78912
F1_Residential_Single Family Moderate Income_New_Water Heating_Natural Gas_Market | F1 | Residential | Market | Single Family Moderate Income | New | Water Heating | Natural Gas | Units | 0 | 893.8248 | 2245.5525 | 3520.1044 | 4716.9362 | 5832.0142 | 6930.7371 | 8013.5212 | 9074.8956 | 10122.8448 | 11165.1659 | 12201.7188 | 13234.3129 | 14264.7279 | 15291.652 | 16315.6557 | 17336.997 | 18357.56 | 19377.1567 | 20393.9132 | 21407.7324 | 22418.5404 | 23427.3061 | 24433.891 | 25437.1194 | 26436.9379 | 27433.2758 | 28426.5628 | 29416.7334 | 30403.3424 | 31386.3428 | 32365.7699 | 33375.7606
F2_Residential_Single Family Moderate Income_New_Water Heating_Natural Gas_Market | F2 | Residential | Market | Single Family Moderate Income | New | Water Heating | Natural Gas | Usage (GWh) | 0 | 0 | 0 | 0 | 0 | 0 | 0 | 0 | 0 | 0 | 0 | 0 | 0 | 0 | 0 | 0 | 0 | 0 | 0 | 0 | 0 | 0 | 0 | 0 | 0 | 0 | 0 | 0 | 0 | 0 | 0 | 0 | 0
F3_Residential_Single Family Moderate Income_New_Water Heating_Natural Gas_Market | F3 | Residential | Market | Single Family Moderate Income | New | Water Heating | Natural Gas | Summer Peak Demand (MW) | 0 | 0 | 0 | 0 | 0 | 0 | 0 | 0 | 0 | 0 | 0 | 0 | 0 | 0 | 0 | 0 | 0 | 0 | 0 | 0 | 0 | 0 | 0 | 0 | 0 | 0 | 0 | 0 | 0 | 0 | 0 | 0 | 0
F4_Residential_Single Family Moderate Income_New_Water Heating_Natural Gas_Market | F4 | Residential | Market | Single Family Moderate Income | New | Water Heating | Natural Gas | Winter Peak Demand (MW) | 0 | 0 | 0 | 0 | 0 | 0 | 0 | 0 | 0 | 0 | 0 | 0 | 0 | 0 | 0 | 0 | 0 | 0 | 0 | 0 | 0 | 0 | 0 | 0 | 0 | 0 | 0 | 0 | 0 | 0 | 0 | 0 | 0
F1_Residential_Single Family Moderate Income_New_Appliances_Natural Gas_Market | F1 | Residential | Market | Single Family Moderate Income | New | Appliances | Natural Gas | Units | 0 | 893.8248 | 2245.5525 | 3520.1044 | 4716.9362 | 5832.0142 | 6930.7371 | 8013.5212 | 9074.8956 | 10122.8448 | 11165.1659 | 12201.7188 | 13234.3129 | 14264.7279 | 15291.652 | 16315.6557 | 17336.997 | 18357.56 | 19377.1567 | 20393.9132 | 21407.7324 | 22418.5404 | 23427.3061 | 24433.891 | 25437.1194 | 26436.9379 | 27433.2758 | 28426.5628 | 29416.7334 | 30403.3424 | 31386.3428 | 32365.7699 | 33375.7606
F2_Residential_Single Family Moderate Income_New_Appliances_Natural Gas_Market | F2 | Residential | Market | Single Family Moderate Income | New | Appliances | Natural Gas | Usage (GWh) | 0 | 0.011727 | 0.030236 | 0.051983 | 0.070037 | 0.087067 | 0.10404 | 0.12095 | 0.13772 | 0.15447 | 0.17132 | 0.18825 | 0.20532 | 0.22253 | 0.23988 | 0.25736 | 0.275 | 0.29282 | 0.31081 | 0.32895 | 0.34725 | 0.36569 | 0.3843 | 0.40308 | 0.42201 | 0.44109 | 0.46033 | 0.47972 | 0.49927 | 0.51897 | 0.53883 | 0.55884 | 0.57961
F3_Residential_Single Family Moderate Income_New_Appliances_Natural Gas_Market | F3 | Residential | Market | Single Family Moderate Income | New | Appliances | Natural Gas | Summer Peak Demand (MW) | 0 | 0.03684 | 0.09494 | 0.16315 | 0.21972 | 0.27303 | 0.32609 | 0.37894 | 0.43129 | 0.48353 | 0.53602 | 0.58876 | 0.64184 | 0.69534 | 0.7492 | 0.80347 | 0.85814 | 0.91333 | 0.96902 | 1.0251 | 1.0817 | 1.1386 | 1.196 | 1.2539 | 1.3122 | 1.3709 | 1.4301 | 1.4896 | 1.5497 | 1.6101 | 1.671 | 1.7323 | 1.7958
F4_Residential_Single Family Moderate Income_New_Appliances_Natural Gas_Market | F4 | Residential | Market | Single Family Moderate Income | New | Appliances | Natural Gas | Winter Peak Demand (MW) | 0 | 0.004767 | 0.01226 | 0.021025 | 0.028256 | 0.035039 | 0.041762 | 0.048429 | 0.055005 | 0.061538 | 0.068075 | 0.074615 | 0.08117 | 0.087749 | 0.094346 | 0.10096 | 0.1076 | 0.11428 | 0.12099 | 0.12772 | 0.13447 | 0.14124 | 0.14804 | 0.15487 | 0.16172 | 0.16858 | 0.17547 | 0.18238 | 0.18931 | 0.19626 | 0.20323 | 0.21022 | 0.21745
F1_Residential_Single Family Moderate Income_New_Miscellaneous_Natural Gas_Market | F1 | Residential | Market | Single Family Moderate Income | New | Miscellaneous | Natural Gas | Units | 0 | 893.8248 | 2245.5525 | 3520.1044 | 4716.9362 | 5832.0142 | 6930.7371 | 8013.5212 | 9074.8956 | 10122.8448 | 11165.1659 | 12201.7188 | 13234.3129 | 14264.7279 | 15291.652 | 16315.6557 | 17336.997 | 18357.56 | 19377.1567 | 20393.9132 | 21407.7324 | 22418.5404 | 23427.3061 | 24433.891 | 25437.1194 | 26436.9379 | 27433.2758 | 28426.5628 | 29416.7334 | 30403.3424 | 31386.3428 | 32365.7699 | 33375.7606
F2_Residential_Single Family Moderate Income_New_Miscellaneous_Natural Gas_Market | F2 | Residential | Market | Single Family Moderate Income | New | Miscellaneous | Natural Gas | Usage (GWh) | 0 | 0.0053006 | 0.013593 | 0.023243 | 0.031145 | 0.038508 | 0.045763 | 0.052912 | 0.059921 | 0.06684 | 0.073722 | 0.080567 | 0.087385 | 0.094188 | 0.10097 | 0.10773 | 0.11447 | 0.12121 | 0.12795 | 0.13466 | 0.14135 | 0.14803 | 0.15469 | 0.16133 | 0.16796 | 0.17456 | 0.18114 | 0.1877 | 0.19424 | 0.20075 | 0.20724 | 0.21371 | 0.22038
F3_Residential_Single Family Moderate Income_New_Miscellaneous_Natural Gas_Market | F3 | Residential | Market | Single Family Moderate Income | New | Miscellaneous | Natural Gas | Summer Peak Demand (MW) | 0 | 0.014522 | 0.03724 | 0.063679 | 0.08533 | 0.1055 | 0.12538 | 0.14497 | 0.16417 | 0.18312 | 0.20198 | 0.22073 | 0.23941 | 0.25805 | 0.27663 | 0.29515 | 0.31363 | 0.33209 | 0.35053 | 0.36893 | 0.38727 | 0.40555 | 0.4238 | 0.44201 | 0.46016 | 0.47825 | 0.49627 | 0.51424 | 0.53215 | 0.55 | 0.56778 | 0.5855 | 0.60377
F4_Residential_Single Family Moderate Income_New_Miscellaneous_Natural Gas_Market | F4 | Residential | Market | Single Family Moderate Income | New | Miscellaneous | Natural Gas | Winter Peak Demand (MW) | 0 | 0.00060509 | 0.0015517 | 0.0026533 | 0.0035554 | 0.0043959 | 0.0052241 | 0.0060402 | 0.0068402 | 0.0076301 | 0.0084158 | 0.0091971 | 0.0099754 | 0.010752 | 0.011526 | 0.012298 | 0.013068 | 0.013837 | 0.014606 | 0.015372 | 0.016136 | 0.016898 | 0.017658 | 0.018417 | 0.019173 | 0.019927 | 0.020678 | 0.021427 | 0.022173 | 0.022917 | 0.023658 | 0.024396 | 0.025157
F1_Residential_Single Family Low Income_Existing_Space Heating_Natural Gas_All | F1 | Residential | All | Single Family Low Income | Existing | Space Heating | Natural Gas | Units | 979.7871 | 995.0289 | 1010.447 | 1003.2479 | 987.7993 | 982.535 | 978.0183 | 973.8818 | 970.3137 | 967.0689 | 957.2006 | 947.1543 | 937.2296 | 927.3709 | 917.6158 | 907.9434 | 898.3434 | 888.7549 | 879.1831 | 869.6893 | 860.2745 | 850.9417 | 841.6582 | 832.4312 | 823.2977 | 814.2593 | 805.3163 | 796.4572 | 787.6838 | 779.0112 | 770.4386 | 761.9667 | 753.5901
F2_Residential_Single Family Low Income_Existing_Space Heating_Natural Gas_All | F2 | Residential | All | Single Family Low Income | Existing | Space Heating | Natural Gas | Usage (GWh) | 0.40657 | 0.40011 | 0.41203 | 0.44347 | 0.43389 | 0.42884 | 0.42414 | 0.41964 | 0.41541 | 0.41134 | 0.40449 | 0.39763 | 0.3909 | 0.38426 | 0.37774 | 0.37133 | 0.36502 | 0.3588 | 0.35265 | 0.3466 | 0.34065 | 0.33479 | 0.32902 | 0.32333 | 0.31773 | 0.31224 | 0.30683 | 0.30151 | 0.29627 | 0.29112 | 0.28604 | 0.28105 | 0.2779
F3_Residential_Single Family Low Income_Existing_Space Heating_Natural Gas_All | F3 | Residential | All | Single Family Low Income | Existing | Space Heating | Natural Gas | Summer Peak Demand (MW) | 7.1556 | 7.0419 | 7.2517 | 7.8051 | 7.6365 | 7.5477 | 7.4649 | 7.3856 | 7.3111 | 7.2396 | 7.119 | 6.9983 | 6.8798 | 6.7631 | 6.6483 | 6.5354 | 6.4244 | 6.3149 | 6.2066 | 6.1001 | 5.9954 | 5.8924 | 5.7907 | 5.6905 | 5.592 | 5.4954 | 5.4002 | 5.3065 | 5.2143 | 5.1236 | 5.0343 | 4.9465 | 4.891
F4_Residential_Single Family Low Income_Existing_Space Heating_Natural Gas_All | F4 | Residential | All | Single Family Low Income | Existing | Space Heating | Natural Gas | Winter Peak Demand (MW) | 0.4147 | 0.40811 | 0.42027 | 0.45234 | 0.44257 | 0.43742 | 0.43263 | 0.42803 | 0.42371 | 0.41957 | 0.41258 | 0.40559 | 0.39872 | 0.39195 | 0.3853 | 0.37876 | 0.37232 | 0.36598 | 0.3597 | 0.35353 | 0.34746 | 0.34149 | 0.3356 | 0.32979 | 0.32408 | 0.31848 | 0.31296 | 0.30754 | 0.30219 | 0.29694 | 0.29176 | 0.28667 | 0.28345
F1_Residential_Single Family Low Income_Existing_Secondary Heating_Natural Gas_All | F1 | Residential | All | Single Family Low Income | Existing | Secondary Heating | Natural Gas | Units | 218.3378 | 220.0453 | 221.7528 | 218.4958 | 213.4925 | 210.7372 | 208.1706 | 205.7111 | 203.3962 | 201.1719 | 198.9844 | 196.8348 | 194.7113 | 192.6024 | 190.5158 | 188.4473 | 186.3947 | 184.3453 | 182.3003 | 180.2723 | 178.2616 | 176.2687 | 174.287 | 172.3178 | 170.3689 | 168.4405 | 166.5328 | 164.6432 | 162.7723 | 160.9231 | 159.0954 | 157.2894 | 155.5038
F2_Residential_Single Family Low Income_Existing_Secondary Heating_Natural Gas_All | F2 | Residential | All | Single Family Low Income | Existing | Secondary Heating | Natural Gas | Usage (GWh) | 0.016728 | 0.016355 | 0.016779 | 0.017986 | 0.017527 | 0.017255 | 0.016998 | 0.016752 | 0.016518 | 0.016292 | 0.016071 | 0.015853 | 0.015638 | 0.015425 | 0.015215 | 0.015007 | 0.014801 | 0.014596 | 0.014392 | 0.014191 | 0.013991 | 0.013794 | 0.013599 | 0.013405 | 0.013214 | 0.013025 | 0.012838 | 0.012654 | 0.012471 | 0.012292 | 0.012114 | 0.011939 | 0.011804
F3_Residential_Single Family Low Income_Existing_Secondary Heating_Natural Gas_All | F3 | Residential | All | Single Family Low Income | Existing | Secondary Heating | Natural Gas | Summer Peak Demand (MW) | 0.14817 | 0.14487 | 0.14862 | 0.15931 | 0.15525 | 0.15283 | 0.15056 | 0.14838 | 0.14631 | 0.14431 | 0.14234 | 0.14042 | 0.13851 | 0.13663 | 0.13476 | 0.13292 | 0.1311 | 0.12928 | 0.12748 | 0.12569 | 0.12393 | 0.12218 | 0.12045 | 0.11873 | 0.11704 | 0.11537 | 0.11371 | 0.11208 | 0.11047 | 0.10887 | 0.1073 | 0.10575 | 0.10455
F4_Residential_Single Family Low Income_Existing_Secondary Heating_Natural Gas_All | F4 | Residential | All | Single Family Low Income | Existing | Secondary Heating | Natural Gas | Winter Peak Demand (MW) | 0.0085869 | 0.0083957 | 0.0086133 | 0.009233 | 0.0089974 | 0.0088574 | 0.0087258 | 0.0085992 | 0.0084792 | 0.0083634 | 0.0082495 | 0.0081377 | 0.0080274 | 0.0079181 | 0.0078102 | 0.0077034 | 0.0075977 | 0.0074925 | 0.007388 | 0.0072845 | 0.0071821 | 0.007081 | 0.0069806 | 0.0068812 | 0.006783 | 0.006686 | 0.0065902 | 0.0064955 | 0.006402 | 0.0063097 | 0.0062187 | 0.0061288 | 0.0060593
F1_Residential_Single Family Low Income_Existing_Water Heating_Natural Gas_All | F1 | Residential | All | Single Family Low Income | Existing | Water Heating | Natural Gas | Units | 771.2715 | 781.9077 | 792.6429 | 785.6274 | 772.185 | 766.7343 | 761.8827 | 757.3413 | 753.2546 | 749.4305 | 745.6727 | 741.9868 | 738.33 | 734.6595 | 731.0055 | 727.352 | 723.6912 | 719.9743 | 716.205 | 712.4331 | 708.66 | 704.8886 | 701.0924 | 697.2773 | 693.4749 | 689.6871 | 685.9151 | 682.1496 | 678.393 | 674.6589 | 670.9475 | 667.2605 | 663.5937
F2_Residential_Single Family Low Income_Existing_Water Heating_Natural Gas_All | F2 | Residential | All | Single Family Low Income | Existing | Water Heating | Natural Gas | Usage (GWh) | 0.10522 | 0.10285 | 0.10572 | 0.11361 | 0.11097 | 0.1095 | 0.10813 | 0.10685 | 0.10568 | 0.1046 | 0.1036 | 0.10267 | 0.10181 | 0.101 | 0.10024 | 0.099511 | 0.098817 | 0.098144 | 0.097487 | 0.096849 | 0.096227 | 0.095621 | 0.095025 | 0.094438 | 0.093863 | 0.093299 | 0.092744 | 0.092197 | 0.091658 | 0.091128 | 0.090604 | 0.090087 | 0.089575
F3_Residential_Single Family Low Income_Existing_Water Heating_Natural Gas_All | F3 | Residential | All | Single Family Low Income | Existing | Water Heating | Natural Gas | Summer Peak Demand (MW) | 0.34722 | 0.33941 | 0.34887 | 0.37492 | 0.36621 | 0.36135 | 0.35684 | 0.35261 | 0.34874 | 0.34519 | 0.34186 | 0.33881 | 0.33597 | 0.33329 | 0.33078 | 0.32838 | 0.3261 | 0.32388 | 0.32171 | 0.3196 | 0.31755 | 0.31555 | 0.31358 | 0.31165 | 0.30975 | 0.30789 | 0.30606 | 0.30425 | 0.30247 | 0.30072 | 0.29899 | 0.29729 | 0.2956
F4_Residential_Single Family Low Income_Existing_Water Heating_Natural Gas_All | F4 | Residential | All | Single Family Low Income | Existing | Water Heating | Natural Gas | Winter Peak Demand (MW) | 0.027331 | 0.026716 | 0.027461 | 0.029512 | 0.028826 | 0.028443 | 0.028088 | 0.027755 | 0.027451 | 0.027171 | 0.026909 | 0.026669 | 0.026445 | 0.026235 | 0.026037 | 0.025848 | 0.025668 | 0.025493 | 0.025323 | 0.025157 | 0.024995 | 0.024838 | 0.024683 | 0.024531 | 0.024381 | 0.024235 | 0.024091 | 0.023949 | 0.023809 | 0.023671 | 0.023535 | 0.0234 | 0.023268
F1_Residential_Single Family Low Income_Existing_Appliances_Natural Gas_All | F1 | Residential | All | Single Family Low Income | Existing | Appliances | Natural Gas | Units | 561.9965 | 568.5739 | 575.199 | 568.945 | 558.0746 | 553.0153 | 548.4105 | 544.05 | 540.0359 | 536.2286 | 532.4866 | 528.8137 | 525.1789 | 521.5515 | 517.9529 | 514.3717 | 510.8021 | 507.2097 | 503.5973 | 499.9997 | 496.418 | 492.854 | 489.289 | 485.7273 | 482.1906 | 478.6802 | 475.1966 | 471.7334 | 468.292 | 464.8815 | 461.502 | 458.1544 | 454.8357
F2_Residential_Single Family Low Income_Existing_Appliances_Natural Gas_All | F2 | Residential | All | Single Family Low Income | Existing | Appliances | Natural Gas | Usage (GWh) | 0.010366 | 0.010077 | 0.010297 | 0.011003 | 0.010685 | 0.010481 | 0.010291 | 0.010114 | 0.0099515 | 0.0098038 | 0.0096692 | 0.009546 | 0.009432 | 0.0093255 | 0.0092258 | 0.0091316 | 0.0090423 | 0.0089564 | 0.0088733 | 0.0087934 | 0.0087162 | 0.0086413 | 0.0085681 | 0.0084965 | 0.0084266 | 0.0083583 | 0.0082913 | 0.0082256 | 0.0081609 | 0.0080973 | 0.0080348 | 0.0079733 | 0.0079127
F3_Residential_Single Family Low Income_Existing_Appliances_Natural Gas_All | F3 | Residential | All | Single Family Low Income | Existing | Appliances | Natural Gas | Summer Peak Demand (MW) | 0.034543 | 0.033579 | 0.034313 | 0.03666 | 0.035597 | 0.034916 | 0.034281 | 0.033687 | 0.033143 | 0.032647 | 0.032194 | 0.031778 | 0.031392 | 0.031031 | 0.030692 | 0.030371 | 0.030066 | 0.029772 | 0.029488 | 0.029213 | 0.028948 | 0.02869 | 0.028438 | 0.028191 | 0.02795 | 0.027714 | 0.027483 | 0.027256 | 0.027032 | 0.026813 | 0.026596 | 0.026384 | 0.026174
F4_Residential_Single Family Low Income_Existing_Appliances_Natural Gas_All | F4 | Residential | All | Single Family Low Income | Existing | Appliances | Natural Gas | Winter Peak Demand (MW) | 0.0056544 | 0.0054958 | 0.0056153 | 0.0059976 | 0.0058221 | 0.0057093 | 0.005604 | 0.0055051 | 0.0054144 | 0.0053311 | 0.0052543 | 0.0051832 | 0.0051167 | 0.005054 | 0.0049947 | 0.0049381 | 0.004884 | 0.0048316 | 0.0047807 | 0.0047313 | 0.0046833 | 0.0046366 | 0.0045907 | 0.0045457 | 0.0045017 | 0.0044585 | 0.004416 | 0.0043743 | 0.0043331 | 0.0042926 | 0.0042527 | 0.0042135 | 0.0041747
F1_Residential_Single Family Low Income_Existing_Miscellaneous_Natural Gas_All | F1 | Residential | All | Single Family Low Income | Existing | Miscellaneous | Natural Gas | Units | 1011.7018 | 1019.6138 | 1027.5257 | 1012.4337 | 989.2504 | 976.4831 | 964.5902 | 953.194 | 942.4675 | 932.1608 | 922.0248 | 912.0642 | 902.2247 | 892.4527 | 882.7844 | 873.1996 | 863.6884 | 854.1924 | 844.7165 | 835.3195 | 826.0025 | 816.7683 | 807.5855 | 798.4611 | 789.4304 | 780.495 | 771.6552 | 762.8997 | 754.2305 | 745.6619 | 737.1929 | 728.8244 | 720.5509
F2_Residential_Single Family Low Income_Existing_Miscellaneous_Natural Gas_All | F2 | Residential | All | Single Family Low Income | Existing | Miscellaneous | Natural Gas | Usage (GWh) | 0.0032201 | 0.0031484 | 0.0032385 | 0.0034807 | 0.003401 | 0.003357 | 0.0033161 | 0.0032769 | 0.0032399 | 0.0032045 | 0.0031696 | 0.0031354 | 0.0031015 | 0.0030679 | 0.0030347 | 0.0030017 | 0.002969 | 0.0029364 | 0.0029038 | 0.0028715 | 0.0028394 | 0.0028077 | 0.0027761 | 0.0027448 | 0.0027137 | 0.002683 | 0.0026526 | 0.0026225 | 0.0025927 | 0.0025633 | 0.0025341 | 0.0025054 | 0.0024769
F3_Residential_Single Family Low Income_Existing_Miscellaneous_Natural Gas_All | F3 | Residential | All | Single Family Low Income | Existing | Miscellaneous | Natural Gas | Summer Peak Demand (MW) | 0.0088223 | 0.0086257 | 0.0088727 | 0.0095362 | 0.0093177 | 0.0091973 | 0.0090851 | 0.0089777 | 0.0088765 | 0.0087794 | 0.0086839 | 0.00859 | 0.0084973 | 0.0084052 | 0.0083141 | 0.0082239 | 0.0081343 | 0.0080448 | 0.0079556 | 0.007867 | 0.0077793 | 0.0076923 | 0.0076058 | 0.0075199 | 0.0074348 | 0.0073507 | 0.0072674 | 0.007185 | 0.0071033 | 0.0070226 | 0.0069429 | 0.006864 | 0.0067861
F4_Residential_Single Family Low Income_Existing_Miscellaneous_Natural Gas_All | F4 | Residential | All | Single Family Low Income | Existing | Miscellaneous | Natural Gas | Winter Peak Demand (MW) | 0.0003676 | 0.00035941 | 0.00036969 | 0.00039734 | 0.00038824 | 0.00038322 | 0.00037855 | 0.00037407 | 0.00036986 | 0.00036581 | 0.00036183 | 0.00035792 | 0.00035405 | 0.00035022 | 0.00034642 | 0.00034266 | 0.00033893 | 0.0003352 | 0.00033148 | 0.00032779 | 0.00032414 | 0.00032051 | 0.00031691 | 0.00031333 | 0.00030979 | 0.00030628 | 0.00030281 | 0.00029937 | 0.00029597 | 0.00029261 | 0.00028929 | 0.000286 | 0.00028276
F1_Residential_Single Family Low Income_Existing_Space Heating_Natural Gas_Market | F1 | Residential | Market | Single Family Low Income | Existing | Space Heating | Natural Gas | Units | 1007.7649 | 1015.6461 | 1023.5272 | 1008.4939 | 985.4009 | 972.6832 | 960.8366 | 949.4847 | 938.8 | 928.5334 | 918.4369 | 908.5151 | 898.7138 | 888.9798 | 879.3491 | 869.8017 | 860.3275 | 850.8684 | 841.4294 | 832.069 | 822.7883 | 813.59 | 804.4429 | 795.354 | 786.3585 | 777.4578 | 768.6524 | 759.931 | 751.2956 | 742.7602 | 734.3242 | 725.9883 | 717.747
F2_Residential_Single Family Low Income_Existing_Space Heating_Natural Gas_Market | F2 | Residential | Market | Single Family Low Income | Existing | Space Heating | Natural Gas | Usage (GWh) | 0.40657 | 0.40011 | 0.41203 | 0.44347 | 0.43389 | 0.42884 | 0.42414 | 0.41964 | 0.41541 | 0.41134 | 0.40449 | 0.39763 | 0.3909 | 0.38426 | 0.37774 | 0.37133 | 0.36502 | 0.3588 | 0.35265 | 0.3466 | 0.34065 | 0.33479 | 0.32902 | 0.32333 | 0.31773 | 0.31224 | 0.30683 | 0.30151 | 0.29627 | 0.29112 | 0.28604 | 0.28105 | 0.2779
F3_Residential_Single Family Low Income_Existing_Space Heating_Natural Gas_Market | F3 | Residential | Market | Single Family Low Income | Existing | Space Heating | Natural Gas | Summer Peak Demand (MW) | 7.1556 | 7.0419 | 7.2517 | 7.8051 | 7.6365 | 7.5477 | 7.4649 | 7.3856 | 7.3111 | 7.2396 | 7.119 | 6.9983 | 6.8798 | 6.7631 | 6.6483 | 6.5354 | 6.4244 | 6.3149 | 6.2066 | 6.1001 | 5.9954 | 5.8924 | 5.7907 | 5.6905 | 5.592 | 5.4954 | 5.4002 | 5.3065 | 5.2143 | 5.1236 | 5.0343 | 4.9465 | 4.891
F4_Residential_Single Family Low Income_Existing_Space Heating_Natural Gas_Market | F4 | Residential | Market | Single Family Low Income | Existing | Space Heating | Natural Gas | Winter Peak Demand (MW) | 0.4147 | 0.40811 | 0.42027 | 0.45234 | 0.44257 | 0.43742 | 0.43263 | 0.42803 | 0.42371 | 0.41957 | 0.41258 | 0.40559 | 0.39872 | 0.39195 | 0.3853 | 0.37876 | 0.37232 | 0.36598 | 0.3597 | 0.35353 | 0.34746 | 0.34149 | 0.3356 | 0.32979 | 0.32408 | 0.31848 | 0.31296 | 0.30754 | 0.30219 | 0.29694 | 0.29176 | 0.28667 | 0.28345
F1_Residential_Single Family Low Income_Existing_Secondary Heating_Natural Gas_Market | F1 | Residential | Market | Single Family Low Income | Existing | Secondary Heating | Natural Gas | Units | 1007.7649 | 1015.6461 | 1023.5272 | 1008.4939 | 985.4009 | 972.6832 | 960.8366 | 949.4847 | 938.8 | 928.5334 | 918.4369 | 908.5151 | 898.7138 | 888.9798 | 879.3491 | 869.8017 | 860.3275 | 850.8684 | 841.4294 | 832.069 | 822.7883 | 813.59 | 804.4429 | 795.354 | 786.3585 | 777.4578 | 768.6524 | 759.931 | 751.2956 | 742.7602 | 734.3242 | 725.9883 | 717.747
F2_Residential_Single Family Low Income_Existing_Secondary Heating_Natural Gas_Market | F2 | Residential | Market | Single Family Low Income | Existing | Secondary Heating | Natural Gas | Usage (GWh) | 0.016728 | 0.016355 | 0.016779 | 0.017986 | 0.017527 | 0.017255 | 0.016998 | 0.016752 | 0.016518 | 0.016292 | 0.016071 | 0.015853 | 0.015638 | 0.015425 | 0.015215 | 0.015007 | 0.014801 | 0.014596 | 0.014392 | 0.014191 | 0.013991 | 0.013794 | 0.013599 | 0.013405 | 0.013214 | 0.013025 | 0.012838 | 0.012654 | 0.012471 | 0.012292 | 0.012114 | 0.011939 | 0.011804
F3_Residential_Single Family Low Income_Existing_Secondary Heating_Natural Gas_Market | F3 | Residential | Market | Single Family Low Income | Existing | Secondary Heating | Natural Gas | Summer Peak Demand (MW) | 0.14817 | 0.14487 | 0.14862 | 0.15931 | 0.15525 | 0.15283 | 0.15056 | 0.14838 | 0.14631 | 0.14431 | 0.14234 | 0.14042 | 0.13851 | 0.13663 | 0.13476 | 0.13292 | 0.1311 | 0.12928 | 0.12748 | 0.12569 | 0.12393 | 0.12218 | 0.12045 | 0.11873 | 0.11704 | 0.11537 | 0.11371 | 0.11208 | 0.11047 | 0.10887 | 0.1073 | 0.10575 | 0.10455
F4_Residential_Single Family Low Income_Existing_Secondary Heating_Natural Gas_Market | F4 | Residential | Market | Single Family Low Income | Existing | Secondary Heating | Natural Gas | Winter Peak Demand (MW) | 0.0085869 | 0.0083957 | 0.0086133 | 0.009233 | 0.0089974 | 0.0088574 | 0.0087258 | 0.0085992 | 0.0084792 | 0.0083634 | 0.0082495 | 0.0081377 | 0.0080274 | 0.0079181 | 0.0078102 | 0.0077034 | 0.0075977 | 0.0074925 | 0.007388 | 0.0072845 | 0.0071821 | 0.007081 | 0.0069806 | 0.0068812 | 0.006783 | 0.006686 | 0.0065902 | 0.0064955 | 0.006402 | 0.0063097 | 0.0062187 | 0.0061288 | 0.0060593
F1_Residential_Single Family Low Income_Existing_Water Heating_Natural Gas_Market | F1 | Residential | Market | Single Family Low Income | Existing | Water Heating | Natural Gas | Units | 1007.7649 | 1015.6461 | 1023.5272 | 1008.4939 | 985.4009 | 972.6832 | 960.8366 | 949.4847 | 938.8 | 928.5334 | 918.4369 | 908.5151 | 898.7138 | 888.9798 | 879.3491 | 869.8017 | 860.3275 | 850.8684 | 841.4294 | 832.069 | 822.7883 | 813.59 | 804.4429 | 795.354 | 786.3585 | 777.4578 | 768.6524 | 759.931 | 751.2956 | 742.7602 | 734.3242 | 725.9883 | 717.747
F2_Residential_Single Family Low Income_Existing_Water Heating_Natural Gas_Market | F2 | Residential | Market | Single Family Low Income | Existing | Water Heating | Natural Gas | Usage (GWh) | 0.10522 | 0.10285 | 0.10572 | 0.11361 | 0.11097 | 0.1095 | 0.10813 | 0.10685 | 0.10568 | 0.1046 | 0.1036 | 0.10267 | 0.10181 | 0.101 | 0.10024 | 0.099511 | 0.098817 | 0.098144 | 0.097487 | 0.096849 | 0.096227 | 0.095621 | 0.095025 | 0.094438 | 0.093863 | 0.093299 | 0.092744 | 0.092197 | 0.091658 | 0.091128 | 0.090604 | 0.090087 | 0.089575
F3_Residential_Single Family Low Income_Existing_Water Heating_Natural Gas_Market | F3 | Residential | Market | Single Family Low Income | Existing | Water Heating | Natural Gas | Summer Peak Demand (MW) | 0.34722 | 0.33941 | 0.34887 | 0.37492 | 0.36621 | 0.36135 | 0.35684 | 0.35261 | 0.34874 | 0.34519 | 0.34186 | 0.33881 | 0.33597 | 0.33329 | 0.33078 | 0.32838 | 0.3261 | 0.32388 | 0.32171 | 0.3196 | 0.31755 | 0.31555 | 0.31358 | 0.31165 | 0.30975 | 0.30789 | 0.30606 | 0.30425 | 0.30247 | 0.30072 | 0.29899 | 0.29729 | 0.2956
F4_Residential_Single Family Low Income_Existing_Water Heating_Natural Gas_Market | F4 | Residential | Market | Single Family Low Income | Existing | Water Heating | Natural Gas | Winter Peak Demand (MW) | 0.027331 | 0.026716 | 0.027461 | 0.029512 | 0.028826 | 0.028443 | 0.028088 | 0.027755 | 0.027451 | 0.027171 | 0.026909 | 0.026669 | 0.026445 | 0.026235 | 0.026037 | 0.025848 | 0.025668 | 0.025493 | 0.025323 | 0.025157 | 0.024995 | 0.024838 | 0.024683 | 0.024531 | 0.024381 | 0.024235 | 0.024091 | 0.023949 | 0.023809 | 0.023671 | 0.023535 | 0.0234 | 0.023268
F1_Residential_Single Family Low Income_Existing_Appliances_Natural Gas_Market | F1 | Residential | Market | Single Family Low Income | Existing | Appliances | Natural Gas | Units | 1007.7649 | 1015.6461 | 1023.5272 | 1008.4939 | 985.4009 | 972.6832 | 960.8366 | 949.4847 | 938.8 | 928.5334 | 918.4369 | 908.5151 | 898.7138 | 888.9798 | 879.3491 | 869.8017 | 860.3275 | 850.8684 | 841.4294 | 832.069 | 822.7883 | 813.59 | 804.4429 | 795.354 | 786.3585 | 777.4578 | 768.6524 | 759.931 | 751.2956 | 742.7602 | 734.3242 | 725.9883 | 717.747
F2_Residential_Single Family Low Income_Existing_Appliances_Natural Gas_Market | F2 | Residential | Market | Single Family Low Income | Existing | Appliances | Natural Gas | Usage (GWh) | 0.010366 | 0.010077 | 0.010297 | 0.011003 | 0.010685 | 0.010481 | 0.010291 | 0.010114 | 0.0099515 | 0.0098038 | 0.0096692 | 0.009546 | 0.009432 | 0.0093255 | 0.0092258 | 0.0091316 | 0.0090423 | 0.0089564 | 0.0088733 | 0.0087934 | 0.0087162 | 0.0086413 | 0.0085681 | 0.0084965 | 0.0084266 | 0.0083583 | 0.0082913 | 0.0082256 | 0.0081609 | 0.0080973 | 0.0080348 | 0.0079733 | 0.0079127
F3_Residential_Single Family Low Income_Existing_Appliances_Natural Gas_Market | F3 | Residential | Market | Single Family Low Income | Existing | Appliances | Natural Gas | Summer Peak Demand (MW) | 0.034543 | 0.033579 | 0.034313 | 0.03666 | 0.035597 | 0.034916 | 0.034281 | 0.033687 | 0.033143 | 0.032647 | 0.032194 | 0.031778 | 0.031392 | 0.031031 | 0.030692 | 0.030371 | 0.030066 | 0.029772 | 0.029488 | 0.029213 | 0.028948 | 0.02869 | 0.028438 | 0.028191 | 0.02795 | 0.027714 | 0.027483 | 0.027256 | 0.027032 | 0.026813 | 0.026596 | 0.026384 | 0.026174
F4_Residential_Single Family Low Income_Existing_Appliances_Natural Gas_Market | F4 | Residential | Market | Single Family Low Income | Existing | Appliances | Natural Gas | Winter Peak Demand (MW) | 0.0056544 | 0.0054958 | 0.0056153 | 0.0059976 | 0.0058221 | 0.0057093 | 0.005604 | 0.0055051 | 0.0054144 | 0.0053311 | 0.0052543 | 0.0051832 | 0.0051167 | 0.005054 | 0.0049947 | 0.0049381 | 0.004884 | 0.0048316 | 0.0047807 | 0.0047313 | 0.0046833 | 0.0046366 | 0.0045907 | 0.0045457 | 0.0045017 | 0.0044585 | 0.004416 | 0.0043743 | 0.0043331 | 0.0042926 | 0.0042527 | 0.0042135 | 0.0041747
F1_Residential_Single Family Low Income_Existing_Miscellaneous_Natural Gas_Market | F1 | Residential | Market | Single Family Low Income | Existing | Miscellaneous | Natural Gas | Units | 1007.7649 | 1015.6461 | 1023.5272 | 1008.4939 | 985.4009 | 972.6832 | 960.8366 | 949.4847 | 938.8 | 928.5334 | 918.4369 | 908.5151 | 898.7138 | 888.9798 | 879.3491 | 869.8017 | 860.3275 | 850.8684 | 841.4294 | 832.069 | 822.7883 | 813.59 | 804.4429 | 795.354 | 786.3585 | 777.4578 | 768.6524 | 759.931 | 751.2956 | 742.7602 | 734.3242 | 725.9883 | 717.747
F2_Residential_Single Family Low Income_Existing_Miscellaneous_Natural Gas_Market | F2 | Residential | Market | Single Family Low Income | Existing | Miscellaneous | Natural Gas | Usage (GWh) | 0.0032201 | 0.0031484 | 0.0032385 | 0.0034807 | 0.003401 | 0.003357 | 0.0033161 | 0.0032769 | 0.0032399 | 0.0032045 | 0.0031696 | 0.0031354 | 0.0031015 | 0.0030679 | 0.0030347 | 0.0030017 | 0.002969 | 0.0029364 | 0.0029038 | 0.0028715 | 0.0028394 | 0.0028077 | 0.0027761 | 0.0027448 | 0.0027137 | 0.002683 | 0.0026526 | 0.0026225 | 0.0025927 | 0.0025633 | 0.0025341 | 0.0025054 | 0.0024769
F3_Residential_Single Family Low Income_Existing_Miscellaneous_Natural Gas_Market | F3 | Residential | Market | Single Family Low Income | Existing | Miscellaneous | Natural Gas | Summer Peak Demand (MW) | 0.0088223 | 0.0086257 | 0.0088727 | 0.0095362 | 0.0093177 | 0.0091973 | 0.0090851 | 0.0089777 | 0.0088765 | 0.0087794 | 0.0086839 | 0.00859 | 0.0084973 | 0.0084052 | 0.0083141 | 0.0082239 | 0.0081343 | 0.0080448 | 0.0079556 | 0.007867 | 0.0077793 | 0.0076923 | 0.0076058 | 0.0075199 | 0.0074348 | 0.0073507 | 0.0072674 | 0.007185 | 0.0071033 | 0.0070226 | 0.0069429 | 0.006864 | 0.0067861
F4_Residential_Single Family Low Income_Existing_Miscellaneous_Natural Gas_Market | F4 | Residential | Market | Single Family Low Income | Existing | Miscellaneous | Natural Gas | Winter Peak Demand (MW) | 0.0003676 | 0.00035941 | 0.00036969 | 0.00039734 | 0.00038824 | 0.00038322 | 0.00037855 | 0.00037407 | 0.00036986 | 0.00036581 | 0.00036183 | 0.00035792 | 0.00035405 | 0.00035022 | 0.00034642 | 0.00034266 | 0.00033893 | 0.0003352 | 0.00033148 | 0.00032779 | 0.00032414 | 0.00032051 | 0.00031691 | 0.00031333 | 0.00030979 | 0.00030628 | 0.00030281 | 0.00029937 | 0.00029597 | 0.00029261 | 0.00028929 | 0.000286 | 0.00028276
F1_Residential_Single Family Low Income_New_Space Heating_Natural Gas_All | F1 | Residential | All | Single Family Low Income | New | Space Heating | Natural Gas | Units | 0 | 5.742 | 14.4257 | 22.6135 | 30.3021 | 37.4654 | 44.5238 | 51.4797 | 58.298 | 65.0302 | 71.7261 | 78.3851 | 85.0186 | 91.638 | 98.2351 | 104.8134 | 111.3746 | 117.9308 | 124.4808 | 131.0125 | 137.5254 | 144.019 | 150.4994 | 156.9658 | 163.4106 | 169.8335 | 176.2341 | 182.6151 | 188.9761 | 195.3141 | 201.629 | 207.921 | 214.4092
F2_Residential_Single Family Low Income_New_Space Heating_Natural Gas_All | F2 | Residential | All | Single Family Low Income | New | Space Heating | Natural Gas | Usage (GWh) | 0 | 0.0019656 | 0.0050137 | 0.0085277 | 0.011366 | 0.012989 | 0.01457 | 0.016108 | 0.017597 | 0.019049 | 0.020476 | 0.021877 | 0.023255 | 0.024614 | 0.025951 | 0.027266 | 0.028561 | 0.029839 | 0.031037 | 0.032128 | 0.033125 | 0.034043 | 0.034968 | 0.035897 | 0.036828 | 0.037759 | 0.038687 | 0.039611 | 0.040531 | 0.041444 | 0.042127 | 0.04271 | 0.04365
F3_Residential_Single Family Low Income_New_Space Heating_Natural Gas_All | F3 | Residential | All | Single Family Low Income | New | Space Heating | Natural Gas | Summer Peak Demand (MW) | 0 | 0.034594 | 0.088241 | 0.15009 | 0.20004 | 0.22861 | 0.25642 | 0.2835 | 0.30971 | 0.33527 | 0.36038 | 0.38504 | 0.4093 | 0.43321 | 0.45673 | 0.47989 | 0.50268 | 0.52517 | 0.54625 | 0.56545 | 0.58301 | 0.59916 | 0.61543 | 0.6318 | 0.64818 | 0.66457 | 0.68089 | 0.69716 | 0.71334 | 0.72941 | 0.74144 | 0.7517 | 0.76825
F4_Residential_Single Family Low Income_New_Space Heating_Natural Gas_All | F4 | Residential | All | Single Family Low Income | New | Space Heating | Natural Gas | Winter Peak Demand (MW) | 0 | 0.0020049 | 0.005114 | 0.0086982 | 0.011593 | 0.013249 | 0.014861 | 0.01643 | 0.017949 | 0.01943 | 0.020885 | 0.022315 | 0.023721 | 0.025106 | 0.02647 | 0.027812 | 0.029133 | 0.030436 | 0.031657 | 0.03277 | 0.033788 | 0.034724 | 0.035667 | 0.036615 | 0.037565 | 0.038515 | 0.039461 | 0.040404 | 0.041341 | 0.042273 | 0.04297 | 0.043564 | 0.044523
F1_Residential_Single Family Low Income_New_Secondary Heating_Natural Gas_All | F1 | Residential | All | Single Family Low Income | New | Secondary Heating | Natural Gas | Units | 0 | 12.9195 | 32.4577 | 50.8804 | 68.1797 | 84.2973 | 100.1784 | 115.8292 | 131.1706 | 146.3179 | 161.3838 | 176.3664 | 191.2918 | 206.1856 | 221.029 | 235.8302 | 250.5929 | 265.3443 | 280.0818 | 294.7782 | 309.4322 | 324.0427 | 338.6236 | 353.173 | 367.6739 | 382.1255 | 396.5268 | 410.884 | 425.1961 | 439.4568 | 453.6653 | 467.8222 | 482.4208
F2_Residential_Single Family Low Income_New_Secondary Heating_Natural Gas_All | F2 | Residential | All | Single Family Low Income | New | Secondary Heating | Natural Gas | Usage (GWh) | 0 | 0.00096027 | 0.002456 | 0.0041884 | 0.0055974 | 0.006902 | 0.0081801 | 0.0094323 | 0.010652 | 0.01185 | 0.013034 | 0.014204 | 0.015363 | 0.016513 | 0.017651 | 0.01878 | 0.019898 | 0.021009 | 0.022112 | 0.023204 | 0.024286 | 0.025358 | 0.026421 | 0.027474 | 0.028516 | 0.029548 | 0.030568 | 0.031578 | 0.032578 | 0.033567 | 0.034544 | 0.035511 | 0.036619
F3_Residential_Single Family Low Income_New_Secondary Heating_Natural Gas_All | F3 | Residential | All | Single Family Low Income | New | Secondary Heating | Natural Gas | Summer Peak Demand (MW) | 0 | 0.0085056 | 0.021754 | 0.037099 | 0.049579 | 0.061135 | 0.072456 | 0.083547 | 0.094354 | 0.10496 | 0.11545 | 0.12581 | 0.13608 | 0.14626 | 0.15635 | 0.16634 | 0.17625 | 0.18609 | 0.19585 | 0.20553 | 0.21512 | 0.22461 | 0.23402 | 0.24335 | 0.25258 | 0.26172 | 0.27076 | 0.27971 | 0.28856 | 0.29732 | 0.30598 | 0.31454 | 0.32435
F4_Residential_Single Family Low Income_New_Secondary Heating_Natural Gas_All | F4 | Residential | All | Single Family Low Income | New | Secondary Heating | Natural Gas | Winter Peak Demand (MW) | 0 | 0.00049294 | 0.0012607 | 0.00215 | 0.0028733 | 0.003543 | 0.0041991 | 0.0048419 | 0.0054682 | 0.0060829 | 0.0066907 | 0.0072915 | 0.0078864 | 0.0084766 | 0.0090611 | 0.0096403 | 0.010214 | 0.010785 | 0.011351 | 0.011911 | 0.012467 | 0.013017 | 0.013563 | 0.014103 | 0.014638 | 0.015168 | 0.015692 | 0.01621 | 0.016723 | 0.017231 | 0.017733 | 0.018229 | 0.018798
F1_Residential_Single Family Low Income_New_Water Heating_Natural Gas_All | F1 | Residential | All | Single Family Low Income | New | Water Heating | Natural Gas | Units | 0 | 0 | 0 | 0 | 0 | 0 | 0 | 0 | 0 | 0 | 0 | 0 | 0 | 0 | 0 | 0 | 0 | 0 | 0 | 0 | 0 | 0 | 0 | 0 | 0 | 0 | 0 | 0 | 0 | 0 | 0 | 0 | 0
F2_Residential_Single Family Low Income_New_Water Heating_Natural Gas_All | F2 | Residential | All | Single Family Low Income | New | Water Heating | Natural Gas | Usage (GWh) | 0 | 0 | 0 | 0 | 0 | 0 | 0 | 0 | 0 | 0 | 0 | 0 | 0 | 0 | 0 | 0 | 0 | 0 | 0 | 0 | 0 | 0 | 0 | 0 | 0 | 0 | 0 | 0 | 0 | 0 | 0 | 0 | 0
F3_Residential_Single Family Low Income_New_Water Heating_Natural Gas_All | F3 | Residential | All | Single Family Low Income | New | Water Heating | Natural Gas | Summer Peak Demand (MW) | 0 | 0 | 0 | 0 | 0 | 0 | 0 | 0 | 0 | 0 | 0 | 0 | 0 | 0 | 0 | 0 | 0 | 0 | 0 | 0 | 0 | 0 | 0 | 0 | 0 | 0 | 0 | 0 | 0 | 0 | 0 | 0 | 0
F4_Residential_Single Family Low Income_New_Water Heating_Natural Gas_All | F4 | Residential | All | Single Family Low Income | New | Water Heating | Natural Gas | Winter Peak Demand (MW) | 0 | 0 | 0 | 0 | 0 | 0 | 0 | 0 | 0 | 0 | 0 | 0 | 0 | 0 | 0 | 0 | 0 | 0 | 0 | 0 | 0 | 0 | 0 | 0 | 0 | 0 | 0 | 0 | 0 | 0 | 0 | 0 | 0
F1_Residential_Single Family Low Income_New_Appliances_Natural Gas_All | F1 | Residential | All | Single Family Low Income | New | Appliances | Natural Gas | Units | 0 | 24.5391 | 61.9927 | 97.721 | 131.6779 | 163.7181 | 195.6536 | 227.4925 | 259.075 | 290.6241 | 322.3624 | 354.2871 | 386.4522 | 418.9121 | 451.631 | 484.6283 | 517.9144 | 551.5486 | 585.5293 | 619.8031 | 654.37 | 689.2306 | 724.4175 | 759.9299 | 795.7342 | 831.8315 | 868.2222 | 904.9227 | 941.9337 | 979.244 | 1016.8545 | 1054.7693 | 1094.11
F2_Residential_Single Family Low Income_New_Appliances_Natural Gas_All | F2 | Residential | All | Single Family Low Income | New | Appliances | Natural Gas | Usage (GWh) | 0 | 0.00037681 | 0.00097153 | 0.0016703 | 0.0022504 | 0.0027976 | 0.0033429 | 0.0038863 | 0.0044252 | 0.0049634 | 0.0055047 | 0.006049 | 0.0065972 | 0.0071503 | 0.0077076 | 0.0082695 | 0.0088362 | 0.0094086 | 0.0099868 | 0.01057 | 0.011158 | 0.01175 | 0.012348 | 0.012952 | 0.01356 | 0.014173 | 0.014791 | 0.015414 | 0.016042 | 0.016675 | 0.017313 | 0.017956 | 0.018624
F3_Residential_Single Family Low Income_New_Appliances_Natural Gas_All | F3 | Residential | All | Single Family Low Income | New | Appliances | Natural Gas | Summer Peak Demand (MW) | 0 | 0.0011838 | 0.0030507 | 0.0052427 | 0.0070603 | 0.0087732 | 0.010478 | 0.012176 | 0.013859 | 0.015537 | 0.017224 | 0.018919 | 0.020624 | 0.022343 | 0.024074 | 0.025818 | 0.027574 | 0.029348 | 0.031137 | 0.03294 | 0.034756 | 0.036586 | 0.038431 | 0.040291 | 0.042165 | 0.044051 | 0.045951 | 0.047866 | 0.049794 | 0.051736 | 0.053692 | 0.055662 | 0.057705
F4_Residential_Single Family Low Income_New_Appliances_Natural Gas_All | F4 | Residential | All | Single Family Low Income | New | Appliances | Natural Gas | Winter Peak Demand (MW) | 0 | 0.0001532 | 0.00039401 | 0.00067571 | 0.00090811 | 0.0011261 | 0.0013422 | 0.0015564 | 0.0017678 | 0.0019777 | 0.0021878 | 0.002398 | 0.0026086 | 0.0028201 | 0.0030321 | 0.0032448 | 0.0034582 | 0.0036727 | 0.0038882 | 0.0041045 | 0.0043215 | 0.0045391 | 0.0047577 | 0.0049771 | 0.0051972 | 0.0054179 | 0.0056392 | 0.0058612 | 0.006084 | 0.0063074 | 0.0065314 | 0.006756 | 0.0069884
F1_Residential_Single Family Low Income_New_Miscellaneous_Natural Gas_All | F1 | Residential | All | Single Family Low Income | New | Miscellaneous | Natural Gas | Units | 0 | 28.7101 | 72.1283 | 113.0675 | 151.5104 | 187.3272 | 222.6188 | 257.3983 | 291.4902 | 325.1509 | 358.6307 | 391.9253 | 425.0928 | 458.1902 | 491.1755 | 524.0671 | 556.8731 | 589.6541 | 622.404 | 655.0627 | 687.6271 | 720.0948 | 752.4968 | 784.8289 | 817.0531 | 849.1677 | 881.1706 | 913.0755 | 944.8803 | 976.5706 | 1008.1451 | 1039.6048 | 1072.0462
F2_Residential_Single Family Low Income_New_Miscellaneous_Natural Gas_All | F2 | Residential | All | Single Family Low Income | New | Miscellaneous | Natural Gas | Usage (GWh) | 0 | 8.066e-05 | 0.00020684 | 0.00035369 | 0.00047394 | 0.00058598 | 0.00069638 | 0.00080518 | 0.00091182 | 0.0010171 | 0.0011218 | 0.001226 | 0.0013297 | 0.0014333 | 0.0015365 | 0.0016394 | 0.001742 | 0.0018445 | 0.001947 | 0.0020491 | 0.002151 | 0.0022526 | 0.0023539 | 0.002455 | 0.0025558 | 0.0026563 | 0.0027564 | 0.0028562 | 0.0029557 | 0.0030548 | 0.0031536 | 0.003252 | 0.0033535
F3_Residential_Single Family Low Income_New_Miscellaneous_Natural Gas_All | F3 | Residential | All | Single Family Low Income | New | Miscellaneous | Natural Gas | Summer Peak Demand (MW) | 0 | 0.00022099 | 0.00056669 | 0.00096901 | 0.0012985 | 0.0016054 | 0.0019079 | 0.002206 | 0.0024981 | 0.0027866 | 0.0030735 | 0.0033589 | 0.0036431 | 0.0039268 | 0.0042095 | 0.0044914 | 0.0047725 | 0.0050535 | 0.0053341 | 0.005614 | 0.0058931 | 0.0061714 | 0.0064491 | 0.0067262 | 0.0070023 | 0.0072776 | 0.0075518 | 0.0078253 | 0.0080978 | 0.0083694 | 0.00864 | 0.0089096 | 0.0091877
F4_Residential_Single Family Low Income_New_Miscellaneous_Natural Gas_All | F4 | Residential | All | Single Family Low Income | New | Miscellaneous | Natural Gas | Winter Peak Demand (MW) | 0 | 9.2077e-06 | 2.3612e-05 | 4.0376e-05 | 5.4103e-05 | 6.6893e-05 | 7.9495e-05 | 9.1915e-05 | 0.00010409 | 0.00011611 | 0.00012806 | 0.00013995 | 0.0001518 | 0.00016362 | 0.0001754 | 0.00018714 | 0.00019886 | 0.00021056 | 0.00022226 | 0.00023392 | 0.00024555 | 0.00025714 | 0.00026871 | 0.00028026 | 0.00029176 | 0.00030323 | 0.00031466 | 0.00032605 | 0.00033741 | 0.00034873 | 0.00036 | 0.00037124 | 0.00038282
F1_Residential_Single Family Low Income_New_Space Heating_Natural Gas_Market | F1 | Residential | Market | Single Family Low Income | New | Space Heating | Natural Gas | Units | 0 | 28.7101 | 72.1283 | 113.0675 | 151.5104 | 187.3272 | 222.6188 | 257.3983 | 291.4902 | 325.1509 | 358.6307 | 391.9253 | 425.0928 | 458.1902 | 491.1755 | 524.0671 | 556.8731 | 589.6541 | 622.404 | 655.0627 | 687.6271 | 720.0948 | 752.4968 | 784.8289 | 817.0531 | 849.1677 | 881.1706 | 913.0755 | 944.8803 | 976.5706 | 1008.1451 | 1039.6048 | 1072.0462
F2_Residential_Single Family Low Income_New_Space Heating_Natural Gas_Market | F2 | Residential | Market | Single Family Low Income | New | Space Heating | Natural Gas | Usage (GWh) | 0 | 0.0019656 | 0.0050137 | 0.0085277 | 0.011366 | 0.012989 | 0.01457 | 0.016108 | 0.017597 | 0.019049 | 0.020476 | 0.021877 | 0.023255 | 0.024614 | 0.025951 | 0.027266 | 0.028561 | 0.029839 | 0.031037 | 0.032128 | 0.033125 | 0.034043 | 0.034968 | 0.035897 | 0.036828 | 0.037759 | 0.038687 | 0.039611 | 0.040531 | 0.041444 | 0.042127 | 0.04271 | 0.04365
F3_Residential_Single Family Low Income_New_Space Heating_Natural Gas_Market | F3 | Residential | Market | Single Family Low Income | New | Space Heating | Natural Gas | Summer Peak Demand (MW) | 0 | 0.034594 | 0.088241 | 0.15009 | 0.20004 | 0.22861 | 0.25642 | 0.2835 | 0.30971 | 0.33527 | 0.36038 | 0.38504 | 0.4093 | 0.43321 | 0.45673 | 0.47989 | 0.50268 | 0.52517 | 0.54625 | 0.56545 | 0.58301 | 0.59916 | 0.61543 | 0.6318 | 0.64818 | 0.66457 | 0.68089 | 0.69716 | 0.71334 | 0.72941 | 0.74144 | 0.7517 | 0.76825
F4_Residential_Single Family Low Income_New_Space Heating_Natural Gas_Market | F4 | Residential | Market | Single Family Low Income | New | Space Heating | Natural Gas | Winter Peak Demand (MW) | 0 | 0.0020049 | 0.005114 | 0.0086982 | 0.011593 | 0.013249 | 0.014861 | 0.01643 | 0.017949 | 0.01943 | 0.020885 | 0.022315 | 0.023721 | 0.025106 | 0.02647 | 0.027812 | 0.029133 | 0.030436 | 0.031657 | 0.03277 | 0.033788 | 0.034724 | 0.035667 | 0.036615 | 0.037565 | 0.038515 | 0.039461 | 0.040404 | 0.041341 | 0.042273 | 0.04297 | 0.043564 | 0.044523
F1_Residential_Single Family Low Income_New_Secondary Heating_Natural Gas_Market | F1 | Residential | Market | Single Family Low Income | New | Secondary Heating | Natural Gas | Units | 0 | 28.7101 | 72.1283 | 113.0675 | 151.5104 | 187.3272 | 222.6188 | 257.3983 | 291.4902 | 325.1509 | 358.6307 | 391.9253 | 425.0928 | 458.1902 | 491.1755 | 524.0671 | 556.8731 | 589.6541 | 622.404 | 655.0627 | 687.6271 | 720.0948 | 752.4968 | 784.8289 | 817.0531 | 849.1677 | 881.1706 | 913.0755 | 944.8803 | 976.5706 | 1008.1451 | 1039.6048 | 1072.0462
F2_Residential_Single Family Low Income_New_Secondary Heating_Natural Gas_Market | F2 | Residential | Market | Single Family Low Income | New | Secondary Heating | Natural Gas | Usage (GWh) | 0 | 0.00096027 | 0.002456 | 0.0041884 | 0.0055974 | 0.006902 | 0.0081801 | 0.0094323 | 0.010652 | 0.01185 | 0.013034 | 0.014204 | 0.015363 | 0.016513 | 0.017651 | 0.01878 | 0.019898 | 0.021009 | 0.022112 | 0.023204 | 0.024286 | 0.025358 | 0.026421 | 0.027474 | 0.028516 | 0.029548 | 0.030568 | 0.031578 | 0.032578 | 0.033567 | 0.034544 | 0.035511 | 0.036619
F3_Residential_Single Family Low Income_New_Secondary Heating_Natural Gas_Market | F3 | Residential | Market | Single Family Low Income | New | Secondary Heating | Natural Gas | Summer Peak Demand (MW) | 0 | 0.0085056 | 0.021754 | 0.037099 | 0.049579 | 0.061135 | 0.072456 | 0.083547 | 0.094354 | 0.10496 | 0.11545 | 0.12581 | 0.13608 | 0.14626 | 0.15635 | 0.16634 | 0.17625 | 0.18609 | 0.19585 | 0.20553 | 0.21512 | 0.22461 | 0.23402 | 0.24335 | 0.25258 | 0.26172 | 0.27076 | 0.27971 | 0.28856 | 0.29732 | 0.30598 | 0.31454 | 0.32435
F4_Residential_Single Family Low Income_New_Secondary Heating_Natural Gas_Market | F4 | Residential | Market | Single Family Low Income | New | Secondary Heating | Natural Gas | Winter Peak Demand (MW) | 0 | 0.00049294 | 0.0012607 | 0.00215 | 0.0028733 | 0.003543 | 0.0041991 | 0.0048419 | 0.0054682 | 0.0060829 | 0.0066907 | 0.0072915 | 0.0078864 | 0.0084766 | 0.0090611 | 0.0096403 | 0.010214 | 0.010785 | 0.011351 | 0.011911 | 0.012467 | 0.013017 | 0.013563 | 0.014103 | 0.014638 | 0.015168 | 0.015692 | 0.01621 | 0.016723 | 0.017231 | 0.017733 | 0.018229 | 0.018798
F1_Residential_Single Family Low Income_New_Water Heating_Natural Gas_Market | F1 | Residential | Market | Single Family Low Income | New | Water Heating | Natural Gas | Units | 0 | 28.7101 | 72.1283 | 113.0675 | 151.5104 | 187.3272 | 222.6188 | 257.3983 | 291.4902 | 325.1509 | 358.6307 | 391.9253 | 425.0928 | 458.1902 | 491.1755 | 524.0671 | 556.8731 | 589.6541 | 622.404 | 655.0627 | 687.6271 | 720.0948 | 752.4968 | 784.8289 | 817.0531 | 849.1677 | 881.1706 | 913.0755 | 944.8803 | 976.5706 | 1008.1451 | 1039.6048 | 1072.0462
F2_Residential_Single Family Low Income_New_Water Heating_Natural Gas_Market | F2 | Residential | Market | Single Family Low Income | New | Water Heating | Natural Gas | Usage (GWh) | 0 | 0 | 0 | 0 | 0 | 0 | 0 | 0 | 0 | 0 | 0 | 0 | 0 | 0 | 0 | 0 | 0 | 0 | 0 | 0 | 0 | 0 | 0 | 0 | 0 | 0 | 0 | 0 | 0 | 0 | 0 | 0 | 0
F3_Residential_Single Family Low Income_New_Water Heating_Natural Gas_Market | F3 | Residential | Market | Single Family Low Income | New | Water Heating | Natural Gas | Summer Peak Demand (MW) | 0 | 0 | 0 | 0 | 0 | 0 | 0 | 0 | 0 | 0 | 0 | 0 | 0 | 0 | 0 | 0 | 0 | 0 | 0 | 0 | 0 | 0 | 0 | 0 | 0 | 0 | 0 | 0 | 0 | 0 | 0 | 0 | 0
F4_Residential_Single Family Low Income_New_Water Heating_Natural Gas_Market | F4 | Residential | Market | Single Family Low Income | New | Water Heating | Natural Gas | Winter Peak Demand (MW) | 0 | 0 | 0 | 0 | 0 | 0 | 0 | 0 | 0 | 0 | 0 | 0 | 0 | 0 | 0 | 0 | 0 | 0 | 0 | 0 | 0 | 0 | 0 | 0 | 0 | 0 | 0 | 0 | 0 | 0 | 0 | 0 | 0
F1_Residential_Single Family Low Income_New_Appliances_Natural Gas_Market | F1 | Residential | Market | Single Family Low Income | New | Appliances | Natural Gas | Units | 0 | 28.7101 | 72.1283 | 113.0675 | 151.5104 | 187.3272 | 222.6188 | 257.3983 | 291.4902 | 325.1509 | 358.6307 | 391.9253 | 425.0928 | 458.1902 | 491.1755 | 524.0671 | 556.8731 | 589.6541 | 622.404 | 655.0627 | 687.6271 | 720.0948 | 752.4968 | 784.8289 | 817.0531 | 849.1677 | 881.1706 | 913.0755 | 944.8803 | 976.5706 | 1008.1451 | 1039.6048 | 1072.0462
F2_Residential_Single Family Low Income_New_Appliances_Natural Gas_Market | F2 | Residential | Market | Single Family Low Income | New | Appliances | Natural Gas | Usage (GWh) | 0 | 0.00037681 | 0.00097153 | 0.0016703 | 0.0022504 | 0.0027976 | 0.0033429 | 0.0038863 | 0.0044252 | 0.0049634 | 0.0055047 | 0.006049 | 0.0065972 | 0.0071503 | 0.0077076 | 0.0082695 | 0.0088362 | 0.0094086 | 0.0099868 | 0.01057 | 0.011158 | 0.01175 | 0.012348 | 0.012952 | 0.01356 | 0.014173 | 0.014791 | 0.015414 | 0.016042 | 0.016675 | 0.017313 | 0.017956 | 0.018624
F3_Residential_Single Family Low Income_New_Appliances_Natural Gas_Market | F3 | Residential | Market | Single Family Low Income | New | Appliances | Natural Gas | Summer Peak Demand (MW) | 0 | 0.0011838 | 0.0030507 | 0.0052427 | 0.0070603 | 0.0087732 | 0.010478 | 0.012176 | 0.013859 | 0.015537 | 0.017224 | 0.018919 | 0.020624 | 0.022343 | 0.024074 | 0.025818 | 0.027574 | 0.029348 | 0.031137 | 0.03294 | 0.034756 | 0.036586 | 0.038431 | 0.040291 | 0.042165 | 0.044051 | 0.045951 | 0.047866 | 0.049794 | 0.051736 | 0.053692 | 0.055662 | 0.057705
F4_Residential_Single Family Low Income_New_Appliances_Natural Gas_Market | F4 | Residential | Market | Single Family Low Income | New | Appliances | Natural Gas | Winter Peak Demand (MW) | 0 | 0.0001532 | 0.00039401 | 0.00067571 | 0.00090811 | 0.0011261 | 0.0013422 | 0.0015564 | 0.0017678 | 0.0019777 | 0.0021878 | 0.002398 | 0.0026086 | 0.0028201 | 0.0030321 | 0.0032448 | 0.0034582 | 0.0036727 | 0.0038882 | 0.0041045 | 0.0043215 | 0.0045391 | 0.0047577 | 0.0049771 | 0.0051972 | 0.0054179 | 0.0056392 | 0.0058612 | 0.006084 | 0.0063074 | 0.0065314 | 0.006756 | 0.0069884
F1_Residential_Single Family Low Income_New_Miscellaneous_Natural Gas_Market | F1 | Residential | Market | Single Family Low Income | New | Miscellaneous | Natural Gas | Units | 0 | 28.7101 | 72.1283 | 113.0675 | 151.5104 | 187.3272 | 222.6188 | 257.3983 | 291.4902 | 325.1509 | 358.6307 | 391.9253 | 425.0928 | 458.1902 | 491.1755 | 524.0671 | 556.8731 | 589.6541 | 622.404 | 655.0627 | 687.6271 | 720.0948 | 752.4968 | 784.8289 | 817.0531 | 849.1677 | 881.1706 | 913.0755 | 944.8803 | 976.5706 | 1008.1451 | 1039.6048 | 1072.0462
F2_Residential_Single Family Low Income_New_Miscellaneous_Natural Gas_Market | F2 | Residential | Market | Single Family Low Income | New | Miscellaneous | Natural Gas | Usage (GWh) | 0 | 8.066e-05 | 0.00020684 | 0.00035369 | 0.00047394 | 0.00058598 | 0.00069638 | 0.00080518 | 0.00091182 | 0.0010171 | 0.0011218 | 0.001226 | 0.0013297 | 0.0014333 | 0.0015365 | 0.0016394 | 0.001742 | 0.0018445 | 0.001947 | 0.0020491 | 0.002151 | 0.0022526 | 0.0023539 | 0.002455 | 0.0025558 | 0.0026563 | 0.0027564 | 0.0028562 | 0.0029557 | 0.0030548 | 0.0031536 | 0.003252 | 0.0033535
F3_Residential_Single Family Low Income_New_Miscellaneous_Natural Gas_Market | F3 | Residential | Market | Single Family Low Income | New | Miscellaneous | Natural Gas | Summer Peak Demand (MW) | 0 | 0.00022099 | 0.00056669 | 0.00096901 | 0.0012985 | 0.0016054 | 0.0019079 | 0.002206 | 0.0024981 | 0.0027866 | 0.0030735 | 0.0033589 | 0.0036431 | 0.0039268 | 0.0042095 | 0.0044914 | 0.0047725 | 0.0050535 | 0.0053341 | 0.005614 | 0.0058931 | 0.0061714 | 0.0064491 | 0.0067262 | 0.0070023 | 0.0072776 | 0.0075518 | 0.0078253 | 0.0080978 | 0.0083694 | 0.00864 | 0.0089096 | 0.0091877
F4_Residential_Single Family Low Income_New_Miscellaneous_Natural Gas_Market | F4 | Residential | Market | Single Family Low Income | New | Miscellaneous | Natural Gas | Winter Peak Demand (MW) | 0 | 9.2077e-06 | 2.3612e-05 | 4.0376e-05 | 5.4103e-05 | 6.6893e-05 | 7.9495e-05 | 9.1915e-05 | 0.00010409 | 0.00011611 | 0.00012806 | 0.00013995 | 0.0001518 | 0.00016362 | 0.0001754 | 0.00018714 | 0.00019886 | 0.00021056 | 0.00022226 | 0.00023392 | 0.00024555 | 0.00025714 | 0.00026871 | 0.00028026 | 0.00029176 | 0.00030323 | 0.00031466 | 0.00032605 | 0.00033741 | 0.00034873 | 0.00036 | 0.00037124 | 0.00038282
F1_Residential_Multi-Family Regular Income_Existing_Space Heating_Natural Gas_All | F1 | Residential | All | Multi-Family Regular Income | Existing | Space Heating | Natural Gas | Units | 2705.2263 | 2776.7242 | 2849.9401 | 2859.9315 | 2846.0418 | 2861.1837 | 2878.5242 | 2897.0388 | 2917.3288 | 2938.7039 | 2960.4219 | 2982.5136 | 3004.8149 | 3027.1517 | 3049.6472 | 3072.2357 | 3094.8819 | 3116.3509 | 3095.12 | 3074.1239 | 3053.3665 | 3032.8582 | 3012.4824 | 2992.2636 | 2972.3345 | 2952.7012 | 2933.3663 | 2914.288 | 2895.4741 | 2876.9803 | 2858.8049 | 2840.9528 | 2823.4041
F2_Residential_Multi-Family Regular Income_Existing_Space Heating_Natural Gas_All | F2 | Residential | All | Multi-Family Regular Income | Existing | Space Heating | Natural Gas | Usage (GWh) | 0.90744 | 0.90152 | 0.93704 | 1.0185 | 1.0065 | 1.0045 | 1.0032 | 1.0022 | 1.0018 | 1.0017 | 1.0016 | 1.0017 | 1.0018 | 1.0019 | 1.0021 | 1.0022 | 1.0024 | 1.0023 | 0.98793 | 0.97383 | 0.95998 | 0.9464 | 0.933 | 0.91984 | 0.90693 | 0.8943 | 0.88189 | 0.86969 | 0.85769 | 0.84593 | 0.83435 | 0.82298 | 0.81696
F3_Residential_Multi-Family Regular Income_Existing_Space Heating_Natural Gas_All | F3 | Residential | All | Multi-Family Regular Income | Existing | Space Heating | Natural Gas | Summer Peak Demand (MW) | 15.9709 | 15.8667 | 16.492 | 17.926 | 17.7141 | 17.6794 | 17.6563 | 17.6392 | 17.6316 | 17.6297 | 17.629 | 17.63 | 17.6319 | 17.6338 | 17.6363 | 17.6394 | 17.643 | 17.6402 | 17.3875 | 17.1393 | 16.8956 | 16.6567 | 16.4209 | 16.1892 | 15.9619 | 15.7397 | 15.5212 | 15.3065 | 15.0954 | 14.8884 | 14.6845 | 14.4845 | 14.3785
F4_Residential_Multi-Family Regular Income_Existing_Space Heating_Natural Gas_All | F4 | Residential | All | Multi-Family Regular Income | Existing | Space Heating | Natural Gas | Winter Peak Demand (MW) | 0.92559 | 0.91955 | 0.95579 | 1.0389 | 1.0266 | 1.0246 | 1.0233 | 1.0223 | 1.0218 | 1.0217 | 1.0217 | 1.0217 | 1.0218 | 1.022 | 1.0221 | 1.0223 | 1.0225 | 1.0223 | 1.0077 | 0.9933 | 0.97918 | 0.96533 | 0.95166 | 0.93824 | 0.92507 | 0.91219 | 0.89952 | 0.88708 | 0.87485 | 0.86285 | 0.85104 | 0.83944 | 0.8333
F1_Residential_Multi-Family Regular Income_Existing_Secondary Heating_Natural Gas_All | F1 | Residential | All | Multi-Family Regular Income | Existing | Secondary Heating | Natural Gas | Units | 660.8414 | 666.0095 | 671.1775 | 661.3195 | 646.1762 | 637.8366 | 630.0682 | 622.6242 | 615.6177 | 608.8854 | 602.2646 | 595.7584 | 589.3312 | 582.9481 | 576.6328 | 570.3721 | 564.1594 | 557.9566 | 551.767 | 545.6289 | 539.543 | 533.5113 | 527.5131 | 521.553 | 515.6542 | 509.8176 | 504.0435 | 498.3244 | 492.6617 | 487.0647 | 481.5328 | 476.0665 | 470.6623
F2_Residential_Multi-Family Regular Income_Existing_Secondary Heating_Natural Gas_All | F2 | Residential | All | Multi-Family Regular Income | Existing | Secondary Heating | Natural Gas | Usage (GWh) | 0.041937 | 0.041003 | 0.042065 | 0.045092 | 0.043941 | 0.043257 | 0.042615 | 0.041997 | 0.04141 | 0.040845 | 0.040289 | 0.039743 | 0.039204 | 0.03867 | 0.038143 | 0.037622 | 0.037105 | 0.036592 | 0.036081 | 0.035576 | 0.035076 | 0.034582 | 0.034092 | 0.033606 | 0.033126 | 0.032653 | 0.032185 | 0.031723 | 0.031266 | 0.030815 | 0.03037 | 0.029932 | 0.029592
F3_Residential_Multi-Family Regular Income_Existing_Secondary Heating_Natural Gas_All | F3 | Residential | All | Multi-Family Regular Income | Existing | Secondary Heating | Natural Gas | Summer Peak Demand (MW) | 0.37145 | 0.36318 | 0.3726 | 0.3994 | 0.38921 | 0.38315 | 0.37746 | 0.37199 | 0.36679 | 0.36178 | 0.35686 | 0.35202 | 0.34725 | 0.34252 | 0.33785 | 0.33323 | 0.32866 | 0.32411 | 0.31959 | 0.31511 | 0.31069 | 0.30631 | 0.30197 | 0.29767 | 0.29342 | 0.28922 | 0.28508 | 0.28098 | 0.27694 | 0.27295 | 0.26901 | 0.26512 | 0.26211
F4_Residential_Multi-Family Regular Income_Existing_Secondary Heating_Natural Gas_All | F4 | Residential | All | Multi-Family Regular Income | Existing | Secondary Heating | Natural Gas | Winter Peak Demand (MW) | 0.021527 | 0.021048 | 0.021594 | 0.023147 | 0.022556 | 0.022205 | 0.021876 | 0.021558 | 0.021257 | 0.020967 | 0.020682 | 0.020401 | 0.020125 | 0.019851 | 0.01958 | 0.019312 | 0.019047 | 0.018784 | 0.018522 | 0.018262 | 0.018006 | 0.017752 | 0.0175 | 0.017251 | 0.017005 | 0.016762 | 0.016522 | 0.016284 | 0.01605 | 0.015819 | 0.01559 | 0.015365 | 0.015191
F1_Residential_Multi-Family Regular Income_Existing_Water Heating_Natural Gas_All | F1 | Residential | All | Multi-Family Regular Income | Existing | Water Heating | Natural Gas | Units | 1734.9865 | 1751.4138 | 1767.8903 | 1744.7723 | 1707.6071 | 1688.3247 | 1670.4892 | 1653.4522 | 1637.5187 | 1622.2593 | 1607.2432 | 1592.4799 | 1577.8757 | 1563.3377 | 1548.93 | 1534.6179 | 1520.3842 | 1506.1266 | 1491.8539 | 1477.6702 | 1463.5777 | 1449.5822 | 1435.6283 | 1421.7289 | 1407.9475 | 1394.2872 | 1380.7497 | 1367.3153 | 1353.9882 | 1340.7946 | 1327.7337 | 1314.8079 | 1302.0079
F2_Residential_Multi-Family Regular Income_Existing_Water Heating_Natural Gas_All | F2 | Residential | All | Multi-Family Regular Income | Existing | Water Heating | Natural Gas | Usage (GWh) | 0.21537 | 0.20962 | 0.21453 | 0.22947 | 0.22309 | 0.21909 | 0.21534 | 0.21179 | 0.20849 | 0.20541 | 0.2025 | 0.19978 | 0.19722 | 0.19478 | 0.19245 | 0.19022 | 0.18807 | 0.18597 | 0.18393 | 0.18193 | 0.17999 | 0.17808 | 0.17622 | 0.17438 | 0.17257 | 0.1708 | 0.16906 | 0.16735 | 0.16566 | 0.16399 | 0.16236 | 0.16074 | 0.15915
F3_Residential_Multi-Family Regular Income_Existing_Water Heating_Natural Gas_All | F3 | Residential | All | Multi-Family Regular Income | Existing | Water Heating | Natural Gas | Summer Peak Demand (MW) | 0.71071 | 0.69176 | 0.70795 | 0.75726 | 0.73619 | 0.72299 | 0.71062 | 0.6989 | 0.68802 | 0.67786 | 0.66825 | 0.65928 | 0.65082 | 0.64276 | 0.63509 | 0.62772 | 0.62062 | 0.61371 | 0.60696 | 0.60038 | 0.59396 | 0.58768 | 0.58151 | 0.57545 | 0.56949 | 0.56365 | 0.5579 | 0.55224 | 0.54667 | 0.54118 | 0.53577 | 0.53044 | 0.52518
F4_Residential_Multi-Family Regular Income_Existing_Water Heating_Natural Gas_All | F4 | Residential | All | Multi-Family Regular Income | Existing | Water Heating | Natural Gas | Winter Peak Demand (MW) | 0.055942 | 0.054451 | 0.055725 | 0.059606 | 0.057948 | 0.056909 | 0.055936 | 0.055013 | 0.054156 | 0.053357 | 0.0526 | 0.051894 | 0.051228 | 0.050594 | 0.04999 | 0.04941 | 0.048851 | 0.048307 | 0.047776 | 0.047258 | 0.046752 | 0.046258 | 0.045773 | 0.045295 | 0.044827 | 0.044367 | 0.043915 | 0.043469 | 0.04303 | 0.042598 | 0.042173 | 0.041753 | 0.041339
F1_Residential_Multi-Family Regular Income_Existing_Appliances_Natural Gas_All | F1 | Residential | All | Multi-Family Regular Income | Existing | Appliances | Natural Gas | Units | 626.1973 | 630.7052 | 635.2074 | 625.4917 | 610.7919 | 602.5372 | 594.8317 | 587.4415 | 580.4727 | 573.7706 | 567.1817 | 560.7085 | 554.3174 | 547.9754 | 541.7047 | 535.4928 | 529.3333 | 523.1906 | 517.0676 | 511.0002 | 504.989 | 499.0356 | 493.1207 | 487.2485 | 481.4406 | 475.6978 | 470.02 | 464.4004 | 458.8401 | 453.3476 | 447.9222 | 442.5644 | 437.2706
F2_Residential_Multi-Family Regular Income_Existing_Appliances_Natural Gas_All | F2 | Residential | All | Multi-Family Regular Income | Existing | Appliances | Natural Gas | Usage (GWh) | 0.010122 | 0.0098149 | 0.010004 | 0.010656 | 0.010316 | 0.010088 | 0.0098754 | 0.0096745 | 0.0094889 | 0.009317 | 0.0091571 | 0.0090077 | 0.0088671 | 0.0087334 | 0.0086061 | 0.0084842 | 0.0083669 | 0.0082531 | 0.0081423 | 0.0080346 | 0.0079298 | 0.0078276 | 0.0077274 | 0.007629 | 0.0075327 | 0.0074383 | 0.0073456 | 0.0072545 | 0.0071648 | 0.0070767 | 0.00699 | 0.0069047 | 0.0068206
F3_Residential_Multi-Family Regular Income_Existing_Appliances_Natural Gas_All | F3 | Residential | All | Multi-Family Regular Income | Existing | Appliances | Natural Gas | Summer Peak Demand (MW) | 0.036052 | 0.034957 | 0.035631 | 0.037953 | 0.036741 | 0.035931 | 0.035173 | 0.034457 | 0.033796 | 0.033184 | 0.032614 | 0.032082 | 0.031581 | 0.031105 | 0.030652 | 0.030218 | 0.0298 | 0.029395 | 0.029 | 0.028616 | 0.028243 | 0.027879 | 0.027522 | 0.027172 | 0.026829 | 0.026492 | 0.026162 | 0.025838 | 0.025518 | 0.025205 | 0.024896 | 0.024592 | 0.024293
F4_Residential_Multi-Family Regular Income_Existing_Appliances_Natural Gas_All | F4 | Residential | All | Multi-Family Regular Income | Existing | Appliances | Natural Gas | Winter Peak Demand (MW) | 0.0072105 | 0.0069915 | 0.0071262 | 0.0075906 | 0.0073483 | 0.0071863 | 0.0070345 | 0.0068914 | 0.0067592 | 0.0066367 | 0.0065229 | 0.0064165 | 0.0063163 | 0.006221 | 0.0061304 | 0.0060435 | 0.00596 | 0.0058789 | 0.0058 | 0.0057233 | 0.0056486 | 0.0055758 | 0.0055044 | 0.0054344 | 0.0053658 | 0.0052985 | 0.0052325 | 0.0051676 | 0.0051037 | 0.0050409 | 0.0049792 | 0.0049184 | 0.0048585
F1_Residential_Multi-Family Regular Income_Existing_Miscellaneous_Natural Gas_All | F1 | Residential | All | Multi-Family Regular Income | Existing | Miscellaneous | Natural Gas | Units | 2825.7108 | 2847.809 | 2869.9072 | 2827.7549 | 2763.0034 | 2727.3438 | 2694.1268 | 2662.2967 | 2632.3373 | 2603.5505 | 2575.2404 | 2547.4203 | 2519.9382 | 2492.6446 | 2465.6407 | 2438.8704 | 2412.3054 | 2385.7827 | 2359.3162 | 2333.0702 | 2307.0476 | 2281.2561 | 2255.6084 | 2230.1235 | 2204.9007 | 2179.9438 | 2155.2539 | 2130.7997 | 2106.5865 | 2082.6539 | 2058.9998 | 2035.6264 | 2012.5183
F2_Residential_Multi-Family Regular Income_Existing_Miscellaneous_Natural Gas_All | F2 | Residential | All | Multi-Family Regular Income | Existing | Miscellaneous | Natural Gas | Usage (GWh) | 0.010481 | 0.010248 | 0.010541 | 0.01133 | 0.01107 | 0.010928 | 0.010794 | 0.010667 | 0.010547 | 0.010432 | 0.010318 | 0.010207 | 0.010097 | 0.0099872 | 0.009879 | 0.0097717 | 0.0096653 | 0.009559 | 0.009453 | 0.0093478 | 0.0092436 | 0.0091402 | 0.0090375 | 0.0089354 | 0.0088343 | 0.0087343 | 0.0086354 | 0.0085374 | 0.0084404 | 0.0083445 | 0.0082497 | 0.0081561 | 0.0080635
F3_Residential_Multi-Family Regular Income_Existing_Miscellaneous_Natural Gas_All | F3 | Residential | All | Multi-Family Regular Income | Existing | Miscellaneous | Natural Gas | Summer Peak Demand (MW) | 0.028716 | 0.028076 | 0.02888 | 0.031041 | 0.03033 | 0.029939 | 0.029574 | 0.029224 | 0.028896 | 0.02858 | 0.028269 | 0.027963 | 0.027662 | 0.027362 | 0.027066 | 0.026772 | 0.02648 | 0.026189 | 0.025899 | 0.025611 | 0.025325 | 0.025042 | 0.02476 | 0.02448 | 0.024204 | 0.02393 | 0.023659 | 0.02339 | 0.023124 | 0.022862 | 0.022602 | 0.022345 | 0.022092
F4_Residential_Multi-Family Regular Income_Existing_Miscellaneous_Natural Gas_All | F4 | Residential | All | Multi-Family Regular Income | Existing | Miscellaneous | Natural Gas | Winter Peak Demand (MW) | 0.0011965 | 0.0011698 | 0.0012033 | 0.0012934 | 0.0012637 | 0.0012474 | 0.0012322 | 0.0012177 | 0.001204 | 0.0011908 | 0.0011779 | 0.0011651 | 0.0011526 | 0.0011401 | 0.0011277 | 0.0011155 | 0.0011033 | 0.0010912 | 0.0010791 | 0.0010671 | 0.0010552 | 0.0010434 | 0.0010317 | 0.00102 | 0.0010085 | 0.00099707 | 0.00098577 | 0.00097459 | 0.00096352 | 0.00095257 | 0.00094175 | 0.00093106 | 0.00092049
F1_Residential_Multi-Family Regular Income_Existing_Space Heating_Natural Gas_Market | F1 | Residential | Market | Multi-Family Regular Income | Existing | Space Heating | Natural Gas | Units | 2825.7108 | 2847.809 | 2869.9072 | 2827.7549 | 2763.0034 | 2727.3438 | 2694.1268 | 2662.2967 | 2632.3373 | 2603.5505 | 2575.2404 | 2547.4203 | 2519.9382 | 2492.6446 | 2465.6407 | 2438.8704 | 2412.3054 | 2385.7827 | 2359.3162 | 2333.0702 | 2307.0476 | 2281.2561 | 2255.6084 | 2230.1235 | 2204.9007 | 2179.9438 | 2155.2539 | 2130.7997 | 2106.5865 | 2082.6539 | 2058.9998 | 2035.6264 | 2012.5183
F2_Residential_Multi-Family Regular Income_Existing_Space Heating_Natural Gas_Market | F2 | Residential | Market | Multi-Family Regular Income | Existing | Space Heating | Natural Gas | Usage (GWh) | 0.90744 | 0.90152 | 0.93704 | 1.0185 | 1.0065 | 1.0045 | 1.0032 | 1.0022 | 1.0018 | 1.0017 | 1.0016 | 1.0017 | 1.0018 | 1.0019 | 1.0021 | 1.0022 | 1.0024 | 1.0023 | 0.98793 | 0.97383 | 0.95998 | 0.9464 | 0.933 | 0.91984 | 0.90693 | 0.8943 | 0.88189 | 0.86969 | 0.85769 | 0.84593 | 0.83435 | 0.82298 | 0.81696
F3_Residential_Multi-Family Regular Income_Existing_Space Heating_Natural Gas_Market | F3 | Residential | Market | Multi-Family Regular Income | Existing | Space Heating | Natural Gas | Summer Peak Demand (MW) | 15.9709 | 15.8667 | 16.492 | 17.926 | 17.7141 | 17.6794 | 17.6563 | 17.6392 | 17.6316 | 17.6297 | 17.629 | 17.63 | 17.6319 | 17.6338 | 17.6363 | 17.6394 | 17.643 | 17.6402 | 17.3875 | 17.1393 | 16.8956 | 16.6567 | 16.4209 | 16.1892 | 15.9619 | 15.7397 | 15.5212 | 15.3065 | 15.0954 | 14.8884 | 14.6845 | 14.4845 | 14.3785
F4_Residential_Multi-Family Regular Income_Existing_Space Heating_Natural Gas_Market | F4 | Residential | Market | Multi-Family Regular Income | Existing | Space Heating | Natural Gas | Winter Peak Demand (MW) | 0.92559 | 0.91955 | 0.95579 | 1.0389 | 1.0266 | 1.0246 | 1.0233 | 1.0223 | 1.0218 | 1.0217 | 1.0217 | 1.0217 | 1.0218 | 1.022 | 1.0221 | 1.0223 | 1.0225 | 1.0223 | 1.0077 | 0.9933 | 0.97918 | 0.96533 | 0.95166 | 0.93824 | 0.92507 | 0.91219 | 0.89952 | 0.88708 | 0.87485 | 0.86285 | 0.85104 | 0.83944 | 0.8333
F1_Residential_Multi-Family Regular Income_Existing_Secondary Heating_Natural Gas_Market | F1 | Residential | Market | Multi-Family Regular Income | Existing | Secondary Heating | Natural Gas | Units | 2825.7108 | 2847.809 | 2869.9072 | 2827.7549 | 2763.0034 | 2727.3438 | 2694.1268 | 2662.2967 | 2632.3373 | 2603.5505 | 2575.2404 | 2547.4203 | 2519.9382 | 2492.6446 | 2465.6407 | 2438.8704 | 2412.3054 | 2385.7827 | 2359.3162 | 2333.0702 | 2307.0476 | 2281.2561 | 2255.6084 | 2230.1235 | 2204.9007 | 2179.9438 | 2155.2539 | 2130.7997 | 2106.5865 | 2082.6539 | 2058.9998 | 2035.6264 | 2012.5183
F2_Residential_Multi-Family Regular Income_Existing_Secondary Heating_Natural Gas_Market | F2 | Residential | Market | Multi-Family Regular Income | Existing | Secondary Heating | Natural Gas | Usage (GWh) | 0.041937 | 0.041003 | 0.042065 | 0.045092 | 0.043941 | 0.043257 | 0.042615 | 0.041997 | 0.04141 | 0.040845 | 0.040289 | 0.039743 | 0.039204 | 0.03867 | 0.038143 | 0.037622 | 0.037105 | 0.036592 | 0.036081 | 0.035576 | 0.035076 | 0.034582 | 0.034092 | 0.033606 | 0.033126 | 0.032653 | 0.032185 | 0.031723 | 0.031266 | 0.030815 | 0.03037 | 0.029932 | 0.029592
F3_Residential_Multi-Family Regular Income_Existing_Secondary Heating_Natural Gas_Market | F3 | Residential | Market | Multi-Family Regular Income | Existing | Secondary Heating | Natural Gas | Summer Peak Demand (MW) | 0.37145 | 0.36318 | 0.3726 | 0.3994 | 0.38921 | 0.38315 | 0.37746 | 0.37199 | 0.36679 | 0.36178 | 0.35686 | 0.35202 | 0.34725 | 0.34252 | 0.33785 | 0.33323 | 0.32866 | 0.32411 | 0.31959 | 0.31511 | 0.31069 | 0.30631 | 0.30197 | 0.29767 | 0.29342 | 0.28922 | 0.28508 | 0.28098 | 0.27694 | 0.27295 | 0.26901 | 0.26512 | 0.26211
F4_Residential_Multi-Family Regular Income_Existing_Secondary Heating_Natural Gas_Market | F4 | Residential | Market | Multi-Family Regular Income | Existing | Secondary Heating | Natural Gas | Winter Peak Demand (MW) | 0.021527 | 0.021048 | 0.021594 | 0.023147 | 0.022556 | 0.022205 | 0.021876 | 0.021558 | 0.021257 | 0.020967 | 0.020682 | 0.020401 | 0.020125 | 0.019851 | 0.01958 | 0.019312 | 0.019047 | 0.018784 | 0.018522 | 0.018262 | 0.018006 | 0.017752 | 0.0175 | 0.017251 | 0.017005 | 0.016762 | 0.016522 | 0.016284 | 0.01605 | 0.015819 | 0.01559 | 0.015365 | 0.015191
F1_Residential_Multi-Family Regular Income_Existing_Water Heating_Natural Gas_Market | F1 | Residential | Market | Multi-Family Regular Income | Existing | Water Heating | Natural Gas | Units | 2825.7108 | 2847.809 | 2869.9072 | 2827.7549 | 2763.0034 | 2727.3438 | 2694.1268 | 2662.2967 | 2632.3373 | 2603.5505 | 2575.2404 | 2547.4203 | 2519.9382 | 2492.6446 | 2465.6407 | 2438.8704 | 2412.3054 | 2385.7827 | 2359.3162 | 2333.0702 | 2307.0476 | 2281.2561 | 2255.6084 | 2230.1235 | 2204.9007 | 2179.9438 | 2155.2539 | 2130.7997 | 2106.5865 | 2082.6539 | 2058.9998 | 2035.6264 | 2012.5183
F2_Residential_Multi-Family Regular Income_Existing_Water Heating_Natural Gas_Market | F2 | Residential | Market | Multi-Family Regular Income | Existing | Water Heating | Natural Gas | Usage (GWh) | 0.21537 | 0.20962 | 0.21453 | 0.22947 | 0.22309 | 0.21909 | 0.21534 | 0.21179 | 0.20849 | 0.20541 | 0.2025 | 0.19978 | 0.19722 | 0.19478 | 0.19245 | 0.19022 | 0.18807 | 0.18597 | 0.18393 | 0.18193 | 0.17999 | 0.17808 | 0.17622 | 0.17438 | 0.17257 | 0.1708 | 0.16906 | 0.16735 | 0.16566 | 0.16399 | 0.16236 | 0.16074 | 0.15915
F3_Residential_Multi-Family Regular Income_Existing_Water Heating_Natural Gas_Market | F3 | Residential | Market | Multi-Family Regular Income | Existing | Water Heating | Natural Gas | Summer Peak Demand (MW) | 0.71071 | 0.69176 | 0.70795 | 0.75726 | 0.73619 | 0.72299 | 0.71062 | 0.6989 | 0.68802 | 0.67786 | 0.66825 | 0.65928 | 0.65082 | 0.64276 | 0.63509 | 0.62772 | 0.62062 | 0.61371 | 0.60696 | 0.60038 | 0.59396 | 0.58768 | 0.58151 | 0.57545 | 0.56949 | 0.56365 | 0.5579 | 0.55224 | 0.54667 | 0.54118 | 0.53577 | 0.53044 | 0.52518
F4_Residential_Multi-Family Regular Income_Existing_Water Heating_Natural Gas_Market | F4 | Residential | Market | Multi-Family Regular Income | Existing | Water Heating | Natural Gas | Winter Peak Demand (MW) | 0.055942 | 0.054451 | 0.055725 | 0.059606 | 0.057948 | 0.056909 | 0.055936 | 0.055013 | 0.054156 | 0.053357 | 0.0526 | 0.051894 | 0.051228 | 0.050594 | 0.04999 | 0.04941 | 0.048851 | 0.048307 | 0.047776 | 0.047258 | 0.046752 | 0.046258 | 0.045773 | 0.045295 | 0.044827 | 0.044367 | 0.043915 | 0.043469 | 0.04303 | 0.042598 | 0.042173 | 0.041753 | 0.041339
F1_Residential_Multi-Family Regular Income_Existing_Appliances_Natural Gas_Market | F1 | Residential | Market | Multi-Family Regular Income | Existing | Appliances | Natural Gas | Units | 2825.7108 | 2847.809 | 2869.9072 | 2827.7549 | 2763.0034 | 2727.3438 | 2694.1268 | 2662.2967 | 2632.3373 | 2603.5505 | 2575.2404 | 2547.4203 | 2519.9382 | 2492.6446 | 2465.6407 | 2438.8704 | 2412.3054 | 2385.7827 | 2359.3162 | 2333.0702 | 2307.0476 | 2281.2561 | 2255.6084 | 2230.1235 | 2204.9007 | 2179.9438 | 2155.2539 | 2130.7997 | 2106.5865 | 2082.6539 | 2058.9998 | 2035.6264 | 2012.5183
F2_Residential_Multi-Family Regular Income_Existing_Appliances_Natural Gas_Market | F2 | Residential | Market | Multi-Family Regular Income | Existing | Appliances | Natural Gas | Usage (GWh) | 0.010122 | 0.0098149 | 0.010004 | 0.010656 | 0.010316 | 0.010088 | 0.0098754 | 0.0096745 | 0.0094889 | 0.009317 | 0.0091571 | 0.0090077 | 0.0088671 | 0.0087334 | 0.0086061 | 0.0084842 | 0.0083669 | 0.0082531 | 0.0081423 | 0.0080346 | 0.0079298 | 0.0078276 | 0.0077274 | 0.007629 | 0.0075327 | 0.0074383 | 0.0073456 | 0.0072545 | 0.0071648 | 0.0070767 | 0.00699 | 0.0069047 | 0.0068206
F3_Residential_Multi-Family Regular Income_Existing_Appliances_Natural Gas_Market | F3 | Residential | Market | Multi-Family Regular Income | Existing | Appliances | Natural Gas | Summer Peak Demand (MW) | 0.036052 | 0.034957 | 0.035631 | 0.037953 | 0.036741 | 0.035931 | 0.035173 | 0.034457 | 0.033796 | 0.033184 | 0.032614 | 0.032082 | 0.031581 | 0.031105 | 0.030652 | 0.030218 | 0.0298 | 0.029395 | 0.029 | 0.028616 | 0.028243 | 0.027879 | 0.027522 | 0.027172 | 0.026829 | 0.026492 | 0.026162 | 0.025838 | 0.025518 | 0.025205 | 0.024896 | 0.024592 | 0.024293
F4_Residential_Multi-Family Regular Income_Existing_Appliances_Natural Gas_Market | F4 | Residential | Market | Multi-Family Regular Income | Existing | Appliances | Natural Gas | Winter Peak Demand (MW) | 0.0072105 | 0.0069915 | 0.0071262 | 0.0075906 | 0.0073483 | 0.0071863 | 0.0070345 | 0.0068914 | 0.0067592 | 0.0066367 | 0.0065229 | 0.0064165 | 0.0063163 | 0.006221 | 0.0061304 | 0.0060435 | 0.00596 | 0.0058789 | 0.0058 | 0.0057233 | 0.0056486 | 0.0055758 | 0.0055044 | 0.0054344 | 0.0053658 | 0.0052985 | 0.0052325 | 0.0051676 | 0.0051037 | 0.0050409 | 0.0049792 | 0.0049184 | 0.0048585
F1_Residential_Multi-Family Regular Income_Existing_Miscellaneous_Natural Gas_Market | F1 | Residential | Market | Multi-Family Regular Income | Existing | Miscellaneous | Natural Gas | Units | 2825.7108 | 2847.809 | 2869.9072 | 2827.7549 | 2763.0034 | 2727.3438 | 2694.1268 | 2662.2967 | 2632.3373 | 2603.5505 | 2575.2404 | 2547.4203 | 2519.9382 | 2492.6446 | 2465.6407 | 2438.8704 | 2412.3054 | 2385.7827 | 2359.3162 | 2333.0702 | 2307.0476 | 2281.2561 | 2255.6084 | 2230.1235 | 2204.9007 | 2179.9438 | 2155.2539 | 2130.7997 | 2106.5865 | 2082.6539 | 2058.9998 | 2035.6264 | 2012.5183
F2_Residential_Multi-Family Regular Income_Existing_Miscellaneous_Natural Gas_Market | F2 | Residential | Market | Multi-Family Regular Income | Existing | Miscellaneous | Natural Gas | Usage (GWh) | 0.010481 | 0.010248 | 0.010541 | 0.01133 | 0.01107 | 0.010928 | 0.010794 | 0.010667 | 0.010547 | 0.010432 | 0.010318 | 0.010207 | 0.010097 | 0.0099872 | 0.009879 | 0.0097717 | 0.0096653 | 0.009559 | 0.009453 | 0.0093478 | 0.0092436 | 0.0091402 | 0.0090375 | 0.0089354 | 0.0088343 | 0.0087343 | 0.0086354 | 0.0085374 | 0.0084404 | 0.0083445 | 0.0082497 | 0.0081561 | 0.0080635
F3_Residential_Multi-Family Regular Income_Existing_Miscellaneous_Natural Gas_Market | F3 | Residential | Market | Multi-Family Regular Income | Existing | Miscellaneous | Natural Gas | Summer Peak Demand (MW) | 0.028716 | 0.028076 | 0.02888 | 0.031041 | 0.03033 | 0.029939 | 0.029574 | 0.029224 | 0.028896 | 0.02858 | 0.028269 | 0.027963 | 0.027662 | 0.027362 | 0.027066 | 0.026772 | 0.02648 | 0.026189 | 0.025899 | 0.025611 | 0.025325 | 0.025042 | 0.02476 | 0.02448 | 0.024204 | 0.02393 | 0.023659 | 0.02339 | 0.023124 | 0.022862 | 0.022602 | 0.022345 | 0.022092
F4_Residential_Multi-Family Regular Income_Existing_Miscellaneous_Natural Gas_Market | F4 | Residential | Market | Multi-Family Regular Income | Existing | Miscellaneous | Natural Gas | Winter Peak Demand (MW) | 0.0011965 | 0.0011698 | 0.0012033 | 0.0012934 | 0.0012637 | 0.0012474 | 0.0012322 | 0.0012177 | 0.001204 | 0.0011908 | 0.0011779 | 0.0011651 | 0.0011526 | 0.0011401 | 0.0011277 | 0.0011155 | 0.0011033 | 0.0010912 | 0.0010791 | 0.0010671 | 0.0010552 | 0.0010434 | 0.0010317 | 0.00102 | 0.0010085 | 0.00099707 | 0.00098577 | 0.00097459 | 0.00096352 | 0.00095257 | 0.00094175 | 0.00093106 | 0.00092049
F1_Residential_Multi-Family Regular Income_New_Space Heating_Natural Gas_All | F1 | Residential | All | Multi-Family Regular Income | New | Space Heating | Natural Gas | Units | 0 | 0 | 0 | 0 | 0 | 0 | 0 | 0 | 0 | 0 | 0 | 0 | 0 | 0 | 0 | 0 | 0 | 0 | 0 | 0 | 0 | 0 | 0 | 0 | 0 | 0 | 0 | 0 | 0 | 0 | 0 | 0 | 0
F2_Residential_Multi-Family Regular Income_New_Space Heating_Natural Gas_All | F2 | Residential | All | Multi-Family Regular Income | New | Space Heating | Natural Gas | Usage (GWh) | 0 | 0 | 0 | 0 | 0 | 0 | 0 | 0 | 0 | 0 | 0 | 0 | 0 | 0 | 0 | 0 | 0 | 0 | 0 | 0 | 0 | 0 | 0 | 0 | 0 | 0 | 0 | 0 | 0 | 0 | 0 | 0 | 0
F3_Residential_Multi-Family Regular Income_New_Space Heating_Natural Gas_All | F3 | Residential | All | Multi-Family Regular Income | New | Space Heating | Natural Gas | Summer Peak Demand (MW) | 0 | 0 | 0 | 0 | 0 | 0 | 0 | 0 | 0 | 0 | 0 | 0 | 0 | 0 | 0 | 0 | 0 | 0 | 0 | 0 | 0 | 0 | 0 | 0 | 0 | 0 | 0 | 0 | 0 | 0 | 0 | 0 | 0
F4_Residential_Multi-Family Regular Income_New_Space Heating_Natural Gas_All | F4 | Residential | All | Multi-Family Regular Income | New | Space Heating | Natural Gas | Winter Peak Demand (MW) | 0 | 0 | 0 | 0 | 0 | 0 | 0 | 0 | 0 | 0 | 0 | 0 | 0 | 0 | 0 | 0 | 0 | 0 | 0 | 0 | 0 | 0 | 0 | 0 | 0 | 0 | 0 | 0 | 0 | 0 | 0 | 0 | 0
F1_Residential_Multi-Family Regular Income_New_Secondary Heating_Natural Gas_All | F1 | Residential | All | Multi-Family Regular Income | New | Secondary Heating | Natural Gas | Units | 0 | 0 | 0 | 0 | 0 | 0 | 0 | 0 | 0 | 0 | 0 | 0 | 0 | 0 | 0 | 0 | 0 | 0 | 0 | 0 | 0 | 0 | 0 | 0 | 0 | 0 | 0 | 0 | 0 | 0 | 0 | 0 | 0
F2_Residential_Multi-Family Regular Income_New_Secondary Heating_Natural Gas_All | F2 | Residential | All | Multi-Family Regular Income | New | Secondary Heating | Natural Gas | Usage (GWh) | 0 | 0 | 0 | 0 | 0 | 0 | 0 | 0 | 0 | 0 | 0 | 0 | 0 | 0 | 0 | 0 | 0 | 0 | 0 | 0 | 0 | 0 | 0 | 0 | 0 | 0 | 0 | 0 | 0 | 0 | 0 | 0 | 0
F3_Residential_Multi-Family Regular Income_New_Secondary Heating_Natural Gas_All | F3 | Residential | All | Multi-Family Regular Income | New | Secondary Heating | Natural Gas | Summer Peak Demand (MW) | 0 | 0 | 0 | 0 | 0 | 0 | 0 | 0 | 0 | 0 | 0 | 0 | 0 | 0 | 0 | 0 | 0 | 0 | 0 | 0 | 0 | 0 | 0 | 0 | 0 | 0 | 0 | 0 | 0 | 0 | 0 | 0 | 0
F4_Residential_Multi-Family Regular Income_New_Secondary Heating_Natural Gas_All | F4 | Residential | All | Multi-Family Regular Income | New | Secondary Heating | Natural Gas | Winter Peak Demand (MW) | 0 | 0 | 0 | 0 | 0 | 0 | 0 | 0 | 0 | 0 | 0 | 0 | 0 | 0 | 0 | 0 | 0 | 0 | 0 | 0 | 0 | 0 | 0 | 0 | 0 | 0 | 0 | 0 | 0 | 0 | 0 | 0 | 0
F1_Residential_Multi-Family Regular Income_New_Water Heating_Natural Gas_All | F1 | Residential | All | Multi-Family Regular Income | New | Water Heating | Natural Gas | Units | 0 | 0 | 0 | 0 | 0 | 0 | 0 | 0 | 0 | 0 | 0 | 0 | 0 | 0 | 0 | 0 | 0 | 0 | 0 | 0 | 0 | 0 | 0 | 0 | 0 | 0 | 0 | 0 | 0 | 0 | 0 | 0 | 0
F2_Residential_Multi-Family Regular Income_New_Water Heating_Natural Gas_All | F2 | Residential | All | Multi-Family Regular Income | New | Water Heating | Natural Gas | Usage (GWh) | 0 | 0 | 0 | 0 | 0 | 0 | 0 | 0 | 0 | 0 | 0 | 0 | 0 | 0 | 0 | 0 | 0 | 0 | 0 | 0 | 0 | 0 | 0 | 0 | 0 | 0 | 0 | 0 | 0 | 0 | 0 | 0 | 0
F3_Residential_Multi-Family Regular Income_New_Water Heating_Natural Gas_All | F3 | Residential | All | Multi-Family Regular Income | New | Water Heating | Natural Gas | Summer Peak Demand (MW) | 0 | 0 | 0 | 0 | 0 | 0 | 0 | 0 | 0 | 0 | 0 | 0 | 0 | 0 | 0 | 0 | 0 | 0 | 0 | 0 | 0 | 0 | 0 | 0 | 0 | 0 | 0 | 0 | 0 | 0 | 0 | 0 | 0
F4_Residential_Multi-Family Regular Income_New_Water Heating_Natural Gas_All | F4 | Residential | All | Multi-Family Regular Income | New | Water Heating | Natural Gas | Winter Peak Demand (MW) | 0 | 0 | 0 | 0 | 0 | 0 | 0 | 0 | 0 | 0 | 0 | 0 | 0 | 0 | 0 | 0 | 0 | 0 | 0 | 0 | 0 | 0 | 0 | 0 | 0 | 0 | 0 | 0 | 0 | 0 | 0 | 0 | 0
F1_Residential_Multi-Family Regular Income_New_Appliances_Natural Gas_All | F1 | Residential | All | Multi-Family Regular Income | New | Appliances | Natural Gas | Units | 0 | 0 | 0 | 0 | 0 | 0 | 0 | 0 | 0 | 0 | 0 | 0 | 0 | 0 | 0 | 0 | 0 | 0 | 0 | 0 | 0 | 0 | 0 | 0 | 0 | 0 | 0 | 0 | 0 | 0 | 0 | 0 | 0
F2_Residential_Multi-Family Regular Income_New_Appliances_Natural Gas_All | F2 | Residential | All | Multi-Family Regular Income | New | Appliances | Natural Gas | Usage (GWh) | 0 | 0 | 0 | 0 | 0 | 0 | 0 | 0 | 0 | 0 | 0 | 0 | 0 | 0 | 0 | 0 | 0 | 0 | 0 | 0 | 0 | 0 | 0 | 0 | 0 | 0 | 0 | 0 | 0 | 0 | 0 | 0 | 0
F3_Residential_Multi-Family Regular Income_New_Appliances_Natural Gas_All | F3 | Residential | All | Multi-Family Regular Income | New | Appliances | Natural Gas | Summer Peak Demand (MW) | 0 | 0 | 0 | 0 | 0 | 0 | 0 | 0 | 0 | 0 | 0 | 0 | 0 | 0 | 0 | 0 | 0 | 0 | 0 | 0 | 0 | 0 | 0 | 0 | 0 | 0 | 0 | 0 | 0 | 0 | 0 | 0 | 0
F4_Residential_Multi-Family Regular Income_New_Appliances_Natural Gas_All | F4 | Residential | All | Multi-Family Regular Income | New | Appliances | Natural Gas | Winter Peak Demand (MW) | 0 | 0 | 0 | 0 | 0 | 0 | 0 | 0 | 0 | 0 | 0 | 0 | 0 | 0 | 0 | 0 | 0 | 0 | 0 | 0 | 0 | 0 | 0 | 0 | 0 | 0 | 0 | 0 | 0 | 0 | 0 | 0 | 0
F1_Residential_Multi-Family Regular Income_New_Miscellaneous_Natural Gas_All | F1 | Residential | All | Multi-Family Regular Income | New | Miscellaneous | Natural Gas | Units | 0 | 59.4201 | 146.0756 | 228.9723 | 306.8049 | 379.3177 | 450.7632 | 521.1685 | 590.1789 | 658.3131 | 726.0777 | 793.4639 | 860.5892 | 927.5696 | 994.3199 | 1060.8774 | 1127.2591 | 1193.5873 | 1259.85 | 1325.9257 | 1391.8082 | 1457.4929 | 1523.0427 | 1588.4489 | 1653.6351 | 1718.5981 | 1783.3333 | 1847.8687 | 1912.2002 | 1976.299 | 2040.162 | 2103.7917 | 2169.4059
F2_Residential_Multi-Family Regular Income_New_Miscellaneous_Natural Gas_All | F2 | Residential | All | Multi-Family Regular Income | New | Miscellaneous | Natural Gas | Usage (GWh) | 0 | 0.00021382 | 0.00053654 | 0.00091742 | 0.0012293 | 0.0015198 | 0.0018061 | 0.0020881 | 0.0023647 | 0.0026376 | 0.0029092 | 0.0031791 | 0.0034481 | 0.0037165 | 0.0039839 | 0.0042506 | 0.0045166 | 0.0047823 | 0.0050478 | 0.0053125 | 0.0055765 | 0.0058397 | 0.0061023 | 0.0063644 | 0.0066256 | 0.0068859 | 0.0071452 | 0.0074038 | 0.0076616 | 0.0079184 | 0.0081743 | 0.0084292 | 0.0086921
F3_Residential_Multi-Family Regular Income_New_Miscellaneous_Natural Gas_All | F3 | Residential | All | Multi-Family Regular Income | New | Miscellaneous | Natural Gas | Summer Peak Demand (MW) | 0 | 0.00058582 | 0.00147 | 0.0025135 | 0.0033679 | 0.0041638 | 0.0049481 | 0.005721 | 0.0064785 | 0.0072264 | 0.0079703 | 0.00871 | 0.0094468 | 0.010182 | 0.010915 | 0.011645 | 0.012374 | 0.013102 | 0.01383 | 0.014555 | 0.015278 | 0.015999 | 0.016719 | 0.017437 | 0.018152 | 0.018865 | 0.019576 | 0.020284 | 0.020991 | 0.021694 | 0.022395 | 0.023094 | 0.023814
F4_Residential_Multi-Family Regular Income_New_Miscellaneous_Natural Gas_All | F4 | Residential | All | Multi-Family Regular Income | New | Miscellaneous | Natural Gas | Winter Peak Demand (MW) | 0 | 2.4409e-05 | 6.1249e-05 | 0.00010473 | 0.00014033 | 0.00017349 | 0.00020617 | 0.00023837 | 0.00026994 | 0.0003011 | 0.0003321 | 0.00036292 | 0.00039362 | 0.00042425 | 0.00045478 | 0.00048523 | 0.00051559 | 0.00054593 | 0.00057623 | 0.00060645 | 0.00063659 | 0.00066663 | 0.00069661 | 0.00072653 | 0.00075634 | 0.00078606 | 0.00081567 | 0.00084518 | 0.00087461 | 0.00090392 | 0.00093313 | 0.00096224 | 0.00099225
F1_Residential_Multi-Family Regular Income_New_Space Heating_Natural Gas_Market | F1 | Residential | Market | Multi-Family Regular Income | New | Space Heating | Natural Gas | Units | 0 | 59.4201 | 146.0756 | 228.9723 | 306.8049 | 379.3177 | 450.7632 | 521.1685 | 590.1789 | 658.3131 | 726.0777 | 793.4639 | 860.5892 | 927.5696 | 994.3199 | 1060.8774 | 1127.2591 | 1193.5873 | 1259.85 | 1325.9257 | 1391.8082 | 1457.4929 | 1523.0427 | 1588.4489 | 1653.6351 | 1718.5981 | 1783.3333 | 1847.8687 | 1912.2002 | 1976.299 | 2040.162 | 2103.7917 | 2169.4059
F2_Residential_Multi-Family Regular Income_New_Space Heating_Natural Gas_Market | F2 | Residential | Market | Multi-Family Regular Income | New | Space Heating | Natural Gas | Usage (GWh) | 0 | 0 | 0 | 0 | 0 | 0 | 0 | 0 | 0 | 0 | 0 | 0 | 0 | 0 | 0 | 0 | 0 | 0 | 0 | 0 | 0 | 0 | 0 | 0 | 0 | 0 | 0 | 0 | 0 | 0 | 0 | 0 | 0
F3_Residential_Multi-Family Regular Income_New_Space Heating_Natural Gas_Market | F3 | Residential | Market | Multi-Family Regular Income | New | Space Heating | Natural Gas | Summer Peak Demand (MW) | 0 | 0 | 0 | 0 | 0 | 0 | 0 | 0 | 0 | 0 | 0 | 0 | 0 | 0 | 0 | 0 | 0 | 0 | 0 | 0 | 0 | 0 | 0 | 0 | 0 | 0 | 0 | 0 | 0 | 0 | 0 | 0 | 0
F4_Residential_Multi-Family Regular Income_New_Space Heating_Natural Gas_Market | F4 | Residential | Market | Multi-Family Regular Income | New | Space Heating | Natural Gas | Winter Peak Demand (MW) | 0 | 0 | 0 | 0 | 0 | 0 | 0 | 0 | 0 | 0 | 0 | 0 | 0 | 0 | 0 | 0 | 0 | 0 | 0 | 0 | 0 | 0 | 0 | 0 | 0 | 0 | 0 | 0 | 0 | 0 | 0 | 0 | 0
F1_Residential_Multi-Family Regular Income_New_Secondary Heating_Natural Gas_Market | F1 | Residential | Market | Multi-Family Regular Income | New | Secondary Heating | Natural Gas | Units | 0 | 59.4201 | 146.0756 | 228.9723 | 306.8049 | 379.3177 | 450.7632 | 521.1685 | 590.1789 | 658.3131 | 726.0777 | 793.4639 | 860.5892 | 927.5696 | 994.3199 | 1060.8774 | 1127.2591 | 1193.5873 | 1259.85 | 1325.9257 | 1391.8082 | 1457.4929 | 1523.0427 | 1588.4489 | 1653.6351 | 1718.5981 | 1783.3333 | 1847.8687 | 1912.2002 | 1976.299 | 2040.162 | 2103.7917 | 2169.4059
F2_Residential_Multi-Family Regular Income_New_Secondary Heating_Natural Gas_Market | F2 | Residential | Market | Multi-Family Regular Income | New | Secondary Heating | Natural Gas | Usage (GWh) | 0 | 0 | 0 | 0 | 0 | 0 | 0 | 0 | 0 | 0 | 0 | 0 | 0 | 0 | 0 | 0 | 0 | 0 | 0 | 0 | 0 | 0 | 0 | 0 | 0 | 0 | 0 | 0 | 0 | 0 | 0 | 0 | 0
F3_Residential_Multi-Family Regular Income_New_Secondary Heating_Natural Gas_Market | F3 | Residential | Market | Multi-Family Regular Income | New | Secondary Heating | Natural Gas | Summer Peak Demand (MW) | 0 | 0 | 0 | 0 | 0 | 0 | 0 | 0 | 0 | 0 | 0 | 0 | 0 | 0 | 0 | 0 | 0 | 0 | 0 | 0 | 0 | 0 | 0 | 0 | 0 | 0 | 0 | 0 | 0 | 0 | 0 | 0 | 0
F4_Residential_Multi-Family Regular Income_New_Secondary Heating_Natural Gas_Market | F4 | Residential | Market | Multi-Family Regular Income | New | Secondary Heating | Natural Gas | Winter Peak Demand (MW) | 0 | 0 | 0 | 0 | 0 | 0 | 0 | 0 | 0 | 0 | 0 | 0 | 0 | 0 | 0 | 0 | 0 | 0 | 0 | 0 | 0 | 0 | 0 | 0 | 0 | 0 | 0 | 0 | 0 | 0 | 0 | 0 | 0
F1_Residential_Multi-Family Regular Income_New_Water Heating_Natural Gas_Market | F1 | Residential | Market | Multi-Family Regular Income | New | Water Heating | Natural Gas | Units | 0 | 59.4201 | 146.0756 | 228.9723 | 306.8049 | 379.3177 | 450.7632 | 521.1685 | 590.1789 | 658.3131 | 726.0777 | 793.4639 | 860.5892 | 927.5696 | 994.3199 | 1060.8774 | 1127.2591 | 1193.5873 | 1259.85 | 1325.9257 | 1391.8082 | 1457.4929 | 1523.0427 | 1588.4489 | 1653.6351 | 1718.5981 | 1783.3333 | 1847.8687 | 1912.2002 | 1976.299 | 2040.162 | 2103.7917 | 2169.4059
F2_Residential_Multi-Family Regular Income_New_Water Heating_Natural Gas_Market | F2 | Residential | Market | Multi-Family Regular Income | New | Water Heating | Natural Gas | Usage (GWh) | 0 | 0 | 0 | 0 | 0 | 0 | 0 | 0 | 0 | 0 | 0 | 0 | 0 | 0 | 0 | 0 | 0 | 0 | 0 | 0 | 0 | 0 | 0 | 0 | 0 | 0 | 0 | 0 | 0 | 0 | 0 | 0 | 0
F3_Residential_Multi-Family Regular Income_New_Water Heating_Natural Gas_Market | F3 | Residential | Market | Multi-Family Regular Income | New | Water Heating | Natural Gas | Summer Peak Demand (MW) | 0 | 0 | 0 | 0 | 0 | 0 | 0 | 0 | 0 | 0 | 0 | 0 | 0 | 0 | 0 | 0 | 0 | 0 | 0 | 0 | 0 | 0 | 0 | 0 | 0 | 0 | 0 | 0 | 0 | 0 | 0 | 0 | 0
F4_Residential_Multi-Family Regular Income_New_Water Heating_Natural Gas_Market | F4 | Residential | Market | Multi-Family Regular Income | New | Water Heating | Natural Gas | Winter Peak Demand (MW) | 0 | 0 | 0 | 0 | 0 | 0 | 0 | 0 | 0 | 0 | 0 | 0 | 0 | 0 | 0 | 0 | 0 | 0 | 0 | 0 | 0 | 0 | 0 | 0 | 0 | 0 | 0 | 0 | 0 | 0 | 0 | 0 | 0
F1_Residential_Multi-Family Regular Income_New_Appliances_Natural Gas_Market | F1 | Residential | Market | Multi-Family Regular Income | New | Appliances | Natural Gas | Units | 0 | 59.4201 | 146.0756 | 228.9723 | 306.8049 | 379.3177 | 450.7632 | 521.1685 | 590.1789 | 658.3131 | 726.0777 | 793.4639 | 860.5892 | 927.5696 | 994.3199 | 1060.8774 | 1127.2591 | 1193.5873 | 1259.85 | 1325.9257 | 1391.8082 | 1457.4929 | 1523.0427 | 1588.4489 | 1653.6351 | 1718.5981 | 1783.3333 | 1847.8687 | 1912.2002 | 1976.299 | 2040.162 | 2103.7917 | 2169.4059
F2_Residential_Multi-Family Regular Income_New_Appliances_Natural Gas_Market | F2 | Residential | Market | Multi-Family Regular Income | New | Appliances | Natural Gas | Usage (GWh) | 0 | 0 | 0 | 0 | 0 | 0 | 0 | 0 | 0 | 0 | 0 | 0 | 0 | 0 | 0 | 0 | 0 | 0 | 0 | 0 | 0 | 0 | 0 | 0 | 0 | 0 | 0 | 0 | 0 | 0 | 0 | 0 | 0
F3_Residential_Multi-Family Regular Income_New_Appliances_Natural Gas_Market | F3 | Residential | Market | Multi-Family Regular Income | New | Appliances | Natural Gas | Summer Peak Demand (MW) | 0 | 0 | 0 | 0 | 0 | 0 | 0 | 0 | 0 | 0 | 0 | 0 | 0 | 0 | 0 | 0 | 0 | 0 | 0 | 0 | 0 | 0 | 0 | 0 | 0 | 0 | 0 | 0 | 0 | 0 | 0 | 0 | 0
F4_Residential_Multi-Family Regular Income_New_Appliances_Natural Gas_Market | F4 | Residential | Market | Multi-Family Regular Income | New | Appliances | Natural Gas | Winter Peak Demand (MW) | 0 | 0 | 0 | 0 | 0 | 0 | 0 | 0 | 0 | 0 | 0 | 0 | 0 | 0 | 0 | 0 | 0 | 0 | 0 | 0 | 0 | 0 | 0 | 0 | 0 | 0 | 0 | 0 | 0 | 0 | 0 | 0 | 0
F1_Residential_Multi-Family Regular Income_New_Miscellaneous_Natural Gas_Market | F1 | Residential | Market | Multi-Family Regular Income | New | Miscellaneous | Natural Gas | Units | 0 | 59.4201 | 146.0756 | 228.9723 | 306.8049 | 379.3177 | 450.7632 | 521.1685 | 590.1789 | 658.3131 | 726.0777 | 793.4639 | 860.5892 | 927.5696 | 994.3199 | 1060.8774 | 1127.2591 | 1193.5873 | 1259.85 | 1325.9257 | 1391.8082 | 1457.4929 | 1523.0427 | 1588.4489 | 1653.6351 | 1718.5981 | 1783.3333 | 1847.8687 | 1912.2002 | 1976.299 | 2040.162 | 2103.7917 | 2169.4059
F2_Residential_Multi-Family Regular Income_New_Miscellaneous_Natural Gas_Market | F2 | Residential | Market | Multi-Family Regular Income | New | Miscellaneous | Natural Gas | Usage (GWh) | 0 | 0.00021382 | 0.00053654 | 0.00091742 | 0.0012293 | 0.0015198 | 0.0018061 | 0.0020881 | 0.0023647 | 0.0026376 | 0.0029092 | 0.0031791 | 0.0034481 | 0.0037165 | 0.0039839 | 0.0042506 | 0.0045166 | 0.0047823 | 0.0050478 | 0.0053125 | 0.0055765 | 0.0058397 | 0.0061023 | 0.0063644 | 0.0066256 | 0.0068859 | 0.0071452 | 0.0074038 | 0.0076616 | 0.0079184 | 0.0081743 | 0.0084292 | 0.0086921
F3_Residential_Multi-Family Regular Income_New_Miscellaneous_Natural Gas_Market | F3 | Residential | Market | Multi-Family Regular Income | New | Miscellaneous | Natural Gas | Summer Peak Demand (MW) | 0 | 0.00058582 | 0.00147 | 0.0025135 | 0.0033679 | 0.0041638 | 0.0049481 | 0.005721 | 0.0064785 | 0.0072264 | 0.0079703 | 0.00871 | 0.0094468 | 0.010182 | 0.010915 | 0.011645 | 0.012374 | 0.013102 | 0.01383 | 0.014555 | 0.015278 | 0.015999 | 0.016719 | 0.017437 | 0.018152 | 0.018865 | 0.019576 | 0.020284 | 0.020991 | 0.021694 | 0.022395 | 0.023094 | 0.023814
F4_Residential_Multi-Family Regular Income_New_Miscellaneous_Natural Gas_Market | F4 | Residential | Market | Multi-Family Regular Income | New | Miscellaneous | Natural Gas | Winter Peak Demand (MW) | 0 | 2.4409e-05 | 6.1249e-05 | 0.00010473 | 0.00014033 | 0.00017349 | 0.00020617 | 0.00023837 | 0.00026994 | 0.0003011 | 0.0003321 | 0.00036292 | 0.00039362 | 0.00042425 | 0.00045478 | 0.00048523 | 0.00051559 | 0.00054593 | 0.00057623 | 0.00060645 | 0.00063659 | 0.00066663 | 0.00069661 | 0.00072653 | 0.00075634 | 0.00078606 | 0.00081567 | 0.00084518 | 0.00087461 | 0.00090392 | 0.00093313 | 0.00096224 | 0.00099225
F1_Residential_Multi-Family Moderate Income_Existing_Space Heating_Natural Gas_All | F1 | Residential | All | Multi-Family Moderate Income | Existing | Space Heating | Natural Gas | Units | 4207.6447 | 4318.8508 | 4432.7291 | 4448.2695 | 4426.6658 | 4450.2171 | 4477.1881 | 4505.9853 | 4537.5439 | 4570.7903 | 4604.5699 | 4638.9307 | 4673.6176 | 4708.3598 | 4743.3489 | 4778.4824 | 4813.7058 | 4848.6868 | 4883.4348 | 4918.2777 | 4953.222 | 4988.2853 | 4964.3016 | 4929.7044 | 4895.5899 | 4861.9684 | 4828.8441 | 4796.148 | 4763.893 | 4732.1705 | 4700.9776 | 4670.3222 | 4640.1717
F2_Residential_Multi-Family Moderate Income_Existing_Space Heating_Natural Gas_All | F2 | Residential | All | Multi-Family Moderate Income | Existing | Space Heating | Natural Gas | Usage (GWh) | 1.275 | 1.2671 | 1.3175 | 1.4324 | 1.4157 | 1.4133 | 1.4118 | 1.4107 | 1.4105 | 1.4107 | 1.4109 | 1.4113 | 1.4118 | 1.4122 | 1.4126 | 1.4131 | 1.4137 | 1.4141 | 1.4145 | 1.4149 | 1.4153 | 1.4157 | 1.3987 | 1.3788 | 1.3593 | 1.3402 | 1.3214 | 1.3029 | 1.2847 | 1.2669 | 1.2493 | 1.232 | 1.2228
F3_Residential_Multi-Family Moderate Income_Existing_Space Heating_Natural Gas_All | F3 | Residential | All | Multi-Family Moderate Income | Existing | Space Heating | Natural Gas | Summer Peak Demand (MW) | 22.4406 | 22.3015 | 23.1877 | 25.2094 | 24.9168 | 24.8737 | 24.8472 | 24.8291 | 24.8244 | 24.8275 | 24.8321 | 24.839 | 24.8468 | 24.8545 | 24.8626 | 24.8713 | 24.8805 | 24.8887 | 24.8951 | 24.9017 | 24.9087 | 24.9163 | 24.6171 | 24.267 | 23.9234 | 23.587 | 23.2562 | 22.9309 | 22.6109 | 22.2969 | 21.9876 | 21.684 | 21.5211
F4_Residential_Multi-Family Moderate Income_Existing_Space Heating_Natural Gas_All | F4 | Residential | All | Multi-Family Moderate Income | Existing | Space Heating | Natural Gas | Winter Peak Demand (MW) | 1.3005 | 1.2925 | 1.3438 | 1.461 | 1.444 | 1.4415 | 1.44 | 1.439 | 1.4387 | 1.4389 | 1.4391 | 1.4395 | 1.44 | 1.4404 | 1.4409 | 1.4414 | 1.4419 | 1.4424 | 1.4428 | 1.4432 | 1.4436 | 1.444 | 1.4267 | 1.4064 | 1.3865 | 1.367 | 1.3478 | 1.3289 | 1.3104 | 1.2922 | 1.2743 | 1.2567 | 1.2472
F1_Residential_Multi-Family Moderate Income_Existing_Secondary Heating_Natural Gas_All | F1 | Residential | All | Multi-Family Moderate Income | Existing | Secondary Heating | Natural Gas | Units | 1027.8571 | 1035.8953 | 1043.9336 | 1028.6006 | 1005.0471 | 992.0759 | 979.9931 | 968.4149 | 957.5171 | 947.0458 | 936.748 | 926.6284 | 916.6318 | 906.7037 | 896.881 | 887.1432 | 877.4801 | 867.8324 | 858.2052 | 848.6582 | 839.1924 | 829.8107 | 820.4813 | 811.2112 | 802.0363 | 792.9582 | 783.9772 | 775.082 | 766.2744 | 757.5689 | 748.9646 | 740.4625 | 732.0569
F2_Residential_Multi-Family Moderate Income_Existing_Secondary Heating_Natural Gas_All | F2 | Residential | All | Multi-Family Moderate Income | Existing | Secondary Heating | Natural Gas | Usage (GWh) | 0.058925 | 0.057613 | 0.059106 | 0.063358 | 0.061741 | 0.06078 | 0.059877 | 0.059009 | 0.058185 | 0.057391 | 0.056609 | 0.055842 | 0.055085 | 0.054335 | 0.053594 | 0.052862 | 0.052136 | 0.051415 | 0.050697 | 0.049987 | 0.049285 | 0.048591 | 0.047902 | 0.04722 | 0.046546 | 0.04588 | 0.045223 | 0.044573 | 0.043931 | 0.043298 | 0.042673 | 0.042057 | 0.041579
F3_Residential_Multi-Family Moderate Income_Existing_Secondary Heating_Natural Gas_All | F3 | Residential | All | Multi-Family Moderate Income | Existing | Secondary Heating | Natural Gas | Summer Peak Demand (MW) | 0.52193 | 0.51031 | 0.52353 | 0.56119 | 0.54687 | 0.53836 | 0.53037 | 0.52267 | 0.51538 | 0.50834 | 0.50142 | 0.49462 | 0.48792 | 0.48128 | 0.47471 | 0.46822 | 0.4618 | 0.45541 | 0.44905 | 0.44276 | 0.43654 | 0.43039 | 0.42429 | 0.41825 | 0.41228 | 0.40639 | 0.40056 | 0.39481 | 0.38912 | 0.38352 | 0.37798 | 0.37252 | 0.36829
F4_Residential_Multi-Family Moderate Income_Existing_Secondary Heating_Natural Gas_All | F4 | Residential | All | Multi-Family Moderate Income | Existing | Secondary Heating | Natural Gas | Winter Peak Demand (MW) | 0.030248 | 0.029575 | 0.030341 | 0.032524 | 0.031694 | 0.031201 | 0.030737 | 0.030291 | 0.029868 | 0.029461 | 0.02906 | 0.028666 | 0.028277 | 0.027892 | 0.027512 | 0.027136 | 0.026763 | 0.026393 | 0.026025 | 0.02566 | 0.0253 | 0.024943 | 0.02459 | 0.024239 | 0.023893 | 0.023552 | 0.023214 | 0.022881 | 0.022551 | 0.022226 | 0.021906 | 0.021589 | 0.021344
F1_Residential_Multi-Family Moderate Income_Existing_Water Heating_Natural Gas_All | F1 | Residential | All | Multi-Family Moderate Income | Existing | Water Heating | Natural Gas | Units | 2871.0656 | 2898.2497 | 2925.5151 | 2887.2593 | 2825.7581 | 2793.8495 | 2764.3351 | 2736.1422 | 2709.7753 | 2684.524 | 2659.6753 | 2635.2449 | 2611.0778 | 2587.0203 | 2563.1782 | 2539.4945 | 2515.9406 | 2492.3471 | 2468.7285 | 2445.2571 | 2421.9369 | 2398.7769 | 2375.6861 | 2352.6852 | 2329.8796 | 2307.2746 | 2284.8725 | 2262.6413 | 2240.5875 | 2218.7546 | 2197.1414 | 2175.7517 | 2154.5701
F2_Residential_Multi-Family Moderate Income_Existing_Water Heating_Natural Gas_All | F2 | Residential | All | Multi-Family Moderate Income | Existing | Water Heating | Natural Gas | Usage (GWh) | 0.38645 | 0.37622 | 0.38511 | 0.41203 | 0.40066 | 0.39357 | 0.38692 | 0.38062 | 0.37478 | 0.36932 | 0.36415 | 0.35931 | 0.35475 | 0.3504 | 0.34625 | 0.34226 | 0.33842 | 0.33467 | 0.331 | 0.32743 | 0.32394 | 0.32053 | 0.31717 | 0.31387 | 0.31063 | 0.30745 | 0.30432 | 0.30124 | 0.2982 | 0.29521 | 0.29226 | 0.28936 | 0.28649
F3_Residential_Multi-Family Moderate Income_Existing_Water Heating_Natural Gas_All | F3 | Residential | All | Multi-Family Moderate Income | Existing | Water Heating | Natural Gas | Summer Peak Demand (MW) | 1.2753 | 1.2415 | 1.2709 | 1.3597 | 1.3222 | 1.2988 | 1.2768 | 1.2561 | 1.2368 | 1.2188 | 1.2017 | 1.1857 | 1.1707 | 1.1563 | 1.1426 | 1.1295 | 1.1168 | 1.1044 | 1.0923 | 1.0805 | 1.069 | 1.0577 | 1.0467 | 1.0358 | 1.0251 | 1.0146 | 1.0043 | 0.99408 | 0.98406 | 0.97419 | 0.96447 | 0.95488 | 0.94541
F4_Residential_Multi-Family Moderate Income_Existing_Water Heating_Natural Gas_All | F4 | Residential | All | Multi-Family Moderate Income | Existing | Water Heating | Natural Gas | Winter Peak Demand (MW) | 0.10038 | 0.097725 | 0.10003 | 0.10703 | 0.10407 | 0.10223 | 0.10051 | 0.098869 | 0.097351 | 0.095932 | 0.094589 | 0.093333 | 0.092148 | 0.091018 | 0.089939 | 0.088904 | 0.087905 | 0.086931 | 0.085979 | 0.085051 | 0.084145 | 0.083259 | 0.082387 | 0.08153 | 0.080688 | 0.079862 | 0.079049 | 0.078248 | 0.077459 | 0.076682 | 0.075917 | 0.075162 | 0.074416
F1_Residential_Multi-Family Moderate Income_Existing_Appliances_Natural Gas_All | F1 | Residential | All | Multi-Family Moderate Income | Existing | Appliances | Natural Gas | Units | 1051.3607 | 1058.9293 | 1066.4882 | 1050.1759 | 1025.4956 | 1011.6362 | 998.699 | 986.2911 | 974.5908 | 963.3384 | 952.2758 | 941.4075 | 930.6771 | 920.0292 | 909.5009 | 899.0713 | 888.7299 | 878.4165 | 868.1361 | 857.9492 | 847.8566 | 837.8611 | 827.9303 | 818.0711 | 808.3199 | 798.6778 | 789.1451 | 779.7101 | 770.3745 | 761.1528 | 752.0438 | 743.0482 | 734.1602
F2_Residential_Multi-Family Moderate Income_Existing_Appliances_Natural Gas_All | F2 | Residential | All | Multi-Family Moderate Income | Existing | Appliances | Natural Gas | Usage (GWh) | 0.016995 | 0.01648 | 0.016798 | 0.017893 | 0.017323 | 0.016942 | 0.016585 | 0.016248 | 0.015937 | 0.015649 | 0.015381 | 0.015131 | 0.014895 | 0.01467 | 0.014457 | 0.014252 | 0.014055 | 0.013864 | 0.013678 | 0.013498 | 0.013322 | 0.01315 | 0.012982 | 0.012816 | 0.012655 | 0.012496 | 0.01234 | 0.012187 | 0.012037 | 0.011889 | 0.011743 | 0.0116 | 0.011459
F3_Residential_Multi-Family Moderate Income_Existing_Appliances_Natural Gas_All | F3 | Residential | All | Multi-Family Moderate Income | Existing | Appliances | Natural Gas | Summer Peak Demand (MW) | 0.060531 | 0.058694 | 0.059828 | 0.06373 | 0.061698 | 0.060341 | 0.059069 | 0.057871 | 0.056762 | 0.055736 | 0.054781 | 0.053889 | 0.053049 | 0.05225 | 0.05149 | 0.050761 | 0.05006 | 0.04938 | 0.048717 | 0.048074 | 0.047447 | 0.046835 | 0.046236 | 0.045648 | 0.045072 | 0.044507 | 0.043952 | 0.043407 | 0.042871 | 0.042344 | 0.041825 | 0.041314 | 0.040812
F4_Residential_Multi-Family Moderate Income_Existing_Appliances_Natural Gas_All | F4 | Residential | All | Multi-Family Moderate Income | Existing | Appliances | Natural Gas | Winter Peak Demand (MW) | 0.012106 | 0.011739 | 0.011966 | 0.012746 | 0.01234 | 0.012068 | 0.011814 | 0.011574 | 0.011352 | 0.011147 | 0.010956 | 0.010778 | 0.01061 | 0.01045 | 0.010298 | 0.010152 | 0.010012 | 0.009876 | 0.0097434 | 0.0096147 | 0.0094894 | 0.0093671 | 0.0092472 | 0.0091295 | 0.0090143 | 0.0089013 | 0.0087905 | 0.0086814 | 0.0085742 | 0.0084687 | 0.008365 | 0.0082629 | 0.0081624
F1_Residential_Multi-Family Moderate Income_Existing_Miscellaneous_Natural Gas_All | F1 | Residential | All | Multi-Family Moderate Income | Existing | Miscellaneous | Natural Gas | Units | 4744.2574 | 4781.3594 | 4818.4614 | 4747.6894 | 4638.9741 | 4579.103 | 4523.333 | 4469.8916 | 4419.5909 | 4371.2589 | 4323.7275 | 4277.0186 | 4230.8773 | 4185.0524 | 4139.7139 | 4094.7676 | 4050.1659 | 4005.6353 | 3961.1991 | 3917.1331 | 3873.4423 | 3830.1394 | 3787.0778 | 3744.2898 | 3701.9416 | 3660.0399 | 3618.5866 | 3577.529 | 3536.8759 | 3496.6941 | 3456.9797 | 3417.7367 | 3378.9392
F2_Residential_Multi-Family Moderate Income_Existing_Miscellaneous_Natural Gas_All | F2 | Residential | All | Multi-Family Moderate Income | Existing | Miscellaneous | Natural Gas | Usage (GWh) | 0.026879 | 0.026281 | 0.027033 | 0.029055 | 0.02839 | 0.028024 | 0.027682 | 0.027355 | 0.027048 | 0.026752 | 0.026461 | 0.026175 | 0.025893 | 0.025612 | 0.025335 | 0.02506 | 0.024787 | 0.024514 | 0.024242 | 0.023973 | 0.023705 | 0.02344 | 0.023177 | 0.022915 | 0.022656 | 0.022399 | 0.022145 | 0.021894 | 0.021645 | 0.021399 | 0.021156 | 0.020916 | 0.020679
F3_Residential_Multi-Family Moderate Income_Existing_Miscellaneous_Natural Gas_All | F3 | Residential | All | Multi-Family Moderate Income | Existing | Miscellaneous | Natural Gas | Summer Peak Demand (MW) | 0.073641 | 0.072001 | 0.074064 | 0.079604 | 0.077781 | 0.076777 | 0.075842 | 0.074946 | 0.074103 | 0.073293 | 0.072496 | 0.071712 | 0.070939 | 0.07017 | 0.06941 | 0.068657 | 0.067909 | 0.067162 | 0.066417 | 0.065678 | 0.064946 | 0.06422 | 0.063498 | 0.06278 | 0.06207 | 0.061368 | 0.060673 | 0.059984 | 0.059302 | 0.058629 | 0.057963 | 0.057305 | 0.056654
F4_Residential_Multi-Family Moderate Income_Existing_Miscellaneous_Natural Gas_All | F4 | Residential | All | Multi-Family Moderate Income | Existing | Miscellaneous | Natural Gas | Winter Peak Demand (MW) | 0.0030684 | 0.0030001 | 0.003086 | 0.0033168 | 0.0032409 | 0.0031991 | 0.0031601 | 0.0031228 | 0.0030876 | 0.0030539 | 0.0030206 | 0.002988 | 0.0029558 | 0.0029238 | 0.0028921 | 0.0028607 | 0.0028295 | 0.0027984 | 0.0027674 | 0.0027366 | 0.0027061 | 0.0026758 | 0.0026457 | 0.0026158 | 0.0025863 | 0.002557 | 0.002528 | 0.0024993 | 0.0024709 | 0.0024429 | 0.0024151 | 0.0023877 | 0.0023606
F1_Residential_Multi-Family Moderate Income_Existing_Space Heating_Natural Gas_Market | F1 | Residential | Market | Multi-Family Moderate Income | Existing | Space Heating | Natural Gas | Units | 4744.2574 | 4781.3594 | 4818.4614 | 4747.6894 | 4638.9741 | 4579.103 | 4523.333 | 4469.8916 | 4419.5909 | 4371.2589 | 4323.7275 | 4277.0186 | 4230.8773 | 4185.0524 | 4139.7139 | 4094.7676 | 4050.1659 | 4005.6353 | 3961.1991 | 3917.1331 | 3873.4423 | 3830.1394 | 3787.0778 | 3744.2898 | 3701.9416 | 3660.0399 | 3618.5866 | 3577.529 | 3536.8759 | 3496.6941 | 3456.9797 | 3417.7367 | 3378.9392
F2_Residential_Multi-Family Moderate Income_Existing_Space Heating_Natural Gas_Market | F2 | Residential | Market | Multi-Family Moderate Income | Existing | Space Heating | Natural Gas | Usage (GWh) | 1.275 | 1.2671 | 1.3175 | 1.4324 | 1.4157 | 1.4133 | 1.4118 | 1.4107 | 1.4105 | 1.4107 | 1.4109 | 1.4113 | 1.4118 | 1.4122 | 1.4126 | 1.4131 | 1.4137 | 1.4141 | 1.4145 | 1.4149 | 1.4153 | 1.4157 | 1.3987 | 1.3788 | 1.3593 | 1.3402 | 1.3214 | 1.3029 | 1.2847 | 1.2669 | 1.2493 | 1.232 | 1.2228
F3_Residential_Multi-Family Moderate Income_Existing_Space Heating_Natural Gas_Market | F3 | Residential | Market | Multi-Family Moderate Income | Existing | Space Heating | Natural Gas | Summer Peak Demand (MW) | 22.4406 | 22.3015 | 23.1877 | 25.2094 | 24.9168 | 24.8737 | 24.8472 | 24.8291 | 24.8244 | 24.8275 | 24.8321 | 24.839 | 24.8468 | 24.8545 | 24.8626 | 24.8713 | 24.8805 | 24.8887 | 24.8951 | 24.9017 | 24.9087 | 24.9163 | 24.6171 | 24.267 | 23.9234 | 23.587 | 23.2562 | 22.9309 | 22.6109 | 22.2969 | 21.9876 | 21.684 | 21.5211
F4_Residential_Multi-Family Moderate Income_Existing_Space Heating_Natural Gas_Market | F4 | Residential | Market | Multi-Family Moderate Income | Existing | Space Heating | Natural Gas | Winter Peak Demand (MW) | 1.3005 | 1.2925 | 1.3438 | 1.461 | 1.444 | 1.4415 | 1.44 | 1.439 | 1.4387 | 1.4389 | 1.4391 | 1.4395 | 1.44 | 1.4404 | 1.4409 | 1.4414 | 1.4419 | 1.4424 | 1.4428 | 1.4432 | 1.4436 | 1.444 | 1.4267 | 1.4064 | 1.3865 | 1.367 | 1.3478 | 1.3289 | 1.3104 | 1.2922 | 1.2743 | 1.2567 | 1.2472
F1_Residential_Multi-Family Moderate Income_Existing_Secondary Heating_Natural Gas_Market | F1 | Residential | Market | Multi-Family Moderate Income | Existing | Secondary Heating | Natural Gas | Units | 4744.2574 | 4781.3594 | 4818.4614 | 4747.6894 | 4638.9741 | 4579.103 | 4523.333 | 4469.8916 | 4419.5909 | 4371.2589 | 4323.7275 | 4277.0186 | 4230.8773 | 4185.0524 | 4139.7139 | 4094.7676 | 4050.1659 | 4005.6353 | 3961.1991 | 3917.1331 | 3873.4423 | 3830.1394 | 3787.0778 | 3744.2898 | 3701.9416 | 3660.0399 | 3618.5866 | 3577.529 | 3536.8759 | 3496.6941 | 3456.9797 | 3417.7367 | 3378.9392
F2_Residential_Multi-Family Moderate Income_Existing_Secondary Heating_Natural Gas_Market | F2 | Residential | Market | Multi-Family Moderate Income | Existing | Secondary Heating | Natural Gas | Usage (GWh) | 0.058925 | 0.057613 | 0.059106 | 0.063358 | 0.061741 | 0.06078 | 0.059877 | 0.059009 | 0.058185 | 0.057391 | 0.056609 | 0.055842 | 0.055085 | 0.054335 | 0.053594 | 0.052862 | 0.052136 | 0.051415 | 0.050697 | 0.049987 | 0.049285 | 0.048591 | 0.047902 | 0.04722 | 0.046546 | 0.04588 | 0.045223 | 0.044573 | 0.043931 | 0.043298 | 0.042673 | 0.042057 | 0.041579
F3_Residential_Multi-Family Moderate Income_Existing_Secondary Heating_Natural Gas_Market | F3 | Residential | Market | Multi-Family Moderate Income | Existing | Secondary Heating | Natural Gas | Summer Peak Demand (MW) | 0.52193 | 0.51031 | 0.52353 | 0.56119 | 0.54687 | 0.53836 | 0.53037 | 0.52267 | 0.51538 | 0.50834 | 0.50142 | 0.49462 | 0.48792 | 0.48128 | 0.47471 | 0.46822 | 0.4618 | 0.45541 | 0.44905 | 0.44276 | 0.43654 | 0.43039 | 0.42429 | 0.41825 | 0.41228 | 0.40639 | 0.40056 | 0.39481 | 0.38912 | 0.38352 | 0.37798 | 0.37252 | 0.36829
F4_Residential_Multi-Family Moderate Income_Existing_Secondary Heating_Natural Gas_Market | F4 | Residential | Market | Multi-Family Moderate Income | Existing | Secondary Heating | Natural Gas | Winter Peak Demand (MW) | 0.030248 | 0.029575 | 0.030341 | 0.032524 | 0.031694 | 0.031201 | 0.030737 | 0.030291 | 0.029868 | 0.029461 | 0.02906 | 0.028666 | 0.028277 | 0.027892 | 0.027512 | 0.027136 | 0.026763 | 0.026393 | 0.026025 | 0.02566 | 0.0253 | 0.024943 | 0.02459 | 0.024239 | 0.023893 | 0.023552 | 0.023214 | 0.022881 | 0.022551 | 0.022226 | 0.021906 | 0.021589 | 0.021344
F1_Residential_Multi-Family Moderate Income_Existing_Water Heating_Natural Gas_Market | F1 | Residential | Market | Multi-Family Moderate Income | Existing | Water Heating | Natural Gas | Units | 4744.2574 | 4781.3594 | 4818.4614 | 4747.6894 | 4638.9741 | 4579.103 | 4523.333 | 4469.8916 | 4419.5909 | 4371.2589 | 4323.7275 | 4277.0186 | 4230.8773 | 4185.0524 | 4139.7139 | 4094.7676 | 4050.1659 | 4005.6353 | 3961.1991 | 3917.1331 | 3873.4423 | 3830.1394 | 3787.0778 | 3744.2898 | 3701.9416 | 3660.0399 | 3618.5866 | 3577.529 | 3536.8759 | 3496.6941 | 3456.9797 | 3417.7367 | 3378.9392
F2_Residential_Multi-Family Moderate Income_Existing_Water Heating_Natural Gas_Market | F2 | Residential | Market | Multi-Family Moderate Income | Existing | Water Heating | Natural Gas | Usage (GWh) | 0.38645 | 0.37622 | 0.38511 | 0.41203 | 0.40066 | 0.39357 | 0.38692 | 0.38062 | 0.37478 | 0.36932 | 0.36415 | 0.35931 | 0.35475 | 0.3504 | 0.34625 | 0.34226 | 0.33842 | 0.33467 | 0.331 | 0.32743 | 0.32394 | 0.32053 | 0.31717 | 0.31387 | 0.31063 | 0.30745 | 0.30432 | 0.30124 | 0.2982 | 0.29521 | 0.29226 | 0.28936 | 0.28649
F3_Residential_Multi-Family Moderate Income_Existing_Water Heating_Natural Gas_Market | F3 | Residential | Market | Multi-Family Moderate Income | Existing | Water Heating | Natural Gas | Summer Peak Demand (MW) | 1.2753 | 1.2415 | 1.2709 | 1.3597 | 1.3222 | 1.2988 | 1.2768 | 1.2561 | 1.2368 | 1.2188 | 1.2017 | 1.1857 | 1.1707 | 1.1563 | 1.1426 | 1.1295 | 1.1168 | 1.1044 | 1.0923 | 1.0805 | 1.069 | 1.0577 | 1.0467 | 1.0358 | 1.0251 | 1.0146 | 1.0043 | 0.99408 | 0.98406 | 0.97419 | 0.96447 | 0.95488 | 0.94541
F4_Residential_Multi-Family Moderate Income_Existing_Water Heating_Natural Gas_Market | F4 | Residential | Market | Multi-Family Moderate Income | Existing | Water Heating | Natural Gas | Winter Peak Demand (MW) | 0.10038 | 0.097725 | 0.10003 | 0.10703 | 0.10407 | 0.10223 | 0.10051 | 0.098869 | 0.097351 | 0.095932 | 0.094589 | 0.093333 | 0.092148 | 0.091018 | 0.089939 | 0.088904 | 0.087905 | 0.086931 | 0.085979 | 0.085051 | 0.084145 | 0.083259 | 0.082387 | 0.08153 | 0.080688 | 0.079862 | 0.079049 | 0.078248 | 0.077459 | 0.076682 | 0.075917 | 0.075162 | 0.074416
F1_Residential_Multi-Family Moderate Income_Existing_Appliances_Natural Gas_Market | F1 | Residential | Market | Multi-Family Moderate Income | Existing | Appliances | Natural Gas | Units | 4744.2574 | 4781.3594 | 4818.4614 | 4747.6894 | 4638.9741 | 4579.103 | 4523.333 | 4469.8916 | 4419.5909 | 4371.2589 | 4323.7275 | 4277.0186 | 4230.8773 | 4185.0524 | 4139.7139 | 4094.7676 | 4050.1659 | 4005.6353 | 3961.1991 | 3917.1331 | 3873.4423 | 3830.1394 | 3787.0778 | 3744.2898 | 3701.9416 | 3660.0399 | 3618.5866 | 3577.529 | 3536.8759 | 3496.6941 | 3456.9797 | 3417.7367 | 3378.9392
F2_Residential_Multi-Family Moderate Income_Existing_Appliances_Natural Gas_Market | F2 | Residential | Market | Multi-Family Moderate Income | Existing | Appliances | Natural Gas | Usage (GWh) | 0.016995 | 0.01648 | 0.016798 | 0.017893 | 0.017323 | 0.016942 | 0.016585 | 0.016248 | 0.015937 | 0.015649 | 0.015381 | 0.015131 | 0.014895 | 0.01467 | 0.014457 | 0.014252 | 0.014055 | 0.013864 | 0.013678 | 0.013498 | 0.013322 | 0.01315 | 0.012982 | 0.012816 | 0.012655 | 0.012496 | 0.01234 | 0.012187 | 0.012037 | 0.011889 | 0.011743 | 0.0116 | 0.011459
F3_Residential_Multi-Family Moderate Income_Existing_Appliances_Natural Gas_Market | F3 | Residential | Market | Multi-Family Moderate Income | Existing | Appliances | Natural Gas | Summer Peak Demand (MW) | 0.060531 | 0.058694 | 0.059828 | 0.06373 | 0.061698 | 0.060341 | 0.059069 | 0.057871 | 0.056762 | 0.055736 | 0.054781 | 0.053889 | 0.053049 | 0.05225 | 0.05149 | 0.050761 | 0.05006 | 0.04938 | 0.048717 | 0.048074 | 0.047447 | 0.046835 | 0.046236 | 0.045648 | 0.045072 | 0.044507 | 0.043952 | 0.043407 | 0.042871 | 0.042344 | 0.041825 | 0.041314 | 0.040812
F4_Residential_Multi-Family Moderate Income_Existing_Appliances_Natural Gas_Market | F4 | Residential | Market | Multi-Family Moderate Income | Existing | Appliances | Natural Gas | Winter Peak Demand (MW) | 0.012106 | 0.011739 | 0.011966 | 0.012746 | 0.01234 | 0.012068 | 0.011814 | 0.011574 | 0.011352 | 0.011147 | 0.010956 | 0.010778 | 0.01061 | 0.01045 | 0.010298 | 0.010152 | 0.010012 | 0.009876 | 0.0097434 | 0.0096147 | 0.0094894 | 0.0093671 | 0.0092472 | 0.0091295 | 0.0090143 | 0.0089013 | 0.0087905 | 0.0086814 | 0.0085742 | 0.0084687 | 0.008365 | 0.0082629 | 0.0081624
F1_Residential_Multi-Family Moderate Income_Existing_Miscellaneous_Natural Gas_Market | F1 | Residential | Market | Multi-Family Moderate Income | Existing | Miscellaneous | Natural Gas | Units | 4744.2574 | 4781.3594 | 4818.4614 | 4747.6894 | 4638.9741 | 4579.103 | 4523.333 | 4469.8916 | 4419.5909 | 4371.2589 | 4323.7275 | 4277.0186 | 4230.8773 | 4185.0524 | 4139.7139 | 4094.7676 | 4050.1659 | 4005.6353 | 3961.1991 | 3917.1331 | 3873.4423 | 3830.1394 | 3787.0778 | 3744.2898 | 3701.9416 | 3660.0399 | 3618.5866 | 3577.529 | 3536.8759 | 3496.6941 | 3456.9797 | 3417.7367 | 3378.9392
F2_Residential_Multi-Family Moderate Income_Existing_Miscellaneous_Natural Gas_Market | F2 | Residential | Market | Multi-Family Moderate Income | Existing | Miscellaneous | Natural Gas | Usage (GWh) | 0.026879 | 0.026281 | 0.027033 | 0.029055 | 0.02839 | 0.028024 | 0.027682 | 0.027355 | 0.027048 | 0.026752 | 0.026461 | 0.026175 | 0.025893 | 0.025612 | 0.025335 | 0.02506 | 0.024787 | 0.024514 | 0.024242 | 0.023973 | 0.023705 | 0.02344 | 0.023177 | 0.022915 | 0.022656 | 0.022399 | 0.022145 | 0.021894 | 0.021645 | 0.021399 | 0.021156 | 0.020916 | 0.020679
F3_Residential_Multi-Family Moderate Income_Existing_Miscellaneous_Natural Gas_Market | F3 | Residential | Market | Multi-Family Moderate Income | Existing | Miscellaneous | Natural Gas | Summer Peak Demand (MW) | 0.073641 | 0.072001 | 0.074064 | 0.079604 | 0.077781 | 0.076777 | 0.075842 | 0.074946 | 0.074103 | 0.073293 | 0.072496 | 0.071712 | 0.070939 | 0.07017 | 0.06941 | 0.068657 | 0.067909 | 0.067162 | 0.066417 | 0.065678 | 0.064946 | 0.06422 | 0.063498 | 0.06278 | 0.06207 | 0.061368 | 0.060673 | 0.059984 | 0.059302 | 0.058629 | 0.057963 | 0.057305 | 0.056654
F4_Residential_Multi-Family Moderate Income_Existing_Miscellaneous_Natural Gas_Market | F4 | Residential | Market | Multi-Family Moderate Income | Existing | Miscellaneous | Natural Gas | Winter Peak Demand (MW) | 0.0030684 | 0.0030001 | 0.003086 | 0.0033168 | 0.0032409 | 0.0031991 | 0.0031601 | 0.0031228 | 0.0030876 | 0.0030539 | 0.0030206 | 0.002988 | 0.0029558 | 0.0029238 | 0.0028921 | 0.0028607 | 0.0028295 | 0.0027984 | 0.0027674 | 0.0027366 | 0.0027061 | 0.0026758 | 0.0026457 | 0.0026158 | 0.0025863 | 0.002557 | 0.002528 | 0.0024993 | 0.0024709 | 0.0024429 | 0.0024151 | 0.0023877 | 0.0023606
F1_Residential_Multi-Family Moderate Income_New_Space Heating_Natural Gas_All | F1 | Residential | All | Multi-Family Moderate Income | New | Space Heating | Natural Gas | Units | 0 | 0 | 0 | 0 | 0 | 0 | 0 | 0 | 0 | 0 | 0 | 0 | 0 | 0 | 0 | 0 | 0 | 0 | 0 | 0 | 0 | 0 | 0 | 0 | 0 | 0 | 0 | 0 | 0 | 0 | 0 | 0 | 0
F2_Residential_Multi-Family Moderate Income_New_Space Heating_Natural Gas_All | F2 | Residential | All | Multi-Family Moderate Income | New | Space Heating | Natural Gas | Usage (GWh) | 0 | 0 | 0 | 0 | 0 | 0 | 0 | 0 | 0 | 0 | 0 | 0 | 0 | 0 | 0 | 0 | 0 | 0 | 0 | 0 | 0 | 0 | 0 | 0 | 0 | 0 | 0 | 0 | 0 | 0 | 0 | 0 | 0
F3_Residential_Multi-Family Moderate Income_New_Space Heating_Natural Gas_All | F3 | Residential | All | Multi-Family Moderate Income | New | Space Heating | Natural Gas | Summer Peak Demand (MW) | 0 | 0 | 0 | 0 | 0 | 0 | 0 | 0 | 0 | 0 | 0 | 0 | 0 | 0 | 0 | 0 | 0 | 0 | 0 | 0 | 0 | 0 | 0 | 0 | 0 | 0 | 0 | 0 | 0 | 0 | 0 | 0 | 0
F4_Residential_Multi-Family Moderate Income_New_Space Heating_Natural Gas_All | F4 | Residential | All | Multi-Family Moderate Income | New | Space Heating | Natural Gas | Winter Peak Demand (MW) | 0 | 0 | 0 | 0 | 0 | 0 | 0 | 0 | 0 | 0 | 0 | 0 | 0 | 0 | 0 | 0 | 0 | 0 | 0 | 0 | 0 | 0 | 0 | 0 | 0 | 0 | 0 | 0 | 0 | 0 | 0 | 0 | 0
F1_Residential_Multi-Family Moderate Income_New_Secondary Heating_Natural Gas_All | F1 | Residential | All | Multi-Family Moderate Income | New | Secondary Heating | Natural Gas | Units | 0 | 0 | 0 | 0 | 0 | 0 | 0 | 0 | 0 | 0 | 0 | 0 | 0 | 0 | 0 | 0 | 0 | 0 | 0 | 0 | 0 | 0 | 0 | 0 | 0 | 0 | 0 | 0 | 0 | 0 | 0 | 0 | 0
F2_Residential_Multi-Family Moderate Income_New_Secondary Heating_Natural Gas_All | F2 | Residential | All | Multi-Family Moderate Income | New | Secondary Heating | Natural Gas | Usage (GWh) | 0 | 0 | 0 | 0 | 0 | 0 | 0 | 0 | 0 | 0 | 0 | 0 | 0 | 0 | 0 | 0 | 0 | 0 | 0 | 0 | 0 | 0 | 0 | 0 | 0 | 0 | 0 | 0 | 0 | 0 | 0 | 0 | 0
F3_Residential_Multi-Family Moderate Income_New_Secondary Heating_Natural Gas_All | F3 | Residential | All | Multi-Family Moderate Income | New | Secondary Heating | Natural Gas | Summer Peak Demand (MW) | 0 | 0 | 0 | 0 | 0 | 0 | 0 | 0 | 0 | 0 | 0 | 0 | 0 | 0 | 0 | 0 | 0 | 0 | 0 | 0 | 0 | 0 | 0 | 0 | 0 | 0 | 0 | 0 | 0 | 0 | 0 | 0 | 0
F4_Residential_Multi-Family Moderate Income_New_Secondary Heating_Natural Gas_All | F4 | Residential | All | Multi-Family Moderate Income | New | Secondary Heating | Natural Gas | Winter Peak Demand (MW) | 0 | 0 | 0 | 0 | 0 | 0 | 0 | 0 | 0 | 0 | 0 | 0 | 0 | 0 | 0 | 0 | 0 | 0 | 0 | 0 | 0 | 0 | 0 | 0 | 0 | 0 | 0 | 0 | 0 | 0 | 0 | 0 | 0
F1_Residential_Multi-Family Moderate Income_New_Water Heating_Natural Gas_All | F1 | Residential | All | Multi-Family Moderate Income | New | Water Heating | Natural Gas | Units | 0 | 0 | 0 | 0 | 0 | 0 | 0 | 0 | 0 | 0 | 0 | 0 | 0 | 0 | 0 | 0 | 0 | 0 | 0 | 0 | 0 | 0 | 0 | 0 | 0 | 0 | 0 | 0 | 0 | 0 | 0 | 0 | 0
F2_Residential_Multi-Family Moderate Income_New_Water Heating_Natural Gas_All | F2 | Residential | All | Multi-Family Moderate Income | New | Water Heating | Natural Gas | Usage (GWh) | 0 | 0 | 0 | 0 | 0 | 0 | 0 | 0 | 0 | 0 | 0 | 0 | 0 | 0 | 0 | 0 | 0 | 0 | 0 | 0 | 0 | 0 | 0 | 0 | 0 | 0 | 0 | 0 | 0 | 0 | 0 | 0 | 0
F3_Residential_Multi-Family Moderate Income_New_Water Heating_Natural Gas_All | F3 | Residential | All | Multi-Family Moderate Income | New | Water Heating | Natural Gas | Summer Peak Demand (MW) | 0 | 0 | 0 | 0 | 0 | 0 | 0 | 0 | 0 | 0 | 0 | 0 | 0 | 0 | 0 | 0 | 0 | 0 | 0 | 0 | 0 | 0 | 0 | 0 | 0 | 0 | 0 | 0 | 0 | 0 | 0 | 0 | 0
F4_Residential_Multi-Family Moderate Income_New_Water Heating_Natural Gas_All | F4 | Residential | All | Multi-Family Moderate Income | New | Water Heating | Natural Gas | Winter Peak Demand (MW) | 0 | 0 | 0 | 0 | 0 | 0 | 0 | 0 | 0 | 0 | 0 | 0 | 0 | 0 | 0 | 0 | 0 | 0 | 0 | 0 | 0 | 0 | 0 | 0 | 0 | 0 | 0 | 0 | 0 | 0 | 0 | 0 | 0
F1_Residential_Multi-Family Moderate Income_New_Appliances_Natural Gas_All | F1 | Residential | All | Multi-Family Moderate Income | New | Appliances | Natural Gas | Units | 0 | 0 | 0 | 0 | 0 | 0 | 0 | 0 | 0 | 0 | 0 | 0 | 0 | 0 | 0 | 0 | 0 | 0 | 0 | 0 | 0 | 0 | 0 | 0 | 0 | 0 | 0 | 0 | 0 | 0 | 0 | 0 | 0
F2_Residential_Multi-Family Moderate Income_New_Appliances_Natural Gas_All | F2 | Residential | All | Multi-Family Moderate Income | New | Appliances | Natural Gas | Usage (GWh) | 0 | 0 | 0 | 0 | 0 | 0 | 0 | 0 | 0 | 0 | 0 | 0 | 0 | 0 | 0 | 0 | 0 | 0 | 0 | 0 | 0 | 0 | 0 | 0 | 0 | 0 | 0 | 0 | 0 | 0 | 0 | 0 | 0
F3_Residential_Multi-Family Moderate Income_New_Appliances_Natural Gas_All | F3 | Residential | All | Multi-Family Moderate Income | New | Appliances | Natural Gas | Summer Peak Demand (MW) | 0 | 0 | 0 | 0 | 0 | 0 | 0 | 0 | 0 | 0 | 0 | 0 | 0 | 0 | 0 | 0 | 0 | 0 | 0 | 0 | 0 | 0 | 0 | 0 | 0 | 0 | 0 | 0 | 0 | 0 | 0 | 0 | 0
F4_Residential_Multi-Family Moderate Income_New_Appliances_Natural Gas_All | F4 | Residential | All | Multi-Family Moderate Income | New | Appliances | Natural Gas | Winter Peak Demand (MW) | 0 | 0 | 0 | 0 | 0 | 0 | 0 | 0 | 0 | 0 | 0 | 0 | 0 | 0 | 0 | 0 | 0 | 0 | 0 | 0 | 0 | 0 | 0 | 0 | 0 | 0 | 0 | 0 | 0 | 0 | 0 | 0 | 0
F1_Residential_Multi-Family Moderate Income_New_Miscellaneous_Natural Gas_All | F1 | Residential | All | Multi-Family Moderate Income | New | Miscellaneous | Natural Gas | Units | 0 | 99.7641 | 245.2553 | 384.4355 | 515.1134 | 636.8595 | 756.8136 | 875.0215 | 990.8872 | 1105.2818 | 1219.056 | 1332.1946 | 1444.8955 | 1557.3529 | 1669.4241 | 1781.1715 | 1892.6237 | 2003.9861 | 2115.2386 | 2226.1771 | 2336.7913 | 2447.0733 | 2557.1289 | 2666.9433 | 2776.3884 | 2885.4586 | 2994.1465 | 3102.4989 | 3210.509 | 3318.1283 | 3425.3518 | 3532.1836 | 3642.3473
F2_Residential_Multi-Family Moderate Income_New_Miscellaneous_Natural Gas_All | F2 | Residential | All | Multi-Family Moderate Income | New | Miscellaneous | Natural Gas | Usage (GWh) | 0 | 0.00054835 | 0.001376 | 0.0023527 | 0.0031525 | 0.0038975 | 0.0046316 | 0.0053551 | 0.0060642 | 0.0067642 | 0.0074605 | 0.0081529 | 0.0088426 | 0.0095309 | 0.010217 | 0.010901 | 0.011583 | 0.012264 | 0.012945 | 0.013624 | 0.014301 | 0.014976 | 0.015649 | 0.016321 | 0.016991 | 0.017659 | 0.018324 | 0.018987 | 0.019648 | 0.020307 | 0.020963 | 0.021617 | 0.022291
F3_Residential_Multi-Family Moderate Income_New_Miscellaneous_Natural Gas_All | F3 | Residential | All | Multi-Family Moderate Income | New | Miscellaneous | Natural Gas | Summer Peak Demand (MW) | 0 | 0.0015023 | 0.0037698 | 0.0064458 | 0.0086369 | 0.010678 | 0.012689 | 0.014671 | 0.016614 | 0.018532 | 0.02044 | 0.022337 | 0.024226 | 0.026112 | 0.027991 | 0.029865 | 0.031733 | 0.033601 | 0.035466 | 0.037326 | 0.039181 | 0.04103 | 0.042875 | 0.044716 | 0.046551 | 0.04838 | 0.050203 | 0.052019 | 0.05383 | 0.055635 | 0.057433 | 0.059224 | 0.061071
F4_Residential_Multi-Family Moderate Income_New_Miscellaneous_Natural Gas_All | F4 | Residential | All | Multi-Family Moderate Income | New | Miscellaneous | Natural Gas | Winter Peak Demand (MW) | 0 | 6.2597e-05 | 0.00015707 | 0.00026857 | 0.00035987 | 0.00044492 | 0.00052873 | 0.00061131 | 0.00069225 | 0.00077217 | 0.00085166 | 0.0009307 | 0.0010094 | 0.001088 | 0.0011663 | 0.0012444 | 0.0013222 | 0.0014 | 0.0014778 | 0.0015553 | 0.0016325 | 0.0017096 | 0.0017865 | 0.0018632 | 0.0019396 | 0.0020158 | 0.0020918 | 0.0021675 | 0.0022429 | 0.0023181 | 0.002393 | 0.0024677 | 0.0025446
F1_Residential_Multi-Family Moderate Income_New_Space Heating_Natural Gas_Market | F1 | Residential | Market | Multi-Family Moderate Income | New | Space Heating | Natural Gas | Units | 0 | 99.7641 | 245.2553 | 384.4355 | 515.1134 | 636.8595 | 756.8136 | 875.0215 | 990.8872 | 1105.2818 | 1219.056 | 1332.1946 | 1444.8955 | 1557.3529 | 1669.4241 | 1781.1715 | 1892.6237 | 2003.9861 | 2115.2386 | 2226.1771 | 2336.7913 | 2447.0733 | 2557.1289 | 2666.9433 | 2776.3884 | 2885.4586 | 2994.1465 | 3102.4989 | 3210.509 | 3318.1283 | 3425.3518 | 3532.1836 | 3642.3473
F2_Residential_Multi-Family Moderate Income_New_Space Heating_Natural Gas_Market | F2 | Residential | Market | Multi-Family Moderate Income | New | Space Heating | Natural Gas | Usage (GWh) | 0 | 0 | 0 | 0 | 0 | 0 | 0 | 0 | 0 | 0 | 0 | 0 | 0 | 0 | 0 | 0 | 0 | 0 | 0 | 0 | 0 | 0 | 0 | 0 | 0 | 0 | 0 | 0 | 0 | 0 | 0 | 0 | 0
F3_Residential_Multi-Family Moderate Income_New_Space Heating_Natural Gas_Market | F3 | Residential | Market | Multi-Family Moderate Income | New | Space Heating | Natural Gas | Summer Peak Demand (MW) | 0 | 0 | 0 | 0 | 0 | 0 | 0 | 0 | 0 | 0 | 0 | 0 | 0 | 0 | 0 | 0 | 0 | 0 | 0 | 0 | 0 | 0 | 0 | 0 | 0 | 0 | 0 | 0 | 0 | 0 | 0 | 0 | 0
F4_Residential_Multi-Family Moderate Income_New_Space Heating_Natural Gas_Market | F4 | Residential | Market | Multi-Family Moderate Income | New | Space Heating | Natural Gas | Winter Peak Demand (MW) | 0 | 0 | 0 | 0 | 0 | 0 | 0 | 0 | 0 | 0 | 0 | 0 | 0 | 0 | 0 | 0 | 0 | 0 | 0 | 0 | 0 | 0 | 0 | 0 | 0 | 0 | 0 | 0 | 0 | 0 | 0 | 0 | 0
F1_Residential_Multi-Family Moderate Income_New_Secondary Heating_Natural Gas_Market | F1 | Residential | Market | Multi-Family Moderate Income | New | Secondary Heating | Natural Gas | Units | 0 | 99.7641 | 245.2553 | 384.4355 | 515.1134 | 636.8595 | 756.8136 | 875.0215 | 990.8872 | 1105.2818 | 1219.056 | 1332.1946 | 1444.8955 | 1557.3529 | 1669.4241 | 1781.1715 | 1892.6237 | 2003.9861 | 2115.2386 | 2226.1771 | 2336.7913 | 2447.0733 | 2557.1289 | 2666.9433 | 2776.3884 | 2885.4586 | 2994.1465 | 3102.4989 | 3210.509 | 3318.1283 | 3425.3518 | 3532.1836 | 3642.3473
F2_Residential_Multi-Family Moderate Income_New_Secondary Heating_Natural Gas_Market | F2 | Residential | Market | Multi-Family Moderate Income | New | Secondary Heating | Natural Gas | Usage (GWh) | 0 | 0 | 0 | 0 | 0 | 0 | 0 | 0 | 0 | 0 | 0 | 0 | 0 | 0 | 0 | 0 | 0 | 0 | 0 | 0 | 0 | 0 | 0 | 0 | 0 | 0 | 0 | 0 | 0 | 0 | 0 | 0 | 0
F3_Residential_Multi-Family Moderate Income_New_Secondary Heating_Natural Gas_Market | F3 | Residential | Market | Multi-Family Moderate Income | New | Secondary Heating | Natural Gas | Summer Peak Demand (MW) | 0 | 0 | 0 | 0 | 0 | 0 | 0 | 0 | 0 | 0 | 0 | 0 | 0 | 0 | 0 | 0 | 0 | 0 | 0 | 0 | 0 | 0 | 0 | 0 | 0 | 0 | 0 | 0 | 0 | 0 | 0 | 0 | 0
F4_Residential_Multi-Family Moderate Income_New_Secondary Heating_Natural Gas_Market | F4 | Residential | Market | Multi-Family Moderate Income | New | Secondary Heating | Natural Gas | Winter Peak Demand (MW) | 0 | 0 | 0 | 0 | 0 | 0 | 0 | 0 | 0 | 0 | 0 | 0 | 0 | 0 | 0 | 0 | 0 | 0 | 0 | 0 | 0 | 0 | 0 | 0 | 0 | 0 | 0 | 0 | 0 | 0 | 0 | 0 | 0
F1_Residential_Multi-Family Moderate Income_New_Water Heating_Natural Gas_Market | F1 | Residential | Market | Multi-Family Moderate Income | New | Water Heating | Natural Gas | Units | 0 | 99.7641 | 245.2553 | 384.4355 | 515.1134 | 636.8595 | 756.8136 | 875.0215 | 990.8872 | 1105.2818 | 1219.056 | 1332.1946 | 1444.8955 | 1557.3529 | 1669.4241 | 1781.1715 | 1892.6237 | 2003.9861 | 2115.2386 | 2226.1771 | 2336.7913 | 2447.0733 | 2557.1289 | 2666.9433 | 2776.3884 | 2885.4586 | 2994.1465 | 3102.4989 | 3210.509 | 3318.1283 | 3425.3518 | 3532.1836 | 3642.3473
F2_Residential_Multi-Family Moderate Income_New_Water Heating_Natural Gas_Market | F2 | Residential | Market | Multi-Family Moderate Income | New | Water Heating | Natural Gas | Usage (GWh) | 0 | 0 | 0 | 0 | 0 | 0 | 0 | 0 | 0 | 0 | 0 | 0 | 0 | 0 | 0 | 0 | 0 | 0 | 0 | 0 | 0 | 0 | 0 | 0 | 0 | 0 | 0 | 0 | 0 | 0 | 0 | 0 | 0
F3_Residential_Multi-Family Moderate Income_New_Water Heating_Natural Gas_Market | F3 | Residential | Market | Multi-Family Moderate Income | New | Water Heating | Natural Gas | Summer Peak Demand (MW) | 0 | 0 | 0 | 0 | 0 | 0 | 0 | 0 | 0 | 0 | 0 | 0 | 0 | 0 | 0 | 0 | 0 | 0 | 0 | 0 | 0 | 0 | 0 | 0 | 0 | 0 | 0 | 0 | 0 | 0 | 0 | 0 | 0
F4_Residential_Multi-Family Moderate Income_New_Water Heating_Natural Gas_Market | F4 | Residential | Market | Multi-Family Moderate Income | New | Water Heating | Natural Gas | Winter Peak Demand (MW) | 0 | 0 | 0 | 0 | 0 | 0 | 0 | 0 | 0 | 0 | 0 | 0 | 0 | 0 | 0 | 0 | 0 | 0 | 0 | 0 | 0 | 0 | 0 | 0 | 0 | 0 | 0 | 0 | 0 | 0 | 0 | 0 | 0
F1_Residential_Multi-Family Moderate Income_New_Appliances_Natural Gas_Market | F1 | Residential | Market | Multi-Family Moderate Income | New | Appliances | Natural Gas | Units | 0 | 99.7641 | 245.2553 | 384.4355 | 515.1134 | 636.8595 | 756.8136 | 875.0215 | 990.8872 | 1105.2818 | 1219.056 | 1332.1946 | 1444.8955 | 1557.3529 | 1669.4241 | 1781.1715 | 1892.6237 | 2003.9861 | 2115.2386 | 2226.1771 | 2336.7913 | 2447.0733 | 2557.1289 | 2666.9433 | 2776.3884 | 2885.4586 | 2994.1465 | 3102.4989 | 3210.509 | 3318.1283 | 3425.3518 | 3532.1836 | 3642.3473
F2_Residential_Multi-Family Moderate Income_New_Appliances_Natural Gas_Market | F2 | Residential | Market | Multi-Family Moderate Income | New | Appliances | Natural Gas | Usage (GWh) | 0 | 0 | 0 | 0 | 0 | 0 | 0 | 0 | 0 | 0 | 0 | 0 | 0 | 0 | 0 | 0 | 0 | 0 | 0 | 0 | 0 | 0 | 0 | 0 | 0 | 0 | 0 | 0 | 0 | 0 | 0 | 0 | 0
F3_Residential_Multi-Family Moderate Income_New_Appliances_Natural Gas_Market | F3 | Residential | Market | Multi-Family Moderate Income | New | Appliances | Natural Gas | Summer Peak Demand (MW) | 0 | 0 | 0 | 0 | 0 | 0 | 0 | 0 | 0 | 0 | 0 | 0 | 0 | 0 | 0 | 0 | 0 | 0 | 0 | 0 | 0 | 0 | 0 | 0 | 0 | 0 | 0 | 0 | 0 | 0 | 0 | 0 | 0
F4_Residential_Multi-Family Moderate Income_New_Appliances_Natural Gas_Market | F4 | Residential | Market | Multi-Family Moderate Income | New | Appliances | Natural Gas | Winter Peak Demand (MW) | 0 | 0 | 0 | 0 | 0 | 0 | 0 | 0 | 0 | 0 | 0 | 0 | 0 | 0 | 0 | 0 | 0 | 0 | 0 | 0 | 0 | 0 | 0 | 0 | 0 | 0 | 0 | 0 | 0 | 0 | 0 | 0 | 0
F1_Residential_Multi-Family Moderate Income_New_Miscellaneous_Natural Gas_Market | F1 | Residential | Market | Multi-Family Moderate Income | New | Miscellaneous | Natural Gas | Units | 0 | 99.7641 | 245.2553 | 384.4355 | 515.1134 | 636.8595 | 756.8136 | 875.0215 | 990.8872 | 1105.2818 | 1219.056 | 1332.1946 | 1444.8955 | 1557.3529 | 1669.4241 | 1781.1715 | 1892.6237 | 2003.9861 | 2115.2386 | 2226.1771 | 2336.7913 | 2447.0733 | 2557.1289 | 2666.9433 | 2776.3884 | 2885.4586 | 2994.1465 | 3102.4989 | 3210.509 | 3318.1283 | 3425.3518 | 3532.1836 | 3642.3473
F2_Residential_Multi-Family Moderate Income_New_Miscellaneous_Natural Gas_Market | F2 | Residential | Market | Multi-Family Moderate Income | New | Miscellaneous | Natural Gas | Usage (GWh) | 0 | 0.00054835 | 0.001376 | 0.0023527 | 0.0031525 | 0.0038975 | 0.0046316 | 0.0053551 | 0.0060642 | 0.0067642 | 0.0074605 | 0.0081529 | 0.0088426 | 0.0095309 | 0.010217 | 0.010901 | 0.011583 | 0.012264 | 0.012945 | 0.013624 | 0.014301 | 0.014976 | 0.015649 | 0.016321 | 0.016991 | 0.017659 | 0.018324 | 0.018987 | 0.019648 | 0.020307 | 0.020963 | 0.021617 | 0.022291
F3_Residential_Multi-Family Moderate Income_New_Miscellaneous_Natural Gas_Market | F3 | Residential | Market | Multi-Family Moderate Income | New | Miscellaneous | Natural Gas | Summer Peak Demand (MW) | 0 | 0.0015023 | 0.0037698 | 0.0064458 | 0.0086369 | 0.010678 | 0.012689 | 0.014671 | 0.016614 | 0.018532 | 0.02044 | 0.022337 | 0.024226 | 0.026112 | 0.027991 | 0.029865 | 0.031733 | 0.033601 | 0.035466 | 0.037326 | 0.039181 | 0.04103 | 0.042875 | 0.044716 | 0.046551 | 0.04838 | 0.050203 | 0.052019 | 0.05383 | 0.055635 | 0.057433 | 0.059224 | 0.061071
F4_Residential_Multi-Family Moderate Income_New_Miscellaneous_Natural Gas_Market | F4 | Residential | Market | Multi-Family Moderate Income | New | Miscellaneous | Natural Gas | Winter Peak Demand (MW) | 0 | 6.2597e-05 | 0.00015707 | 0.00026857 | 0.00035987 | 0.00044492 | 0.00052873 | 0.00061131 | 0.00069225 | 0.00077217 | 0.00085166 | 0.0009307 | 0.0010094 | 0.001088 | 0.0011663 | 0.0012444 | 0.0013222 | 0.0014 | 0.0014778 | 0.0015553 | 0.0016325 | 0.0017096 | 0.0017865 | 0.0018632 | 0.0019396 | 0.0020158 | 0.0020918 | 0.0021675 | 0.0022429 | 0.0023181 | 0.002393 | 0.0024677 | 0.0025446
F1_Residential_Multi-Family Low Income_Existing_Space Heating_Natural Gas_All | F1 | Residential | All | Multi-Family Low Income | Existing | Space Heating | Natural Gas | Units | 501.564 | 514.8201 | 528.3948 | 530.2472 | 527.672 | 530.4794 | 533.6944 | 537.1271 | 540.889 | 544.8521 | 548.8787 | 552.9746 | 554.4932 | 550.8721 | 547.3066 | 543.7845 | 540.2994 | 536.8147 | 533.3329 | 529.8909 | 526.4893 | 523.1298 | 519.7925 | 516.4815 | 513.2198 | 510.0083 | 506.8475 | 503.7302 | 500.6579 | 497.6401 | 494.6765 | 491.768 | 488.9113
F2_Residential_Multi-Family Low Income_Existing_Space Heating_Natural Gas_All | F2 | Residential | All | Multi-Family Low Income | Existing | Space Heating | Natural Gas | Usage (GWh) | 0.10678 | 0.10612 | 0.11034 | 0.11996 | 0.11857 | 0.11837 | 0.11825 | 0.11816 | 0.11814 | 0.11816 | 0.11818 | 0.11822 | 0.11768 | 0.11603 | 0.1144 | 0.11281 | 0.11124 | 0.10969 | 0.10816 | 0.10666 | 0.10518 | 0.10373 | 0.1023 | 0.1009 | 0.099518 | 0.098169 | 0.096842 | 0.095537 | 0.094254 | 0.092996 | 0.091756 | 0.09054 | 0.08991
F3_Residential_Multi-Family Low Income_Existing_Space Heating_Natural Gas_All | F3 | Residential | All | Multi-Family Low Income | Existing | Space Heating | Natural Gas | Summer Peak Demand (MW) | 1.8794 | 1.8678 | 1.942 | 2.1114 | 2.0869 | 2.0833 | 2.0811 | 2.0796 | 2.0793 | 2.0796 | 2.08 | 2.0806 | 2.0712 | 2.0421 | 2.0135 | 1.9854 | 1.9578 | 1.9306 | 1.9037 | 1.8772 | 1.8512 | 1.8257 | 1.8005 | 1.7758 | 1.7515 | 1.7278 | 1.7044 | 1.6815 | 1.6589 | 1.6367 | 1.6149 | 1.5935 | 1.5824
F4_Residential_Multi-Family Low Income_Existing_Space Heating_Natural Gas_All | F4 | Residential | All | Multi-Family Low Income | Existing | Space Heating | Natural Gas | Winter Peak Demand (MW) | 0.10892 | 0.10824 | 0.11255 | 0.12236 | 0.12094 | 0.12074 | 0.12061 | 0.12052 | 0.1205 | 0.12052 | 0.12054 | 0.12058 | 0.12004 | 0.11835 | 0.11669 | 0.11506 | 0.11346 | 0.11189 | 0.11033 | 0.10879 | 0.10729 | 0.10581 | 0.10435 | 0.10292 | 0.10151 | 0.10013 | 0.098779 | 0.097448 | 0.09614 | 0.094856 | 0.093591 | 0.09235 | 0.091709
F1_Residential_Multi-Family Low Income_Existing_Secondary Heating_Natural Gas_All | F1 | Residential | All | Multi-Family Low Income | Existing | Secondary Heating | Natural Gas | Units | 122.5237 | 123.4819 | 124.44 | 122.6123 | 119.8047 | 118.2585 | 116.8182 | 115.438 | 114.1389 | 112.8907 | 111.6632 | 110.4569 | 109.2653 | 108.0818 | 106.9109 | 105.7502 | 104.5983 | 103.4483 | 102.3007 | 101.1626 | 100.0343 | 98.916 | 97.8039 | 96.6988 | 95.6052 | 94.523 | 93.4525 | 92.3921 | 91.3422 | 90.3045 | 89.2789 | 88.2654 | 87.2634
F2_Residential_Multi-Family Low Income_Existing_Secondary Heating_Natural Gas_All | F2 | Residential | All | Multi-Family Low Income | Existing | Secondary Heating | Natural Gas | Usage (GWh) | 0.0049349 | 0.0048251 | 0.0049501 | 0.0053062 | 0.0051708 | 0.0050904 | 0.0050147 | 0.004942 | 0.004873 | 0.0048065 | 0.004741 | 0.0046768 | 0.0046134 | 0.0045506 | 0.0044885 | 0.0044272 | 0.0043664 | 0.004306 | 0.0042459 | 0.0041864 | 0.0041276 | 0.0040695 | 0.0040118 | 0.0039546 | 0.0038982 | 0.0038425 | 0.0037874 | 0.003733 | 0.0036793 | 0.0036262 | 0.0035739 | 0.0035223 | 0.0034823
F3_Residential_Multi-Family Low Income_Existing_Secondary Heating_Natural Gas_All | F3 | Residential | All | Multi-Family Low Income | Existing | Secondary Heating | Natural Gas | Summer Peak Demand (MW) | 0.043711 | 0.042738 | 0.043846 | 0.047 | 0.045801 | 0.045088 | 0.044418 | 0.043774 | 0.043163 | 0.042573 | 0.041994 | 0.041425 | 0.040863 | 0.040307 | 0.039757 | 0.039214 | 0.038676 | 0.03814 | 0.037608 | 0.037081 | 0.03656 | 0.036045 | 0.035534 | 0.035028 | 0.034528 | 0.034035 | 0.033547 | 0.033065 | 0.032589 | 0.032119 | 0.031656 | 0.031198 | 0.030844
F4_Residential_Multi-Family Low Income_Existing_Secondary Heating_Natural Gas_All | F4 | Residential | All | Multi-Family Low Income | Existing | Secondary Heating | Natural Gas | Winter Peak Demand (MW) | 0.0025333 | 0.0024769 | 0.0025411 | 0.0027239 | 0.0026544 | 0.0026131 | 0.0025742 | 0.0025369 | 0.0025015 | 0.0024673 | 0.0024337 | 0.0024007 | 0.0023682 | 0.002336 | 0.0023041 | 0.0022726 | 0.0022414 | 0.0022104 | 0.0021796 | 0.002149 | 0.0021188 | 0.002089 | 0.0020594 | 0.00203 | 0.0020011 | 0.0019725 | 0.0019442 | 0.0019163 | 0.0018887 | 0.0018615 | 0.0018346 | 0.0018081 | 0.0017876
F1_Residential_Multi-Family Low Income_Existing_Water Heating_Natural Gas_All | F1 | Residential | All | Multi-Family Low Income | Existing | Water Heating | Natural Gas | Units | 266.1038 | 268.6233 | 271.1504 | 267.6047 | 261.9045 | 258.947 | 256.2115 | 253.5985 | 251.1547 | 248.8142 | 246.5111 | 244.2468 | 242.0069 | 239.7771 | 237.5673 | 235.3722 | 233.1891 | 231.0024 | 228.8133 | 226.6379 | 224.4764 | 222.3299 | 220.1897 | 218.0579 | 215.9441 | 213.849 | 211.7727 | 209.7122 | 207.6681 | 205.6446 | 203.6413 | 201.6588 | 199.6956
F2_Residential_Multi-Family Low Income_Existing_Water Heating_Natural Gas_All | F2 | Residential | All | Multi-Family Low Income | Existing | Water Heating | Natural Gas | Usage (GWh) | 0.028654 | 0.027896 | 0.028555 | 0.030551 | 0.029708 | 0.029182 | 0.02869 | 0.028222 | 0.027789 | 0.027384 | 0.027001 | 0.026642 | 0.026304 | 0.025981 | 0.025673 | 0.025378 | 0.025093 | 0.024815 | 0.024543 | 0.024278 | 0.024019 | 0.023766 | 0.023518 | 0.023273 | 0.023033 | 0.022797 | 0.022565 | 0.022336 | 0.022111 | 0.021889 | 0.021671 | 0.021455 | 0.021242
F3_Residential_Multi-Family Low Income_Existing_Water Heating_Natural Gas_All | F3 | Residential | All | Multi-Family Low Income | Existing | Water Heating | Natural Gas | Summer Peak Demand (MW) | 0.094559 | 0.092057 | 0.094232 | 0.10082 | 0.098036 | 0.096301 | 0.094675 | 0.093134 | 0.091704 | 0.090368 | 0.089103 | 0.08792 | 0.086803 | 0.085738 | 0.084723 | 0.083747 | 0.082806 | 0.081889 | 0.080992 | 0.080118 | 0.079264 | 0.078429 | 0.077609 | 0.076801 | 0.076008 | 0.075229 | 0.074464 | 0.073709 | 0.072966 | 0.072234 | 0.071513 | 0.070802 | 0.0701
F4_Residential_Multi-Family Low Income_Existing_Water Heating_Natural Gas_All | F4 | Residential | All | Multi-Family Low Income | Existing | Water Heating | Natural Gas | Winter Peak Demand (MW) | 0.007443 | 0.0072461 | 0.0074173 | 0.0079357 | 0.0077168 | 0.0075802 | 0.0074522 | 0.0073309 | 0.0072183 | 0.0071132 | 0.0070136 | 0.0069205 | 0.0068325 | 0.0067488 | 0.0066688 | 0.006592 | 0.0065179 | 0.0064457 | 0.0063752 | 0.0063064 | 0.0062391 | 0.0061734 | 0.0061088 | 0.0060453 | 0.0059829 | 0.0059216 | 0.0058613 | 0.0058019 | 0.0057434 | 0.0056858 | 0.005629 | 0.0055731 | 0.0055178
F1_Residential_Multi-Family Low Income_Existing_Appliances_Natural Gas_All | F1 | Residential | All | Multi-Family Low Income | Existing | Appliances | Natural Gas | Units | 105.346 | 106.1043 | 106.8617 | 105.2273 | 102.7543 | 101.3656 | 100.0693 | 98.826 | 97.6537 | 96.5262 | 95.4177 | 94.3287 | 93.2535 | 92.1866 | 91.1317 | 90.0866 | 89.0504 | 88.017 | 86.9869 | 85.9662 | 84.9549 | 83.9534 | 82.9583 | 81.9704 | 80.9934 | 80.0272 | 79.0721 | 78.1267 | 77.1913 | 76.2672 | 75.3545 | 74.4532 | 73.5626
F2_Residential_Multi-Family Low Income_Existing_Appliances_Natural Gas_All | F2 | Residential | All | Multi-Family Low Income | Existing | Appliances | Natural Gas | Usage (GWh) | 0.0017029 | 0.0016512 | 0.0016832 | 0.0017929 | 0.0017357 | 0.0016976 | 0.0016618 | 0.0016281 | 0.0015969 | 0.001568 | 0.0015412 | 0.0015161 | 0.0014924 | 0.00147 | 0.0014486 | 0.0014281 | 0.0014083 | 0.0013892 | 0.0013706 | 0.0013525 | 0.0013348 | 0.0013176 | 0.0013008 | 0.0012842 | 0.001268 | 0.0012521 | 0.0012365 | 0.0012212 | 0.0012061 | 0.0011912 | 0.0011767 | 0.0011623 | 0.0011482
F3_Residential_Multi-Family Low Income_Existing_Appliances_Natural Gas_All | F3 | Residential | All | Multi-Family Low Income | Existing | Appliances | Natural Gas | Summer Peak Demand (MW) | 0.0060651 | 0.0058811 | 0.0059948 | 0.0063857 | 0.0061821 | 0.0060461 | 0.0059187 | 0.0057986 | 0.0056876 | 0.0055847 | 0.0054891 | 0.0053997 | 0.0053155 | 0.0052355 | 0.0051593 | 0.0050863 | 0.005016 | 0.0049478 | 0.0048814 | 0.004817 | 0.0047542 | 0.0046929 | 0.0046328 | 0.0045739 | 0.0045162 | 0.0044596 | 0.004404 | 0.0043494 | 0.0042956 | 0.0042428 | 0.0041908 | 0.0041397 | 0.0040893
F4_Residential_Multi-Family Low Income_Existing_Appliances_Natural Gas_All | F4 | Residential | All | Multi-Family Low Income | Existing | Appliances | Natural Gas | Winter Peak Demand (MW) | 0.001213 | 0.0011762 | 0.001199 | 0.0012771 | 0.0012364 | 0.0012092 | 0.0011837 | 0.0011597 | 0.0011375 | 0.0011169 | 0.0010978 | 0.0010799 | 0.0010631 | 0.0010471 | 0.0010319 | 0.0010173 | 0.0010032 | 0.00098957 | 0.00097629 | 0.00096339 | 0.00095083 | 0.00093858 | 0.00092657 | 0.00091478 | 0.00090323 | 0.00089191 | 0.0008808 | 0.00086988 | 0.00085913 | 0.00084856 | 0.00083817 | 0.00082794 | 0.00081787
F1_Residential_Multi-Family Low Income_Existing_Miscellaneous_Natural Gas_All | F1 | Residential | All | Multi-Family Low Income | Existing | Miscellaneous | Natural Gas | Units | 475.3729 | 479.0905 | 482.8082 | 475.7168 | 464.8236 | 458.8245 | 453.2364 | 447.8816 | 442.8415 | 437.9986 | 433.236 | 428.5558 | 423.9324 | 419.3408 | 414.7979 | 410.2943 | 405.8252 | 401.3633 | 396.9108 | 392.4954 | 388.1176 | 383.7786 | 379.4639 | 375.1765 | 370.9333 | 366.7347 | 362.5811 | 358.4672 | 354.3937 | 350.3675 | 346.3882 | 342.456 | 338.5685
F2_Residential_Multi-Family Low Income_Existing_Miscellaneous_Natural Gas_All | F2 | Residential | All | Multi-Family Low Income | Existing | Miscellaneous | Natural Gas | Usage (GWh) | 0.0013389 | 0.0013091 | 0.0013466 | 0.0014474 | 0.0014142 | 0.001396 | 0.001379 | 0.0013627 | 0.0013473 | 0.0013326 | 0.0013181 | 0.0013039 | 0.0012898 | 0.0012758 | 0.001262 | 0.0012483 | 0.0012347 | 0.0012211 | 0.0012076 | 0.0011942 | 0.0011808 | 0.0011676 | 0.0011545 | 0.0011415 | 0.0011286 | 0.0011158 | 0.0011031 | 0.0010906 | 0.0010782 | 0.001066 | 0.0010539 | 0.0010419 | 0.0010301
F3_Residential_Multi-Family Low Income_Existing_Miscellaneous_Natural Gas_All | F3 | Residential | All | Multi-Family Low Income | Existing | Miscellaneous | Natural Gas | Summer Peak Demand (MW) | 0.0036683 | 0.0035866 | 0.0036894 | 0.0039654 | 0.0038746 | 0.0038246 | 0.003778 | 0.0037333 | 0.0036913 | 0.003651 | 0.0036113 | 0.0035722 | 0.0035337 | 0.0034954 | 0.0034576 | 0.00342 | 0.0033828 | 0.0033456 | 0.0033085 | 0.0032717 | 0.0032352 | 0.003199 | 0.003163 | 0.0031273 | 0.0030919 | 0.0030569 | 0.0030223 | 0.002988 | 0.0029541 | 0.0029205 | 0.0028873 | 0.0028546 | 0.0028222
F4_Residential_Multi-Family Low Income_Existing_Miscellaneous_Natural Gas_All | F4 | Residential | All | Multi-Family Low Income | Existing | Miscellaneous | Natural Gas | Winter Peak Demand (MW) | 0.00015285 | 0.00014944 | 0.00015372 | 0.00016522 | 0.00016144 | 0.00015936 | 0.00015742 | 0.00015556 | 0.00015381 | 0.00015212 | 0.00015047 | 0.00014884 | 0.00014724 | 0.00014564 | 0.00014407 | 0.0001425 | 0.00014095 | 0.0001394 | 0.00013785 | 0.00013632 | 0.0001348 | 0.00013329 | 0.00013179 | 0.0001303 | 0.00012883 | 0.00012737 | 0.00012593 | 0.0001245 | 0.00012309 | 0.00012169 | 0.00012031 | 0.00011894 | 0.00011759
F1_Residential_Multi-Family Low Income_Existing_Space Heating_Natural Gas_Market | F1 | Residential | Market | Multi-Family Low Income | Existing | Space Heating | Natural Gas | Units | 475.3729 | 479.0905 | 482.8082 | 475.7168 | 464.8236 | 458.8245 | 453.2364 | 447.8816 | 442.8415 | 437.9986 | 433.236 | 428.5558 | 423.9324 | 419.3408 | 414.7979 | 410.2943 | 405.8252 | 401.3633 | 396.9108 | 392.4954 | 388.1176 | 383.7786 | 379.4639 | 375.1765 | 370.9333 | 366.7347 | 362.5811 | 358.4672 | 354.3937 | 350.3675 | 346.3882 | 342.456 | 338.5685
F2_Residential_Multi-Family Low Income_Existing_Space Heating_Natural Gas_Market | F2 | Residential | Market | Multi-Family Low Income | Existing | Space Heating | Natural Gas | Usage (GWh) | 0.10678 | 0.10612 | 0.11034 | 0.11996 | 0.11857 | 0.11837 | 0.11825 | 0.11816 | 0.11814 | 0.11816 | 0.11818 | 0.11822 | 0.11768 | 0.11603 | 0.1144 | 0.11281 | 0.11124 | 0.10969 | 0.10816 | 0.10666 | 0.10518 | 0.10373 | 0.1023 | 0.1009 | 0.099518 | 0.098169 | 0.096842 | 0.095537 | 0.094254 | 0.092996 | 0.091756 | 0.09054 | 0.08991
F3_Residential_Multi-Family Low Income_Existing_Space Heating_Natural Gas_Market | F3 | Residential | Market | Multi-Family Low Income | Existing | Space Heating | Natural Gas | Summer Peak Demand (MW) | 1.8794 | 1.8678 | 1.942 | 2.1114 | 2.0869 | 2.0833 | 2.0811 | 2.0796 | 2.0793 | 2.0796 | 2.08 | 2.0806 | 2.0712 | 2.0421 | 2.0135 | 1.9854 | 1.9578 | 1.9306 | 1.9037 | 1.8772 | 1.8512 | 1.8257 | 1.8005 | 1.7758 | 1.7515 | 1.7278 | 1.7044 | 1.6815 | 1.6589 | 1.6367 | 1.6149 | 1.5935 | 1.5824
F4_Residential_Multi-Family Low Income_Existing_Space Heating_Natural Gas_Market | F4 | Residential | Market | Multi-Family Low Income | Existing | Space Heating | Natural Gas | Winter Peak Demand (MW) | 0.10892 | 0.10824 | 0.11255 | 0.12236 | 0.12094 | 0.12074 | 0.12061 | 0.12052 | 0.1205 | 0.12052 | 0.12054 | 0.12058 | 0.12004 | 0.11835 | 0.11669 | 0.11506 | 0.11346 | 0.11189 | 0.11033 | 0.10879 | 0.10729 | 0.10581 | 0.10435 | 0.10292 | 0.10151 | 0.10013 | 0.098779 | 0.097448 | 0.09614 | 0.094856 | 0.093591 | 0.09235 | 0.091709
F1_Residential_Multi-Family Low Income_Existing_Secondary Heating_Natural Gas_Market | F1 | Residential | Market | Multi-Family Low Income | Existing | Secondary Heating | Natural Gas | Units | 475.3729 | 479.0905 | 482.8082 | 475.7168 | 464.8236 | 458.8245 | 453.2364 | 447.8816 | 442.8415 | 437.9986 | 433.236 | 428.5558 | 423.9324 | 419.3408 | 414.7979 | 410.2943 | 405.8252 | 401.3633 | 396.9108 | 392.4954 | 388.1176 | 383.7786 | 379.4639 | 375.1765 | 370.9333 | 366.7347 | 362.5811 | 358.4672 | 354.3937 | 350.3675 | 346.3882 | 342.456 | 338.5685
F2_Residential_Multi-Family Low Income_Existing_Secondary Heating_Natural Gas_Market | F2 | Residential | Market | Multi-Family Low Income | Existing | Secondary Heating | Natural Gas | Usage (GWh) | 0.0049349 | 0.0048251 | 0.0049501 | 0.0053062 | 0.0051708 | 0.0050904 | 0.0050147 | 0.004942 | 0.004873 | 0.0048065 | 0.004741 | 0.0046768 | 0.0046134 | 0.0045506 | 0.0044885 | 0.0044272 | 0.0043664 | 0.004306 | 0.0042459 | 0.0041864 | 0.0041276 | 0.0040695 | 0.0040118 | 0.0039546 | 0.0038982 | 0.0038425 | 0.0037874 | 0.003733 | 0.0036793 | 0.0036262 | 0.0035739 | 0.0035223 | 0.0034823
F3_Residential_Multi-Family Low Income_Existing_Secondary Heating_Natural Gas_Market | F3 | Residential | Market | Multi-Family Low Income | Existing | Secondary Heating | Natural Gas | Summer Peak Demand (MW) | 0.043711 | 0.042738 | 0.043846 | 0.047 | 0.045801 | 0.045088 | 0.044418 | 0.043774 | 0.043163 | 0.042573 | 0.041994 | 0.041425 | 0.040863 | 0.040307 | 0.039757 | 0.039214 | 0.038676 | 0.03814 | 0.037608 | 0.037081 | 0.03656 | 0.036045 | 0.035534 | 0.035028 | 0.034528 | 0.034035 | 0.033547 | 0.033065 | 0.032589 | 0.032119 | 0.031656 | 0.031198 | 0.030844
F4_Residential_Multi-Family Low Income_Existing_Secondary Heating_Natural Gas_Market | F4 | Residential | Market | Multi-Family Low Income | Existing | Secondary Heating | Natural Gas | Winter Peak Demand (MW) | 0.0025333 | 0.0024769 | 0.0025411 | 0.0027239 | 0.0026544 | 0.0026131 | 0.0025742 | 0.0025369 | 0.0025015 | 0.0024673 | 0.0024337 | 0.0024007 | 0.0023682 | 0.002336 | 0.0023041 | 0.0022726 | 0.0022414 | 0.0022104 | 0.0021796 | 0.002149 | 0.0021188 | 0.002089 | 0.0020594 | 0.00203 | 0.0020011 | 0.0019725 | 0.0019442 | 0.0019163 | 0.0018887 | 0.0018615 | 0.0018346 | 0.0018081 | 0.0017876
F1_Residential_Multi-Family Low Income_Existing_Water Heating_Natural Gas_Market | F1 | Residential | Market | Multi-Family Low Income | Existing | Water Heating | Natural Gas | Units | 475.3729 | 479.0905 | 482.8082 | 475.7168 | 464.8236 | 458.8245 | 453.2364 | 447.8816 | 442.8415 | 437.9986 | 433.236 | 428.5558 | 423.9324 | 419.3408 | 414.7979 | 410.2943 | 405.8252 | 401.3633 | 396.9108 | 392.4954 | 388.1176 | 383.7786 | 379.4639 | 375.1765 | 370.9333 | 366.7347 | 362.5811 | 358.4672 | 354.3937 | 350.3675 | 346.3882 | 342.456 | 338.5685
F2_Residential_Multi-Family Low Income_Existing_Water Heating_Natural Gas_Market | F2 | Residential | Market | Multi-Family Low Income | Existing | Water Heating | Natural Gas | Usage (GWh) | 0.028654 | 0.027896 | 0.028555 | 0.030551 | 0.029708 | 0.029182 | 0.02869 | 0.028222 | 0.027789 | 0.027384 | 0.027001 | 0.026642 | 0.026304 | 0.025981 | 0.025673 | 0.025378 | 0.025093 | 0.024815 | 0.024543 | 0.024278 | 0.024019 | 0.023766 | 0.023518 | 0.023273 | 0.023033 | 0.022797 | 0.022565 | 0.022336 | 0.022111 | 0.021889 | 0.021671 | 0.021455 | 0.021242
F3_Residential_Multi-Family Low Income_Existing_Water Heating_Natural Gas_Market | F3 | Residential | Market | Multi-Family Low Income | Existing | Water Heating | Natural Gas | Summer Peak Demand (MW) | 0.094559 | 0.092057 | 0.094232 | 0.10082 | 0.098036 | 0.096301 | 0.094675 | 0.093134 | 0.091704 | 0.090368 | 0.089103 | 0.08792 | 0.086803 | 0.085738 | 0.084723 | 0.083747 | 0.082806 | 0.081889 | 0.080992 | 0.080118 | 0.079264 | 0.078429 | 0.077609 | 0.076801 | 0.076008 | 0.075229 | 0.074464 | 0.073709 | 0.072966 | 0.072234 | 0.071513 | 0.070802 | 0.0701
F4_Residential_Multi-Family Low Income_Existing_Water Heating_Natural Gas_Market | F4 | Residential | Market | Multi-Family Low Income | Existing | Water Heating | Natural Gas | Winter Peak Demand (MW) | 0.007443 | 0.0072461 | 0.0074173 | 0.0079357 | 0.0077168 | 0.0075802 | 0.0074522 | 0.0073309 | 0.0072183 | 0.0071132 | 0.0070136 | 0.0069205 | 0.0068325 | 0.0067488 | 0.0066688 | 0.006592 | 0.0065179 | 0.0064457 | 0.0063752 | 0.0063064 | 0.0062391 | 0.0061734 | 0.0061088 | 0.0060453 | 0.0059829 | 0.0059216 | 0.0058613 | 0.0058019 | 0.0057434 | 0.0056858 | 0.005629 | 0.0055731 | 0.0055178
F1_Residential_Multi-Family Low Income_Existing_Appliances_Natural Gas_Market | F1 | Residential | Market | Multi-Family Low Income | Existing | Appliances | Natural Gas | Units | 475.3729 | 479.0905 | 482.8082 | 475.7168 | 464.8236 | 458.8245 | 453.2364 | 447.8816 | 442.8415 | 437.9986 | 433.236 | 428.5558 | 423.9324 | 419.3408 | 414.7979 | 410.2943 | 405.8252 | 401.3633 | 396.9108 | 392.4954 | 388.1176 | 383.7786 | 379.4639 | 375.1765 | 370.9333 | 366.7347 | 362.5811 | 358.4672 | 354.3937 | 350.3675 | 346.3882 | 342.456 | 338.5685
F2_Residential_Multi-Family Low Income_Existing_Appliances_Natural Gas_Market | F2 | Residential | Market | Multi-Family Low Income | Existing | Appliances | Natural Gas | Usage (GWh) | 0.0017029 | 0.0016512 | 0.0016832 | 0.0017929 | 0.0017357 | 0.0016976 | 0.0016618 | 0.0016281 | 0.0015969 | 0.001568 | 0.0015412 | 0.0015161 | 0.0014924 | 0.00147 | 0.0014486 | 0.0014281 | 0.0014083 | 0.0013892 | 0.0013706 | 0.0013525 | 0.0013348 | 0.0013176 | 0.0013008 | 0.0012842 | 0.001268 | 0.0012521 | 0.0012365 | 0.0012212 | 0.0012061 | 0.0011912 | 0.0011767 | 0.0011623 | 0.0011482
F3_Residential_Multi-Family Low Income_Existing_Appliances_Natural Gas_Market | F3 | Residential | Market | Multi-Family Low Income | Existing | Appliances | Natural Gas | Summer Peak Demand (MW) | 0.0060651 | 0.0058811 | 0.0059948 | 0.0063857 | 0.0061821 | 0.0060461 | 0.0059187 | 0.0057986 | 0.0056876 | 0.0055847 | 0.0054891 | 0.0053997 | 0.0053155 | 0.0052355 | 0.0051593 | 0.0050863 | 0.005016 | 0.0049478 | 0.0048814 | 0.004817 | 0.0047542 | 0.0046929 | 0.0046328 | 0.0045739 | 0.0045162 | 0.0044596 | 0.004404 | 0.0043494 | 0.0042956 | 0.0042428 | 0.0041908 | 0.0041397 | 0.0040893
F4_Residential_Multi-Family Low Income_Existing_Appliances_Natural Gas_Market | F4 | Residential | Market | Multi-Family Low Income | Existing | Appliances | Natural Gas | Winter Peak Demand (MW) | 0.001213 | 0.0011762 | 0.001199 | 0.0012771 | 0.0012364 | 0.0012092 | 0.0011837 | 0.0011597 | 0.0011375 | 0.0011169 | 0.0010978 | 0.0010799 | 0.0010631 | 0.0010471 | 0.0010319 | 0.0010173 | 0.0010032 | 0.00098957 | 0.00097629 | 0.00096339 | 0.00095083 | 0.00093858 | 0.00092657 | 0.00091478 | 0.00090323 | 0.00089191 | 0.0008808 | 0.00086988 | 0.00085913 | 0.00084856 | 0.00083817 | 0.00082794 | 0.00081787
F1_Residential_Multi-Family Low Income_Existing_Miscellaneous_Natural Gas_Market | F1 | Residential | Market | Multi-Family Low Income | Existing | Miscellaneous | Natural Gas | Units | 475.3729 | 479.0905 | 482.8082 | 475.7168 | 464.8236 | 458.8245 | 453.2364 | 447.8816 | 442.8415 | 437.9986 | 433.236 | 428.5558 | 423.9324 | 419.3408 | 414.7979 | 410.2943 | 405.8252 | 401.3633 | 396.9108 | 392.4954 | 388.1176 | 383.7786 | 379.4639 | 375.1765 | 370.9333 | 366.7347 | 362.5811 | 358.4672 | 354.3937 | 350.3675 | 346.3882 | 342.456 | 338.5685
F2_Residential_Multi-Family Low Income_Existing_Miscellaneous_Natural Gas_Market | F2 | Residential | Market | Multi-Family Low Income | Existing | Miscellaneous | Natural Gas | Usage (GWh) | 0.0013389 | 0.0013091 | 0.0013466 | 0.0014474 | 0.0014142 | 0.001396 | 0.001379 | 0.0013627 | 0.0013473 | 0.0013326 | 0.0013181 | 0.0013039 | 0.0012898 | 0.0012758 | 0.001262 | 0.0012483 | 0.0012347 | 0.0012211 | 0.0012076 | 0.0011942 | 0.0011808 | 0.0011676 | 0.0011545 | 0.0011415 | 0.0011286 | 0.0011158 | 0.0011031 | 0.0010906 | 0.0010782 | 0.001066 | 0.0010539 | 0.0010419 | 0.0010301
F3_Residential_Multi-Family Low Income_Existing_Miscellaneous_Natural Gas_Market | F3 | Residential | Market | Multi-Family Low Income | Existing | Miscellaneous | Natural Gas | Summer Peak Demand (MW) | 0.0036683 | 0.0035866 | 0.0036894 | 0.0039654 | 0.0038746 | 0.0038246 | 0.003778 | 0.0037333 | 0.0036913 | 0.003651 | 0.0036113 | 0.0035722 | 0.0035337 | 0.0034954 | 0.0034576 | 0.00342 | 0.0033828 | 0.0033456 | 0.0033085 | 0.0032717 | 0.0032352 | 0.003199 | 0.003163 | 0.0031273 | 0.0030919 | 0.0030569 | 0.0030223 | 0.002988 | 0.0029541 | 0.0029205 | 0.0028873 | 0.0028546 | 0.0028222
F4_Residential_Multi-Family Low Income_Existing_Miscellaneous_Natural Gas_Market | F4 | Residential | Market | Multi-Family Low Income | Existing | Miscellaneous | Natural Gas | Winter Peak Demand (MW) | 0.00015285 | 0.00014944 | 0.00015372 | 0.00016522 | 0.00016144 | 0.00015936 | 0.00015742 | 0.00015556 | 0.00015381 | 0.00015212 | 0.00015047 | 0.00014884 | 0.00014724 | 0.00014564 | 0.00014407 | 0.0001425 | 0.00014095 | 0.0001394 | 0.00013785 | 0.00013632 | 0.0001348 | 0.00013329 | 0.00013179 | 0.0001303 | 0.00012883 | 0.00012737 | 0.00012593 | 0.0001245 | 0.00012309 | 0.00012169 | 0.00012031 | 0.00011894 | 0.00011759
F1_Residential_Multi-Family Low Income_New_Space Heating_Natural Gas_All | F1 | Residential | All | Multi-Family Low Income | New | Space Heating | Natural Gas | Units | 0 | 0 | 0 | 0 | 0 | 0 | 0 | 0 | 0 | 0 | 0 | 0 | 0 | 0 | 0 | 0 | 0 | 0 | 0 | 0 | 0 | 0 | 0 | 0 | 0 | 0 | 0 | 0 | 0 | 0 | 0 | 0 | 0
F2_Residential_Multi-Family Low Income_New_Space Heating_Natural Gas_All | F2 | Residential | All | Multi-Family Low Income | New | Space Heating | Natural Gas | Usage (GWh) | 0 | 0 | 0 | 0 | 0 | 0 | 0 | 0 | 0 | 0 | 0 | 0 | 0 | 0 | 0 | 0 | 0 | 0 | 0 | 0 | 0 | 0 | 0 | 0 | 0 | 0 | 0 | 0 | 0 | 0 | 0 | 0 | 0
F3_Residential_Multi-Family Low Income_New_Space Heating_Natural Gas_All | F3 | Residential | All | Multi-Family Low Income | New | Space Heating | Natural Gas | Summer Peak Demand (MW) | 0 | 0 | 0 | 0 | 0 | 0 | 0 | 0 | 0 | 0 | 0 | 0 | 0 | 0 | 0 | 0 | 0 | 0 | 0 | 0 | 0 | 0 | 0 | 0 | 0 | 0 | 0 | 0 | 0 | 0 | 0 | 0 | 0
F4_Residential_Multi-Family Low Income_New_Space Heating_Natural Gas_All | F4 | Residential | All | Multi-Family Low Income | New | Space Heating | Natural Gas | Winter Peak Demand (MW) | 0 | 0 | 0 | 0 | 0 | 0 | 0 | 0 | 0 | 0 | 0 | 0 | 0 | 0 | 0 | 0 | 0 | 0 | 0 | 0 | 0 | 0 | 0 | 0 | 0 | 0 | 0 | 0 | 0 | 0 | 0 | 0 | 0
F1_Residential_Multi-Family Low Income_New_Secondary Heating_Natural Gas_All | F1 | Residential | All | Multi-Family Low Income | New | Secondary Heating | Natural Gas | Units | 0 | 0 | 0 | 0 | 0 | 0 | 0 | 0 | 0 | 0 | 0 | 0 | 0 | 0 | 0 | 0 | 0 | 0 | 0 | 0 | 0 | 0 | 0 | 0 | 0 | 0 | 0 | 0 | 0 | 0 | 0 | 0 | 0
F2_Residential_Multi-Family Low Income_New_Secondary Heating_Natural Gas_All | F2 | Residential | All | Multi-Family Low Income | New | Secondary Heating | Natural Gas | Usage (GWh) | 0 | 0 | 0 | 0 | 0 | 0 | 0 | 0 | 0 | 0 | 0 | 0 | 0 | 0 | 0 | 0 | 0 | 0 | 0 | 0 | 0 | 0 | 0 | 0 | 0 | 0 | 0 | 0 | 0 | 0 | 0 | 0 | 0
F3_Residential_Multi-Family Low Income_New_Secondary Heating_Natural Gas_All | F3 | Residential | All | Multi-Family Low Income | New | Secondary Heating | Natural Gas | Summer Peak Demand (MW) | 0 | 0 | 0 | 0 | 0 | 0 | 0 | 0 | 0 | 0 | 0 | 0 | 0 | 0 | 0 | 0 | 0 | 0 | 0 | 0 | 0 | 0 | 0 | 0 | 0 | 0 | 0 | 0 | 0 | 0 | 0 | 0 | 0
F4_Residential_Multi-Family Low Income_New_Secondary Heating_Natural Gas_All | F4 | Residential | All | Multi-Family Low Income | New | Secondary Heating | Natural Gas | Winter Peak Demand (MW) | 0 | 0 | 0 | 0 | 0 | 0 | 0 | 0 | 0 | 0 | 0 | 0 | 0 | 0 | 0 | 0 | 0 | 0 | 0 | 0 | 0 | 0 | 0 | 0 | 0 | 0 | 0 | 0 | 0 | 0 | 0 | 0 | 0
F1_Residential_Multi-Family Low Income_New_Water Heating_Natural Gas_All | F1 | Residential | All | Multi-Family Low Income | New | Water Heating | Natural Gas | Units | 0 | 0 | 0 | 0 | 0 | 0 | 0 | 0 | 0 | 0 | 0 | 0 | 0 | 0 | 0 | 0 | 0 | 0 | 0 | 0 | 0 | 0 | 0 | 0 | 0 | 0 | 0 | 0 | 0 | 0 | 0 | 0 | 0
F2_Residential_Multi-Family Low Income_New_Water Heating_Natural Gas_All | F2 | Residential | All | Multi-Family Low Income | New | Water Heating | Natural Gas | Usage (GWh) | 0 | 0 | 0 | 0 | 0 | 0 | 0 | 0 | 0 | 0 | 0 | 0 | 0 | 0 | 0 | 0 | 0 | 0 | 0 | 0 | 0 | 0 | 0 | 0 | 0 | 0 | 0 | 0 | 0 | 0 | 0 | 0 | 0
F3_Residential_Multi-Family Low Income_New_Water Heating_Natural Gas_All | F3 | Residential | All | Multi-Family Low Income | New | Water Heating | Natural Gas | Summer Peak Demand (MW) | 0 | 0 | 0 | 0 | 0 | 0 | 0 | 0 | 0 | 0 | 0 | 0 | 0 | 0 | 0 | 0 | 0 | 0 | 0 | 0 | 0 | 0 | 0 | 0 | 0 | 0 | 0 | 0 | 0 | 0 | 0 | 0 | 0
F4_Residential_Multi-Family Low Income_New_Water Heating_Natural Gas_All | F4 | Residential | All | Multi-Family Low Income | New | Water Heating | Natural Gas | Winter Peak Demand (MW) | 0 | 0 | 0 | 0 | 0 | 0 | 0 | 0 | 0 | 0 | 0 | 0 | 0 | 0 | 0 | 0 | 0 | 0 | 0 | 0 | 0 | 0 | 0 | 0 | 0 | 0 | 0 | 0 | 0 | 0 | 0 | 0 | 0
F1_Residential_Multi-Family Low Income_New_Appliances_Natural Gas_All | F1 | Residential | All | Multi-Family Low Income | New | Appliances | Natural Gas | Units | 0 | 0 | 0 | 0 | 0 | 0 | 0 | 0 | 0 | 0 | 0 | 0 | 0 | 0 | 0 | 0 | 0 | 0 | 0 | 0 | 0 | 0 | 0 | 0 | 0 | 0 | 0 | 0 | 0 | 0 | 0 | 0 | 0
F2_Residential_Multi-Family Low Income_New_Appliances_Natural Gas_All | F2 | Residential | All | Multi-Family Low Income | New | Appliances | Natural Gas | Usage (GWh) | 0 | 0 | 0 | 0 | 0 | 0 | 0 | 0 | 0 | 0 | 0 | 0 | 0 | 0 | 0 | 0 | 0 | 0 | 0 | 0 | 0 | 0 | 0 | 0 | 0 | 0 | 0 | 0 | 0 | 0 | 0 | 0 | 0
F3_Residential_Multi-Family Low Income_New_Appliances_Natural Gas_All | F3 | Residential | All | Multi-Family Low Income | New | Appliances | Natural Gas | Summer Peak Demand (MW) | 0 | 0 | 0 | 0 | 0 | 0 | 0 | 0 | 0 | 0 | 0 | 0 | 0 | 0 | 0 | 0 | 0 | 0 | 0 | 0 | 0 | 0 | 0 | 0 | 0 | 0 | 0 | 0 | 0 | 0 | 0 | 0 | 0
F4_Residential_Multi-Family Low Income_New_Appliances_Natural Gas_All | F4 | Residential | All | Multi-Family Low Income | New | Appliances | Natural Gas | Winter Peak Demand (MW) | 0 | 0 | 0 | 0 | 0 | 0 | 0 | 0 | 0 | 0 | 0 | 0 | 0 | 0 | 0 | 0 | 0 | 0 | 0 | 0 | 0 | 0 | 0 | 0 | 0 | 0 | 0 | 0 | 0 | 0 | 0 | 0 | 0
F1_Residential_Multi-Family Low Income_New_Miscellaneous_Natural Gas_All | F1 | Residential | All | Multi-Family Low Income | New | Miscellaneous | Natural Gas | Units | 0 | 9.9963 | 24.5745 | 38.5203 | 51.6142 | 63.8131 | 75.8325 | 87.6768 | 99.2865 | 110.7489 | 122.149 | 133.4854 | 144.778 | 156.0462 | 167.2757 | 178.4728 | 189.6402 | 200.7987 | 211.9462 | 223.0622 | 234.1457 | 245.1959 | 256.2234 | 267.2268 | 278.1931 | 289.122 | 300.0124 | 310.8693 | 321.6919 | 332.4753 | 343.2191 | 353.9236 | 364.9619
F2_Residential_Multi-Family Low Income_New_Miscellaneous_Natural Gas_All | F2 | Residential | All | Multi-Family Low Income | New | Miscellaneous | Natural Gas | Usage (GWh) | 0 | 2.7315e-05 | 6.8542e-05 | 0.0001172 | 0.00015703 | 0.00019415 | 0.00023072 | 0.00026675 | 0.00030208 | 0.00033695 | 0.00037163 | 0.00040613 | 0.00044048 | 0.00047477 | 0.00050893 | 0.000543 | 0.00057698 | 0.00061092 | 0.00064484 | 0.00067866 | 0.00071238 | 0.000746 | 0.00077955 | 0.00081303 | 0.00084639 | 0.00087965 | 0.00091278 | 0.00094581 | 0.00097874 | 0.0010115 | 0.0010442 | 0.0010768 | 0.0011104
F3_Residential_Multi-Family Low Income_New_Miscellaneous_Natural Gas_All | F3 | Residential | All | Multi-Family Low Income | New | Miscellaneous | Natural Gas | Summer Peak Demand (MW) | 0 | 7.4836e-05 | 0.00018779 | 0.00032109 | 0.00043023 | 0.00053192 | 0.0006321 | 0.00073083 | 0.00082761 | 0.00092315 | 0.0010182 | 0.0011127 | 0.0012068 | 0.0013007 | 0.0013943 | 0.0014877 | 0.0015808 | 0.0016738 | 0.0017667 | 0.0018593 | 0.0019517 | 0.0020438 | 0.0021358 | 0.0022275 | 0.0023189 | 0.00241 | 0.0025008 | 0.0025913 | 0.0026815 | 0.0027714 | 0.0028609 | 0.0029501 | 0.0030422
F4_Residential_Multi-Family Low Income_New_Miscellaneous_Natural Gas_All | F4 | Residential | All | Multi-Family Low Income | New | Miscellaneous | Natural Gas | Winter Peak Demand (MW) | 0 | 3.1182e-06 | 7.8244e-06 | 1.3379e-05 | 1.7926e-05 | 2.2163e-05 | 2.6338e-05 | 3.0451e-05 | 3.4484e-05 | 3.8465e-05 | 4.2424e-05 | 4.6361e-05 | 5.0283e-05 | 5.4197e-05 | 5.8097e-05 | 6.1986e-05 | 6.5865e-05 | 6.974e-05 | 7.3612e-05 | 7.7473e-05 | 8.1322e-05 | 8.516e-05 | 8.899e-05 | 9.2812e-05 | 9.662e-05 | 0.00010042 | 0.0001042 | 0.00010797 | 0.00011173 | 0.00011547 | 0.0001192 | 0.00012292 | 0.00012676
F1_Residential_Multi-Family Low Income_New_Space Heating_Natural Gas_Market | F1 | Residential | Market | Multi-Family Low Income | New | Space Heating | Natural Gas | Units | 0 | 9.9963 | 24.5745 | 38.5203 | 51.6142 | 63.8131 | 75.8325 | 87.6768 | 99.2865 | 110.7489 | 122.149 | 133.4854 | 144.778 | 156.0462 | 167.2757 | 178.4728 | 189.6402 | 200.7987 | 211.9462 | 223.0622 | 234.1457 | 245.1959 | 256.2234 | 267.2268 | 278.1931 | 289.122 | 300.0124 | 310.8693 | 321.6919 | 332.4753 | 343.2191 | 353.9236 | 364.9619
F2_Residential_Multi-Family Low Income_New_Space Heating_Natural Gas_Market | F2 | Residential | Market | Multi-Family Low Income | New | Space Heating | Natural Gas | Usage (GWh) | 0 | 0 | 0 | 0 | 0 | 0 | 0 | 0 | 0 | 0 | 0 | 0 | 0 | 0 | 0 | 0 | 0 | 0 | 0 | 0 | 0 | 0 | 0 | 0 | 0 | 0 | 0 | 0 | 0 | 0 | 0 | 0 | 0
F3_Residential_Multi-Family Low Income_New_Space Heating_Natural Gas_Market | F3 | Residential | Market | Multi-Family Low Income | New | Space Heating | Natural Gas | Summer Peak Demand (MW) | 0 | 0 | 0 | 0 | 0 | 0 | 0 | 0 | 0 | 0 | 0 | 0 | 0 | 0 | 0 | 0 | 0 | 0 | 0 | 0 | 0 | 0 | 0 | 0 | 0 | 0 | 0 | 0 | 0 | 0 | 0 | 0 | 0
F4_Residential_Multi-Family Low Income_New_Space Heating_Natural Gas_Market | F4 | Residential | Market | Multi-Family Low Income | New | Space Heating | Natural Gas | Winter Peak Demand (MW) | 0 | 0 | 0 | 0 | 0 | 0 | 0 | 0 | 0 | 0 | 0 | 0 | 0 | 0 | 0 | 0 | 0 | 0 | 0 | 0 | 0 | 0 | 0 | 0 | 0 | 0 | 0 | 0 | 0 | 0 | 0 | 0 | 0
F1_Residential_Multi-Family Low Income_New_Secondary Heating_Natural Gas_Market | F1 | Residential | Market | Multi-Family Low Income | New | Secondary Heating | Natural Gas | Units | 0 | 9.9963 | 24.5745 | 38.5203 | 51.6142 | 63.8131 | 75.8325 | 87.6768 | 99.2865 | 110.7489 | 122.149 | 133.4854 | 144.778 | 156.0462 | 167.2757 | 178.4728 | 189.6402 | 200.7987 | 211.9462 | 223.0622 | 234.1457 | 245.1959 | 256.2234 | 267.2268 | 278.1931 | 289.122 | 300.0124 | 310.8693 | 321.6919 | 332.4753 | 343.2191 | 353.9236 | 364.9619
F2_Residential_Multi-Family Low Income_New_Secondary Heating_Natural Gas_Market | F2 | Residential | Market | Multi-Family Low Income | New | Secondary Heating | Natural Gas | Usage (GWh) | 0 | 0 | 0 | 0 | 0 | 0 | 0 | 0 | 0 | 0 | 0 | 0 | 0 | 0 | 0 | 0 | 0 | 0 | 0 | 0 | 0 | 0 | 0 | 0 | 0 | 0 | 0 | 0 | 0 | 0 | 0 | 0 | 0
F3_Residential_Multi-Family Low Income_New_Secondary Heating_Natural Gas_Market | F3 | Residential | Market | Multi-Family Low Income | New | Secondary Heating | Natural Gas | Summer Peak Demand (MW) | 0 | 0 | 0 | 0 | 0 | 0 | 0 | 0 | 0 | 0 | 0 | 0 | 0 | 0 | 0 | 0 | 0 | 0 | 0 | 0 | 0 | 0 | 0 | 0 | 0 | 0 | 0 | 0 | 0 | 0 | 0 | 0 | 0
F4_Residential_Multi-Family Low Income_New_Secondary Heating_Natural Gas_Market | F4 | Residential | Market | Multi-Family Low Income | New | Secondary Heating | Natural Gas | Winter Peak Demand (MW) | 0 | 0 | 0 | 0 | 0 | 0 | 0 | 0 | 0 | 0 | 0 | 0 | 0 | 0 | 0 | 0 | 0 | 0 | 0 | 0 | 0 | 0 | 0 | 0 | 0 | 0 | 0 | 0 | 0 | 0 | 0 | 0 | 0
F1_Residential_Multi-Family Low Income_New_Water Heating_Natural Gas_Market | F1 | Residential | Market | Multi-Family Low Income | New | Water Heating | Natural Gas | Units | 0 | 9.9963 | 24.5745 | 38.5203 | 51.6142 | 63.8131 | 75.8325 | 87.6768 | 99.2865 | 110.7489 | 122.149 | 133.4854 | 144.778 | 156.0462 | 167.2757 | 178.4728 | 189.6402 | 200.7987 | 211.9462 | 223.0622 | 234.1457 | 245.1959 | 256.2234 | 267.2268 | 278.1931 | 289.122 | 300.0124 | 310.8693 | 321.6919 | 332.4753 | 343.2191 | 353.9236 | 364.9619
F2_Residential_Multi-Family Low Income_New_Water Heating_Natural Gas_Market | F2 | Residential | Market | Multi-Family Low Income | New | Water Heating | Natural Gas | Usage (GWh) | 0 | 0 | 0 | 0 | 0 | 0 | 0 | 0 | 0 | 0 | 0 | 0 | 0 | 0 | 0 | 0 | 0 | 0 | 0 | 0 | 0 | 0 | 0 | 0 | 0 | 0 | 0 | 0 | 0 | 0 | 0 | 0 | 0
F3_Residential_Multi-Family Low Income_New_Water Heating_Natural Gas_Market | F3 | Residential | Market | Multi-Family Low Income | New | Water Heating | Natural Gas | Summer Peak Demand (MW) | 0 | 0 | 0 | 0 | 0 | 0 | 0 | 0 | 0 | 0 | 0 | 0 | 0 | 0 | 0 | 0 | 0 | 0 | 0 | 0 | 0 | 0 | 0 | 0 | 0 | 0 | 0 | 0 | 0 | 0 | 0 | 0 | 0
F4_Residential_Multi-Family Low Income_New_Water Heating_Natural Gas_Market | F4 | Residential | Market | Multi-Family Low Income | New | Water Heating | Natural Gas | Winter Peak Demand (MW) | 0 | 0 | 0 | 0 | 0 | 0 | 0 | 0 | 0 | 0 | 0 | 0 | 0 | 0 | 0 | 0 | 0 | 0 | 0 | 0 | 0 | 0 | 0 | 0 | 0 | 0 | 0 | 0 | 0 | 0 | 0 | 0 | 0
F1_Residential_Multi-Family Low Income_New_Appliances_Natural Gas_Market | F1 | Residential | Market | Multi-Family Low Income | New | Appliances | Natural Gas | Units | 0 | 9.9963 | 24.5745 | 38.5203 | 51.6142 | 63.8131 | 75.8325 | 87.6768 | 99.2865 | 110.7489 | 122.149 | 133.4854 | 144.778 | 156.0462 | 167.2757 | 178.4728 | 189.6402 | 200.7987 | 211.9462 | 223.0622 | 234.1457 | 245.1959 | 256.2234 | 267.2268 | 278.1931 | 289.122 | 300.0124 | 310.8693 | 321.6919 | 332.4753 | 343.2191 | 353.9236 | 364.9619
F2_Residential_Multi-Family Low Income_New_Appliances_Natural Gas_Market | F2 | Residential | Market | Multi-Family Low Income | New | Appliances | Natural Gas | Usage (GWh) | 0 | 0 | 0 | 0 | 0 | 0 | 0 | 0 | 0 | 0 | 0 | 0 | 0 | 0 | 0 | 0 | 0 | 0 | 0 | 0 | 0 | 0 | 0 | 0 | 0 | 0 | 0 | 0 | 0 | 0 | 0 | 0 | 0
F3_Residential_Multi-Family Low Income_New_Appliances_Natural Gas_Market | F3 | Residential | Market | Multi-Family Low Income | New | Appliances | Natural Gas | Summer Peak Demand (MW) | 0 | 0 | 0 | 0 | 0 | 0 | 0 | 0 | 0 | 0 | 0 | 0 | 0 | 0 | 0 | 0 | 0 | 0 | 0 | 0 | 0 | 0 | 0 | 0 | 0 | 0 | 0 | 0 | 0 | 0 | 0 | 0 | 0
F4_Residential_Multi-Family Low Income_New_Appliances_Natural Gas_Market | F4 | Residential | Market | Multi-Family Low Income | New | Appliances | Natural Gas | Winter Peak Demand (MW) | 0 | 0 | 0 | 0 | 0 | 0 | 0 | 0 | 0 | 0 | 0 | 0 | 0 | 0 | 0 | 0 | 0 | 0 | 0 | 0 | 0 | 0 | 0 | 0 | 0 | 0 | 0 | 0 | 0 | 0 | 0 | 0 | 0
F1_Residential_Multi-Family Low Income_New_Miscellaneous_Natural Gas_Market | F1 | Residential | Market | Multi-Family Low Income | New | Miscellaneous | Natural Gas | Units | 0 | 9.9963 | 24.5745 | 38.5203 | 51.6142 | 63.8131 | 75.8325 | 87.6768 | 99.2865 | 110.7489 | 122.149 | 133.4854 | 144.778 | 156.0462 | 167.2757 | 178.4728 | 189.6402 | 200.7987 | 211.9462 | 223.0622 | 234.1457 | 245.1959 | 256.2234 | 267.2268 | 278.1931 | 289.122 | 300.0124 | 310.8693 | 321.6919 | 332.4753 | 343.2191 | 353.9236 | 364.9619
F2_Residential_Multi-Family Low Income_New_Miscellaneous_Natural Gas_Market | F2 | Residential | Market | Multi-Family Low Income | New | Miscellaneous | Natural Gas | Usage (GWh) | 0 | 2.7315e-05 | 6.8542e-05 | 0.0001172 | 0.00015703 | 0.00019415 | 0.00023072 | 0.00026675 | 0.00030208 | 0.00033695 | 0.00037163 | 0.00040613 | 0.00044048 | 0.00047477 | 0.00050893 | 0.000543 | 0.00057698 | 0.00061092 | 0.00064484 | 0.00067866 | 0.00071238 | 0.000746 | 0.00077955 | 0.00081303 | 0.00084639 | 0.00087965 | 0.00091278 | 0.00094581 | 0.00097874 | 0.0010115 | 0.0010442 | 0.0010768 | 0.0011104
F3_Residential_Multi-Family Low Income_New_Miscellaneous_Natural Gas_Market | F3 | Residential | Market | Multi-Family Low Income | New | Miscellaneous | Natural Gas | Summer Peak Demand (MW) | 0 | 7.4836e-05 | 0.00018779 | 0.00032109 | 0.00043023 | 0.00053192 | 0.0006321 | 0.00073083 | 0.00082761 | 0.00092315 | 0.0010182 | 0.0011127 | 0.0012068 | 0.0013007 | 0.0013943 | 0.0014877 | 0.0015808 | 0.0016738 | 0.0017667 | 0.0018593 | 0.0019517 | 0.0020438 | 0.0021358 | 0.0022275 | 0.0023189 | 0.00241 | 0.0025008 | 0.0025913 | 0.0026815 | 0.0027714 | 0.0028609 | 0.0029501 | 0.0030422
F4_Residential_Multi-Family Low Income_New_Miscellaneous_Natural Gas_Market | F4 | Residential | Market | Multi-Family Low Income | New | Miscellaneous | Natural Gas | Winter Peak Demand (MW) | 0 | 3.1182e-06 | 7.8244e-06 | 1.3379e-05 | 1.7926e-05 | 2.2163e-05 | 2.6338e-05 | 3.0451e-05 | 3.4484e-05 | 3.8465e-05 | 4.2424e-05 | 4.6361e-05 | 5.0283e-05 | 5.4197e-05 | 5.8097e-05 | 6.1986e-05 | 6.5865e-05 | 6.974e-05 | 7.3612e-05 | 7.7473e-05 | 8.1322e-05 | 8.516e-05 | 8.899e-05 | 9.2812e-05 | 9.662e-05 | 0.00010042 | 0.0001042 | 0.00010797 | 0.00011173 | 0.00011547 | 0.0001192 | 0.00012292 | 0.00012676
F1_Residential_Manufactured Home Regular Income_Existing_Space Heating_Natural Gas_All | F1 | Residential | All | Manufactured Home Regular Income | Existing | Space Heating | Natural Gas | Units | 120.2837 | 121.2243 | 122.165 | 120.3707 | 117.6144 | 116.0964 | 114.6824 | 113.3275 | 112.0522 | 110.8268 | 109.6217 | 108.4375 | 107.2677 | 106.1058 | 104.9563 | 103.8168 | 102.686 | 101.557 | 100.4304 | 99.3131 | 98.2054 | 97.1075 | 96.0158 | 94.931 | 93.8573 | 92.7949 | 91.7439 | 90.703 | 89.6723 | 88.6535 | 87.6466 | 86.6517 | 85.668
F2_Residential_Manufactured Home Regular Income_Existing_Space Heating_Natural Gas_All | F2 | Residential | All | Manufactured Home Regular Income | Existing | Space Heating | Natural Gas | Usage (GWh) | 0.092012 | 0.089862 | 0.091838 | 0.098081 | 0.09522 | 0.093383 | 0.091645 | 0.08997 | 0.088374 | 0.086833 | 0.085323 | 0.083846 | 0.082396 | 0.080969 | 0.079567 | 0.07819 | 0.076837 | 0.075503 | 0.074185 | 0.07289 | 0.071617 | 0.070366 | 0.069132 | 0.067916 | 0.066721 | 0.065548 | 0.064393 | 0.063258 | 0.06214 | 0.061042 | 0.05996 | 0.058897 | 0.058218
F3_Residential_Manufactured Home Regular Income_Existing_Space Heating_Natural Gas_All | F3 | Residential | All | Manufactured Home Regular Income | Existing | Space Heating | Natural Gas | Summer Peak Demand (MW) | 1.6194 | 1.5816 | 1.6164 | 1.7262 | 1.6759 | 1.6435 | 1.613 | 1.5835 | 1.5554 | 1.5283 | 1.5017 | 1.4757 | 1.4502 | 1.4251 | 1.4004 | 1.3761 | 1.3523 | 1.3288 | 1.3057 | 1.2829 | 1.2605 | 1.2384 | 1.2167 | 1.1953 | 1.1743 | 1.1536 | 1.1333 | 1.1133 | 1.0937 | 1.0743 | 1.0553 | 1.0366 | 1.0246
F4_Residential_Manufactured Home Regular Income_Existing_Space Heating_Natural Gas_All | F4 | Residential | All | Manufactured Home Regular Income | Existing | Space Heating | Natural Gas | Winter Peak Demand (MW) | 0.093852 | 0.091659 | 0.093675 | 0.10004 | 0.097124 | 0.095251 | 0.093478 | 0.091769 | 0.090141 | 0.08857 | 0.087029 | 0.085523 | 0.084044 | 0.082588 | 0.081159 | 0.079754 | 0.078374 | 0.077013 | 0.075669 | 0.074348 | 0.073049 | 0.071774 | 0.070514 | 0.069274 | 0.068055 | 0.066859 | 0.065681 | 0.064523 | 0.063383 | 0.062263 | 0.061159 | 0.060075 | 0.059382
F1_Residential_Manufactured Home Regular Income_Existing_Secondary Heating_Natural Gas_All | F1 | Residential | All | Manufactured Home Regular Income | Existing | Secondary Heating | Natural Gas | Units | 20.0941 | 20.2513 | 20.4084 | 20.1087 | 19.6482 | 19.3946 | 19.1584 | 18.9321 | 18.719 | 18.5143 | 18.313 | 18.1151 | 17.9197 | 17.7256 | 17.5336 | 17.3432 | 17.1543 | 16.9657 | 16.7775 | 16.5909 | 16.4058 | 16.2224 | 16.04 | 15.8588 | 15.6794 | 15.502 | 15.3264 | 15.1525 | 14.9803 | 14.8101 | 14.6419 | 14.4757 | 14.3114
F2_Residential_Manufactured Home Regular Income_Existing_Secondary Heating_Natural Gas_All | F2 | Residential | All | Manufactured Home Regular Income | Existing | Secondary Heating | Natural Gas | Usage (GWh) | 0.0028239 | 0.002761 | 0.0028326 | 0.0030364 | 0.0029589 | 0.0029129 | 0.0028696 | 0.002828 | 0.0027885 | 0.0027504 | 0.002713 | 0.0026762 | 0.0026399 | 0.002604 | 0.0025685 | 0.0025334 | 0.0024986 | 0.002464 | 0.0024296 | 0.0023956 | 0.0023619 | 0.0023287 | 0.0022957 | 0.002263 | 0.0022307 | 0.0021988 | 0.0021673 | 0.0021361 | 0.0021054 | 0.002075 | 0.0020451 | 0.0020155 | 0.0019927
F3_Residential_Manufactured Home Regular Income_Existing_Secondary Heating_Natural Gas_All | F3 | Residential | All | Manufactured Home Regular Income | Existing | Secondary Heating | Natural Gas | Summer Peak Demand (MW) | 0.025013 | 0.024456 | 0.02509 | 0.026895 | 0.026209 | 0.025801 | 0.025417 | 0.025049 | 0.024699 | 0.024362 | 0.02403 | 0.023704 | 0.023383 | 0.023065 | 0.02275 | 0.022439 | 0.022131 | 0.021825 | 0.02152 | 0.021219 | 0.020921 | 0.020626 | 0.020334 | 0.020044 | 0.019758 | 0.019476 | 0.019197 | 0.018921 | 0.018648 | 0.01838 | 0.018114 | 0.017853 | 0.01765
F4_Residential_Manufactured Home Regular Income_Existing_Secondary Heating_Natural Gas_All | F4 | Residential | All | Manufactured Home Regular Income | Existing | Secondary Heating | Natural Gas | Winter Peak Demand (MW) | 0.0014496 | 0.0014173 | 0.0014541 | 0.0015587 | 0.0015189 | 0.0014953 | 0.0014731 | 0.0014517 | 0.0014314 | 0.0014119 | 0.0013927 | 0.0013738 | 0.0013552 | 0.0013367 | 0.0013185 | 0.0013005 | 0.0012826 | 0.0012649 | 0.0012472 | 0.0012297 | 0.0012125 | 0.0011954 | 0.0011784 | 0.0011617 | 0.0011451 | 0.0011287 | 0.0011125 | 0.0010966 | 0.0010808 | 0.0010652 | 0.0010498 | 0.0010346 | 0.0010229
F1_Residential_Manufactured Home Regular Income_Existing_Water Heating_Natural Gas_All | F1 | Residential | All | Manufactured Home Regular Income | Existing | Water Heating | Natural Gas | Units | 111.8264 | 112.7009 | 113.5754 | 111.9073 | 109.3447 | 107.9335 | 106.619 | 105.3593 | 104.1737 | 103.0345 | 101.9141 | 100.8131 | 99.7255 | 98.6454 | 97.5767 | 96.5173 | 95.466 | 94.4164 | 93.369 | 92.3303 | 91.3005 | 90.2798 | 89.2648 | 88.2562 | 87.2581 | 86.2704 | 85.2933 | 84.3255 | 83.3673 | 82.4202 | 81.4841 | 80.5591 | 79.6446
F2_Residential_Manufactured Home Regular Income_Existing_Water Heating_Natural Gas_All | F2 | Residential | All | Manufactured Home Regular Income | Existing | Water Heating | Natural Gas | Usage (GWh) | 0.020023 | 0.01946 | 0.019885 | 0.021235 | 0.02061 | 0.020208 | 0.019829 | 0.01947 | 0.019135 | 0.018822 | 0.018524 | 0.018245 | 0.017981 | 0.017729 | 0.017488 | 0.017256 | 0.017033 | 0.016815 | 0.016602 | 0.016395 | 0.016193 | 0.015995 | 0.015801 | 0.01561 | 0.015423 | 0.015239 | 0.015059 | 0.014881 | 0.014707 | 0.014535 | 0.014366 | 0.0142 | 0.014036
F3_Residential_Manufactured Home Regular Income_Existing_Water Heating_Natural Gas_All | F3 | Residential | All | Manufactured Home Regular Income | Existing | Water Heating | Natural Gas | Summer Peak Demand (MW) | 0.066076 | 0.064218 | 0.065621 | 0.070076 | 0.068015 | 0.066685 | 0.065437 | 0.064251 | 0.063147 | 0.062112 | 0.06113 | 0.060209 | 0.059337 | 0.058505 | 0.05771 | 0.056946 | 0.056208 | 0.05549 | 0.054788 | 0.054104 | 0.053436 | 0.052783 | 0.052142 | 0.051512 | 0.050895 | 0.050289 | 0.049694 | 0.049108 | 0.048533 | 0.047966 | 0.047409 | 0.04686 | 0.046319
F4_Residential_Manufactured Home Regular Income_Existing_Water Heating_Natural Gas_All | F4 | Residential | All | Manufactured Home Regular Income | Existing | Water Heating | Natural Gas | Winter Peak Demand (MW) | 0.0052011 | 0.0050548 | 0.0051653 | 0.0055159 | 0.0053537 | 0.005249 | 0.0051507 | 0.0050574 | 0.0049705 | 0.0048891 | 0.0048117 | 0.0047392 | 0.0046706 | 0.0046051 | 0.0045426 | 0.0044824 | 0.0044244 | 0.0043678 | 0.0043126 | 0.0042587 | 0.0042061 | 0.0041547 | 0.0041043 | 0.0040547 | 0.0040061 | 0.0039584 | 0.0039116 | 0.0038655 | 0.0038202 | 0.0037756 | 0.0037317 | 0.0036885 | 0.0036459
F1_Residential_Manufactured Home Regular Income_Existing_Appliances_Natural Gas_All | F1 | Residential | All | Manufactured Home Regular Income | Existing | Appliances | Natural Gas | Units | 110.294 | 111.1066 | 111.9184 | 110.2249 | 107.6525 | 106.2153 | 104.8745 | 103.5889 | 102.3771 | 101.212 | 100.0665 | 98.941 | 97.8296 | 96.7265 | 95.6357 | 94.5548 | 93.4829 | 92.4136 | 91.3473 | 90.2906 | 89.2434 | 88.2061 | 87.1753 | 86.1516 | 85.139 | 84.1376 | 83.1473 | 82.167 | 81.1969 | 80.2384 | 79.2915 | 78.3562 | 77.432
F2_Residential_Manufactured Home Regular Income_Existing_Appliances_Natural Gas_All | F2 | Residential | All | Manufactured Home Regular Income | Existing | Appliances | Natural Gas | Usage (GWh) | 0.0017303 | 0.0016748 | 0.0017037 | 0.0018113 | 0.0017499 | 0.0017078 | 0.0016684 | 0.0016313 | 0.0015972 | 0.0015657 | 0.0015368 | 0.00151 | 0.0014849 | 0.0014613 | 0.0014391 | 0.0014179 | 0.0013976 | 0.0013781 | 0.0013592 | 0.0013409 | 0.0013232 | 0.001306 | 0.0012892 | 0.0012727 | 0.0012567 | 0.0012409 | 0.0012255 | 0.0012104 | 0.0011955 | 0.0011809 | 0.0011666 | 0.0011525 | 0.0011386
F3_Residential_Manufactured Home Regular Income_Existing_Appliances_Natural Gas_All | F3 | Residential | All | Manufactured Home Regular Income | Existing | Appliances | Natural Gas | Summer Peak Demand (MW) | 0.0055734 | 0.0053961 | 0.005491 | 0.0058392 | 0.0056431 | 0.0055091 | 0.0053836 | 0.0052655 | 0.0051567 | 0.0050564 | 0.0049639 | 0.0048781 | 0.0047979 | 0.0047223 | 0.0046508 | 0.0045827 | 0.0045176 | 0.0044548 | 0.0043938 | 0.0043349 | 0.0042778 | 0.0042222 | 0.0041679 | 0.0041147 | 0.0040628 | 0.0040119 | 0.0039621 | 0.0039132 | 0.0038651 | 0.0038178 | 0.0037714 | 0.0037257 | 0.0036808
F4_Residential_Manufactured Home Regular Income_Existing_Appliances_Natural Gas_All | F4 | Residential | All | Manufactured Home Regular Income | Existing | Appliances | Natural Gas | Winter Peak Demand (MW) | 0.00080372 | 0.00077897 | 0.00079361 | 0.00084493 | 0.00081755 | 0.00079912 | 0.00078187 | 0.00076561 | 0.00075059 | 0.0007367 | 0.00072382 | 0.00071182 | 0.00070054 | 0.00068984 | 0.00067967 | 0.00066995 | 0.00066062 | 0.00065158 | 0.00064278 | 0.00063425 | 0.00062595 | 0.00061787 | 0.00060995 | 0.00060218 | 0.00059458 | 0.00058713 | 0.00057982 | 0.00057264 | 0.00056557 | 0.00055863 | 0.0005518 | 0.00054508 | 0.00053846
F1_Residential_Manufactured Home Regular Income_Existing_Miscellaneous_Natural Gas_All | F1 | Residential | All | Manufactured Home Regular Income | Existing | Miscellaneous | Natural Gas | Units | 153.4262 | 154.6261 | 155.826 | 153.5372 | 150.0215 | 148.0853 | 146.2817 | 144.5534 | 142.9267 | 141.3637 | 139.8266 | 138.316 | 136.8239 | 135.3419 | 133.8757 | 132.4222 | 130.9798 | 129.5397 | 128.1026 | 126.6776 | 125.2646 | 123.8643 | 122.4717 | 121.0879 | 119.7184 | 118.3633 | 117.0228 | 115.695 | 114.3803 | 113.0808 | 111.7965 | 110.5274 | 109.2727
F2_Residential_Manufactured Home Regular Income_Existing_Miscellaneous_Natural Gas_All | F2 | Residential | All | Manufactured Home Regular Income | Existing | Miscellaneous | Natural Gas | Usage (GWh) | 0.00035643 | 0.00034849 | 0.00035847 | 0.00038529 | 0.00037646 | 0.00037161 | 0.00036708 | 0.00036274 | 0.00035866 | 0.00035474 | 0.00035088 | 0.00034709 | 0.00034335 | 0.00033963 | 0.00033595 | 0.0003323 | 0.00032868 | 0.00032507 | 0.00032146 | 0.00031789 | 0.00031434 | 0.00031083 | 0.00030733 | 0.00030386 | 0.00030042 | 0.00029702 | 0.00029366 | 0.00029033 | 0.00028703 | 0.00028377 | 0.00028054 | 0.00027736 | 0.00027421
F3_Residential_Manufactured Home Regular Income_Existing_Miscellaneous_Natural Gas_All | F3 | Residential | All | Manufactured Home Regular Income | Existing | Miscellaneous | Natural Gas | Summer Peak Demand (MW) | 0.00097651 | 0.00095477 | 0.00098211 | 0.0010556 | 0.0010314 | 0.0010181 | 0.0010057 | 0.00099382 | 0.00098263 | 0.00097189 | 0.00096132 | 0.00095093 | 0.00094067 | 0.00093049 | 0.00092041 | 0.00091041 | 0.0009005 | 0.0008906 | 0.00088072 | 0.00087092 | 0.0008612 | 0.00085158 | 0.000842 | 0.00083249 | 0.00082307 | 0.00081376 | 0.00080454 | 0.00079541 | 0.00078637 | 0.00077744 | 0.00076861 | 0.00075988 | 0.00075126
F4_Residential_Manufactured Home Regular Income_Existing_Miscellaneous_Natural Gas_All | F4 | Residential | All | Manufactured Home Regular Income | Existing | Miscellaneous | Natural Gas | Winter Peak Demand (MW) | 4.0688e-05 | 3.9782e-05 | 4.0921e-05 | 4.3983e-05 | 4.2975e-05 | 4.2421e-05 | 4.1904e-05 | 4.1409e-05 | 4.0943e-05 | 4.0495e-05 | 4.0055e-05 | 3.9622e-05 | 3.9195e-05 | 3.877e-05 | 3.835e-05 | 3.7934e-05 | 3.7521e-05 | 3.7108e-05 | 3.6696e-05 | 3.6288e-05 | 3.5884e-05 | 3.5482e-05 | 3.5083e-05 | 3.4687e-05 | 3.4295e-05 | 3.3907e-05 | 3.3523e-05 | 3.3142e-05 | 3.2766e-05 | 3.2393e-05 | 3.2025e-05 | 3.1662e-05 | 3.1302e-05
F1_Residential_Manufactured Home Regular Income_Existing_Space Heating_Natural Gas_Market | F1 | Residential | Market | Manufactured Home Regular Income | Existing | Space Heating | Natural Gas | Units | 153.4262 | 154.6261 | 155.826 | 153.5372 | 150.0215 | 148.0853 | 146.2817 | 144.5534 | 142.9267 | 141.3637 | 139.8266 | 138.316 | 136.8239 | 135.3419 | 133.8757 | 132.4222 | 130.9798 | 129.5397 | 128.1026 | 126.6776 | 125.2646 | 123.8643 | 122.4717 | 121.0879 | 119.7184 | 118.3633 | 117.0228 | 115.695 | 114.3803 | 113.0808 | 111.7965 | 110.5274 | 109.2727
F2_Residential_Manufactured Home Regular Income_Existing_Space Heating_Natural Gas_Market | F2 | Residential | Market | Manufactured Home Regular Income | Existing | Space Heating | Natural Gas | Usage (GWh) | 0.092012 | 0.089862 | 0.091838 | 0.098081 | 0.09522 | 0.093383 | 0.091645 | 0.08997 | 0.088374 | 0.086833 | 0.085323 | 0.083846 | 0.082396 | 0.080969 | 0.079567 | 0.07819 | 0.076837 | 0.075503 | 0.074185 | 0.07289 | 0.071617 | 0.070366 | 0.069132 | 0.067916 | 0.066721 | 0.065548 | 0.064393 | 0.063258 | 0.06214 | 0.061042 | 0.05996 | 0.058897 | 0.058218
F3_Residential_Manufactured Home Regular Income_Existing_Space Heating_Natural Gas_Market | F3 | Residential | Market | Manufactured Home Regular Income | Existing | Space Heating | Natural Gas | Summer Peak Demand (MW) | 1.6194 | 1.5816 | 1.6164 | 1.7262 | 1.6759 | 1.6435 | 1.613 | 1.5835 | 1.5554 | 1.5283 | 1.5017 | 1.4757 | 1.4502 | 1.4251 | 1.4004 | 1.3761 | 1.3523 | 1.3288 | 1.3057 | 1.2829 | 1.2605 | 1.2384 | 1.2167 | 1.1953 | 1.1743 | 1.1536 | 1.1333 | 1.1133 | 1.0937 | 1.0743 | 1.0553 | 1.0366 | 1.0246
F4_Residential_Manufactured Home Regular Income_Existing_Space Heating_Natural Gas_Market | F4 | Residential | Market | Manufactured Home Regular Income | Existing | Space Heating | Natural Gas | Winter Peak Demand (MW) | 0.093852 | 0.091659 | 0.093675 | 0.10004 | 0.097124 | 0.095251 | 0.093478 | 0.091769 | 0.090141 | 0.08857 | 0.087029 | 0.085523 | 0.084044 | 0.082588 | 0.081159 | 0.079754 | 0.078374 | 0.077013 | 0.075669 | 0.074348 | 0.073049 | 0.071774 | 0.070514 | 0.069274 | 0.068055 | 0.066859 | 0.065681 | 0.064523 | 0.063383 | 0.062263 | 0.061159 | 0.060075 | 0.059382
F1_Residential_Manufactured Home Regular Income_Existing_Secondary Heating_Natural Gas_Market | F1 | Residential | Market | Manufactured Home Regular Income | Existing | Secondary Heating | Natural Gas | Units | 153.4262 | 154.6261 | 155.826 | 153.5372 | 150.0215 | 148.0853 | 146.2817 | 144.5534 | 142.9267 | 141.3637 | 139.8266 | 138.316 | 136.8239 | 135.3419 | 133.8757 | 132.4222 | 130.9798 | 129.5397 | 128.1026 | 126.6776 | 125.2646 | 123.8643 | 122.4717 | 121.0879 | 119.7184 | 118.3633 | 117.0228 | 115.695 | 114.3803 | 113.0808 | 111.7965 | 110.5274 | 109.2727
F2_Residential_Manufactured Home Regular Income_Existing_Secondary Heating_Natural Gas_Market | F2 | Residential | Market | Manufactured Home Regular Income | Existing | Secondary Heating | Natural Gas | Usage (GWh) | 0.0028239 | 0.002761 | 0.0028326 | 0.0030364 | 0.0029589 | 0.0029129 | 0.0028696 | 0.002828 | 0.0027885 | 0.0027504 | 0.002713 | 0.0026762 | 0.0026399 | 0.002604 | 0.0025685 | 0.0025334 | 0.0024986 | 0.002464 | 0.0024296 | 0.0023956 | 0.0023619 | 0.0023287 | 0.0022957 | 0.002263 | 0.0022307 | 0.0021988 | 0.0021673 | 0.0021361 | 0.0021054 | 0.002075 | 0.0020451 | 0.0020155 | 0.0019927
F3_Residential_Manufactured Home Regular Income_Existing_Secondary Heating_Natural Gas_Market | F3 | Residential | Market | Manufactured Home Regular Income | Existing | Secondary Heating | Natural Gas | Summer Peak Demand (MW) | 0.025013 | 0.024456 | 0.02509 | 0.026895 | 0.026209 | 0.025801 | 0.025417 | 0.025049 | 0.024699 | 0.024362 | 0.02403 | 0.023704 | 0.023383 | 0.023065 | 0.02275 | 0.022439 | 0.022131 | 0.021825 | 0.02152 | 0.021219 | 0.020921 | 0.020626 | 0.020334 | 0.020044 | 0.019758 | 0.019476 | 0.019197 | 0.018921 | 0.018648 | 0.01838 | 0.018114 | 0.017853 | 0.01765
F4_Residential_Manufactured Home Regular Income_Existing_Secondary Heating_Natural Gas_Market | F4 | Residential | Market | Manufactured Home Regular Income | Existing | Secondary Heating | Natural Gas | Winter Peak Demand (MW) | 0.0014496 | 0.0014173 | 0.0014541 | 0.0015587 | 0.0015189 | 0.0014953 | 0.0014731 | 0.0014517 | 0.0014314 | 0.0014119 | 0.0013927 | 0.0013738 | 0.0013552 | 0.0013367 | 0.0013185 | 0.0013005 | 0.0012826 | 0.0012649 | 0.0012472 | 0.0012297 | 0.0012125 | 0.0011954 | 0.0011784 | 0.0011617 | 0.0011451 | 0.0011287 | 0.0011125 | 0.0010966 | 0.0010808 | 0.0010652 | 0.0010498 | 0.0010346 | 0.0010229
F1_Residential_Manufactured Home Regular Income_Existing_Water Heating_Natural Gas_Market | F1 | Residential | Market | Manufactured Home Regular Income | Existing | Water Heating | Natural Gas | Units | 153.4262 | 154.6261 | 155.826 | 153.5372 | 150.0215 | 148.0853 | 146.2817 | 144.5534 | 142.9267 | 141.3637 | 139.8266 | 138.316 | 136.8239 | 135.3419 | 133.8757 | 132.4222 | 130.9798 | 129.5397 | 128.1026 | 126.6776 | 125.2646 | 123.8643 | 122.4717 | 121.0879 | 119.7184 | 118.3633 | 117.0228 | 115.695 | 114.3803 | 113.0808 | 111.7965 | 110.5274 | 109.2727
F2_Residential_Manufactured Home Regular Income_Existing_Water Heating_Natural Gas_Market | F2 | Residential | Market | Manufactured Home Regular Income | Existing | Water Heating | Natural Gas | Usage (GWh) | 0.020023 | 0.01946 | 0.019885 | 0.021235 | 0.02061 | 0.020208 | 0.019829 | 0.01947 | 0.019135 | 0.018822 | 0.018524 | 0.018245 | 0.017981 | 0.017729 | 0.017488 | 0.017256 | 0.017033 | 0.016815 | 0.016602 | 0.016395 | 0.016193 | 0.015995 | 0.015801 | 0.01561 | 0.015423 | 0.015239 | 0.015059 | 0.014881 | 0.014707 | 0.014535 | 0.014366 | 0.0142 | 0.014036
F3_Residential_Manufactured Home Regular Income_Existing_Water Heating_Natural Gas_Market | F3 | Residential | Market | Manufactured Home Regular Income | Existing | Water Heating | Natural Gas | Summer Peak Demand (MW) | 0.066076 | 0.064218 | 0.065621 | 0.070076 | 0.068015 | 0.066685 | 0.065437 | 0.064251 | 0.063147 | 0.062112 | 0.06113 | 0.060209 | 0.059337 | 0.058505 | 0.05771 | 0.056946 | 0.056208 | 0.05549 | 0.054788 | 0.054104 | 0.053436 | 0.052783 | 0.052142 | 0.051512 | 0.050895 | 0.050289 | 0.049694 | 0.049108 | 0.048533 | 0.047966 | 0.047409 | 0.04686 | 0.046319
F4_Residential_Manufactured Home Regular Income_Existing_Water Heating_Natural Gas_Market | F4 | Residential | Market | Manufactured Home Regular Income | Existing | Water Heating | Natural Gas | Winter Peak Demand (MW) | 0.0052011 | 0.0050548 | 0.0051653 | 0.0055159 | 0.0053537 | 0.005249 | 0.0051507 | 0.0050574 | 0.0049705 | 0.0048891 | 0.0048117 | 0.0047392 | 0.0046706 | 0.0046051 | 0.0045426 | 0.0044824 | 0.0044244 | 0.0043678 | 0.0043126 | 0.0042587 | 0.0042061 | 0.0041547 | 0.0041043 | 0.0040547 | 0.0040061 | 0.0039584 | 0.0039116 | 0.0038655 | 0.0038202 | 0.0037756 | 0.0037317 | 0.0036885 | 0.0036459
F1_Residential_Manufactured Home Regular Income_Existing_Appliances_Natural Gas_Market | F1 | Residential | Market | Manufactured Home Regular Income | Existing | Appliances | Natural Gas | Units | 153.4262 | 154.6261 | 155.826 | 153.5372 | 150.0215 | 148.0853 | 146.2817 | 144.5534 | 142.9267 | 141.3637 | 139.8266 | 138.316 | 136.8239 | 135.3419 | 133.8757 | 132.4222 | 130.9798 | 129.5397 | 128.1026 | 126.6776 | 125.2646 | 123.8643 | 122.4717 | 121.0879 | 119.7184 | 118.3633 | 117.0228 | 115.695 | 114.3803 | 113.0808 | 111.7965 | 110.5274 | 109.2727
F2_Residential_Manufactured Home Regular Income_Existing_Appliances_Natural Gas_Market | F2 | Residential | Market | Manufactured Home Regular Income | Existing | Appliances | Natural Gas | Usage (GWh) | 0.0017303 | 0.0016748 | 0.0017037 | 0.0018113 | 0.0017499 | 0.0017078 | 0.0016684 | 0.0016313 | 0.0015972 | 0.0015657 | 0.0015368 | 0.00151 | 0.0014849 | 0.0014613 | 0.0014391 | 0.0014179 | 0.0013976 | 0.0013781 | 0.0013592 | 0.0013409 | 0.0013232 | 0.001306 | 0.0012892 | 0.0012727 | 0.0012567 | 0.0012409 | 0.0012255 | 0.0012104 | 0.0011955 | 0.0011809 | 0.0011666 | 0.0011525 | 0.0011386
F3_Residential_Manufactured Home Regular Income_Existing_Appliances_Natural Gas_Market | F3 | Residential | Market | Manufactured Home Regular Income | Existing | Appliances | Natural Gas | Summer Peak Demand (MW) | 0.0055734 | 0.0053961 | 0.005491 | 0.0058392 | 0.0056431 | 0.0055091 | 0.0053836 | 0.0052655 | 0.0051567 | 0.0050564 | 0.0049639 | 0.0048781 | 0.0047979 | 0.0047223 | 0.0046508 | 0.0045827 | 0.0045176 | 0.0044548 | 0.0043938 | 0.0043349 | 0.0042778 | 0.0042222 | 0.0041679 | 0.0041147 | 0.0040628 | 0.0040119 | 0.0039621 | 0.0039132 | 0.0038651 | 0.0038178 | 0.0037714 | 0.0037257 | 0.0036808
F4_Residential_Manufactured Home Regular Income_Existing_Appliances_Natural Gas_Market | F4 | Residential | Market | Manufactured Home Regular Income | Existing | Appliances | Natural Gas | Winter Peak Demand (MW) | 0.00080372 | 0.00077897 | 0.00079361 | 0.00084493 | 0.00081755 | 0.00079912 | 0.00078187 | 0.00076561 | 0.00075059 | 0.0007367 | 0.00072382 | 0.00071182 | 0.00070054 | 0.00068984 | 0.00067967 | 0.00066995 | 0.00066062 | 0.00065158 | 0.00064278 | 0.00063425 | 0.00062595 | 0.00061787 | 0.00060995 | 0.00060218 | 0.00059458 | 0.00058713 | 0.00057982 | 0.00057264 | 0.00056557 | 0.00055863 | 0.0005518 | 0.00054508 | 0.00053846
F1_Residential_Manufactured Home Regular Income_Existing_Miscellaneous_Natural Gas_Market | F1 | Residential | Market | Manufactured Home Regular Income | Existing | Miscellaneous | Natural Gas | Units | 153.4262 | 154.6261 | 155.826 | 153.5372 | 150.0215 | 148.0853 | 146.2817 | 144.5534 | 142.9267 | 141.3637 | 139.8266 | 138.316 | 136.8239 | 135.3419 | 133.8757 | 132.4222 | 130.9798 | 129.5397 | 128.1026 | 126.6776 | 125.2646 | 123.8643 | 122.4717 | 121.0879 | 119.7184 | 118.3633 | 117.0228 | 115.695 | 114.3803 | 113.0808 | 111.7965 | 110.5274 | 109.2727
F2_Residential_Manufactured Home Regular Income_Existing_Miscellaneous_Natural Gas_Market | F2 | Residential | Market | Manufactured Home Regular Income | Existing | Miscellaneous | Natural Gas | Usage (GWh) | 0.00035643 | 0.00034849 | 0.00035847 | 0.00038529 | 0.00037646 | 0.00037161 | 0.00036708 | 0.00036274 | 0.00035866 | 0.00035474 | 0.00035088 | 0.00034709 | 0.00034335 | 0.00033963 | 0.00033595 | 0.0003323 | 0.00032868 | 0.00032507 | 0.00032146 | 0.00031789 | 0.00031434 | 0.00031083 | 0.00030733 | 0.00030386 | 0.00030042 | 0.00029702 | 0.00029366 | 0.00029033 | 0.00028703 | 0.00028377 | 0.00028054 | 0.00027736 | 0.00027421
F3_Residential_Manufactured Home Regular Income_Existing_Miscellaneous_Natural Gas_Market | F3 | Residential | Market | Manufactured Home Regular Income | Existing | Miscellaneous | Natural Gas | Summer Peak Demand (MW) | 0.00097651 | 0.00095477 | 0.00098211 | 0.0010556 | 0.0010314 | 0.0010181 | 0.0010057 | 0.00099382 | 0.00098263 | 0.00097189 | 0.00096132 | 0.00095093 | 0.00094067 | 0.00093049 | 0.00092041 | 0.00091041 | 0.0009005 | 0.0008906 | 0.00088072 | 0.00087092 | 0.0008612 | 0.00085158 | 0.000842 | 0.00083249 | 0.00082307 | 0.00081376 | 0.00080454 | 0.00079541 | 0.00078637 | 0.00077744 | 0.00076861 | 0.00075988 | 0.00075126
F4_Residential_Manufactured Home Regular Income_Existing_Miscellaneous_Natural Gas_Market | F4 | Residential | Market | Manufactured Home Regular Income | Existing | Miscellaneous | Natural Gas | Winter Peak Demand (MW) | 4.0688e-05 | 3.9782e-05 | 4.0921e-05 | 4.3983e-05 | 4.2975e-05 | 4.2421e-05 | 4.1904e-05 | 4.1409e-05 | 4.0943e-05 | 4.0495e-05 | 4.0055e-05 | 3.9622e-05 | 3.9195e-05 | 3.877e-05 | 3.835e-05 | 3.7934e-05 | 3.7521e-05 | 3.7108e-05 | 3.6696e-05 | 3.6288e-05 | 3.5884e-05 | 3.5482e-05 | 3.5083e-05 | 3.4687e-05 | 3.4295e-05 | 3.3907e-05 | 3.3523e-05 | 3.3142e-05 | 3.2766e-05 | 3.2393e-05 | 3.2025e-05 | 3.1662e-05 | 3.1302e-05
F1_Residential_Manufactured Home Regular Income_New_Space Heating_Natural Gas_All | F1 | Residential | All | Manufactured Home Regular Income | New | Space Heating | Natural Gas | Units | 0 | 0.87419 | 2.1962 | 3.4428 | 4.6133 | 5.7039 | 6.7785 | 7.8375 | 8.8755 | 9.9005 | 10.9199 | 11.9337 | 12.9436 | 13.9514 | 14.9557 | 15.9572 | 16.9561 | 17.9543 | 18.9515 | 19.9459 | 20.9374 | 21.926 | 22.9126 | 23.8971 | 24.8783 | 25.8562 | 26.8306 | 27.8021 | 28.7705 | 29.7354 | 30.6968 | 31.6547 | 32.6425
F2_Residential_Manufactured Home Regular Income_New_Space Heating_Natural Gas_All | F2 | Residential | All | Manufactured Home Regular Income | New | Space Heating | Natural Gas | Usage (GWh) | 0 | 0.00054891 | 0.0014001 | 0.0023815 | 0.0031741 | 0.0039033 | 0.0046136 | 0.0053054 | 0.0059752 | 0.0066286 | 0.0072707 | 0.0079016 | 0.0085224 | 0.0091343 | 0.0097365 | 0.01033 | 0.010913 | 0.01149 | 0.012058 | 0.012617 | 0.013166 | 0.013707 | 0.014239 | 0.014763 | 0.015277 | 0.015782 | 0.016278 | 0.016764 | 0.017242 | 0.017711 | 0.01817 | 0.01862 | 0.019201
F3_Residential_Manufactured Home Regular Income_New_Space Heating_Natural Gas_All | F3 | Residential | All | Manufactured Home Regular Income | New | Space Heating | Natural Gas | Summer Peak Demand (MW) | 0 | 0.0096609 | 0.024643 | 0.041914 | 0.055864 | 0.068699 | 0.081199 | 0.093375 | 0.10516 | 0.11666 | 0.12796 | 0.13907 | 0.14999 | 0.16076 | 0.17136 | 0.1818 | 0.19208 | 0.20222 | 0.21221 | 0.22205 | 0.23173 | 0.24125 | 0.25061 | 0.25982 | 0.26887 | 0.27776 | 0.28649 | 0.29505 | 0.30346 | 0.31171 | 0.31979 | 0.32771 | 0.33794
F4_Residential_Manufactured Home Regular Income_New_Space Heating_Natural Gas_All | F4 | Residential | All | Manufactured Home Regular Income | New | Space Heating | Natural Gas | Winter Peak Demand (MW) | 0 | 0.00055989 | 0.0014281 | 0.0024291 | 0.0032376 | 0.0039814 | 0.0047059 | 0.0054115 | 0.0060947 | 0.0067612 | 0.0074161 | 0.0080596 | 0.0086928 | 0.009317 | 0.0099313 | 0.010536 | 0.011132 | 0.011719 | 0.012299 | 0.012869 | 0.01343 | 0.013981 | 0.014524 | 0.015058 | 0.015582 | 0.016098 | 0.016603 | 0.0171 | 0.017587 | 0.018065 | 0.018533 | 0.018992 | 0.019585
F1_Residential_Manufactured Home Regular Income_New_Secondary Heating_Natural Gas_All | F1 | Residential | All | Manufactured Home Regular Income | New | Secondary Heating | Natural Gas | Units | 0 | 1.9669 | 4.9415 | 7.7462 | 10.38 | 12.8338 | 15.2516 | 17.6343 | 19.9699 | 22.276 | 24.5697 | 26.8507 | 29.123 | 31.3905 | 33.6504 | 35.9037 | 38.1513 | 40.3971 | 42.6408 | 44.8782 | 47.1092 | 49.3336 | 51.5534 | 53.7685 | 55.9762 | 58.1763 | 60.3689 | 62.5547 | 64.7336 | 66.9047 | 69.0679 | 71.2232 | 73.4457
F2_Residential_Manufactured Home Regular Income_New_Secondary Heating_Natural Gas_All | F2 | Residential | All | Manufactured Home Regular Income | New | Secondary Heating | Natural Gas | Usage (GWh) | 0 | 0.00026817 | 0.00068586 | 0.0011697 | 0.0015632 | 0.0019275 | 0.0022844 | 0.0026341 | 0.0029748 | 0.0033092 | 0.0036399 | 0.0039667 | 0.0042904 | 0.0046114 | 0.0049294 | 0.0052445 | 0.0055569 | 0.0058671 | 0.006175 | 0.0064801 | 0.0067823 | 0.0070817 | 0.0073784 | 0.0076725 | 0.0079636 | 0.0082517 | 0.0085366 | 0.0088187 | 0.0090979 | 0.009374 | 0.009647 | 0.0099169 | 0.010226
F3_Residential_Manufactured Home Regular Income_New_Secondary Heating_Natural Gas_All | F3 | Residential | All | Manufactured Home Regular Income | New | Secondary Heating | Natural Gas | Summer Peak Demand (MW) | 0 | 0.0023753 | 0.006075 | 0.01036 | 0.013846 | 0.017073 | 0.020234 | 0.023332 | 0.02635 | 0.029312 | 0.03224 | 0.035135 | 0.038002 | 0.040846 | 0.043662 | 0.046454 | 0.04922 | 0.051968 | 0.054695 | 0.057398 | 0.060074 | 0.062726 | 0.065354 | 0.067959 | 0.070537 | 0.073089 | 0.075613 | 0.078112 | 0.080585 | 0.08303 | 0.085448 | 0.087839 | 0.09058
F4_Residential_Manufactured Home Regular Income_New_Secondary Heating_Natural Gas_All | F4 | Residential | All | Manufactured Home Regular Income | New | Secondary Heating | Natural Gas | Winter Peak Demand (MW) | 0 | 0.00013766 | 0.00035207 | 0.00060043 | 0.00080242 | 0.00098945 | 0.0011727 | 0.0013522 | 0.0015271 | 0.0016987 | 0.0018685 | 0.0020363 | 0.0022024 | 0.0023672 | 0.0025304 | 0.0026922 | 0.0028525 | 0.0030118 | 0.0031698 | 0.0033264 | 0.0034816 | 0.0036353 | 0.0037876 | 0.0039385 | 0.004088 | 0.0042359 | 0.0043821 | 0.0045269 | 0.0046702 | 0.004812 | 0.0049521 | 0.0050907 | 0.0052495
F1_Residential_Manufactured Home Regular Income_New_Water Heating_Natural Gas_All | F1 | Residential | All | Manufactured Home Regular Income | New | Water Heating | Natural Gas | Units | 0 | 0 | 0 | 0 | 0 | 0 | 0 | 0 | 0 | 0 | 0 | 0 | 0 | 0 | 0 | 0 | 0 | 0 | 0 | 0 | 0 | 0 | 0 | 0 | 0 | 0 | 0 | 0 | 0 | 0 | 0 | 0 | 0
F2_Residential_Manufactured Home Regular Income_New_Water Heating_Natural Gas_All | F2 | Residential | All | Manufactured Home Regular Income | New | Water Heating | Natural Gas | Usage (GWh) | 0 | 0 | 0 | 0 | 0 | 0 | 0 | 0 | 0 | 0 | 0 | 0 | 0 | 0 | 0 | 0 | 0 | 0 | 0 | 0 | 0 | 0 | 0 | 0 | 0 | 0 | 0 | 0 | 0 | 0 | 0 | 0 | 0
F3_Residential_Manufactured Home Regular Income_New_Water Heating_Natural Gas_All | F3 | Residential | All | Manufactured Home Regular Income | New | Water Heating | Natural Gas | Summer Peak Demand (MW) | 0 | 0 | 0 | 0 | 0 | 0 | 0 | 0 | 0 | 0 | 0 | 0 | 0 | 0 | 0 | 0 | 0 | 0 | 0 | 0 | 0 | 0 | 0 | 0 | 0 | 0 | 0 | 0 | 0 | 0 | 0 | 0 | 0
F4_Residential_Manufactured Home Regular Income_New_Water Heating_Natural Gas_All | F4 | Residential | All | Manufactured Home Regular Income | New | Water Heating | Natural Gas | Winter Peak Demand (MW) | 0 | 0 | 0 | 0 | 0 | 0 | 0 | 0 | 0 | 0 | 0 | 0 | 0 | 0 | 0 | 0 | 0 | 0 | 0 | 0 | 0 | 0 | 0 | 0 | 0 | 0 | 0 | 0 | 0 | 0 | 0 | 0 | 0
F1_Residential_Manufactured Home Regular Income_New_Appliances_Natural Gas_All | F1 | Residential | All | Manufactured Home Regular Income | New | Appliances | Natural Gas | Units | 0 | 3.7139 | 9.3268 | 14.6151 | 19.5767 | 24.1954 | 28.7428 | 33.2206 | 37.6063 | 41.9331 | 46.2332 | 50.5062 | 54.7595 | 59.0006 | 63.2241 | 67.4322 | 71.6262 | 75.8137 | 79.9941 | 84.1596 | 88.3098 | 92.4443 | 96.5674 | 100.6783 | 104.7722 | 108.849 | 112.9084 | 116.9521 | 120.9799 | 124.9901 | 128.9823 | 132.9568 | 137.0538
F2_Residential_Manufactured Home Regular Income_New_Appliances_Natural Gas_All | F2 | Residential | All | Manufactured Home Regular Income | New | Appliances | Natural Gas | Usage (GWh) | 0 | 4.9694e-05 | 0.00012739 | 0.00021775 | 0.00029167 | 0.00036049 | 0.00042824 | 0.00049496 | 0.00056031 | 0.00062477 | 0.00068885 | 0.00075252 | 0.00081589 | 0.00087908 | 0.00094201 | 0.0010047 | 0.0010672 | 0.0011296 | 0.0011919 | 0.0012539 | 0.0013158 | 0.0013774 | 0.0014388 | 0.0015 | 0.001561 | 0.0016218 | 0.0016822 | 0.0017425 | 0.0018025 | 0.0018623 | 0.0019218 | 0.001981 | 0.002042
F3_Residential_Manufactured Home Regular Income_New_Appliances_Natural Gas_All | F3 | Residential | All | Manufactured Home Regular Income | New | Appliances | Natural Gas | Summer Peak Demand (MW) | 0 | 0.00015441 | 0.00039581 | 0.00067655 | 0.00090621 | 0.00112 | 0.0013305 | 0.0015377 | 0.0017406 | 0.0019409 | 0.0021398 | 0.0023376 | 0.0025343 | 0.0027305 | 0.0029259 | 0.0031206 | 0.0033146 | 0.0035082 | 0.0037015 | 0.0038941 | 0.004086 | 0.0042772 | 0.0044678 | 0.0046579 | 0.0048471 | 0.0050356 | 0.0052232 | 0.0054101 | 0.0055963 | 0.0057816 | 0.0059662 | 0.0061499 | 0.0063392
F4_Residential_Manufactured Home Regular Income_New_Appliances_Natural Gas_All | F4 | Residential | All | Manufactured Home Regular Income | New | Appliances | Natural Gas | Winter Peak Demand (MW) | 0 | 1.8965e-05 | 4.8605e-05 | 8.3068e-05 | 0.00011125 | 0.00013748 | 0.00016329 | 0.00018869 | 0.00021357 | 0.0002381 | 0.00026247 | 0.00028668 | 0.00031076 | 0.00033477 | 0.00035867 | 0.00038248 | 0.00040619 | 0.00042986 | 0.00045348 | 0.000477 | 0.00050043 | 0.00052376 | 0.00054702 | 0.00057021 | 0.00059329 | 0.00061626 | 0.00063913 | 0.0006619 | 0.00068458 | 0.00070715 | 0.00072961 | 0.00075196 | 0.000775
F1_Residential_Manufactured Home Regular Income_New_Miscellaneous_Natural Gas_All | F1 | Residential | All | Manufactured Home Regular Income | New | Miscellaneous | Natural Gas | Units | 0 | 4.3709 | 10.9811 | 17.2139 | 23.0666 | 28.5195 | 33.8924 | 39.1874 | 44.3777 | 49.5023 | 54.5994 | 59.6683 | 64.7179 | 69.7568 | 74.7786 | 79.7861 | 84.7806 | 89.7713 | 94.7573 | 99.7294 | 104.6872 | 109.6302 | 114.5632 | 119.4855 | 124.3915 | 129.2808 | 134.153 | 139.0103 | 143.8524 | 148.6771 | 153.4841 | 158.2737 | 163.2127
F2_Residential_Manufactured Home Regular Income_New_Miscellaneous_Natural Gas_All | F2 | Residential | All | Manufactured Home Regular Income | New | Miscellaneous | Natural Gas | Usage (GWh) | 0 | 9.851e-06 | 2.5262e-05 | 4.3197e-05 | 5.7883e-05 | 7.1567e-05 | 8.505e-05 | 9.8337e-05 | 0.00011136 | 0.00012422 | 0.00013701 | 0.00014973 | 0.0001624 | 0.00017505 | 0.00018765 | 0.00020022 | 0.00021275 | 0.00022527 | 0.00023778 | 0.00025026 | 0.0002627 | 0.00027511 | 0.00028749 | 0.00029984 | 0.00031215 | 0.00032442 | 0.00033664 | 0.00034883 | 0.00036098 | 0.00037309 | 0.00038515 | 0.00039717 | 0.00040957
F3_Residential_Manufactured Home Regular Income_New_Miscellaneous_Natural Gas_All | F3 | Residential | All | Manufactured Home Regular Income | New | Miscellaneous | Natural Gas | Summer Peak Demand (MW) | 0 | 2.6989e-05 | 6.921e-05 | 0.00011835 | 0.00015858 | 0.00019607 | 0.00023301 | 0.00026942 | 0.0003051 | 0.00034033 | 0.00037538 | 0.00041022 | 0.00044494 | 0.00047958 | 0.00051411 | 0.00054854 | 0.00058287 | 0.00061718 | 0.00065146 | 0.00068565 | 0.00071973 | 0.00075372 | 0.00078763 | 0.00082147 | 0.0008552 | 0.00088882 | 0.00092231 | 0.00095571 | 0.000989 | 0.0010222 | 0.0010552 | 0.0010881 | 0.0011221
F4_Residential_Manufactured Home Regular Income_New_Miscellaneous_Natural Gas_All | F4 | Residential | All | Manufactured Home Regular Income | New | Miscellaneous | Natural Gas | Winter Peak Demand (MW) | 0 | 1.1245e-06 | 2.8837e-06 | 4.9311e-06 | 6.6077e-06 | 8.1697e-06 | 9.7089e-06 | 1.1226e-05 | 1.2712e-05 | 1.4181e-05 | 1.5641e-05 | 1.7093e-05 | 1.8539e-05 | 1.9983e-05 | 2.1421e-05 | 2.2856e-05 | 2.4286e-05 | 2.5716e-05 | 2.7144e-05 | 2.8569e-05 | 2.9989e-05 | 3.1405e-05 | 3.2818e-05 | 3.4228e-05 | 3.5633e-05 | 3.7034e-05 | 3.843e-05 | 3.9821e-05 | 4.1208e-05 | 4.259e-05 | 4.3967e-05 | 4.5339e-05 | 4.6754e-05
F1_Residential_Manufactured Home Regular Income_New_Space Heating_Natural Gas_Market | F1 | Residential | Market | Manufactured Home Regular Income | New | Space Heating | Natural Gas | Units | 0 | 4.3709 | 10.9811 | 17.2139 | 23.0666 | 28.5195 | 33.8924 | 39.1874 | 44.3777 | 49.5023 | 54.5994 | 59.6683 | 64.7179 | 69.7568 | 74.7786 | 79.7861 | 84.7806 | 89.7713 | 94.7573 | 99.7294 | 104.6872 | 109.6302 | 114.5632 | 119.4855 | 124.3915 | 129.2808 | 134.153 | 139.0103 | 143.8524 | 148.6771 | 153.4841 | 158.2737 | 163.2127
F2_Residential_Manufactured Home Regular Income_New_Space Heating_Natural Gas_Market | F2 | Residential | Market | Manufactured Home Regular Income | New | Space Heating | Natural Gas | Usage (GWh) | 0 | 0.00054891 | 0.0014001 | 0.0023815 | 0.0031741 | 0.0039033 | 0.0046136 | 0.0053054 | 0.0059752 | 0.0066286 | 0.0072707 | 0.0079016 | 0.0085224 | 0.0091343 | 0.0097365 | 0.01033 | 0.010913 | 0.01149 | 0.012058 | 0.012617 | 0.013166 | 0.013707 | 0.014239 | 0.014763 | 0.015277 | 0.015782 | 0.016278 | 0.016764 | 0.017242 | 0.017711 | 0.01817 | 0.01862 | 0.019201
F3_Residential_Manufactured Home Regular Income_New_Space Heating_Natural Gas_Market | F3 | Residential | Market | Manufactured Home Regular Income | New | Space Heating | Natural Gas | Summer Peak Demand (MW) | 0 | 0.0096609 | 0.024643 | 0.041914 | 0.055864 | 0.068699 | 0.081199 | 0.093375 | 0.10516 | 0.11666 | 0.12796 | 0.13907 | 0.14999 | 0.16076 | 0.17136 | 0.1818 | 0.19208 | 0.20222 | 0.21221 | 0.22205 | 0.23173 | 0.24125 | 0.25061 | 0.25982 | 0.26887 | 0.27776 | 0.28649 | 0.29505 | 0.30346 | 0.31171 | 0.31979 | 0.32771 | 0.33794
F4_Residential_Manufactured Home Regular Income_New_Space Heating_Natural Gas_Market | F4 | Residential | Market | Manufactured Home Regular Income | New | Space Heating | Natural Gas | Winter Peak Demand (MW) | 0 | 0.00055989 | 0.0014281 | 0.0024291 | 0.0032376 | 0.0039814 | 0.0047059 | 0.0054115 | 0.0060947 | 0.0067612 | 0.0074161 | 0.0080596 | 0.0086928 | 0.009317 | 0.0099313 | 0.010536 | 0.011132 | 0.011719 | 0.012299 | 0.012869 | 0.01343 | 0.013981 | 0.014524 | 0.015058 | 0.015582 | 0.016098 | 0.016603 | 0.0171 | 0.017587 | 0.018065 | 0.018533 | 0.018992 | 0.019585
F1_Residential_Manufactured Home Regular Income_New_Secondary Heating_Natural Gas_Market | F1 | Residential | Market | Manufactured Home Regular Income | New | Secondary Heating | Natural Gas | Units | 0 | 4.3709 | 10.9811 | 17.2139 | 23.0666 | 28.5195 | 33.8924 | 39.1874 | 44.3777 | 49.5023 | 54.5994 | 59.6683 | 64.7179 | 69.7568 | 74.7786 | 79.7861 | 84.7806 | 89.7713 | 94.7573 | 99.7294 | 104.6872 | 109.6302 | 114.5632 | 119.4855 | 124.3915 | 129.2808 | 134.153 | 139.0103 | 143.8524 | 148.6771 | 153.4841 | 158.2737 | 163.2127
F2_Residential_Manufactured Home Regular Income_New_Secondary Heating_Natural Gas_Market | F2 | Residential | Market | Manufactured Home Regular Income | New | Secondary Heating | Natural Gas | Usage (GWh) | 0 | 0.00026817 | 0.00068586 | 0.0011697 | 0.0015632 | 0.0019275 | 0.0022844 | 0.0026341 | 0.0029748 | 0.0033092 | 0.0036399 | 0.0039667 | 0.0042904 | 0.0046114 | 0.0049294 | 0.0052445 | 0.0055569 | 0.0058671 | 0.006175 | 0.0064801 | 0.0067823 | 0.0070817 | 0.0073784 | 0.0076725 | 0.0079636 | 0.0082517 | 0.0085366 | 0.0088187 | 0.0090979 | 0.009374 | 0.009647 | 0.0099169 | 0.010226
F3_Residential_Manufactured Home Regular Income_New_Secondary Heating_Natural Gas_Market | F3 | Residential | Market | Manufactured Home Regular Income | New | Secondary Heating | Natural Gas | Summer Peak Demand (MW) | 0 | 0.0023753 | 0.006075 | 0.01036 | 0.013846 | 0.017073 | 0.020234 | 0.023332 | 0.02635 | 0.029312 | 0.03224 | 0.035135 | 0.038002 | 0.040846 | 0.043662 | 0.046454 | 0.04922 | 0.051968 | 0.054695 | 0.057398 | 0.060074 | 0.062726 | 0.065354 | 0.067959 | 0.070537 | 0.073089 | 0.075613 | 0.078112 | 0.080585 | 0.08303 | 0.085448 | 0.087839 | 0.09058
F4_Residential_Manufactured Home Regular Income_New_Secondary Heating_Natural Gas_Market | F4 | Residential | Market | Manufactured Home Regular Income | New | Secondary Heating | Natural Gas | Winter Peak Demand (MW) | 0 | 0.00013766 | 0.00035207 | 0.00060043 | 0.00080242 | 0.00098945 | 0.0011727 | 0.0013522 | 0.0015271 | 0.0016987 | 0.0018685 | 0.0020363 | 0.0022024 | 0.0023672 | 0.0025304 | 0.0026922 | 0.0028525 | 0.0030118 | 0.0031698 | 0.0033264 | 0.0034816 | 0.0036353 | 0.0037876 | 0.0039385 | 0.004088 | 0.0042359 | 0.0043821 | 0.0045269 | 0.0046702 | 0.004812 | 0.0049521 | 0.0050907 | 0.0052495
F1_Residential_Manufactured Home Regular Income_New_Water Heating_Natural Gas_Market | F1 | Residential | Market | Manufactured Home Regular Income | New | Water Heating | Natural Gas | Units | 0 | 4.3709 | 10.9811 | 17.2139 | 23.0666 | 28.5195 | 33.8924 | 39.1874 | 44.3777 | 49.5023 | 54.5994 | 59.6683 | 64.7179 | 69.7568 | 74.7786 | 79.7861 | 84.7806 | 89.7713 | 94.7573 | 99.7294 | 104.6872 | 109.6302 | 114.5632 | 119.4855 | 124.3915 | 129.2808 | 134.153 | 139.0103 | 143.8524 | 148.6771 | 153.4841 | 158.2737 | 163.2127
F2_Residential_Manufactured Home Regular Income_New_Water Heating_Natural Gas_Market | F2 | Residential | Market | Manufactured Home Regular Income | New | Water Heating | Natural Gas | Usage (GWh) | 0 | 0 | 0 | 0 | 0 | 0 | 0 | 0 | 0 | 0 | 0 | 0 | 0 | 0 | 0 | 0 | 0 | 0 | 0 | 0 | 0 | 0 | 0 | 0 | 0 | 0 | 0 | 0 | 0 | 0 | 0 | 0 | 0
F3_Residential_Manufactured Home Regular Income_New_Water Heating_Natural Gas_Market | F3 | Residential | Market | Manufactured Home Regular Income | New | Water Heating | Natural Gas | Summer Peak Demand (MW) | 0 | 0 | 0 | 0 | 0 | 0 | 0 | 0 | 0 | 0 | 0 | 0 | 0 | 0 | 0 | 0 | 0 | 0 | 0 | 0 | 0 | 0 | 0 | 0 | 0 | 0 | 0 | 0 | 0 | 0 | 0 | 0 | 0
F4_Residential_Manufactured Home Regular Income_New_Water Heating_Natural Gas_Market | F4 | Residential | Market | Manufactured Home Regular Income | New | Water Heating | Natural Gas | Winter Peak Demand (MW) | 0 | 0 | 0 | 0 | 0 | 0 | 0 | 0 | 0 | 0 | 0 | 0 | 0 | 0 | 0 | 0 | 0 | 0 | 0 | 0 | 0 | 0 | 0 | 0 | 0 | 0 | 0 | 0 | 0 | 0 | 0 | 0 | 0
F1_Residential_Manufactured Home Regular Income_New_Appliances_Natural Gas_Market | F1 | Residential | Market | Manufactured Home Regular Income | New | Appliances | Natural Gas | Units | 0 | 4.3709 | 10.9811 | 17.2139 | 23.0666 | 28.5195 | 33.8924 | 39.1874 | 44.3777 | 49.5023 | 54.5994 | 59.6683 | 64.7179 | 69.7568 | 74.7786 | 79.7861 | 84.7806 | 89.7713 | 94.7573 | 99.7294 | 104.6872 | 109.6302 | 114.5632 | 119.4855 | 124.3915 | 129.2808 | 134.153 | 139.0103 | 143.8524 | 148.6771 | 153.4841 | 158.2737 | 163.2127
F2_Residential_Manufactured Home Regular Income_New_Appliances_Natural Gas_Market | F2 | Residential | Market | Manufactured Home Regular Income | New | Appliances | Natural Gas | Usage (GWh) | 0 | 4.9694e-05 | 0.00012739 | 0.00021775 | 0.00029167 | 0.00036049 | 0.00042824 | 0.00049496 | 0.00056031 | 0.00062477 | 0.00068885 | 0.00075252 | 0.00081589 | 0.00087908 | 0.00094201 | 0.0010047 | 0.0010672 | 0.0011296 | 0.0011919 | 0.0012539 | 0.0013158 | 0.0013774 | 0.0014388 | 0.0015 | 0.001561 | 0.0016218 | 0.0016822 | 0.0017425 | 0.0018025 | 0.0018623 | 0.0019218 | 0.001981 | 0.002042
F3_Residential_Manufactured Home Regular Income_New_Appliances_Natural Gas_Market | F3 | Residential | Market | Manufactured Home Regular Income | New | Appliances | Natural Gas | Summer Peak Demand (MW) | 0 | 0.00015441 | 0.00039581 | 0.00067655 | 0.00090621 | 0.00112 | 0.0013305 | 0.0015377 | 0.0017406 | 0.0019409 | 0.0021398 | 0.0023376 | 0.0025343 | 0.0027305 | 0.0029259 | 0.0031206 | 0.0033146 | 0.0035082 | 0.0037015 | 0.0038941 | 0.004086 | 0.0042772 | 0.0044678 | 0.0046579 | 0.0048471 | 0.0050356 | 0.0052232 | 0.0054101 | 0.0055963 | 0.0057816 | 0.0059662 | 0.0061499 | 0.0063392
F4_Residential_Manufactured Home Regular Income_New_Appliances_Natural Gas_Market | F4 | Residential | Market | Manufactured Home Regular Income | New | Appliances | Natural Gas | Winter Peak Demand (MW) | 0 | 1.8965e-05 | 4.8605e-05 | 8.3068e-05 | 0.00011125 | 0.00013748 | 0.00016329 | 0.00018869 | 0.00021357 | 0.0002381 | 0.00026247 | 0.00028668 | 0.00031076 | 0.00033477 | 0.00035867 | 0.00038248 | 0.00040619 | 0.00042986 | 0.00045348 | 0.000477 | 0.00050043 | 0.00052376 | 0.00054702 | 0.00057021 | 0.00059329 | 0.00061626 | 0.00063913 | 0.0006619 | 0.00068458 | 0.00070715 | 0.00072961 | 0.00075196 | 0.000775
F1_Residential_Manufactured Home Regular Income_New_Miscellaneous_Natural Gas_Market | F1 | Residential | Market | Manufactured Home Regular Income | New | Miscellaneous | Natural Gas | Units | 0 | 4.3709 | 10.9811 | 17.2139 | 23.0666 | 28.5195 | 33.8924 | 39.1874 | 44.3777 | 49.5023 | 54.5994 | 59.6683 | 64.7179 | 69.7568 | 74.7786 | 79.7861 | 84.7806 | 89.7713 | 94.7573 | 99.7294 | 104.6872 | 109.6302 | 114.5632 | 119.4855 | 124.3915 | 129.2808 | 134.153 | 139.0103 | 143.8524 | 148.6771 | 153.4841 | 158.2737 | 163.2127
F2_Residential_Manufactured Home Regular Income_New_Miscellaneous_Natural Gas_Market | F2 | Residential | Market | Manufactured Home Regular Income | New | Miscellaneous | Natural Gas | Usage (GWh) | 0 | 9.851e-06 | 2.5262e-05 | 4.3197e-05 | 5.7883e-05 | 7.1567e-05 | 8.505e-05 | 9.8337e-05 | 0.00011136 | 0.00012422 | 0.00013701 | 0.00014973 | 0.0001624 | 0.00017505 | 0.00018765 | 0.00020022 | 0.00021275 | 0.00022527 | 0.00023778 | 0.00025026 | 0.0002627 | 0.00027511 | 0.00028749 | 0.00029984 | 0.00031215 | 0.00032442 | 0.00033664 | 0.00034883 | 0.00036098 | 0.00037309 | 0.00038515 | 0.00039717 | 0.00040957
F3_Residential_Manufactured Home Regular Income_New_Miscellaneous_Natural Gas_Market | F3 | Residential | Market | Manufactured Home Regular Income | New | Miscellaneous | Natural Gas | Summer Peak Demand (MW) | 0 | 2.6989e-05 | 6.921e-05 | 0.00011835 | 0.00015858 | 0.00019607 | 0.00023301 | 0.00026942 | 0.0003051 | 0.00034033 | 0.00037538 | 0.00041022 | 0.00044494 | 0.00047958 | 0.00051411 | 0.00054854 | 0.00058287 | 0.00061718 | 0.00065146 | 0.00068565 | 0.00071973 | 0.00075372 | 0.00078763 | 0.00082147 | 0.0008552 | 0.00088882 | 0.00092231 | 0.00095571 | 0.000989 | 0.0010222 | 0.0010552 | 0.0010881 | 0.0011221
F4_Residential_Manufactured Home Regular Income_New_Miscellaneous_Natural Gas_Market | F4 | Residential | Market | Manufactured Home Regular Income | New | Miscellaneous | Natural Gas | Winter Peak Demand (MW) | 0 | 1.1245e-06 | 2.8837e-06 | 4.9311e-06 | 6.6077e-06 | 8.1697e-06 | 9.7089e-06 | 1.1226e-05 | 1.2712e-05 | 1.4181e-05 | 1.5641e-05 | 1.7093e-05 | 1.8539e-05 | 1.9983e-05 | 2.1421e-05 | 2.2856e-05 | 2.4286e-05 | 2.5716e-05 | 2.7144e-05 | 2.8569e-05 | 2.9989e-05 | 3.1405e-05 | 3.2818e-05 | 3.4228e-05 | 3.5633e-05 | 3.7034e-05 | 3.843e-05 | 3.9821e-05 | 4.1208e-05 | 4.259e-05 | 4.3967e-05 | 4.5339e-05 | 4.6754e-05
F1_Residential_Manufactured Home Moderate Income_Existing_Space Heating_Natural Gas_All | F1 | Residential | All | Manufactured Home Moderate Income | Existing | Space Heating | Natural Gas | Units | 171.7601 | 173.1033 | 174.4465 | 171.8843 | 167.9484 | 165.7808 | 163.7618 | 161.827 | 160.0059 | 158.2561 | 156.5353 | 154.8442 | 153.1738 | 151.5147 | 149.8733 | 148.2461 | 146.6313 | 145.0191 | 143.4104 | 141.815 | 140.2333 | 138.6655 | 137.1065 | 135.5574 | 134.0243 | 132.5073 | 131.0065 | 129.5201 | 128.0483 | 126.5935 | 125.1557 | 123.735 | 122.3304
F2_Residential_Manufactured Home Moderate Income_Existing_Space Heating_Natural Gas_All | F2 | Residential | All | Manufactured Home Moderate Income | Existing | Space Heating | Natural Gas | Usage (GWh) | 0.11912 | 0.11634 | 0.1189 | 0.12698 | 0.12327 | 0.1209 | 0.11865 | 0.11648 | 0.11441 | 0.11242 | 0.11046 | 0.10855 | 0.10667 | 0.10482 | 0.10301 | 0.10123 | 0.099475 | 0.097748 | 0.096042 | 0.094365 | 0.092717 | 0.091098 | 0.089499 | 0.087926 | 0.086378 | 0.08486 | 0.083365 | 0.081895 | 0.080448 | 0.079026 | 0.077625 | 0.076249 | 0.07537
F3_Residential_Manufactured Home Moderate Income_Existing_Space Heating_Natural Gas_All | F3 | Residential | All | Manufactured Home Moderate Income | Existing | Space Heating | Natural Gas | Summer Peak Demand (MW) | 2.0965 | 2.0475 | 2.0926 | 2.2348 | 2.1696 | 2.1278 | 2.0882 | 2.05 | 2.0136 | 1.9785 | 1.9441 | 1.9104 | 1.8774 | 1.8449 | 1.813 | 1.7816 | 1.7508 | 1.7204 | 1.6903 | 1.6608 | 1.6318 | 1.6033 | 1.5752 | 1.5475 | 1.5203 | 1.4935 | 1.4672 | 1.4413 | 1.4159 | 1.3909 | 1.3662 | 1.342 | 1.3265
F4_Residential_Manufactured Home Moderate Income_Existing_Space Heating_Natural Gas_All | F4 | Residential | All | Manufactured Home Moderate Income | Existing | Space Heating | Natural Gas | Winter Peak Demand (MW) | 0.1215 | 0.11866 | 0.12127 | 0.12952 | 0.12574 | 0.12331 | 0.12102 | 0.11881 | 0.1167 | 0.11466 | 0.11267 | 0.11072 | 0.1088 | 0.10692 | 0.10507 | 0.10325 | 0.10146 | 0.099702 | 0.097963 | 0.096253 | 0.094571 | 0.09292 | 0.091289 | 0.089684 | 0.088106 | 0.086557 | 0.085032 | 0.083533 | 0.082057 | 0.080606 | 0.079178 | 0.077774 | 0.076878
F1_Residential_Manufactured Home Moderate Income_Existing_Secondary Heating_Natural Gas_All | F1 | Residential | All | Manufactured Home Moderate Income | Existing | Secondary Heating | Natural Gas | Units | 28.6936 | 28.918 | 29.1424 | 28.7143 | 28.0568 | 27.6947 | 27.3574 | 27.0342 | 26.73 | 26.4376 | 26.1502 | 25.8677 | 25.5886 | 25.3115 | 25.0372 | 24.7654 | 24.4957 | 24.2263 | 23.9576 | 23.6911 | 23.4268 | 23.1649 | 22.9045 | 22.6457 | 22.3896 | 22.1361 | 21.8854 | 21.6371 | 21.3912 | 21.1482 | 20.908 | 20.6707 | 20.436
F2_Residential_Manufactured Home Moderate Income_Existing_Secondary Heating_Natural Gas_All | F2 | Residential | All | Manufactured Home Moderate Income | Existing | Secondary Heating | Natural Gas | Usage (GWh) | 0.0036559 | 0.0035745 | 0.0036671 | 0.003931 | 0.0038307 | 0.0037711 | 0.003715 | 0.0036611 | 0.00361 | 0.0035607 | 0.0035123 | 0.0034647 | 0.0034177 | 0.0033712 | 0.0033252 | 0.0032797 | 0.0032347 | 0.00319 | 0.0031454 | 0.0031014 | 0.0030578 | 0.0030148 | 0.002972 | 0.0029297 | 0.0028879 | 0.0028466 | 0.0028058 | 0.0027655 | 0.0027257 | 0.0026864 | 0.0026476 | 0.0026094 | 0.0025797
F3_Residential_Manufactured Home Moderate Income_Existing_Secondary Heating_Natural Gas_All | F3 | Residential | All | Manufactured Home Moderate Income | Existing | Secondary Heating | Natural Gas | Summer Peak Demand (MW) | 0.032382 | 0.031661 | 0.032482 | 0.034819 | 0.03393 | 0.033402 | 0.032906 | 0.032429 | 0.031976 | 0.031539 | 0.03111 | 0.030688 | 0.030272 | 0.02986 | 0.029453 | 0.02905 | 0.028652 | 0.028255 | 0.027861 | 0.027471 | 0.027085 | 0.026703 | 0.026325 | 0.02595 | 0.025579 | 0.025214 | 0.024852 | 0.024495 | 0.024143 | 0.023795 | 0.023451 | 0.023113 | 0.02285
F4_Residential_Manufactured Home Moderate Income_Existing_Secondary Heating_Natural Gas_All | F4 | Residential | All | Manufactured Home Moderate Income | Existing | Secondary Heating | Natural Gas | Winter Peak Demand (MW) | 0.0018767 | 0.0018349 | 0.0018825 | 0.0020179 | 0.0019664 | 0.0019358 | 0.001907 | 0.0018794 | 0.0018532 | 0.0018278 | 0.001803 | 0.0017785 | 0.0017544 | 0.0017305 | 0.0017069 | 0.0016836 | 0.0016605 | 0.0016375 | 0.0016147 | 0.0015921 | 0.0015697 | 0.0015476 | 0.0015256 | 0.0015039 | 0.0014824 | 0.0014612 | 0.0014403 | 0.0014196 | 0.0013992 | 0.001379 | 0.0013591 | 0.0013395 | 0.0013243
F1_Residential_Manufactured Home Moderate Income_Existing_Water Heating_Natural Gas_All | F1 | Residential | All | Manufactured Home Moderate Income | Existing | Water Heating | Natural Gas | Units | 169.8914 | 171.22 | 172.5486 | 170.0143 | 166.1212 | 163.9772 | 161.9801 | 160.0664 | 158.2651 | 156.5343 | 154.8322 | 153.1596 | 151.5073 | 149.8663 | 148.2427 | 146.6332 | 145.036 | 143.4414 | 141.8501 | 140.2721 | 138.7076 | 137.1569 | 135.6149 | 134.0826 | 132.5661 | 131.0657 | 129.5812 | 128.1109 | 126.6552 | 125.2163 | 123.7941 | 122.3888 | 120.9995
F2_Residential_Manufactured Home Moderate Income_Existing_Water Heating_Natural Gas_All | F2 | Residential | All | Manufactured Home Moderate Income | Existing | Water Heating | Natural Gas | Usage (GWh) | 0.033104 | 0.032173 | 0.032876 | 0.035108 | 0.034075 | 0.033409 | 0.032784 | 0.03219 | 0.031636 | 0.031118 | 0.030626 | 0.030164 | 0.029728 | 0.029311 | 0.028913 | 0.02853 | 0.02816 | 0.0278 | 0.027449 | 0.027106 | 0.026771 | 0.026444 | 0.026123 | 0.025807 | 0.025498 | 0.025195 | 0.024896 | 0.024603 | 0.024315 | 0.024031 | 0.023752 | 0.023477 | 0.023206
F3_Residential_Manufactured Home Moderate Income_Existing_Water Heating_Natural Gas_All | F3 | Residential | All | Manufactured Home Moderate Income | Existing | Water Heating | Natural Gas | Summer Peak Demand (MW) | 0.10924 | 0.10617 | 0.10849 | 0.11586 | 0.11245 | 0.11025 | 0.10819 | 0.10623 | 0.1044 | 0.10269 | 0.10107 | 0.099543 | 0.098101 | 0.096726 | 0.095412 | 0.094149 | 0.092929 | 0.091741 | 0.090581 | 0.089449 | 0.088345 | 0.087265 | 0.086206 | 0.085164 | 0.084144 | 0.083142 | 0.082158 | 0.08119 | 0.080239 | 0.079302 | 0.078381 | 0.077474 | 0.076579
F4_Residential_Manufactured Home Moderate Income_Existing_Water Heating_Natural Gas_All | F4 | Residential | All | Manufactured Home Moderate Income | Existing | Water Heating | Natural Gas | Winter Peak Demand (MW) | 0.0085989 | 0.0083571 | 0.0085397 | 0.0091195 | 0.0088512 | 0.0086782 | 0.0085157 | 0.0083614 | 0.0082177 | 0.008083 | 0.0079552 | 0.0078353 | 0.0077219 | 0.0076137 | 0.0075102 | 0.0074108 | 0.0073148 | 0.0072213 | 0.0071299 | 0.0070409 | 0.0069539 | 0.006869 | 0.0067856 | 0.0067036 | 0.0066232 | 0.0065444 | 0.006467 | 0.0063907 | 0.0063159 | 0.0062422 | 0.0061696 | 0.0060982 | 0.0060278
F1_Residential_Manufactured Home Moderate Income_Existing_Appliances_Natural Gas_All | F1 | Residential | All | Manufactured Home Moderate Income | Existing | Appliances | Natural Gas | Units | 170.0093 | 171.2617 | 172.513 | 169.9028 | 165.9376 | 163.7223 | 161.6556 | 159.6739 | 157.806 | 156.0101 | 154.2444 | 152.5095 | 150.7964 | 149.0961 | 147.4146 | 145.7486 | 144.0963 | 142.448 | 140.8045 | 139.1756 | 137.5615 | 135.9625 | 134.3736 | 132.7957 | 131.2349 | 129.6912 | 128.1648 | 126.6538 | 125.1584 | 123.681 | 122.2214 | 120.7798 | 119.3551
F2_Residential_Manufactured Home Moderate Income_Existing_Appliances_Natural Gas_All | F2 | Residential | All | Manufactured Home Moderate Income | Existing | Appliances | Natural Gas | Usage (GWh) | 0.0026671 | 0.0025815 | 0.0026262 | 0.0027919 | 0.0026973 | 0.0026325 | 0.0025717 | 0.0025146 | 0.0024619 | 0.0024135 | 0.0023688 | 0.0023275 | 0.0022889 | 0.0022525 | 0.0022182 | 0.0021855 | 0.0021543 | 0.0021242 | 0.0020951 | 0.0020669 | 0.0020396 | 0.0020131 | 0.0019872 | 0.0019618 | 0.001937 | 0.0019128 | 0.0018891 | 0.0018657 | 0.0018428 | 0.0018203 | 0.0017982 | 0.0017765 | 0.0017551
F3_Residential_Manufactured Home Moderate Income_Existing_Appliances_Natural Gas_All | F3 | Residential | All | Manufactured Home Moderate Income | Existing | Appliances | Natural Gas | Summer Peak Demand (MW) | 0.0085909 | 0.0083176 | 0.0084639 | 0.0090007 | 0.0086984 | 0.0084919 | 0.0082984 | 0.0081164 | 0.0079486 | 0.007794 | 0.0076514 | 0.0075192 | 0.0073956 | 0.0072791 | 0.0071688 | 0.0070639 | 0.0069635 | 0.0068666 | 0.0067728 | 0.006682 | 0.0065939 | 0.0065082 | 0.0064245 | 0.0063425 | 0.0062624 | 0.0061841 | 0.0061072 | 0.0060318 | 0.0059577 | 0.0058849 | 0.0058133 | 0.0057429 | 0.0056736
F4_Residential_Manufactured Home Moderate Income_Existing_Appliances_Natural Gas_All | F4 | Residential | All | Manufactured Home Moderate Income | Existing | Appliances | Natural Gas | Winter Peak Demand (MW) | 0.0012389 | 0.0012007 | 0.0012233 | 0.0013024 | 0.0012602 | 0.0012318 | 0.0012052 | 0.0011801 | 0.001157 | 0.0011356 | 0.0011157 | 0.0010972 | 0.0010798 | 0.0010633 | 0.0010477 | 0.0010327 | 0.0010183 | 0.0010044 | 0.0009908 | 0.00097765 | 0.00096486 | 0.00095239 | 0.00094018 | 0.00092821 | 0.00091649 | 0.00090501 | 0.00089374 | 0.00088267 | 0.00087178 | 0.00086108 | 0.00085055 | 0.00084019 | 0.00082999
F1_Residential_Manufactured Home Moderate Income_Existing_Miscellaneous_Natural Gas_All | F1 | Residential | All | Manufactured Home Moderate Income | Existing | Miscellaneous | Natural Gas | Units | 236.4941 | 238.3436 | 240.193 | 236.6652 | 231.2459 | 228.2614 | 225.4813 | 222.8174 | 220.3099 | 217.9007 | 215.5313 | 213.2029 | 210.9029 | 208.6186 | 206.3585 | 204.118 | 201.8947 | 199.6749 | 197.4598 | 195.2632 | 193.0853 | 190.9267 | 188.7801 | 186.6472 | 184.5362 | 182.4475 | 180.3811 | 178.3344 | 176.3079 | 174.3049 | 172.3252 | 170.369 | 168.435
F2_Residential_Manufactured Home Moderate Income_Existing_Miscellaneous_Natural Gas_All | F2 | Residential | All | Manufactured Home Moderate Income | Existing | Miscellaneous | Natural Gas | Usage (GWh) | 0.0012559 | 0.001228 | 0.0012632 | 0.0013576 | 0.0013266 | 0.0013094 | 0.0012935 | 0.0012782 | 0.0012638 | 0.00125 | 0.0012364 | 0.0012231 | 0.0012099 | 0.0011968 | 0.0011838 | 0.0011709 | 0.0011582 | 0.0011455 | 0.0011327 | 0.0011201 | 0.0011076 | 0.0010953 | 0.001083 | 0.0010707 | 0.0010586 | 0.0010466 | 0.0010348 | 0.001023 | 0.0010114 | 0.00099991 | 0.00098856 | 0.00097733 | 0.00096624
F3_Residential_Manufactured Home Moderate Income_Existing_Miscellaneous_Natural Gas_All | F3 | Residential | All | Manufactured Home Moderate Income | Existing | Miscellaneous | Natural Gas | Summer Peak Demand (MW) | 0.003441 | 0.0033643 | 0.0034607 | 0.0037196 | 0.0036344 | 0.0035875 | 0.0035438 | 0.0035019 | 0.0034625 | 0.0034247 | 0.0033874 | 0.0033508 | 0.0033147 | 0.0032788 | 0.0032433 | 0.0032081 | 0.0031731 | 0.0031382 | 0.0031034 | 0.0030689 | 0.0030347 | 0.0030007 | 0.002967 | 0.0029335 | 0.0029003 | 0.0028675 | 0.002835 | 0.0028028 | 0.002771 | 0.0027395 | 0.0027084 | 0.0026776 | 0.0026472
F4_Residential_Manufactured Home Moderate Income_Existing_Miscellaneous_Natural Gas_All | F4 | Residential | All | Manufactured Home Moderate Income | Existing | Miscellaneous | Natural Gas | Winter Peak Demand (MW) | 0.00014337 | 0.00014018 | 0.0001442 | 0.00015498 | 0.00015143 | 0.00014948 | 0.00014766 | 0.00014591 | 0.00014427 | 0.00014269 | 0.00014114 | 0.00013962 | 0.00013811 | 0.00013662 | 0.00013514 | 0.00013367 | 0.00013221 | 0.00013076 | 0.00012931 | 0.00012787 | 0.00012644 | 0.00012503 | 0.00012362 | 0.00012223 | 0.00012085 | 0.00011948 | 0.00011812 | 0.00011678 | 0.00011546 | 0.00011415 | 0.00011285 | 0.00011157 | 0.0001103
F1_Residential_Manufactured Home Moderate Income_Existing_Space Heating_Natural Gas_Market | F1 | Residential | Market | Manufactured Home Moderate Income | Existing | Space Heating | Natural Gas | Units | 236.4941 | 238.3436 | 240.193 | 236.6652 | 231.2459 | 228.2614 | 225.4813 | 222.8174 | 220.3099 | 217.9007 | 215.5313 | 213.2029 | 210.9029 | 208.6186 | 206.3585 | 204.118 | 201.8947 | 199.6749 | 197.4598 | 195.2632 | 193.0853 | 190.9267 | 188.7801 | 186.6472 | 184.5362 | 182.4475 | 180.3811 | 178.3344 | 176.3079 | 174.3049 | 172.3252 | 170.369 | 168.435
F2_Residential_Manufactured Home Moderate Income_Existing_Space Heating_Natural Gas_Market | F2 | Residential | Market | Manufactured Home Moderate Income | Existing | Space Heating | Natural Gas | Usage (GWh) | 0.11912 | 0.11634 | 0.1189 | 0.12698 | 0.12327 | 0.1209 | 0.11865 | 0.11648 | 0.11441 | 0.11242 | 0.11046 | 0.10855 | 0.10667 | 0.10482 | 0.10301 | 0.10123 | 0.099475 | 0.097748 | 0.096042 | 0.094365 | 0.092717 | 0.091098 | 0.089499 | 0.087926 | 0.086378 | 0.08486 | 0.083365 | 0.081895 | 0.080448 | 0.079026 | 0.077625 | 0.076249 | 0.07537
F3_Residential_Manufactured Home Moderate Income_Existing_Space Heating_Natural Gas_Market | F3 | Residential | Market | Manufactured Home Moderate Income | Existing | Space Heating | Natural Gas | Summer Peak Demand (MW) | 2.0965 | 2.0475 | 2.0926 | 2.2348 | 2.1696 | 2.1278 | 2.0882 | 2.05 | 2.0136 | 1.9785 | 1.9441 | 1.9104 | 1.8774 | 1.8449 | 1.813 | 1.7816 | 1.7508 | 1.7204 | 1.6903 | 1.6608 | 1.6318 | 1.6033 | 1.5752 | 1.5475 | 1.5203 | 1.4935 | 1.4672 | 1.4413 | 1.4159 | 1.3909 | 1.3662 | 1.342 | 1.3265
F4_Residential_Manufactured Home Moderate Income_Existing_Space Heating_Natural Gas_Market | F4 | Residential | Market | Manufactured Home Moderate Income | Existing | Space Heating | Natural Gas | Winter Peak Demand (MW) | 0.1215 | 0.11866 | 0.12127 | 0.12952 | 0.12574 | 0.12331 | 0.12102 | 0.11881 | 0.1167 | 0.11466 | 0.11267 | 0.11072 | 0.1088 | 0.10692 | 0.10507 | 0.10325 | 0.10146 | 0.099702 | 0.097963 | 0.096253 | 0.094571 | 0.09292 | 0.091289 | 0.089684 | 0.088106 | 0.086557 | 0.085032 | 0.083533 | 0.082057 | 0.080606 | 0.079178 | 0.077774 | 0.076878
F1_Residential_Manufactured Home Moderate Income_Existing_Secondary Heating_Natural Gas_Market | F1 | Residential | Market | Manufactured Home Moderate Income | Existing | Secondary Heating | Natural Gas | Units | 236.4941 | 238.3436 | 240.193 | 236.6652 | 231.2459 | 228.2614 | 225.4813 | 222.8174 | 220.3099 | 217.9007 | 215.5313 | 213.2029 | 210.9029 | 208.6186 | 206.3585 | 204.118 | 201.8947 | 199.6749 | 197.4598 | 195.2632 | 193.0853 | 190.9267 | 188.7801 | 186.6472 | 184.5362 | 182.4475 | 180.3811 | 178.3344 | 176.3079 | 174.3049 | 172.3252 | 170.369 | 168.435
F2_Residential_Manufactured Home Moderate Income_Existing_Secondary Heating_Natural Gas_Market | F2 | Residential | Market | Manufactured Home Moderate Income | Existing | Secondary Heating | Natural Gas | Usage (GWh) | 0.0036559 | 0.0035745 | 0.0036671 | 0.003931 | 0.0038307 | 0.0037711 | 0.003715 | 0.0036611 | 0.00361 | 0.0035607 | 0.0035123 | 0.0034647 | 0.0034177 | 0.0033712 | 0.0033252 | 0.0032797 | 0.0032347 | 0.00319 | 0.0031454 | 0.0031014 | 0.0030578 | 0.0030148 | 0.002972 | 0.0029297 | 0.0028879 | 0.0028466 | 0.0028058 | 0.0027655 | 0.0027257 | 0.0026864 | 0.0026476 | 0.0026094 | 0.0025797
F3_Residential_Manufactured Home Moderate Income_Existing_Secondary Heating_Natural Gas_Market | F3 | Residential | Market | Manufactured Home Moderate Income | Existing | Secondary Heating | Natural Gas | Summer Peak Demand (MW) | 0.032382 | 0.031661 | 0.032482 | 0.034819 | 0.03393 | 0.033402 | 0.032906 | 0.032429 | 0.031976 | 0.031539 | 0.03111 | 0.030688 | 0.030272 | 0.02986 | 0.029453 | 0.02905 | 0.028652 | 0.028255 | 0.027861 | 0.027471 | 0.027085 | 0.026703 | 0.026325 | 0.02595 | 0.025579 | 0.025214 | 0.024852 | 0.024495 | 0.024143 | 0.023795 | 0.023451 | 0.023113 | 0.02285
F4_Residential_Manufactured Home Moderate Income_Existing_Secondary Heating_Natural Gas_Market | F4 | Residential | Market | Manufactured Home Moderate Income | Existing | Secondary Heating | Natural Gas | Winter Peak Demand (MW) | 0.0018767 | 0.0018349 | 0.0018825 | 0.0020179 | 0.0019664 | 0.0019358 | 0.001907 | 0.0018794 | 0.0018532 | 0.0018278 | 0.001803 | 0.0017785 | 0.0017544 | 0.0017305 | 0.0017069 | 0.0016836 | 0.0016605 | 0.0016375 | 0.0016147 | 0.0015921 | 0.0015697 | 0.0015476 | 0.0015256 | 0.0015039 | 0.0014824 | 0.0014612 | 0.0014403 | 0.0014196 | 0.0013992 | 0.001379 | 0.0013591 | 0.0013395 | 0.0013243
F1_Residential_Manufactured Home Moderate Income_Existing_Water Heating_Natural Gas_Market | F1 | Residential | Market | Manufactured Home Moderate Income | Existing | Water Heating | Natural Gas | Units | 236.4941 | 238.3436 | 240.193 | 236.6652 | 231.2459 | 228.2614 | 225.4813 | 222.8174 | 220.3099 | 217.9007 | 215.5313 | 213.2029 | 210.9029 | 208.6186 | 206.3585 | 204.118 | 201.8947 | 199.6749 | 197.4598 | 195.2632 | 193.0853 | 190.9267 | 188.7801 | 186.6472 | 184.5362 | 182.4475 | 180.3811 | 178.3344 | 176.3079 | 174.3049 | 172.3252 | 170.369 | 168.435
F2_Residential_Manufactured Home Moderate Income_Existing_Water Heating_Natural Gas_Market | F2 | Residential | Market | Manufactured Home Moderate Income | Existing | Water Heating | Natural Gas | Usage (GWh) | 0.033104 | 0.032173 | 0.032876 | 0.035108 | 0.034075 | 0.033409 | 0.032784 | 0.03219 | 0.031636 | 0.031118 | 0.030626 | 0.030164 | 0.029728 | 0.029311 | 0.028913 | 0.02853 | 0.02816 | 0.0278 | 0.027449 | 0.027106 | 0.026771 | 0.026444 | 0.026123 | 0.025807 | 0.025498 | 0.025195 | 0.024896 | 0.024603 | 0.024315 | 0.024031 | 0.023752 | 0.023477 | 0.023206
F3_Residential_Manufactured Home Moderate Income_Existing_Water Heating_Natural Gas_Market | F3 | Residential | Market | Manufactured Home Moderate Income | Existing | Water Heating | Natural Gas | Summer Peak Demand (MW) | 0.10924 | 0.10617 | 0.10849 | 0.11586 | 0.11245 | 0.11025 | 0.10819 | 0.10623 | 0.1044 | 0.10269 | 0.10107 | 0.099543 | 0.098101 | 0.096726 | 0.095412 | 0.094149 | 0.092929 | 0.091741 | 0.090581 | 0.089449 | 0.088345 | 0.087265 | 0.086206 | 0.085164 | 0.084144 | 0.083142 | 0.082158 | 0.08119 | 0.080239 | 0.079302 | 0.078381 | 0.077474 | 0.076579
F4_Residential_Manufactured Home Moderate Income_Existing_Water Heating_Natural Gas_Market | F4 | Residential | Market | Manufactured Home Moderate Income | Existing | Water Heating | Natural Gas | Winter Peak Demand (MW) | 0.0085989 | 0.0083571 | 0.0085397 | 0.0091195 | 0.0088512 | 0.0086782 | 0.0085157 | 0.0083614 | 0.0082177 | 0.008083 | 0.0079552 | 0.0078353 | 0.0077219 | 0.0076137 | 0.0075102 | 0.0074108 | 0.0073148 | 0.0072213 | 0.0071299 | 0.0070409 | 0.0069539 | 0.006869 | 0.0067856 | 0.0067036 | 0.0066232 | 0.0065444 | 0.006467 | 0.0063907 | 0.0063159 | 0.0062422 | 0.0061696 | 0.0060982 | 0.0060278
F1_Residential_Manufactured Home Moderate Income_Existing_Appliances_Natural Gas_Market | F1 | Residential | Market | Manufactured Home Moderate Income | Existing | Appliances | Natural Gas | Units | 236.4941 | 238.3436 | 240.193 | 236.6652 | 231.2459 | 228.2614 | 225.4813 | 222.8174 | 220.3099 | 217.9007 | 215.5313 | 213.2029 | 210.9029 | 208.6186 | 206.3585 | 204.118 | 201.8947 | 199.6749 | 197.4598 | 195.2632 | 193.0853 | 190.9267 | 188.7801 | 186.6472 | 184.5362 | 182.4475 | 180.3811 | 178.3344 | 176.3079 | 174.3049 | 172.3252 | 170.369 | 168.435
F2_Residential_Manufactured Home Moderate Income_Existing_Appliances_Natural Gas_Market | F2 | Residential | Market | Manufactured Home Moderate Income | Existing | Appliances | Natural Gas | Usage (GWh) | 0.0026671 | 0.0025815 | 0.0026262 | 0.0027919 | 0.0026973 | 0.0026325 | 0.0025717 | 0.0025146 | 0.0024619 | 0.0024135 | 0.0023688 | 0.0023275 | 0.0022889 | 0.0022525 | 0.0022182 | 0.0021855 | 0.0021543 | 0.0021242 | 0.0020951 | 0.0020669 | 0.0020396 | 0.0020131 | 0.0019872 | 0.0019618 | 0.001937 | 0.0019128 | 0.0018891 | 0.0018657 | 0.0018428 | 0.0018203 | 0.0017982 | 0.0017765 | 0.0017551
F3_Residential_Manufactured Home Moderate Income_Existing_Appliances_Natural Gas_Market | F3 | Residential | Market | Manufactured Home Moderate Income | Existing | Appliances | Natural Gas | Summer Peak Demand (MW) | 0.0085909 | 0.0083176 | 0.0084639 | 0.0090007 | 0.0086984 | 0.0084919 | 0.0082984 | 0.0081164 | 0.0079486 | 0.007794 | 0.0076514 | 0.0075192 | 0.0073956 | 0.0072791 | 0.0071688 | 0.0070639 | 0.0069635 | 0.0068666 | 0.0067728 | 0.006682 | 0.0065939 | 0.0065082 | 0.0064245 | 0.0063425 | 0.0062624 | 0.0061841 | 0.0061072 | 0.0060318 | 0.0059577 | 0.0058849 | 0.0058133 | 0.0057429 | 0.0056736
F4_Residential_Manufactured Home Moderate Income_Existing_Appliances_Natural Gas_Market | F4 | Residential | Market | Manufactured Home Moderate Income | Existing | Appliances | Natural Gas | Winter Peak Demand (MW) | 0.0012389 | 0.0012007 | 0.0012233 | 0.0013024 | 0.0012602 | 0.0012318 | 0.0012052 | 0.0011801 | 0.001157 | 0.0011356 | 0.0011157 | 0.0010972 | 0.0010798 | 0.0010633 | 0.0010477 | 0.0010327 | 0.0010183 | 0.0010044 | 0.0009908 | 0.00097765 | 0.00096486 | 0.00095239 | 0.00094018 | 0.00092821 | 0.00091649 | 0.00090501 | 0.00089374 | 0.00088267 | 0.00087178 | 0.00086108 | 0.00085055 | 0.00084019 | 0.00082999
F1_Residential_Manufactured Home Moderate Income_Existing_Miscellaneous_Natural Gas_Market | F1 | Residential | Market | Manufactured Home Moderate Income | Existing | Miscellaneous | Natural Gas | Units | 236.4941 | 238.3436 | 240.193 | 236.6652 | 231.2459 | 228.2614 | 225.4813 | 222.8174 | 220.3099 | 217.9007 | 215.5313 | 213.2029 | 210.9029 | 208.6186 | 206.3585 | 204.118 | 201.8947 | 199.6749 | 197.4598 | 195.2632 | 193.0853 | 190.9267 | 188.7801 | 186.6472 | 184.5362 | 182.4475 | 180.3811 | 178.3344 | 176.3079 | 174.3049 | 172.3252 | 170.369 | 168.435
F2_Residential_Manufactured Home Moderate Income_Existing_Miscellaneous_Natural Gas_Market | F2 | Residential | Market | Manufactured Home Moderate Income | Existing | Miscellaneous | Natural Gas | Usage (GWh) | 0.0012559 | 0.001228 | 0.0012632 | 0.0013576 | 0.0013266 | 0.0013094 | 0.0012935 | 0.0012782 | 0.0012638 | 0.00125 | 0.0012364 | 0.0012231 | 0.0012099 | 0.0011968 | 0.0011838 | 0.0011709 | 0.0011582 | 0.0011455 | 0.0011327 | 0.0011201 | 0.0011076 | 0.0010953 | 0.001083 | 0.0010707 | 0.0010586 | 0.0010466 | 0.0010348 | 0.001023 | 0.0010114 | 0.00099991 | 0.00098856 | 0.00097733 | 0.00096624
F3_Residential_Manufactured Home Moderate Income_Existing_Miscellaneous_Natural Gas_Market | F3 | Residential | Market | Manufactured Home Moderate Income | Existing | Miscellaneous | Natural Gas | Summer Peak Demand (MW) | 0.003441 | 0.0033643 | 0.0034607 | 0.0037196 | 0.0036344 | 0.0035875 | 0.0035438 | 0.0035019 | 0.0034625 | 0.0034247 | 0.0033874 | 0.0033508 | 0.0033147 | 0.0032788 | 0.0032433 | 0.0032081 | 0.0031731 | 0.0031382 | 0.0031034 | 0.0030689 | 0.0030347 | 0.0030007 | 0.002967 | 0.0029335 | 0.0029003 | 0.0028675 | 0.002835 | 0.0028028 | 0.002771 | 0.0027395 | 0.0027084 | 0.0026776 | 0.0026472
F4_Residential_Manufactured Home Moderate Income_Existing_Miscellaneous_Natural Gas_Market | F4 | Residential | Market | Manufactured Home Moderate Income | Existing | Miscellaneous | Natural Gas | Winter Peak Demand (MW) | 0.00014337 | 0.00014018 | 0.0001442 | 0.00015498 | 0.00015143 | 0.00014948 | 0.00014766 | 0.00014591 | 0.00014427 | 0.00014269 | 0.00014114 | 0.00013962 | 0.00013811 | 0.00013662 | 0.00013514 | 0.00013367 | 0.00013221 | 0.00013076 | 0.00012931 | 0.00012787 | 0.00012644 | 0.00012503 | 0.00012362 | 0.00012223 | 0.00012085 | 0.00011948 | 0.00011812 | 0.00011678 | 0.00011546 | 0.00011415 | 0.00011285 | 0.00011157 | 0.0001103
F1_Residential_Manufactured Home Moderate Income_New_Space Heating_Natural Gas_All | F1 | Residential | All | Manufactured Home Moderate Income | New | Space Heating | Natural Gas | Units | 0 | 1.3475 | 3.3853 | 5.3068 | 7.111 | 8.7921 | 10.4485 | 12.0808 | 13.6809 | 15.2608 | 16.8321 | 18.3948 | 19.9515 | 21.5049 | 23.053 | 24.5968 | 26.1365 | 27.675 | 29.2121 | 30.745 | 32.2733 | 33.7972 | 35.318 | 36.8355 | 38.3479 | 39.8552 | 41.3572 | 42.8546 | 44.3474 | 45.8347 | 47.3167 | 48.7932 | 50.3158
F2_Residential_Manufactured Home Moderate Income_New_Space Heating_Natural Gas_All | F2 | Residential | All | Manufactured Home Moderate Income | New | Space Heating | Natural Gas | Usage (GWh) | 0 | 0.0007671 | 0.0019567 | 0.0033281 | 0.0044357 | 0.0054549 | 0.0064475 | 0.0074142 | 0.0083503 | 0.0092635 | 0.010161 | 0.011042 | 0.01191 | 0.012765 | 0.013607 | 0.014435 | 0.015251 | 0.016057 | 0.01685 | 0.017631 | 0.0184 | 0.019155 | 0.019899 | 0.02063 | 0.021349 | 0.022055 | 0.022747 | 0.023427 | 0.024095 | 0.02475 | 0.025391 | 0.02602 | 0.026832
F3_Residential_Manufactured Home Moderate Income_New_Space Heating_Natural Gas_All | F3 | Residential | All | Manufactured Home Moderate Income | New | Space Heating | Natural Gas | Summer Peak Demand (MW) | 0 | 0.013501 | 0.034438 | 0.058574 | 0.078069 | 0.096006 | 0.11348 | 0.13049 | 0.14697 | 0.16304 | 0.17883 | 0.19435 | 0.20961 | 0.22467 | 0.23948 | 0.25406 | 0.26842 | 0.28259 | 0.29656 | 0.31031 | 0.32383 | 0.33714 | 0.35022 | 0.36309 | 0.37574 | 0.38816 | 0.40035 | 0.41232 | 0.42407 | 0.43559 | 0.44688 | 0.45795 | 0.47224
F4_Residential_Manufactured Home Moderate Income_New_Space Heating_Natural Gas_All | F4 | Residential | All | Manufactured Home Moderate Income | New | Space Heating | Natural Gas | Winter Peak Demand (MW) | 0 | 0.00078244 | 0.0019958 | 0.0033946 | 0.0045245 | 0.005564 | 0.0065764 | 0.0075625 | 0.0085173 | 0.0094487 | 0.010364 | 0.011263 | 0.012148 | 0.01302 | 0.013879 | 0.014724 | 0.015556 | 0.016378 | 0.017187 | 0.017984 | 0.018768 | 0.019539 | 0.020297 | 0.021043 | 0.021776 | 0.022496 | 0.023202 | 0.023896 | 0.024577 | 0.025245 | 0.025899 | 0.02654 | 0.027369
F1_Residential_Manufactured Home Moderate Income_New_Secondary Heating_Natural Gas_All | F1 | Residential | All | Manufactured Home Moderate Income | New | Secondary Heating | Natural Gas | Units | 0 | 3.0319 | 7.6169 | 11.9402 | 15.9998 | 19.7822 | 23.5091 | 27.1819 | 30.782 | 34.3367 | 37.8722 | 41.3882 | 44.8908 | 48.386 | 51.8693 | 55.3427 | 58.8071 | 62.2688 | 65.7273 | 69.1762 | 72.615 | 76.0437 | 79.4654 | 82.8798 | 86.2827 | 89.6741 | 93.0537 | 96.4229 | 99.7816 | 103.1281 | 106.4625 | 109.7847 | 113.2106
F2_Residential_Manufactured Home Moderate Income_New_Secondary Heating_Natural Gas_All | F2 | Residential | All | Manufactured Home Moderate Income | New | Secondary Heating | Natural Gas | Usage (GWh) | 0 | 0.00037476 | 0.00095848 | 0.0016346 | 0.0021845 | 0.0026936 | 0.0031924 | 0.0036811 | 0.0041573 | 0.0046246 | 0.0050867 | 0.0055434 | 0.0059957 | 0.0064444 | 0.0068888 | 0.0073292 | 0.0077657 | 0.0081992 | 0.0086295 | 0.0090558 | 0.0094782 | 0.0098966 | 0.010311 | 0.010722 | 0.011129 | 0.011532 | 0.01193 | 0.012324 | 0.012714 | 0.0131 | 0.013481 | 0.013859 | 0.014291
F3_Residential_Manufactured Home Moderate Income_New_Secondary Heating_Natural Gas_All | F3 | Residential | All | Manufactured Home Moderate Income | New | Secondary Heating | Natural Gas | Summer Peak Demand (MW) | 0 | 0.0033195 | 0.0084897 | 0.014479 | 0.019349 | 0.023859 | 0.028277 | 0.032606 | 0.036823 | 0.040963 | 0.045055 | 0.049101 | 0.053107 | 0.057081 | 0.061017 | 0.064918 | 0.068785 | 0.072624 | 0.076436 | 0.080212 | 0.083953 | 0.087659 | 0.091332 | 0.094972 | 0.098575 | 0.10214 | 0.10567 | 0.10916 | 0.11262 | 0.11603 | 0.11941 | 0.12275 | 0.12658
F4_Residential_Manufactured Home Moderate Income_New_Secondary Heating_Natural Gas_All | F4 | Residential | All | Manufactured Home Moderate Income | New | Secondary Heating | Natural Gas | Winter Peak Demand (MW) | 0 | 0.00019238 | 0.00049202 | 0.00083909 | 0.0011214 | 0.0013827 | 0.0016388 | 0.0018897 | 0.0021341 | 0.002374 | 0.0026112 | 0.0028456 | 0.0030778 | 0.0033081 | 0.0035362 | 0.0037623 | 0.0039864 | 0.0042089 | 0.0044298 | 0.0046487 | 0.0048655 | 0.0050802 | 0.0052931 | 0.0055041 | 0.0057129 | 0.0059196 | 0.006124 | 0.0063264 | 0.0065266 | 0.0067247 | 0.0069205 | 0.0071141 | 0.0073361
F1_Residential_Manufactured Home Moderate Income_New_Water Heating_Natural Gas_All | F1 | Residential | All | Manufactured Home Moderate Income | New | Water Heating | Natural Gas | Units | 0 | 0 | 0 | 0 | 0 | 0 | 0 | 0 | 0 | 0 | 0 | 0 | 0 | 0 | 0 | 0 | 0 | 0 | 0 | 0 | 0 | 0 | 0 | 0 | 0 | 0 | 0 | 0 | 0 | 0 | 0 | 0 | 0
F2_Residential_Manufactured Home Moderate Income_New_Water Heating_Natural Gas_All | F2 | Residential | All | Manufactured Home Moderate Income | New | Water Heating | Natural Gas | Usage (GWh) | 0 | 0 | 0 | 0 | 0 | 0 | 0 | 0 | 0 | 0 | 0 | 0 | 0 | 0 | 0 | 0 | 0 | 0 | 0 | 0 | 0 | 0 | 0 | 0 | 0 | 0 | 0 | 0 | 0 | 0 | 0 | 0 | 0
F3_Residential_Manufactured Home Moderate Income_New_Water Heating_Natural Gas_All | F3 | Residential | All | Manufactured Home Moderate Income | New | Water Heating | Natural Gas | Summer Peak Demand (MW) | 0 | 0 | 0 | 0 | 0 | 0 | 0 | 0 | 0 | 0 | 0 | 0 | 0 | 0 | 0 | 0 | 0 | 0 | 0 | 0 | 0 | 0 | 0 | 0 | 0 | 0 | 0 | 0 | 0 | 0 | 0 | 0 | 0
F4_Residential_Manufactured Home Moderate Income_New_Water Heating_Natural Gas_All | F4 | Residential | All | Manufactured Home Moderate Income | New | Water Heating | Natural Gas | Winter Peak Demand (MW) | 0 | 0 | 0 | 0 | 0 | 0 | 0 | 0 | 0 | 0 | 0 | 0 | 0 | 0 | 0 | 0 | 0 | 0 | 0 | 0 | 0 | 0 | 0 | 0 | 0 | 0 | 0 | 0 | 0 | 0 | 0 | 0 | 0
F1_Residential_Manufactured Home Moderate Income_New_Appliances_Natural Gas_All | F1 | Residential | All | Manufactured Home Moderate Income | New | Appliances | Natural Gas | Units | 0 | 5.7247 | 14.3766 | 22.528 | 30.1759 | 37.2953 | 44.3047 | 51.2069 | 57.9671 | 64.6364 | 71.2647 | 77.8512 | 84.4074 | 90.9447 | 97.4548 | 103.9413 | 110.406 | 116.8607 | 123.3044 | 129.7251 | 136.1223 | 142.4954 | 148.8508 | 155.1874 | 161.4979 | 167.7819 | 174.0391 | 180.2722 | 186.4807 | 192.662 | 198.8157 | 204.9421 | 211.2573
F2_Residential_Manufactured Home Moderate Income_New_Appliances_Natural Gas_All | F2 | Residential | All | Manufactured Home Moderate Income | New | Appliances | Natural Gas | Usage (GWh) | 0 | 7.66e-05 | 0.00019636 | 0.00033564 | 0.00044959 | 0.00055566 | 0.0006601 | 0.00076294 | 0.00086367 | 0.00096304 | 0.0010618 | 0.0011599 | 0.0012576 | 0.001355 | 0.001452 | 0.0015487 | 0.001645 | 0.0017412 | 0.0018372 | 0.0019328 | 0.0020281 | 0.0021231 | 0.0022178 | 0.0023122 | 0.0024062 | 0.0024998 | 0.002593 | 0.0026859 | 0.0027784 | 0.0028705 | 0.0029622 | 0.0030535 | 0.0031476
F3_Residential_Manufactured Home Moderate Income_New_Appliances_Natural Gas_All | F3 | Residential | All | Manufactured Home Moderate Income | New | Appliances | Natural Gas | Summer Peak Demand (MW) | 0 | 0.00023801 | 0.00061011 | 0.0010428 | 0.0013968 | 0.0017264 | 0.0020508 | 0.0023702 | 0.0026831 | 0.0029917 | 0.0032984 | 0.0036032 | 0.0039065 | 0.0042089 | 0.0045101 | 0.0048101 | 0.0051091 | 0.0054076 | 0.0057056 | 0.0060025 | 0.0062983 | 0.006593 | 0.0068868 | 0.0071797 | 0.0074714 | 0.0077619 | 0.0080512 | 0.0083393 | 0.0086262 | 0.0089119 | 0.0091964 | 0.0094795 | 0.0097714
F4_Residential_Manufactured Home Moderate Income_New_Appliances_Natural Gas_All | F4 | Residential | All | Manufactured Home Moderate Income | New | Appliances | Natural Gas | Winter Peak Demand (MW) | 0 | 2.9232e-05 | 7.4921e-05 | 0.00012804 | 0.00017148 | 0.00021191 | 0.00025169 | 0.00029085 | 0.00032919 | 0.00036701 | 0.00040457 | 0.00044189 | 0.00047902 | 0.00051603 | 0.00055287 | 0.00058956 | 0.00062611 | 0.0006626 | 0.000699 | 0.00073526 | 0.00077138 | 0.00080734 | 0.00084319 | 0.00087893 | 0.0009145 | 0.00094992 | 0.00098517 | 0.0010203 | 0.0010552 | 0.00109 | 0.0011246 | 0.0011591 | 0.0011946
F1_Residential_Manufactured Home Moderate Income_New_Miscellaneous_Natural Gas_All | F1 | Residential | All | Manufactured Home Moderate Income | New | Miscellaneous | Natural Gas | Units | 0 | 6.7375 | 16.9265 | 26.5338 | 35.5552 | 43.9604 | 52.2424 | 60.4041 | 68.4046 | 76.3038 | 84.1605 | 91.9739 | 99.7573 | 107.5244 | 115.2651 | 122.9838 | 130.6824 | 138.3752 | 146.0607 | 153.7248 | 161.3667 | 168.986 | 176.5898 | 184.1773 | 191.7394 | 199.2758 | 206.786 | 214.2731 | 221.7368 | 229.1737 | 236.5833 | 243.966 | 251.5791
F2_Residential_Manufactured Home Moderate Income_New_Miscellaneous_Natural Gas_All | F2 | Residential | All | Manufactured Home Moderate Income | New | Miscellaneous | Natural Gas | Usage (GWh) | 0 | 3.4712e-05 | 8.9015e-05 | 0.00015221 | 0.00020397 | 0.00025218 | 0.00029969 | 0.00034651 | 0.00039241 | 0.00043772 | 0.00048279 | 0.00052762 | 0.00057227 | 0.00061682 | 0.00066123 | 0.00070551 | 0.00074967 | 0.0007938 | 0.00083789 | 0.00088185 | 0.00092569 | 0.0009694 | 0.001013 | 0.0010565 | 0.0010999 | 0.0011432 | 0.0011862 | 0.0012292 | 0.001272 | 0.0013147 | 0.0013572 | 0.0013995 | 0.0014432
F3_Residential_Manufactured Home Moderate Income_New_Miscellaneous_Natural Gas_All | F3 | Residential | All | Manufactured Home Moderate Income | New | Miscellaneous | Natural Gas | Summer Peak Demand (MW) | 0 | 9.5103e-05 | 0.00024388 | 0.00041702 | 0.00055881 | 0.00069091 | 0.00082107 | 0.00094935 | 0.0010751 | 0.0011992 | 0.0013227 | 0.0014455 | 0.0015679 | 0.0016899 | 0.0018116 | 0.0019329 | 0.0020539 | 0.0021748 | 0.0022956 | 0.002416 | 0.0025361 | 0.0026559 | 0.0027754 | 0.0028946 | 0.0030135 | 0.0031319 | 0.00325 | 0.0033677 | 0.003485 | 0.0036018 | 0.0037183 | 0.0038343 | 0.003954
F4_Residential_Manufactured Home Moderate Income_New_Miscellaneous_Natural Gas_All | F4 | Residential | All | Manufactured Home Moderate Income | New | Miscellaneous | Natural Gas | Winter Peak Demand (MW) | 0 | 3.9626e-06 | 1.0162e-05 | 1.7376e-05 | 2.3284e-05 | 2.8788e-05 | 3.4211e-05 | 3.9556e-05 | 4.4795e-05 | 4.9968e-05 | 5.5113e-05 | 6.023e-05 | 6.5327e-05 | 7.0413e-05 | 7.5483e-05 | 8.0537e-05 | 8.5579e-05 | 9.0616e-05 | 9.5649e-05 | 0.00010067 | 0.00010567 | 0.00011066 | 0.00011564 | 0.00012061 | 0.00012556 | 0.0001305 | 0.00013542 | 0.00014032 | 0.00014521 | 0.00015008 | 0.00015493 | 0.00015976 | 0.00016475
F1_Residential_Manufactured Home Moderate Income_New_Space Heating_Natural Gas_Market | F1 | Residential | Market | Manufactured Home Moderate Income | New | Space Heating | Natural Gas | Units | 0 | 6.7375 | 16.9265 | 26.5338 | 35.5552 | 43.9604 | 52.2424 | 60.4041 | 68.4046 | 76.3038 | 84.1605 | 91.9739 | 99.7573 | 107.5244 | 115.2651 | 122.9838 | 130.6824 | 138.3752 | 146.0607 | 153.7248 | 161.3667 | 168.986 | 176.5898 | 184.1773 | 191.7394 | 199.2758 | 206.786 | 214.2731 | 221.7368 | 229.1737 | 236.5833 | 243.966 | 251.5791
F2_Residential_Manufactured Home Moderate Income_New_Space Heating_Natural Gas_Market | F2 | Residential | Market | Manufactured Home Moderate Income | New | Space Heating | Natural Gas | Usage (GWh) | 0 | 0.0007671 | 0.0019567 | 0.0033281 | 0.0044357 | 0.0054549 | 0.0064475 | 0.0074142 | 0.0083503 | 0.0092635 | 0.010161 | 0.011042 | 0.01191 | 0.012765 | 0.013607 | 0.014435 | 0.015251 | 0.016057 | 0.01685 | 0.017631 | 0.0184 | 0.019155 | 0.019899 | 0.02063 | 0.021349 | 0.022055 | 0.022747 | 0.023427 | 0.024095 | 0.02475 | 0.025391 | 0.02602 | 0.026832
F3_Residential_Manufactured Home Moderate Income_New_Space Heating_Natural Gas_Market | F3 | Residential | Market | Manufactured Home Moderate Income | New | Space Heating | Natural Gas | Summer Peak Demand (MW) | 0 | 0.013501 | 0.034438 | 0.058574 | 0.078069 | 0.096006 | 0.11348 | 0.13049 | 0.14697 | 0.16304 | 0.17883 | 0.19435 | 0.20961 | 0.22467 | 0.23948 | 0.25406 | 0.26842 | 0.28259 | 0.29656 | 0.31031 | 0.32383 | 0.33714 | 0.35022 | 0.36309 | 0.37574 | 0.38816 | 0.40035 | 0.41232 | 0.42407 | 0.43559 | 0.44688 | 0.45795 | 0.47224
F4_Residential_Manufactured Home Moderate Income_New_Space Heating_Natural Gas_Market | F4 | Residential | Market | Manufactured Home Moderate Income | New | Space Heating | Natural Gas | Winter Peak Demand (MW) | 0 | 0.00078244 | 0.0019958 | 0.0033946 | 0.0045245 | 0.005564 | 0.0065764 | 0.0075625 | 0.0085173 | 0.0094487 | 0.010364 | 0.011263 | 0.012148 | 0.01302 | 0.013879 | 0.014724 | 0.015556 | 0.016378 | 0.017187 | 0.017984 | 0.018768 | 0.019539 | 0.020297 | 0.021043 | 0.021776 | 0.022496 | 0.023202 | 0.023896 | 0.024577 | 0.025245 | 0.025899 | 0.02654 | 0.027369
F1_Residential_Manufactured Home Moderate Income_New_Secondary Heating_Natural Gas_Market | F1 | Residential | Market | Manufactured Home Moderate Income | New | Secondary Heating | Natural Gas | Units | 0 | 6.7375 | 16.9265 | 26.5338 | 35.5552 | 43.9604 | 52.2424 | 60.4041 | 68.4046 | 76.3038 | 84.1605 | 91.9739 | 99.7573 | 107.5244 | 115.2651 | 122.9838 | 130.6824 | 138.3752 | 146.0607 | 153.7248 | 161.3667 | 168.986 | 176.5898 | 184.1773 | 191.7394 | 199.2758 | 206.786 | 214.2731 | 221.7368 | 229.1737 | 236.5833 | 243.966 | 251.5791
F2_Residential_Manufactured Home Moderate Income_New_Secondary Heating_Natural Gas_Market | F2 | Residential | Market | Manufactured Home Moderate Income | New | Secondary Heating | Natural Gas | Usage (GWh) | 0 | 0.00037476 | 0.00095848 | 0.0016346 | 0.0021845 | 0.0026936 | 0.0031924 | 0.0036811 | 0.0041573 | 0.0046246 | 0.0050867 | 0.0055434 | 0.0059957 | 0.0064444 | 0.0068888 | 0.0073292 | 0.0077657 | 0.0081992 | 0.0086295 | 0.0090558 | 0.0094782 | 0.0098966 | 0.010311 | 0.010722 | 0.011129 | 0.011532 | 0.01193 | 0.012324 | 0.012714 | 0.0131 | 0.013481 | 0.013859 | 0.014291
F3_Residential_Manufactured Home Moderate Income_New_Secondary Heating_Natural Gas_Market | F3 | Residential | Market | Manufactured Home Moderate Income | New | Secondary Heating | Natural Gas | Summer Peak Demand (MW) | 0 | 0.0033195 | 0.0084897 | 0.014479 | 0.019349 | 0.023859 | 0.028277 | 0.032606 | 0.036823 | 0.040963 | 0.045055 | 0.049101 | 0.053107 | 0.057081 | 0.061017 | 0.064918 | 0.068785 | 0.072624 | 0.076436 | 0.080212 | 0.083953 | 0.087659 | 0.091332 | 0.094972 | 0.098575 | 0.10214 | 0.10567 | 0.10916 | 0.11262 | 0.11603 | 0.11941 | 0.12275 | 0.12658
F4_Residential_Manufactured Home Moderate Income_New_Secondary Heating_Natural Gas_Market | F4 | Residential | Market | Manufactured Home Moderate Income | New | Secondary Heating | Natural Gas | Winter Peak Demand (MW) | 0 | 0.00019238 | 0.00049202 | 0.00083909 | 0.0011214 | 0.0013827 | 0.0016388 | 0.0018897 | 0.0021341 | 0.002374 | 0.0026112 | 0.0028456 | 0.0030778 | 0.0033081 | 0.0035362 | 0.0037623 | 0.0039864 | 0.0042089 | 0.0044298 | 0.0046487 | 0.0048655 | 0.0050802 | 0.0052931 | 0.0055041 | 0.0057129 | 0.0059196 | 0.006124 | 0.0063264 | 0.0065266 | 0.0067247 | 0.0069205 | 0.0071141 | 0.0073361
F1_Residential_Manufactured Home Moderate Income_New_Water Heating_Natural Gas_Market | F1 | Residential | Market | Manufactured Home Moderate Income | New | Water Heating | Natural Gas | Units | 0 | 6.7375 | 16.9265 | 26.5338 | 35.5552 | 43.9604 | 52.2424 | 60.4041 | 68.4046 | 76.3038 | 84.1605 | 91.9739 | 99.7573 | 107.5244 | 115.2651 | 122.9838 | 130.6824 | 138.3752 | 146.0607 | 153.7248 | 161.3667 | 168.986 | 176.5898 | 184.1773 | 191.7394 | 199.2758 | 206.786 | 214.2731 | 221.7368 | 229.1737 | 236.5833 | 243.966 | 251.5791
F2_Residential_Manufactured Home Moderate Income_New_Water Heating_Natural Gas_Market | F2 | Residential | Market | Manufactured Home Moderate Income | New | Water Heating | Natural Gas | Usage (GWh) | 0 | 0 | 0 | 0 | 0 | 0 | 0 | 0 | 0 | 0 | 0 | 0 | 0 | 0 | 0 | 0 | 0 | 0 | 0 | 0 | 0 | 0 | 0 | 0 | 0 | 0 | 0 | 0 | 0 | 0 | 0 | 0 | 0
F3_Residential_Manufactured Home Moderate Income_New_Water Heating_Natural Gas_Market | F3 | Residential | Market | Manufactured Home Moderate Income | New | Water Heating | Natural Gas | Summer Peak Demand (MW) | 0 | 0 | 0 | 0 | 0 | 0 | 0 | 0 | 0 | 0 | 0 | 0 | 0 | 0 | 0 | 0 | 0 | 0 | 0 | 0 | 0 | 0 | 0 | 0 | 0 | 0 | 0 | 0 | 0 | 0 | 0 | 0 | 0
F4_Residential_Manufactured Home Moderate Income_New_Water Heating_Natural Gas_Market | F4 | Residential | Market | Manufactured Home Moderate Income | New | Water Heating | Natural Gas | Winter Peak Demand (MW) | 0 | 0 | 0 | 0 | 0 | 0 | 0 | 0 | 0 | 0 | 0 | 0 | 0 | 0 | 0 | 0 | 0 | 0 | 0 | 0 | 0 | 0 | 0 | 0 | 0 | 0 | 0 | 0 | 0 | 0 | 0 | 0 | 0
F1_Residential_Manufactured Home Moderate Income_New_Appliances_Natural Gas_Market | F1 | Residential | Market | Manufactured Home Moderate Income | New | Appliances | Natural Gas | Units | 0 | 6.7375 | 16.9265 | 26.5338 | 35.5552 | 43.9604 | 52.2424 | 60.4041 | 68.4046 | 76.3038 | 84.1605 | 91.9739 | 99.7573 | 107.5244 | 115.2651 | 122.9838 | 130.6824 | 138.3752 | 146.0607 | 153.7248 | 161.3667 | 168.986 | 176.5898 | 184.1773 | 191.7394 | 199.2758 | 206.786 | 214.2731 | 221.7368 | 229.1737 | 236.5833 | 243.966 | 251.5791
F2_Residential_Manufactured Home Moderate Income_New_Appliances_Natural Gas_Market | F2 | Residential | Market | Manufactured Home Moderate Income | New | Appliances | Natural Gas | Usage (GWh) | 0 | 7.66e-05 | 0.00019636 | 0.00033564 | 0.00044959 | 0.00055566 | 0.0006601 | 0.00076294 | 0.00086367 | 0.00096304 | 0.0010618 | 0.0011599 | 0.0012576 | 0.001355 | 0.001452 | 0.0015487 | 0.001645 | 0.0017412 | 0.0018372 | 0.0019328 | 0.0020281 | 0.0021231 | 0.0022178 | 0.0023122 | 0.0024062 | 0.0024998 | 0.002593 | 0.0026859 | 0.0027784 | 0.0028705 | 0.0029622 | 0.0030535 | 0.0031476
F3_Residential_Manufactured Home Moderate Income_New_Appliances_Natural Gas_Market | F3 | Residential | Market | Manufactured Home Moderate Income | New | Appliances | Natural Gas | Summer Peak Demand (MW) | 0 | 0.00023801 | 0.00061011 | 0.0010428 | 0.0013968 | 0.0017264 | 0.0020508 | 0.0023702 | 0.0026831 | 0.0029917 | 0.0032984 | 0.0036032 | 0.0039065 | 0.0042089 | 0.0045101 | 0.0048101 | 0.0051091 | 0.0054076 | 0.0057056 | 0.0060025 | 0.0062983 | 0.006593 | 0.0068868 | 0.0071797 | 0.0074714 | 0.0077619 | 0.0080512 | 0.0083393 | 0.0086262 | 0.0089119 | 0.0091964 | 0.0094795 | 0.0097714
F4_Residential_Manufactured Home Moderate Income_New_Appliances_Natural Gas_Market | F4 | Residential | Market | Manufactured Home Moderate Income | New | Appliances | Natural Gas | Winter Peak Demand (MW) | 0 | 2.9232e-05 | 7.4921e-05 | 0.00012804 | 0.00017148 | 0.00021191 | 0.00025169 | 0.00029085 | 0.00032919 | 0.00036701 | 0.00040457 | 0.00044189 | 0.00047902 | 0.00051603 | 0.00055287 | 0.00058956 | 0.00062611 | 0.0006626 | 0.000699 | 0.00073526 | 0.00077138 | 0.00080734 | 0.00084319 | 0.00087893 | 0.0009145 | 0.00094992 | 0.00098517 | 0.0010203 | 0.0010552 | 0.00109 | 0.0011246 | 0.0011591 | 0.0011946
F1_Residential_Manufactured Home Moderate Income_New_Miscellaneous_Natural Gas_Market | F1 | Residential | Market | Manufactured Home Moderate Income | New | Miscellaneous | Natural Gas | Units | 0 | 6.7375 | 16.9265 | 26.5338 | 35.5552 | 43.9604 | 52.2424 | 60.4041 | 68.4046 | 76.3038 | 84.1605 | 91.9739 | 99.7573 | 107.5244 | 115.2651 | 122.9838 | 130.6824 | 138.3752 | 146.0607 | 153.7248 | 161.3667 | 168.986 | 176.5898 | 184.1773 | 191.7394 | 199.2758 | 206.786 | 214.2731 | 221.7368 | 229.1737 | 236.5833 | 243.966 | 251.5791
F2_Residential_Manufactured Home Moderate Income_New_Miscellaneous_Natural Gas_Market | F2 | Residential | Market | Manufactured Home Moderate Income | New | Miscellaneous | Natural Gas | Usage (GWh) | 0 | 3.4712e-05 | 8.9015e-05 | 0.00015221 | 0.00020397 | 0.00025218 | 0.00029969 | 0.00034651 | 0.00039241 | 0.00043772 | 0.00048279 | 0.00052762 | 0.00057227 | 0.00061682 | 0.00066123 | 0.00070551 | 0.00074967 | 0.0007938 | 0.00083789 | 0.00088185 | 0.00092569 | 0.0009694 | 0.001013 | 0.0010565 | 0.0010999 | 0.0011432 | 0.0011862 | 0.0012292 | 0.001272 | 0.0013147 | 0.0013572 | 0.0013995 | 0.0014432
F3_Residential_Manufactured Home Moderate Income_New_Miscellaneous_Natural Gas_Market | F3 | Residential | Market | Manufactured Home Moderate Income | New | Miscellaneous | Natural Gas | Summer Peak Demand (MW) | 0 | 9.5103e-05 | 0.00024388 | 0.00041702 | 0.00055881 | 0.00069091 | 0.00082107 | 0.00094935 | 0.0010751 | 0.0011992 | 0.0013227 | 0.0014455 | 0.0015679 | 0.0016899 | 0.0018116 | 0.0019329 | 0.0020539 | 0.0021748 | 0.0022956 | 0.002416 | 0.0025361 | 0.0026559 | 0.0027754 | 0.0028946 | 0.0030135 | 0.0031319 | 0.00325 | 0.0033677 | 0.003485 | 0.0036018 | 0.0037183 | 0.0038343 | 0.003954
F4_Residential_Manufactured Home Moderate Income_New_Miscellaneous_Natural Gas_Market | F4 | Residential | Market | Manufactured Home Moderate Income | New | Miscellaneous | Natural Gas | Winter Peak Demand (MW) | 0 | 3.9626e-06 | 1.0162e-05 | 1.7376e-05 | 2.3284e-05 | 2.8788e-05 | 3.4211e-05 | 3.9556e-05 | 4.4795e-05 | 4.9968e-05 | 5.5113e-05 | 6.023e-05 | 6.5327e-05 | 7.0413e-05 | 7.5483e-05 | 8.0537e-05 | 8.5579e-05 | 9.0616e-05 | 9.5649e-05 | 0.00010067 | 0.00010567 | 0.00011066 | 0.00011564 | 0.00012061 | 0.00012556 | 0.0001305 | 0.00013542 | 0.00014032 | 0.00014521 | 0.00015008 | 0.00015493 | 0.00015976 | 0.00016475
F1_Residential_Manufactured Home Low Income_Existing_Space Heating_Natural Gas_All | F1 | Residential | All | Manufactured Home Low Income | Existing | Space Heating | Natural Gas | Units | 4.7405 | 4.7775 | 4.8146 | 4.7439 | 4.6353 | 4.5754 | 4.5197 | 4.4663 | 4.4161 | 4.3678 | 4.3203 | 4.2736 | 4.2275 | 4.1817 | 4.1364 | 4.0915 | 4.0469 | 4.0024 | 3.958 | 3.914 | 3.8703 | 3.8271 | 3.784 | 3.7413 | 3.699 | 3.6571 | 3.6157 | 3.5747 | 3.534 | 3.4939 | 3.4542 | 3.415 | 3.3762
F2_Residential_Manufactured Home Low Income_Existing_Space Heating_Natural Gas_All | F2 | Residential | All | Manufactured Home Low Income | Existing | Space Heating | Natural Gas | Usage (GWh) | 0.002289 | 0.0022355 | 0.0022847 | 0.00244 | 0.0023688 | 0.0023232 | 0.0022799 | 0.0022382 | 0.0021985 | 0.0021602 | 0.0021226 | 0.0020859 | 0.0020498 | 0.0020143 | 0.0019794 | 0.0019452 | 0.0019115 | 0.0018783 | 0.0018455 | 0.0018133 | 0.0017817 | 0.0017505 | 0.0017198 | 0.0016896 | 0.0016599 | 0.0016307 | 0.001602 | 0.0015737 | 0.0015459 | 0.0015186 | 0.0014917 | 0.0014652 | 0.0014483
F3_Residential_Manufactured Home Low Income_Existing_Space Heating_Natural Gas_All | F3 | Residential | All | Manufactured Home Low Income | Existing | Space Heating | Natural Gas | Summer Peak Demand (MW) | 0.040287 | 0.039346 | 0.040211 | 0.042944 | 0.041692 | 0.040888 | 0.040126 | 0.039393 | 0.038694 | 0.038019 | 0.037358 | 0.036711 | 0.036077 | 0.035452 | 0.034838 | 0.034235 | 0.033643 | 0.033059 | 0.032482 | 0.031915 | 0.031357 | 0.03081 | 0.030269 | 0.029737 | 0.029213 | 0.0287 | 0.028194 | 0.027697 | 0.027208 | 0.026727 | 0.026253 | 0.025788 | 0.025491
F4_Residential_Manufactured Home Low Income_Existing_Space Heating_Natural Gas_All | F4 | Residential | All | Manufactured Home Low Income | Existing | Space Heating | Natural Gas | Winter Peak Demand (MW) | 0.0023348 | 0.0022803 | 0.0023304 | 0.0024888 | 0.0024162 | 0.0023696 | 0.0023255 | 0.002283 | 0.0022425 | 0.0022034 | 0.0021651 | 0.0021276 | 0.0020908 | 0.0020546 | 0.002019 | 0.0019841 | 0.0019497 | 0.0019159 | 0.0018825 | 0.0018496 | 0.0018173 | 0.0017856 | 0.0017542 | 0.0017234 | 0.001693 | 0.0016633 | 0.001634 | 0.0016052 | 0.0015768 | 0.0015489 | 0.0015215 | 0.0014945 | 0.0014773
F1_Residential_Manufactured Home Low Income_Existing_Secondary Heating_Natural Gas_All | F1 | Residential | All | Manufactured Home Low Income | Existing | Secondary Heating | Natural Gas | Units | 0.79192 | 0.79812 | 0.80431 | 0.7925 | 0.77435 | 0.76435 | 0.75505 | 0.74612 | 0.73773 | 0.72966 | 0.72173 | 0.71393 | 0.70623 | 0.69858 | 0.69101 | 0.68351 | 0.67606 | 0.66863 | 0.66121 | 0.65386 | 0.64656 | 0.63934 | 0.63215 | 0.62501 | 0.61794 | 0.61094 | 0.60402 | 0.59717 | 0.59038 | 0.58368 | 0.57705 | 0.5705 | 0.56402
F2_Residential_Manufactured Home Low Income_Existing_Secondary Heating_Natural Gas_All | F2 | Residential | All | Manufactured Home Low Income | Existing | Secondary Heating | Natural Gas | Usage (GWh) | 7.0252e-05 | 6.8688e-05 | 7.0468e-05 | 7.5538e-05 | 7.361e-05 | 7.2465e-05 | 7.1388e-05 | 7.0353e-05 | 6.9371e-05 | 6.8424e-05 | 6.7492e-05 | 6.6577e-05 | 6.5675e-05 | 6.4781e-05 | 6.3897e-05 | 6.3024e-05 | 6.2159e-05 | 6.1299e-05 | 6.0443e-05 | 5.9597e-05 | 5.8759e-05 | 5.7932e-05 | 5.7111e-05 | 5.6297e-05 | 5.5494e-05 | 5.47e-05 | 5.3916e-05 | 5.3142e-05 | 5.2377e-05 | 5.1622e-05 | 5.0877e-05 | 5.0142e-05 | 4.9573e-05
F3_Residential_Manufactured Home Low Income_Existing_Secondary Heating_Natural Gas_All | F3 | Residential | All | Manufactured Home Low Income | Existing | Secondary Heating | Natural Gas | Summer Peak Demand (MW) | 0.00062226 | 0.00060841 | 0.00062417 | 0.00066908 | 0.00065201 | 0.00064186 | 0.00063232 | 0.00062315 | 0.00061445 | 0.00060606 | 0.00059781 | 0.00058971 | 0.00058171 | 0.0005738 | 0.00056597 | 0.00055824 | 0.00055057 | 0.00054296 | 0.00053538 | 0.00052788 | 0.00052046 | 0.00051313 | 0.00050586 | 0.00049865 | 0.00049153 | 0.00048451 | 0.00047757 | 0.00047071 | 0.00046393 | 0.00045724 | 0.00045064 | 0.00044413 | 0.00043909
F4_Residential_Manufactured Home Low Income_Existing_Secondary Heating_Natural Gas_All | F4 | Residential | All | Manufactured Home Low Income | Existing | Secondary Heating | Natural Gas | Winter Peak Demand (MW) | 3.6063e-05 | 3.526e-05 | 3.6174e-05 | 3.8776e-05 | 3.7787e-05 | 3.7199e-05 | 3.6646e-05 | 3.6115e-05 | 3.561e-05 | 3.5124e-05 | 3.4646e-05 | 3.4176e-05 | 3.3713e-05 | 3.3254e-05 | 3.2801e-05 | 3.2352e-05 | 3.1908e-05 | 3.1467e-05 | 3.1028e-05 | 3.0593e-05 | 3.0163e-05 | 2.9738e-05 | 2.9317e-05 | 2.8899e-05 | 2.8487e-05 | 2.808e-05 | 2.7677e-05 | 2.728e-05 | 2.6887e-05 | 2.6499e-05 | 2.6117e-05 | 2.574e-05 | 2.5447e-05
F1_Residential_Manufactured Home Low Income_Existing_Water Heating_Natural Gas_All | F1 | Residential | All | Manufactured Home Low Income | Existing | Water Heating | Natural Gas | Units | 3.6458 | 3.6743 | 3.7028 | 3.6484 | 3.5649 | 3.5189 | 3.476 | 3.4349 | 3.3963 | 3.3591 | 3.3226 | 3.2867 | 3.2513 | 3.2161 | 3.1812 | 3.1467 | 3.1124 | 3.0782 | 3.044 | 3.0102 | 2.9766 | 2.9433 | 2.9102 | 2.8773 | 2.8448 | 2.8126 | 2.7807 | 2.7492 | 2.718 | 2.6871 | 2.6566 | 2.6264 | 2.5966
F2_Residential_Manufactured Home Low Income_Existing_Water Heating_Natural Gas_All | F2 | Residential | All | Manufactured Home Low Income | Existing | Water Heating | Natural Gas | Usage (GWh) | 0.00056319 | 0.00054736 | 0.00055932 | 0.00059729 | 0.00057972 | 0.00056839 | 0.00055774 | 0.00054764 | 0.00053823 | 0.00052941 | 0.00052104 | 0.00051318 | 0.00050575 | 0.00049866 | 0.00049189 | 0.00048538 | 0.00047909 | 0.00047296 | 0.00046698 | 0.00046115 | 0.00045545 | 0.00044989 | 0.00044443 | 0.00043906 | 0.0004338 | 0.00042863 | 0.00042356 | 0.00041857 | 0.00041366 | 0.00040884 | 0.00040409 | 0.00039941 | 0.0003948
F3_Residential_Manufactured Home Low Income_Existing_Water Heating_Natural Gas_All | F3 | Residential | All | Manufactured Home Low Income | Existing | Water Heating | Natural Gas | Summer Peak Demand (MW) | 0.0018585 | 0.0018063 | 0.0018457 | 0.0019711 | 0.0019131 | 0.0018757 | 0.0018406 | 0.0018072 | 0.0017761 | 0.001747 | 0.0017194 | 0.0016935 | 0.001669 | 0.0016456 | 0.0016232 | 0.0016017 | 0.001581 | 0.0015608 | 0.001541 | 0.0015218 | 0.001503 | 0.0014846 | 0.0014666 | 0.0014489 | 0.0014315 | 0.0014145 | 0.0013978 | 0.0013813 | 0.0013651 | 0.0013492 | 0.0013335 | 0.0013181 | 0.0013028
F4_Residential_Manufactured Home Low Income_Existing_Water Heating_Natural Gas_All | F4 | Residential | All | Manufactured Home Low Income | Existing | Water Heating | Natural Gas | Winter Peak Demand (MW) | 0.00014629 | 0.00014218 | 0.00014528 | 0.00015515 | 0.00015058 | 0.00014764 | 0.00014488 | 0.00014225 | 0.00013981 | 0.00013752 | 0.00013534 | 0.0001333 | 0.00013137 | 0.00012953 | 0.00012777 | 0.00012608 | 0.00012445 | 0.00012285 | 0.0001213 | 0.00011979 | 0.00011831 | 0.00011686 | 0.00011544 | 0.00011405 | 0.00011268 | 0.00011134 | 0.00011002 | 0.00010873 | 0.00010745 | 0.0001062 | 0.00010496 | 0.00010375 | 0.00010255
F1_Residential_Manufactured Home Low Income_Existing_Appliances_Natural Gas_All | F1 | Residential | All | Manufactured Home Low Income | Existing | Appliances | Natural Gas | Units | 3.9441 | 3.9732 | 4.0022 | 3.9416 | 3.8497 | 3.7983 | 3.7503 | 3.7043 | 3.661 | 3.6193 | 3.5784 | 3.5381 | 3.4984 | 3.4589 | 3.4199 | 3.3813 | 3.343 | 3.3047 | 3.2666 | 3.2288 | 3.1913 | 3.1543 | 3.1174 | 3.0808 | 3.0446 | 3.0088 | 2.9733 | 2.9383 | 2.9036 | 2.8693 | 2.8355 | 2.802 | 2.769
F2_Residential_Manufactured Home Low Income_Existing_Appliances_Natural Gas_All | F2 | Residential | All | Manufactured Home Low Income | Existing | Appliances | Natural Gas | Usage (GWh) | 6.1874e-05 | 5.989e-05 | 6.0925e-05 | 6.4771e-05 | 6.2577e-05 | 6.1072e-05 | 5.9662e-05 | 5.8337e-05 | 5.7115e-05 | 5.5991e-05 | 5.4955e-05 | 5.3996e-05 | 5.3101e-05 | 5.2257e-05 | 5.1461e-05 | 5.0703e-05 | 4.9979e-05 | 4.9281e-05 | 4.8605e-05 | 4.7952e-05 | 4.7318e-05 | 4.6703e-05 | 4.6102e-05 | 4.5513e-05 | 4.4938e-05 | 4.4376e-05 | 4.3825e-05 | 4.3284e-05 | 4.2753e-05 | 4.2231e-05 | 4.1718e-05 | 4.1213e-05 | 4.0717e-05
F3_Residential_Manufactured Home Low Income_Existing_Appliances_Natural Gas_All | F3 | Residential | All | Manufactured Home Low Income | Existing | Appliances | Natural Gas | Summer Peak Demand (MW) | 0.00019931 | 0.00019296 | 0.00019636 | 0.00020881 | 0.0002018 | 0.00019701 | 0.00019252 | 0.00018829 | 0.0001844 | 0.00018082 | 0.00017751 | 0.00017444 | 0.00017157 | 0.00016887 | 0.00016631 | 0.00016388 | 0.00016155 | 0.0001593 | 0.00015712 | 0.00015502 | 0.00015297 | 0.00015099 | 0.00014904 | 0.00014714 | 0.00014529 | 0.00014347 | 0.00014168 | 0.00013993 | 0.00013821 | 0.00013653 | 0.00013486 | 0.00013323 | 0.00013162
F4_Residential_Manufactured Home Low Income_Existing_Appliances_Natural Gas_All | F4 | Residential | All | Manufactured Home Low Income | Existing | Appliances | Natural Gas | Winter Peak Demand (MW) | 2.8741e-05 | 2.7856e-05 | 2.8379e-05 | 3.0215e-05 | 2.9235e-05 | 2.8577e-05 | 2.796e-05 | 2.7378e-05 | 2.6841e-05 | 2.6345e-05 | 2.5884e-05 | 2.5455e-05 | 2.5051e-05 | 2.4669e-05 | 2.4305e-05 | 2.3958e-05 | 2.3624e-05 | 2.33e-05 | 2.2986e-05 | 2.2681e-05 | 2.2384e-05 | 2.2095e-05 | 2.1812e-05 | 2.1534e-05 | 2.1262e-05 | 2.0996e-05 | 2.0734e-05 | 2.0477e-05 | 2.0225e-05 | 1.9976e-05 | 1.9732e-05 | 1.9492e-05 | 1.9255e-05
F1_Residential_Manufactured Home Low Income_Existing_Miscellaneous_Natural Gas_All | F1 | Residential | All | Manufactured Home Low Income | Existing | Miscellaneous | Natural Gas | Units | 5.4865 | 5.5294 | 5.5723 | 5.4905 | 5.3648 | 5.2955 | 5.231 | 5.1692 | 5.1111 | 5.0552 | 5.0002 | 4.9462 | 4.8928 | 4.8398 | 4.7874 | 4.7354 | 4.6838 | 4.6323 | 4.581 | 4.53 | 4.4795 | 4.4294 | 4.3796 | 4.3301 | 4.2811 | 4.2327 | 4.1847 | 4.1373 | 4.0902 | 4.0438 | 3.9978 | 3.9525 | 3.9076
F2_Residential_Manufactured Home Low Income_Existing_Miscellaneous_Natural Gas_All | F2 | Residential | All | Manufactured Home Low Income | Existing | Miscellaneous | Natural Gas | Usage (GWh) | 2.3274e-05 | 2.2756e-05 | 2.3408e-05 | 2.5159e-05 | 2.4583e-05 | 2.4266e-05 | 2.397e-05 | 2.3687e-05 | 2.342e-05 | 2.3164e-05 | 2.2912e-05 | 2.2665e-05 | 2.242e-05 | 2.2178e-05 | 2.1937e-05 | 2.1699e-05 | 2.1463e-05 | 2.1227e-05 | 2.0991e-05 | 2.0758e-05 | 2.0526e-05 | 2.0297e-05 | 2.0069e-05 | 1.9842e-05 | 1.9617e-05 | 1.9395e-05 | 1.9176e-05 | 1.8958e-05 | 1.8743e-05 | 1.853e-05 | 1.8319e-05 | 1.8111e-05 | 1.7906e-05
F3_Residential_Manufactured Home Low Income_Existing_Miscellaneous_Natural Gas_All | F3 | Residential | All | Manufactured Home Low Income | Existing | Miscellaneous | Natural Gas | Summer Peak Demand (MW) | 6.3766e-05 | 6.2346e-05 | 6.4132e-05 | 6.8929e-05 | 6.7351e-05 | 6.6482e-05 | 6.5672e-05 | 6.4896e-05 | 6.4166e-05 | 6.3464e-05 | 6.2774e-05 | 6.2096e-05 | 6.1426e-05 | 6.0761e-05 | 6.0102e-05 | 5.945e-05 | 5.8802e-05 | 5.8156e-05 | 5.7511e-05 | 5.6871e-05 | 5.6236e-05 | 5.5608e-05 | 5.4983e-05 | 5.4361e-05 | 5.3747e-05 | 5.3138e-05 | 5.2536e-05 | 5.194e-05 | 5.135e-05 | 5.0767e-05 | 5.019e-05 | 4.962e-05 | 4.9057e-05
F4_Residential_Manufactured Home Low Income_Existing_Miscellaneous_Natural Gas_All | F4 | Residential | All | Manufactured Home Low Income | Existing | Miscellaneous | Natural Gas | Winter Peak Demand (MW) | 2.6569e-06 | 2.5978e-06 | 2.6722e-06 | 2.872e-06 | 2.8063e-06 | 2.7701e-06 | 2.7363e-06 | 2.704e-06 | 2.6736e-06 | 2.6443e-06 | 2.6156e-06 | 2.5873e-06 | 2.5594e-06 | 2.5317e-06 | 2.5043e-06 | 2.4771e-06 | 2.4501e-06 | 2.4232e-06 | 2.3963e-06 | 2.3696e-06 | 2.3432e-06 | 2.317e-06 | 2.2909e-06 | 2.2651e-06 | 2.2394e-06 | 2.2141e-06 | 2.189e-06 | 2.1642e-06 | 2.1396e-06 | 2.1153e-06 | 2.0913e-06 | 2.0675e-06 | 2.044e-06
F1_Residential_Manufactured Home Low Income_Existing_Space Heating_Natural Gas_Market | F1 | Residential | Market | Manufactured Home Low Income | Existing | Space Heating | Natural Gas | Units | 5.4865 | 5.5294 | 5.5723 | 5.4905 | 5.3648 | 5.2955 | 5.231 | 5.1692 | 5.1111 | 5.0552 | 5.0002 | 4.9462 | 4.8928 | 4.8398 | 4.7874 | 4.7354 | 4.6838 | 4.6323 | 4.581 | 4.53 | 4.4795 | 4.4294 | 4.3796 | 4.3301 | 4.2811 | 4.2327 | 4.1847 | 4.1373 | 4.0902 | 4.0438 | 3.9978 | 3.9525 | 3.9076
F2_Residential_Manufactured Home Low Income_Existing_Space Heating_Natural Gas_Market | F2 | Residential | Market | Manufactured Home Low Income | Existing | Space Heating | Natural Gas | Usage (GWh) | 0.002289 | 0.0022355 | 0.0022847 | 0.00244 | 0.0023688 | 0.0023232 | 0.0022799 | 0.0022382 | 0.0021985 | 0.0021602 | 0.0021226 | 0.0020859 | 0.0020498 | 0.0020143 | 0.0019794 | 0.0019452 | 0.0019115 | 0.0018783 | 0.0018455 | 0.0018133 | 0.0017817 | 0.0017505 | 0.0017198 | 0.0016896 | 0.0016599 | 0.0016307 | 0.001602 | 0.0015737 | 0.0015459 | 0.0015186 | 0.0014917 | 0.0014652 | 0.0014483
F3_Residential_Manufactured Home Low Income_Existing_Space Heating_Natural Gas_Market | F3 | Residential | Market | Manufactured Home Low Income | Existing | Space Heating | Natural Gas | Summer Peak Demand (MW) | 0.040287 | 0.039346 | 0.040211 | 0.042944 | 0.041692 | 0.040888 | 0.040126 | 0.039393 | 0.038694 | 0.038019 | 0.037358 | 0.036711 | 0.036077 | 0.035452 | 0.034838 | 0.034235 | 0.033643 | 0.033059 | 0.032482 | 0.031915 | 0.031357 | 0.03081 | 0.030269 | 0.029737 | 0.029213 | 0.0287 | 0.028194 | 0.027697 | 0.027208 | 0.026727 | 0.026253 | 0.025788 | 0.025491
F4_Residential_Manufactured Home Low Income_Existing_Space Heating_Natural Gas_Market | F4 | Residential | Market | Manufactured Home Low Income | Existing | Space Heating | Natural Gas | Winter Peak Demand (MW) | 0.0023348 | 0.0022803 | 0.0023304 | 0.0024888 | 0.0024162 | 0.0023696 | 0.0023255 | 0.002283 | 0.0022425 | 0.0022034 | 0.0021651 | 0.0021276 | 0.0020908 | 0.0020546 | 0.002019 | 0.0019841 | 0.0019497 | 0.0019159 | 0.0018825 | 0.0018496 | 0.0018173 | 0.0017856 | 0.0017542 | 0.0017234 | 0.001693 | 0.0016633 | 0.001634 | 0.0016052 | 0.0015768 | 0.0015489 | 0.0015215 | 0.0014945 | 0.0014773
F1_Residential_Manufactured Home Low Income_Existing_Secondary Heating_Natural Gas_Market | F1 | Residential | Market | Manufactured Home Low Income | Existing | Secondary Heating | Natural Gas | Units | 5.4865 | 5.5294 | 5.5723 | 5.4905 | 5.3648 | 5.2955 | 5.231 | 5.1692 | 5.1111 | 5.0552 | 5.0002 | 4.9462 | 4.8928 | 4.8398 | 4.7874 | 4.7354 | 4.6838 | 4.6323 | 4.581 | 4.53 | 4.4795 | 4.4294 | 4.3796 | 4.3301 | 4.2811 | 4.2327 | 4.1847 | 4.1373 | 4.0902 | 4.0438 | 3.9978 | 3.9525 | 3.9076
F2_Residential_Manufactured Home Low Income_Existing_Secondary Heating_Natural Gas_Market | F2 | Residential | Market | Manufactured Home Low Income | Existing | Secondary Heating | Natural Gas | Usage (GWh) | 7.0252e-05 | 6.8688e-05 | 7.0468e-05 | 7.5538e-05 | 7.361e-05 | 7.2465e-05 | 7.1388e-05 | 7.0353e-05 | 6.9371e-05 | 6.8424e-05 | 6.7492e-05 | 6.6577e-05 | 6.5675e-05 | 6.4781e-05 | 6.3897e-05 | 6.3024e-05 | 6.2159e-05 | 6.1299e-05 | 6.0443e-05 | 5.9597e-05 | 5.8759e-05 | 5.7932e-05 | 5.7111e-05 | 5.6297e-05 | 5.5494e-05 | 5.47e-05 | 5.3916e-05 | 5.3142e-05 | 5.2377e-05 | 5.1622e-05 | 5.0877e-05 | 5.0142e-05 | 4.9573e-05
F3_Residential_Manufactured Home Low Income_Existing_Secondary Heating_Natural Gas_Market | F3 | Residential | Market | Manufactured Home Low Income | Existing | Secondary Heating | Natural Gas | Summer Peak Demand (MW) | 0.00062226 | 0.00060841 | 0.00062417 | 0.00066908 | 0.00065201 | 0.00064186 | 0.00063232 | 0.00062315 | 0.00061445 | 0.00060606 | 0.00059781 | 0.00058971 | 0.00058171 | 0.0005738 | 0.00056597 | 0.00055824 | 0.00055057 | 0.00054296 | 0.00053538 | 0.00052788 | 0.00052046 | 0.00051313 | 0.00050586 | 0.00049865 | 0.00049153 | 0.00048451 | 0.00047757 | 0.00047071 | 0.00046393 | 0.00045724 | 0.00045064 | 0.00044413 | 0.00043909
F4_Residential_Manufactured Home Low Income_Existing_Secondary Heating_Natural Gas_Market | F4 | Residential | Market | Manufactured Home Low Income | Existing | Secondary Heating | Natural Gas | Winter Peak Demand (MW) | 3.6063e-05 | 3.526e-05 | 3.6174e-05 | 3.8776e-05 | 3.7787e-05 | 3.7199e-05 | 3.6646e-05 | 3.6115e-05 | 3.561e-05 | 3.5124e-05 | 3.4646e-05 | 3.4176e-05 | 3.3713e-05 | 3.3254e-05 | 3.2801e-05 | 3.2352e-05 | 3.1908e-05 | 3.1467e-05 | 3.1028e-05 | 3.0593e-05 | 3.0163e-05 | 2.9738e-05 | 2.9317e-05 | 2.8899e-05 | 2.8487e-05 | 2.808e-05 | 2.7677e-05 | 2.728e-05 | 2.6887e-05 | 2.6499e-05 | 2.6117e-05 | 2.574e-05 | 2.5447e-05
F1_Residential_Manufactured Home Low Income_Existing_Water Heating_Natural Gas_Market | F1 | Residential | Market | Manufactured Home Low Income | Existing | Water Heating | Natural Gas | Units | 5.4865 | 5.5294 | 5.5723 | 5.4905 | 5.3648 | 5.2955 | 5.231 | 5.1692 | 5.1111 | 5.0552 | 5.0002 | 4.9462 | 4.8928 | 4.8398 | 4.7874 | 4.7354 | 4.6838 | 4.6323 | 4.581 | 4.53 | 4.4795 | 4.4294 | 4.3796 | 4.3301 | 4.2811 | 4.2327 | 4.1847 | 4.1373 | 4.0902 | 4.0438 | 3.9978 | 3.9525 | 3.9076
F2_Residential_Manufactured Home Low Income_Existing_Water Heating_Natural Gas_Market | F2 | Residential | Market | Manufactured Home Low Income | Existing | Water Heating | Natural Gas | Usage (GWh) | 0.00056319 | 0.00054736 | 0.00055932 | 0.00059729 | 0.00057972 | 0.00056839 | 0.00055774 | 0.00054764 | 0.00053823 | 0.00052941 | 0.00052104 | 0.00051318 | 0.00050575 | 0.00049866 | 0.00049189 | 0.00048538 | 0.00047909 | 0.00047296 | 0.00046698 | 0.00046115 | 0.00045545 | 0.00044989 | 0.00044443 | 0.00043906 | 0.0004338 | 0.00042863 | 0.00042356 | 0.00041857 | 0.00041366 | 0.00040884 | 0.00040409 | 0.00039941 | 0.0003948
F3_Residential_Manufactured Home Low Income_Existing_Water Heating_Natural Gas_Market | F3 | Residential | Market | Manufactured Home Low Income | Existing | Water Heating | Natural Gas | Summer Peak Demand (MW) | 0.0018585 | 0.0018063 | 0.0018457 | 0.0019711 | 0.0019131 | 0.0018757 | 0.0018406 | 0.0018072 | 0.0017761 | 0.001747 | 0.0017194 | 0.0016935 | 0.001669 | 0.0016456 | 0.0016232 | 0.0016017 | 0.001581 | 0.0015608 | 0.001541 | 0.0015218 | 0.001503 | 0.0014846 | 0.0014666 | 0.0014489 | 0.0014315 | 0.0014145 | 0.0013978 | 0.0013813 | 0.0013651 | 0.0013492 | 0.0013335 | 0.0013181 | 0.0013028
F4_Residential_Manufactured Home Low Income_Existing_Water Heating_Natural Gas_Market | F4 | Residential | Market | Manufactured Home Low Income | Existing | Water Heating | Natural Gas | Winter Peak Demand (MW) | 0.00014629 | 0.00014218 | 0.00014528 | 0.00015515 | 0.00015058 | 0.00014764 | 0.00014488 | 0.00014225 | 0.00013981 | 0.00013752 | 0.00013534 | 0.0001333 | 0.00013137 | 0.00012953 | 0.00012777 | 0.00012608 | 0.00012445 | 0.00012285 | 0.0001213 | 0.00011979 | 0.00011831 | 0.00011686 | 0.00011544 | 0.00011405 | 0.00011268 | 0.00011134 | 0.00011002 | 0.00010873 | 0.00010745 | 0.0001062 | 0.00010496 | 0.00010375 | 0.00010255
F1_Residential_Manufactured Home Low Income_Existing_Appliances_Natural Gas_Market | F1 | Residential | Market | Manufactured Home Low Income | Existing | Appliances | Natural Gas | Units | 5.4865 | 5.5294 | 5.5723 | 5.4905 | 5.3648 | 5.2955 | 5.231 | 5.1692 | 5.1111 | 5.0552 | 5.0002 | 4.9462 | 4.8928 | 4.8398 | 4.7874 | 4.7354 | 4.6838 | 4.6323 | 4.581 | 4.53 | 4.4795 | 4.4294 | 4.3796 | 4.3301 | 4.2811 | 4.2327 | 4.1847 | 4.1373 | 4.0902 | 4.0438 | 3.9978 | 3.9525 | 3.9076
F2_Residential_Manufactured Home Low Income_Existing_Appliances_Natural Gas_Market | F2 | Residential | Market | Manufactured Home Low Income | Existing | Appliances | Natural Gas | Usage (GWh) | 6.1874e-05 | 5.989e-05 | 6.0925e-05 | 6.4771e-05 | 6.2577e-05 | 6.1072e-05 | 5.9662e-05 | 5.8337e-05 | 5.7115e-05 | 5.5991e-05 | 5.4955e-05 | 5.3996e-05 | 5.3101e-05 | 5.2257e-05 | 5.1461e-05 | 5.0703e-05 | 4.9979e-05 | 4.9281e-05 | 4.8605e-05 | 4.7952e-05 | 4.7318e-05 | 4.6703e-05 | 4.6102e-05 | 4.5513e-05 | 4.4938e-05 | 4.4376e-05 | 4.3825e-05 | 4.3284e-05 | 4.2753e-05 | 4.2231e-05 | 4.1718e-05 | 4.1213e-05 | 4.0717e-05
F3_Residential_Manufactured Home Low Income_Existing_Appliances_Natural Gas_Market | F3 | Residential | Market | Manufactured Home Low Income | Existing | Appliances | Natural Gas | Summer Peak Demand (MW) | 0.00019931 | 0.00019296 | 0.00019636 | 0.00020881 | 0.0002018 | 0.00019701 | 0.00019252 | 0.00018829 | 0.0001844 | 0.00018082 | 0.00017751 | 0.00017444 | 0.00017157 | 0.00016887 | 0.00016631 | 0.00016388 | 0.00016155 | 0.0001593 | 0.00015712 | 0.00015502 | 0.00015297 | 0.00015099 | 0.00014904 | 0.00014714 | 0.00014529 | 0.00014347 | 0.00014168 | 0.00013993 | 0.00013821 | 0.00013653 | 0.00013486 | 0.00013323 | 0.00013162
F4_Residential_Manufactured Home Low Income_Existing_Appliances_Natural Gas_Market | F4 | Residential | Market | Manufactured Home Low Income | Existing | Appliances | Natural Gas | Winter Peak Demand (MW) | 2.8741e-05 | 2.7856e-05 | 2.8379e-05 | 3.0215e-05 | 2.9235e-05 | 2.8577e-05 | 2.796e-05 | 2.7378e-05 | 2.6841e-05 | 2.6345e-05 | 2.5884e-05 | 2.5455e-05 | 2.5051e-05 | 2.4669e-05 | 2.4305e-05 | 2.3958e-05 | 2.3624e-05 | 2.33e-05 | 2.2986e-05 | 2.2681e-05 | 2.2384e-05 | 2.2095e-05 | 2.1812e-05 | 2.1534e-05 | 2.1262e-05 | 2.0996e-05 | 2.0734e-05 | 2.0477e-05 | 2.0225e-05 | 1.9976e-05 | 1.9732e-05 | 1.9492e-05 | 1.9255e-05
F1_Residential_Manufactured Home Low Income_Existing_Miscellaneous_Natural Gas_Market | F1 | Residential | Market | Manufactured Home Low Income | Existing | Miscellaneous | Natural Gas | Units | 5.4865 | 5.5294 | 5.5723 | 5.4905 | 5.3648 | 5.2955 | 5.231 | 5.1692 | 5.1111 | 5.0552 | 5.0002 | 4.9462 | 4.8928 | 4.8398 | 4.7874 | 4.7354 | 4.6838 | 4.6323 | 4.581 | 4.53 | 4.4795 | 4.4294 | 4.3796 | 4.3301 | 4.2811 | 4.2327 | 4.1847 | 4.1373 | 4.0902 | 4.0438 | 3.9978 | 3.9525 | 3.9076
F2_Residential_Manufactured Home Low Income_Existing_Miscellaneous_Natural Gas_Market | F2 | Residential | Market | Manufactured Home Low Income | Existing | Miscellaneous | Natural Gas | Usage (GWh) | 2.3274e-05 | 2.2756e-05 | 2.3408e-05 | 2.5159e-05 | 2.4583e-05 | 2.4266e-05 | 2.397e-05 | 2.3687e-05 | 2.342e-05 | 2.3164e-05 | 2.2912e-05 | 2.2665e-05 | 2.242e-05 | 2.2178e-05 | 2.1937e-05 | 2.1699e-05 | 2.1463e-05 | 2.1227e-05 | 2.0991e-05 | 2.0758e-05 | 2.0526e-05 | 2.0297e-05 | 2.0069e-05 | 1.9842e-05 | 1.9617e-05 | 1.9395e-05 | 1.9176e-05 | 1.8958e-05 | 1.8743e-05 | 1.853e-05 | 1.8319e-05 | 1.8111e-05 | 1.7906e-05
F3_Residential_Manufactured Home Low Income_Existing_Miscellaneous_Natural Gas_Market | F3 | Residential | Market | Manufactured Home Low Income | Existing | Miscellaneous | Natural Gas | Summer Peak Demand (MW) | 6.3766e-05 | 6.2346e-05 | 6.4132e-05 | 6.8929e-05 | 6.7351e-05 | 6.6482e-05 | 6.5672e-05 | 6.4896e-05 | 6.4166e-05 | 6.3464e-05 | 6.2774e-05 | 6.2096e-05 | 6.1426e-05 | 6.0761e-05 | 6.0102e-05 | 5.945e-05 | 5.8802e-05 | 5.8156e-05 | 5.7511e-05 | 5.6871e-05 | 5.6236e-05 | 5.5608e-05 | 5.4983e-05 | 5.4361e-05 | 5.3747e-05 | 5.3138e-05 | 5.2536e-05 | 5.194e-05 | 5.135e-05 | 5.0767e-05 | 5.019e-05 | 4.962e-05 | 4.9057e-05
F4_Residential_Manufactured Home Low Income_Existing_Miscellaneous_Natural Gas_Market | F4 | Residential | Market | Manufactured Home Low Income | Existing | Miscellaneous | Natural Gas | Winter Peak Demand (MW) | 2.6569e-06 | 2.5978e-06 | 2.6722e-06 | 2.872e-06 | 2.8063e-06 | 2.7701e-06 | 2.7363e-06 | 2.704e-06 | 2.6736e-06 | 2.6443e-06 | 2.6156e-06 | 2.5873e-06 | 2.5594e-06 | 2.5317e-06 | 2.5043e-06 | 2.4771e-06 | 2.4501e-06 | 2.4232e-06 | 2.3963e-06 | 2.3696e-06 | 2.3432e-06 | 2.317e-06 | 2.2909e-06 | 2.2651e-06 | 2.2394e-06 | 2.2141e-06 | 2.189e-06 | 2.1642e-06 | 2.1396e-06 | 2.1153e-06 | 2.0913e-06 | 2.0675e-06 | 2.044e-06
F1_Residential_Manufactured Home Low Income_New_Space Heating_Natural Gas_All | F1 | Residential | All | Manufactured Home Low Income | New | Space Heating | Natural Gas | Units | 0 | 0.031261 | 0.078537 | 0.12311 | 0.16497 | 0.20397 | 0.2424 | 0.28027 | 0.31739 | 0.35404 | 0.3905 | 0.42675 | 0.46286 | 0.4989 | 0.53482 | 0.57063 | 0.60635 | 0.64204 | 0.6777 | 0.71327 | 0.74872 | 0.78408 | 0.81936 | 0.85456 | 0.88965 | 0.92462 | 0.95946 | 0.9942 | 1.0288 | 1.0633 | 1.0977 | 1.132 | 1.1673
F2_Residential_Manufactured Home Low Income_New_Space Heating_Natural Gas_All | F2 | Residential | All | Manufactured Home Low Income | New | Space Heating | Natural Gas | Usage (GWh) | 0 | 1.2391e-05 | 3.1606e-05 | 5.3757e-05 | 7.1649e-05 | 8.8111e-05 | 0.00010414 | 0.00011976 | 0.00013488 | 0.00014963 | 0.00016412 | 0.00017836 | 0.00019238 | 0.00020619 | 0.00021979 | 0.00023317 | 0.00024635 | 0.00025936 | 0.00027218 | 0.00028479 | 0.0002972 | 0.00030941 | 0.00032141 | 0.00033323 | 0.00034484 | 0.00035624 | 0.00036742 | 0.0003784 | 0.00038918 | 0.00039976 | 0.00041011 | 0.00042027 | 0.00043338
F3_Residential_Manufactured Home Low Income_New_Space Heating_Natural Gas_All | F3 | Residential | All | Manufactured Home Low Income | New | Space Heating | Natural Gas | Summer Peak Demand (MW) | 0 | 0.00021808 | 0.00055626 | 0.00094613 | 0.001261 | 0.0015508 | 0.0018329 | 0.0021078 | 0.0023739 | 0.0026335 | 0.0028886 | 0.0031392 | 0.0033859 | 0.003629 | 0.0038682 | 0.0041038 | 0.0043358 | 0.0045647 | 0.0047903 | 0.0050123 | 0.0052307 | 0.0054456 | 0.0056569 | 0.0058649 | 0.0060691 | 0.0062698 | 0.0064666 | 0.0066599 | 0.0068496 | 0.0070357 | 0.007218 | 0.0073968 | 0.0076276
F4_Residential_Manufactured Home Low Income_New_Space Heating_Natural Gas_All | F4 | Residential | All | Manufactured Home Low Income | New | Space Heating | Natural Gas | Winter Peak Demand (MW) | 0 | 1.2639e-05 | 3.2238e-05 | 5.4833e-05 | 7.3082e-05 | 8.9874e-05 | 0.00010623 | 0.00012216 | 0.00013758 | 0.00015262 | 0.00016741 | 0.00018193 | 0.00019623 | 0.00021032 | 0.00022418 | 0.00023783 | 0.00025128 | 0.00026454 | 0.00027762 | 0.00029049 | 0.00030314 | 0.0003156 | 0.00032784 | 0.00033989 | 0.00035173 | 0.00036336 | 0.00037477 | 0.00038597 | 0.00039697 | 0.00040775 | 0.00041832 | 0.00042868 | 0.00044205
F1_Residential_Manufactured Home Low Income_New_Secondary Heating_Natural Gas_All | F1 | Residential | All | Manufactured Home Low Income | New | Secondary Heating | Natural Gas | Units | 0 | 0.070337 | 0.17671 | 0.27701 | 0.37119 | 0.45894 | 0.5454 | 0.6306 | 0.71413 | 0.79659 | 0.87861 | 0.96018 | 1.0414 | 1.1225 | 1.2033 | 1.2839 | 1.3643 | 1.4446 | 1.5248 | 1.6048 | 1.6846 | 1.7642 | 1.8436 | 1.9228 | 2.0017 | 2.0804 | 2.1588 | 2.237 | 2.3149 | 2.3925 | 2.4699 | 2.5469 | 2.6264
F2_Residential_Manufactured Home Low Income_New_Secondary Heating_Natural Gas_All | F2 | Residential | All | Manufactured Home Low Income | New | Secondary Heating | Natural Gas | Usage (GWh) | 0 | 6.0534e-06 | 1.5482e-05 | 2.6403e-05 | 3.5285e-05 | 4.351e-05 | 5.1566e-05 | 5.946e-05 | 6.7151e-05 | 7.47e-05 | 8.2163e-05 | 8.9541e-05 | 9.6847e-05 | 0.00010409 | 0.00011127 | 0.00011839 | 0.00012544 | 0.00013244 | 0.00013939 | 0.00014628 | 0.0001531 | 0.00015986 | 0.00016655 | 0.00017319 | 0.00017976 | 0.00018627 | 0.0001927 | 0.00019907 | 0.00020537 | 0.0002116 | 0.00021776 | 0.00022385 | 0.00023084
F3_Residential_Manufactured Home Low Income_New_Secondary Heating_Natural Gas_All | F3 | Residential | All | Manufactured Home Low Income | New | Secondary Heating | Natural Gas | Summer Peak Demand (MW) | 0 | 5.3618e-05 | 0.00013713 | 0.00023387 | 0.00031254 | 0.00038539 | 0.00045675 | 0.00052667 | 0.00059479 | 0.00066166 | 0.00072776 | 0.00079311 | 0.00085783 | 0.00092202 | 0.00098559 | 0.0010486 | 0.0011111 | 0.0011731 | 0.0012346 | 0.0012956 | 0.0013561 | 0.0014159 | 0.0014752 | 0.0015341 | 0.0015922 | 0.0016499 | 0.0017068 | 0.0017632 | 0.0018191 | 0.0018743 | 0.0019288 | 0.0019828 | 0.0020447
F4_Residential_Manufactured Home Low Income_New_Secondary Heating_Natural Gas_All | F4 | Residential | All | Manufactured Home Low Income | New | Secondary Heating | Natural Gas | Winter Peak Demand (MW) | 0 | 3.1074e-06 | 7.9474e-06 | 1.3554e-05 | 1.8113e-05 | 2.2335e-05 | 2.6471e-05 | 3.0523e-05 | 3.4471e-05 | 3.8346e-05 | 4.2177e-05 | 4.5965e-05 | 4.9715e-05 | 5.3435e-05 | 5.712e-05 | 6.0771e-05 | 6.4391e-05 | 6.7985e-05 | 7.1553e-05 | 7.5088e-05 | 7.859e-05 | 8.2059e-05 | 8.5497e-05 | 8.8905e-05 | 9.2278e-05 | 9.5617e-05 | 9.8919e-05 | 0.00010219 | 0.00010542 | 0.00010862 | 0.00011178 | 0.00011491 | 0.0001185
F1_Residential_Manufactured Home Low Income_New_Water Heating_Natural Gas_All | F1 | Residential | All | Manufactured Home Low Income | New | Water Heating | Natural Gas | Units | 0 | 0 | 0 | 0 | 0 | 0 | 0 | 0 | 0 | 0 | 0 | 0 | 0 | 0 | 0 | 0 | 0 | 0 | 0 | 0 | 0 | 0 | 0 | 0 | 0 | 0 | 0 | 0 | 0 | 0 | 0 | 0 | 0
F2_Residential_Manufactured Home Low Income_New_Water Heating_Natural Gas_All | F2 | Residential | All | Manufactured Home Low Income | New | Water Heating | Natural Gas | Usage (GWh) | 0 | 0 | 0 | 0 | 0 | 0 | 0 | 0 | 0 | 0 | 0 | 0 | 0 | 0 | 0 | 0 | 0 | 0 | 0 | 0 | 0 | 0 | 0 | 0 | 0 | 0 | 0 | 0 | 0 | 0 | 0 | 0 | 0
F3_Residential_Manufactured Home Low Income_New_Water Heating_Natural Gas_All | F3 | Residential | All | Manufactured Home Low Income | New | Water Heating | Natural Gas | Summer Peak Demand (MW) | 0 | 0 | 0 | 0 | 0 | 0 | 0 | 0 | 0 | 0 | 0 | 0 | 0 | 0 | 0 | 0 | 0 | 0 | 0 | 0 | 0 | 0 | 0 | 0 | 0 | 0 | 0 | 0 | 0 | 0 | 0 | 0 | 0
F4_Residential_Manufactured Home Low Income_New_Water Heating_Natural Gas_All | F4 | Residential | All | Manufactured Home Low Income | New | Water Heating | Natural Gas | Winter Peak Demand (MW) | 0 | 0 | 0 | 0 | 0 | 0 | 0 | 0 | 0 | 0 | 0 | 0 | 0 | 0 | 0 | 0 | 0 | 0 | 0 | 0 | 0 | 0 | 0 | 0 | 0 | 0 | 0 | 0 | 0 | 0 | 0 | 0 | 0
F1_Residential_Manufactured Home Low Income_New_Appliances_Natural Gas_All | F1 | Residential | All | Manufactured Home Low Income | New | Appliances | Natural Gas | Units | 0 | 0.13281 | 0.33353 | 0.52264 | 0.70006 | 0.86523 | 1.0278 | 1.188 | 1.3448 | 1.4995 | 1.6533 | 1.8061 | 1.9582 | 2.1099 | 2.2609 | 2.4114 | 2.5614 | 2.7111 | 2.8606 | 3.0095 | 3.158 | 3.3058 | 3.4533 | 3.6003 | 3.7467 | 3.8924 | 4.0376 | 4.1822 | 4.3262 | 4.4696 | 4.6124 | 4.7545 | 4.901
F2_Residential_Manufactured Home Low Income_New_Appliances_Natural Gas_All | F2 | Residential | All | Manufactured Home Low Income | New | Appliances | Natural Gas | Usage (GWh) | 0 | 1.7771e-06 | 4.5553e-06 | 7.7866e-06 | 1.043e-05 | 1.2891e-05 | 1.5314e-05 | 1.77e-05 | 2.0037e-05 | 2.2342e-05 | 2.4633e-05 | 2.691e-05 | 2.9176e-05 | 3.1436e-05 | 3.3686e-05 | 3.5928e-05 | 3.8163e-05 | 4.0394e-05 | 4.2621e-05 | 4.484e-05 | 4.7051e-05 | 4.9254e-05 | 5.1451e-05 | 5.3641e-05 | 5.5822e-05 | 5.7994e-05 | 6.0157e-05 | 6.2312e-05 | 6.4458e-05 | 6.6595e-05 | 6.8722e-05 | 7.084e-05 | 7.3024e-05
F3_Residential_Manufactured Home Low Income_New_Appliances_Natural Gas_All | F3 | Residential | All | Manufactured Home Low Income | New | Appliances | Natural Gas | Summer Peak Demand (MW) | 0 | 5.5218e-06 | 1.4154e-05 | 2.4193e-05 | 3.2406e-05 | 4.0051e-05 | 4.7577e-05 | 5.4988e-05 | 6.2246e-05 | 6.9405e-05 | 7.6521e-05 | 8.3591e-05 | 9.0628e-05 | 9.7644e-05 | 0.00010463 | 0.00011159 | 0.00011853 | 0.00012545 | 0.00013237 | 0.00013925 | 0.00014612 | 0.00015295 | 0.00015977 | 0.00016657 | 0.00017333 | 0.00018007 | 0.00018678 | 0.00019347 | 0.00020012 | 0.00020675 | 0.00021335 | 0.00021992 | 0.00022669
F4_Residential_Manufactured Home Low Income_New_Appliances_Natural Gas_All | F4 | Residential | All | Manufactured Home Low Income | New | Appliances | Natural Gas | Winter Peak Demand (MW) | 0 | 6.7818e-07 | 1.7381e-06 | 2.9705e-06 | 3.9783e-06 | 4.9161e-06 | 5.8391e-06 | 6.7476e-06 | 7.6371e-06 | 8.5144e-06 | 9.3859e-06 | 1.0252e-05 | 1.1113e-05 | 1.1972e-05 | 1.2826e-05 | 1.3677e-05 | 1.4525e-05 | 1.5372e-05 | 1.6216e-05 | 1.7058e-05 | 1.7895e-05 | 1.873e-05 | 1.9562e-05 | 2.0391e-05 | 2.1216e-05 | 2.2037e-05 | 2.2855e-05 | 2.367e-05 | 2.448e-05 | 2.5288e-05 | 2.6091e-05 | 2.689e-05 | 2.7714e-05
F1_Residential_Manufactured Home Low Income_New_Miscellaneous_Natural Gas_All | F1 | Residential | All | Manufactured Home Low Income | New | Miscellaneous | Natural Gas | Units | 0 | 0.15631 | 0.39268 | 0.61557 | 0.82486 | 1.0199 | 1.212 | 1.4013 | 1.5869 | 1.7702 | 1.9525 | 2.1337 | 2.3143 | 2.4945 | 2.6741 | 2.8532 | 3.0318 | 3.2102 | 3.3885 | 3.5663 | 3.7436 | 3.9204 | 4.0968 | 4.2728 | 4.4482 | 4.6231 | 4.7973 | 4.971 | 5.1442 | 5.3167 | 5.4886 | 5.6599 | 5.8365
F2_Residential_Manufactured Home Low Income_New_Miscellaneous_Natural Gas_All | F2 | Residential | All | Manufactured Home Low Income | New | Miscellaneous | Natural Gas | Usage (GWh) | 0 | 6.4327e-07 | 1.6496e-06 | 2.8207e-06 | 3.7798e-06 | 4.6733e-06 | 5.5537e-06 | 6.4214e-06 | 7.2719e-06 | 8.1116e-06 | 8.9468e-06 | 9.7775e-06 | 1.0605e-05 | 1.1431e-05 | 1.2253e-05 | 1.3074e-05 | 1.3892e-05 | 1.471e-05 | 1.5527e-05 | 1.6342e-05 | 1.7154e-05 | 1.7964e-05 | 1.8773e-05 | 1.9579e-05 | 2.0383e-05 | 2.1184e-05 | 2.1983e-05 | 2.2779e-05 | 2.3572e-05 | 2.4363e-05 | 2.515e-05 | 2.5935e-05 | 2.6745e-05
F3_Residential_Manufactured Home Low Income_New_Miscellaneous_Natural Gas_All | F3 | Residential | All | Manufactured Home Low Income | New | Miscellaneous | Natural Gas | Summer Peak Demand (MW) | 0 | 1.7624e-06 | 4.5194e-06 | 7.728e-06 | 1.0356e-05 | 1.2804e-05 | 1.5216e-05 | 1.7593e-05 | 1.9923e-05 | 2.2224e-05 | 2.4512e-05 | 2.6788e-05 | 2.9055e-05 | 3.1317e-05 | 3.3571e-05 | 3.5819e-05 | 3.8062e-05 | 4.0302e-05 | 4.254e-05 | 4.4773e-05 | 4.6998e-05 | 4.9217e-05 | 5.1432e-05 | 5.3642e-05 | 5.5844e-05 | 5.8039e-05 | 6.0227e-05 | 6.2407e-05 | 6.4581e-05 | 6.6747e-05 | 6.8905e-05 | 7.1056e-05 | 7.3273e-05
F4_Residential_Manufactured Home Low Income_New_Miscellaneous_Natural Gas_All | F4 | Residential | All | Manufactured Home Low Income | New | Miscellaneous | Natural Gas | Winter Peak Demand (MW) | 0 | 7.3433e-08 | 1.8831e-07 | 3.22e-07 | 4.3148e-07 | 5.3348e-07 | 6.3399e-07 | 7.3303e-07 | 8.3012e-07 | 9.2598e-07 | 1.0213e-06 | 1.1161e-06 | 1.2106e-06 | 1.3049e-06 | 1.3988e-06 | 1.4925e-06 | 1.5859e-06 | 1.6793e-06 | 1.7725e-06 | 1.8655e-06 | 1.9583e-06 | 2.0507e-06 | 2.143e-06 | 2.2351e-06 | 2.3269e-06 | 2.4183e-06 | 2.5094e-06 | 2.6003e-06 | 2.6909e-06 | 2.7811e-06 | 2.8711e-06 | 2.9606e-06 | 3.053e-06
F1_Residential_Manufactured Home Low Income_New_Space Heating_Natural Gas_Market | F1 | Residential | Market | Manufactured Home Low Income | New | Space Heating | Natural Gas | Units | 0 | 0.15631 | 0.39268 | 0.61557 | 0.82486 | 1.0199 | 1.212 | 1.4013 | 1.5869 | 1.7702 | 1.9525 | 2.1337 | 2.3143 | 2.4945 | 2.6741 | 2.8532 | 3.0318 | 3.2102 | 3.3885 | 3.5663 | 3.7436 | 3.9204 | 4.0968 | 4.2728 | 4.4482 | 4.6231 | 4.7973 | 4.971 | 5.1442 | 5.3167 | 5.4886 | 5.6599 | 5.8365
F2_Residential_Manufactured Home Low Income_New_Space Heating_Natural Gas_Market | F2 | Residential | Market | Manufactured Home Low Income | New | Space Heating | Natural Gas | Usage (GWh) | 0 | 1.2391e-05 | 3.1606e-05 | 5.3757e-05 | 7.1649e-05 | 8.8111e-05 | 0.00010414 | 0.00011976 | 0.00013488 | 0.00014963 | 0.00016412 | 0.00017836 | 0.00019238 | 0.00020619 | 0.00021979 | 0.00023317 | 0.00024635 | 0.00025936 | 0.00027218 | 0.00028479 | 0.0002972 | 0.00030941 | 0.00032141 | 0.00033323 | 0.00034484 | 0.00035624 | 0.00036742 | 0.0003784 | 0.00038918 | 0.00039976 | 0.00041011 | 0.00042027 | 0.00043338
F3_Residential_Manufactured Home Low Income_New_Space Heating_Natural Gas_Market | F3 | Residential | Market | Manufactured Home Low Income | New | Space Heating | Natural Gas | Summer Peak Demand (MW) | 0 | 0.00021808 | 0.00055626 | 0.00094613 | 0.001261 | 0.0015508 | 0.0018329 | 0.0021078 | 0.0023739 | 0.0026335 | 0.0028886 | 0.0031392 | 0.0033859 | 0.003629 | 0.0038682 | 0.0041038 | 0.0043358 | 0.0045647 | 0.0047903 | 0.0050123 | 0.0052307 | 0.0054456 | 0.0056569 | 0.0058649 | 0.0060691 | 0.0062698 | 0.0064666 | 0.0066599 | 0.0068496 | 0.0070357 | 0.007218 | 0.0073968 | 0.0076276
F4_Residential_Manufactured Home Low Income_New_Space Heating_Natural Gas_Market | F4 | Residential | Market | Manufactured Home Low Income | New | Space Heating | Natural Gas | Winter Peak Demand (MW) | 0 | 1.2639e-05 | 3.2238e-05 | 5.4833e-05 | 7.3082e-05 | 8.9874e-05 | 0.00010623 | 0.00012216 | 0.00013758 | 0.00015262 | 0.00016741 | 0.00018193 | 0.00019623 | 0.00021032 | 0.00022418 | 0.00023783 | 0.00025128 | 0.00026454 | 0.00027762 | 0.00029049 | 0.00030314 | 0.0003156 | 0.00032784 | 0.00033989 | 0.00035173 | 0.00036336 | 0.00037477 | 0.00038597 | 0.00039697 | 0.00040775 | 0.00041832 | 0.00042868 | 0.00044205
F1_Residential_Manufactured Home Low Income_New_Secondary Heating_Natural Gas_Market | F1 | Residential | Market | Manufactured Home Low Income | New | Secondary Heating | Natural Gas | Units | 0 | 0.15631 | 0.39268 | 0.61557 | 0.82486 | 1.0199 | 1.212 | 1.4013 | 1.5869 | 1.7702 | 1.9525 | 2.1337 | 2.3143 | 2.4945 | 2.6741 | 2.8532 | 3.0318 | 3.2102 | 3.3885 | 3.5663 | 3.7436 | 3.9204 | 4.0968 | 4.2728 | 4.4482 | 4.6231 | 4.7973 | 4.971 | 5.1442 | 5.3167 | 5.4886 | 5.6599 | 5.8365
F2_Residential_Manufactured Home Low Income_New_Secondary Heating_Natural Gas_Market | F2 | Residential | Market | Manufactured Home Low Income | New | Secondary Heating | Natural Gas | Usage (GWh) | 0 | 6.0534e-06 | 1.5482e-05 | 2.6403e-05 | 3.5285e-05 | 4.351e-05 | 5.1566e-05 | 5.946e-05 | 6.7151e-05 | 7.47e-05 | 8.2163e-05 | 8.9541e-05 | 9.6847e-05 | 0.00010409 | 0.00011127 | 0.00011839 | 0.00012544 | 0.00013244 | 0.00013939 | 0.00014628 | 0.0001531 | 0.00015986 | 0.00016655 | 0.00017319 | 0.00017976 | 0.00018627 | 0.0001927 | 0.00019907 | 0.00020537 | 0.0002116 | 0.00021776 | 0.00022385 | 0.00023084
F3_Residential_Manufactured Home Low Income_New_Secondary Heating_Natural Gas_Market | F3 | Residential | Market | Manufactured Home Low Income | New | Secondary Heating | Natural Gas | Summer Peak Demand (MW) | 0 | 5.3618e-05 | 0.00013713 | 0.00023387 | 0.00031254 | 0.00038539 | 0.00045675 | 0.00052667 | 0.00059479 | 0.00066166 | 0.00072776 | 0.00079311 | 0.00085783 | 0.00092202 | 0.00098559 | 0.0010486 | 0.0011111 | 0.0011731 | 0.0012346 | 0.0012956 | 0.0013561 | 0.0014159 | 0.0014752 | 0.0015341 | 0.0015922 | 0.0016499 | 0.0017068 | 0.0017632 | 0.0018191 | 0.0018743 | 0.0019288 | 0.0019828 | 0.0020447
F4_Residential_Manufactured Home Low Income_New_Secondary Heating_Natural Gas_Market | F4 | Residential | Market | Manufactured Home Low Income | New | Secondary Heating | Natural Gas | Winter Peak Demand (MW) | 0 | 3.1074e-06 | 7.9474e-06 | 1.3554e-05 | 1.8113e-05 | 2.2335e-05 | 2.6471e-05 | 3.0523e-05 | 3.4471e-05 | 3.8346e-05 | 4.2177e-05 | 4.5965e-05 | 4.9715e-05 | 5.3435e-05 | 5.712e-05 | 6.0771e-05 | 6.4391e-05 | 6.7985e-05 | 7.1553e-05 | 7.5088e-05 | 7.859e-05 | 8.2059e-05 | 8.5497e-05 | 8.8905e-05 | 9.2278e-05 | 9.5617e-05 | 9.8919e-05 | 0.00010219 | 0.00010542 | 0.00010862 | 0.00011178 | 0.00011491 | 0.0001185
F1_Residential_Manufactured Home Low Income_New_Water Heating_Natural Gas_Market | F1 | Residential | Market | Manufactured Home Low Income | New | Water Heating | Natural Gas | Units | 0 | 0.15631 | 0.39268 | 0.61557 | 0.82486 | 1.0199 | 1.212 | 1.4013 | 1.5869 | 1.7702 | 1.9525 | 2.1337 | 2.3143 | 2.4945 | 2.6741 | 2.8532 | 3.0318 | 3.2102 | 3.3885 | 3.5663 | 3.7436 | 3.9204 | 4.0968 | 4.2728 | 4.4482 | 4.6231 | 4.7973 | 4.971 | 5.1442 | 5.3167 | 5.4886 | 5.6599 | 5.8365
F2_Residential_Manufactured Home Low Income_New_Water Heating_Natural Gas_Market | F2 | Residential | Market | Manufactured Home Low Income | New | Water Heating | Natural Gas | Usage (GWh) | 0 | 0 | 0 | 0 | 0 | 0 | 0 | 0 | 0 | 0 | 0 | 0 | 0 | 0 | 0 | 0 | 0 | 0 | 0 | 0 | 0 | 0 | 0 | 0 | 0 | 0 | 0 | 0 | 0 | 0 | 0 | 0 | 0
F3_Residential_Manufactured Home Low Income_New_Water Heating_Natural Gas_Market | F3 | Residential | Market | Manufactured Home Low Income | New | Water Heating | Natural Gas | Summer Peak Demand (MW) | 0 | 0 | 0 | 0 | 0 | 0 | 0 | 0 | 0 | 0 | 0 | 0 | 0 | 0 | 0 | 0 | 0 | 0 | 0 | 0 | 0 | 0 | 0 | 0 | 0 | 0 | 0 | 0 | 0 | 0 | 0 | 0 | 0
F4_Residential_Manufactured Home Low Income_New_Water Heating_Natural Gas_Market | F4 | Residential | Market | Manufactured Home Low Income | New | Water Heating | Natural Gas | Winter Peak Demand (MW) | 0 | 0 | 0 | 0 | 0 | 0 | 0 | 0 | 0 | 0 | 0 | 0 | 0 | 0 | 0 | 0 | 0 | 0 | 0 | 0 | 0 | 0 | 0 | 0 | 0 | 0 | 0 | 0 | 0 | 0 | 0 | 0 | 0
F1_Residential_Manufactured Home Low Income_New_Appliances_Natural Gas_Market | F1 | Residential | Market | Manufactured Home Low Income | New | Appliances | Natural Gas | Units | 0 | 0.15631 | 0.39268 | 0.61557 | 0.82486 | 1.0199 | 1.212 | 1.4013 | 1.5869 | 1.7702 | 1.9525 | 2.1337 | 2.3143 | 2.4945 | 2.6741 | 2.8532 | 3.0318 | 3.2102 | 3.3885 | 3.5663 | 3.7436 | 3.9204 | 4.0968 | 4.2728 | 4.4482 | 4.6231 | 4.7973 | 4.971 | 5.1442 | 5.3167 | 5.4886 | 5.6599 | 5.8365
F2_Residential_Manufactured Home Low Income_New_Appliances_Natural Gas_Market | F2 | Residential | Market | Manufactured Home Low Income | New | Appliances | Natural Gas | Usage (GWh) | 0 | 1.7771e-06 | 4.5553e-06 | 7.7866e-06 | 1.043e-05 | 1.2891e-05 | 1.5314e-05 | 1.77e-05 | 2.0037e-05 | 2.2342e-05 | 2.4633e-05 | 2.691e-05 | 2.9176e-05 | 3.1436e-05 | 3.3686e-05 | 3.5928e-05 | 3.8163e-05 | 4.0394e-05 | 4.2621e-05 | 4.484e-05 | 4.7051e-05 | 4.9254e-05 | 5.1451e-05 | 5.3641e-05 | 5.5822e-05 | 5.7994e-05 | 6.0157e-05 | 6.2312e-05 | 6.4458e-05 | 6.6595e-05 | 6.8722e-05 | 7.084e-05 | 7.3024e-05
F3_Residential_Manufactured Home Low Income_New_Appliances_Natural Gas_Market | F3 | Residential | Market | Manufactured Home Low Income | New | Appliances | Natural Gas | Summer Peak Demand (MW) | 0 | 5.5218e-06 | 1.4154e-05 | 2.4193e-05 | 3.2406e-05 | 4.0051e-05 | 4.7577e-05 | 5.4988e-05 | 6.2246e-05 | 6.9405e-05 | 7.6521e-05 | 8.3591e-05 | 9.0628e-05 | 9.7644e-05 | 0.00010463 | 0.00011159 | 0.00011853 | 0.00012545 | 0.00013237 | 0.00013925 | 0.00014612 | 0.00015295 | 0.00015977 | 0.00016657 | 0.00017333 | 0.00018007 | 0.00018678 | 0.00019347 | 0.00020012 | 0.00020675 | 0.00021335 | 0.00021992 | 0.00022669
F4_Residential_Manufactured Home Low Income_New_Appliances_Natural Gas_Market | F4 | Residential | Market | Manufactured Home Low Income | New | Appliances | Natural Gas | Winter Peak Demand (MW) | 0 | 6.7818e-07 | 1.7381e-06 | 2.9705e-06 | 3.9783e-06 | 4.9161e-06 | 5.8391e-06 | 6.7476e-06 | 7.6371e-06 | 8.5144e-06 | 9.3859e-06 | 1.0252e-05 | 1.1113e-05 | 1.1972e-05 | 1.2826e-05 | 1.3677e-05 | 1.4525e-05 | 1.5372e-05 | 1.6216e-05 | 1.7058e-05 | 1.7895e-05 | 1.873e-05 | 1.9562e-05 | 2.0391e-05 | 2.1216e-05 | 2.2037e-05 | 2.2855e-05 | 2.367e-05 | 2.448e-05 | 2.5288e-05 | 2.6091e-05 | 2.689e-05 | 2.7714e-05
F1_Residential_Manufactured Home Low Income_New_Miscellaneous_Natural Gas_Market | F1 | Residential | Market | Manufactured Home Low Income | New | Miscellaneous | Natural Gas | Units | 0 | 0.15631 | 0.39268 | 0.61557 | 0.82486 | 1.0199 | 1.212 | 1.4013 | 1.5869 | 1.7702 | 1.9525 | 2.1337 | 2.3143 | 2.4945 | 2.6741 | 2.8532 | 3.0318 | 3.2102 | 3.3885 | 3.5663 | 3.7436 | 3.9204 | 4.0968 | 4.2728 | 4.4482 | 4.6231 | 4.7973 | 4.971 | 5.1442 | 5.3167 | 5.4886 | 5.6599 | 5.8365
F2_Residential_Manufactured Home Low Income_New_Miscellaneous_Natural Gas_Market | F2 | Residential | Market | Manufactured Home Low Income | New | Miscellaneous | Natural Gas | Usage (GWh) | 0 | 6.4327e-07 | 1.6496e-06 | 2.8207e-06 | 3.7798e-06 | 4.6733e-06 | 5.5537e-06 | 6.4214e-06 | 7.2719e-06 | 8.1116e-06 | 8.9468e-06 | 9.7775e-06 | 1.0605e-05 | 1.1431e-05 | 1.2253e-05 | 1.3074e-05 | 1.3892e-05 | 1.471e-05 | 1.5527e-05 | 1.6342e-05 | 1.7154e-05 | 1.7964e-05 | 1.8773e-05 | 1.9579e-05 | 2.0383e-05 | 2.1184e-05 | 2.1983e-05 | 2.2779e-05 | 2.3572e-05 | 2.4363e-05 | 2.515e-05 | 2.5935e-05 | 2.6745e-05
F3_Residential_Manufactured Home Low Income_New_Miscellaneous_Natural Gas_Market | F3 | Residential | Market | Manufactured Home Low Income | New | Miscellaneous | Natural Gas | Summer Peak Demand (MW) | 0 | 1.7624e-06 | 4.5194e-06 | 7.728e-06 | 1.0356e-05 | 1.2804e-05 | 1.5216e-05 | 1.7593e-05 | 1.9923e-05 | 2.2224e-05 | 2.4512e-05 | 2.6788e-05 | 2.9055e-05 | 3.1317e-05 | 3.3571e-05 | 3.5819e-05 | 3.8062e-05 | 4.0302e-05 | 4.254e-05 | 4.4773e-05 | 4.6998e-05 | 4.9217e-05 | 5.1432e-05 | 5.3642e-05 | 5.5844e-05 | 5.8039e-05 | 6.0227e-05 | 6.2407e-05 | 6.4581e-05 | 6.6747e-05 | 6.8905e-05 | 7.1056e-05 | 7.3273e-05
F4_Residential_Manufactured Home Low Income_New_Miscellaneous_Natural Gas_Market | F4 | Residential | Market | Manufactured Home Low Income | New | Miscellaneous | Natural Gas | Winter Peak Demand (MW) | 0 | 7.3433e-08 | 1.8831e-07 | 3.22e-07 | 4.3148e-07 | 5.3348e-07 | 6.3399e-07 | 7.3303e-07 | 8.3012e-07 | 9.2598e-07 | 1.0213e-06 | 1.1161e-06 | 1.2106e-06 | 1.3049e-06 | 1.3988e-06 | 1.4925e-06 | 1.5859e-06 | 1.6793e-06 | 1.7725e-06 | 1.8655e-06 | 1.9583e-06 | 2.0507e-06 | 2.143e-06 | 2.2351e-06 | 2.3269e-06 | 2.4183e-06 | 2.5094e-06 | 2.6003e-06 | 2.6909e-06 | 2.7811e-06 | 2.8711e-06 | 2.9606e-06 | 3.053e-06